## US
| 2016 | 2018 | 2020 | 2025 | 2030 | 2040 | 2050
1. Reserve Margin Capacity Winter [MW] | 909424.1069 | 918525.9708 | 922540.0101 | 955107.4626 | 1003461.2384 | 1115083.0842 | 1207658.1923
Plus Firm Contract Purchases Winter [MW] | 0 | 0 | 0 | 0 | 0 | 0 | 0
Plus Transmission In Winter [MW] | 9131.6593 | 9069.3342 | 9578.5599 | 9608.7855 | 12635.2569 | 20146.7392 | 23193.0233
Less Firm Contract Sales Winter [MW] | 0 | 0 | 0 | 0 | 0 | 0 | 0
Less Transmission Out Winter [MW] | 12854.7112 | 12690.5121 | 13504.4855 | 13801.1443 | 17504.2355 | 25985.8382 | 28677.7412
Total Reserve Margin Capacity Winter [MW] | 905701.055 | 914904.7929 | 918614.0845 | 950915.1038 | 998592.2598 | 1109243.9851 | 1202173.4745
2. Peak Load Winter [MW] | 656609.9795 | 669953.6443 | 685643.4766 | 724764.8737 | 762895.2731 | 845598.8064 | 915814.1771
Less DSM [MW] | 0 | 0 | 0 | 0 | 0 | 0 | 0
Net Demand Winter [MW] | 656609.9795 | 669953.6443 | 685643.4766 | 724764.8737 | 762895.2731 | 845598.8064 | 915814.1771
3. Reserve Margin Winter [%] | 37.9359 | 36.5624 | 33.9784 | 31.2033 | 30.8951 | 31.1785 | 31.2683
1. Reserve Margin Capacity Summer [MW] | 909424.1069 | 918525.9708 | 922540.0101 | 955107.4626 | 1003461.2384 | 1115083.0842 | 1207658.1923
Plus Firm Contract Purchases Summer [MW] | 0 | 0 | 0 | 0 | 0 | 0 | 0
Plus Transmission In Summer [MW] | 52145.6381 | 55256.8801 | 70504.171 | 91795.8253 | 85654.8889 | 86866.1622 | 88854.5769
Less Firm Contract Sales Summer [MW] | 0 | 0 | 0 | 0 | 0 | 0 | 0
Less Transmission Out Summer [MW] | 51463.7872 | 53857.1455 | 68504.1125 | 88185.1495 | 81672.3136 | 81147.1042 | 83189.9986
Total Reserve Margin Capacity Summer [MW] | 910105.9579 | 919925.7054 | 924540.0685 | 958718.1385 | 1007443.8137 | 1120802.1422 | 1213322.7706
2. Peak Load Summer [MW] | 745951.4004 | 760949.7162 | 779557.6602 | 826221.1216 | 872778.1859 | 972251.0956 | 1052576.833
Less DSM [MW] | 0 | 0 | 0 | 0 | 0 | 0 | 0
Net Demand Summer [MW] | 745951.4004 | 760949.7162 | 779557.6602 | 826221.1216 | 872778.1859 | 972251.0956 | 1052576.833
3. Reserve Margin Summer [%] | 22.0061 | 20.8918 | 18.598 | 16.0365 | 15.4295 | 15.2791 | 15.2717
1. Reserve Margin Capacity Annual [MW] | 909424.1069 | 918525.9708 | 922540.0101 | 955107.4626 | 1003461.2384 | 1115083.0842 | 1207658.1923
Plus Firm Contract Purchases Annual [MW] | 0 | 0 | 0 | 0 | 0 | 0 | 0
Plus Transmission In Annual [MW] | 53870.4403 | 57710.0184 | 72734.3481 | 92962.0235 | 90522.1312 | 93933.6936 | 97161.1551
Less Firm Contract Sales Annual [MW] | 0 | 0 | 0 | 0 | 0 | 0 | 0
Less Transmission Out Annual [MW] | 49457.2183 | 51970.0453 | 65804.3875 | 78879.7412 | 71371.5616 | 69547.6104 | 71555.1144
Total Reserve Margin Capacity Annual [MW] | 913837.3289 | 924265.9439 | 929469.9706 | 969189.7449 | 1022611.808 | 1139469.1675 | 1233264.233
(for seasonal/annual regions combined)
2. Peak Load Annual [MW] | 753213.7221 | 768324.99 | 787134.6704 | 834919.9557 | 882704.1442 | 984748.0507 | 1066145.7592
Less DSM [MW] | 0 | 0 | 0 | 0 | 0 | 0 | 0
Net Demand Annual [MW] | 753213.7221 | 768324.99 | 787134.6704 | 834919.9557 | 882704.1442 | 984748.0507 | 1066145.7592
(for seasonal/annual regions combined)
3. Reserve Margin Annual [%] | 21.3251 | 20.2962 | 18.0827 | 16.0818 | 15.8499 | 15.7117 | 15.675
(for seasonal/annual regions combined)
4. Total Generation [GWh] | 4060423.3159 | 4142152.9409 | 4227935.524 | 4403510.7687 | 4557300.256 | 4910216.8452 | 5287632.9735
Inter-Region Transmission [GWh] | -670.4817 | 3109.6331 | -285.6433 | -224.6364 | -9233.736 | -14944.8687 | -9118.6386
Pumping & Storage Losses [GWh] | 11035.7483 | 10659.9652 | 12753.3389 | 13249.9827 | 13003.9696 | 8404.7844 | 7346.9472
Plus Purchases [GWh] | 0 | 0 | 0 | 0 | 0 | 0 | 0
Less Sales [GWh] | 0 | 0 | 0 | 0 | 0 | 0 | 0
5. Total Supply for Demand [GWh] | 4048717.0858 | 4134602.6088 | 4214896.5417 | 4390036.1496 | 4535062.5504 | 4886867.1921 | 5271167.3877
6. Projected Demand [GWh] | 4048717.0858 | 4134602.6088 | 4214896.5417 | 4390036.1495 | 4535062.5504 | 4886867.1921 | 5271167.3877
Energy Not Served [GWh] | 0 | 0 | 0 | 0 | 0 | 0 | 0
Less DSM [GWh] | 0 | 0 | 0 | 0 | 0 | 0 | 0
Energy Demand Response [GWh] | 0 | 0 | 0 | 0 | 0 | 0 | 0
Net Demand [GWh] | 4048717.0858 | 4134602.6088 | 4214896.5417 | 4390036.1495 | 4535062.5504 | 4886867.1921 | 5271167.3877
7. Dumped Energy [GWh] | -8.7735e-06 | 5.324e-05 | 4.7573e-05 | 2.0457e-05 | -2.4166e-05 | 2.2105e-05 | -6.1442e-05
8. Total Generation [GWh] | 4060423.3159 | 4142152.9409 | 4227935.524 | 4403510.7687 | 4557300.256 | 4910216.8452 | 5287632.9735
Less T&D Losses [GWh] | 273672.6559 | 268409.973 | 268178.3092 | 273569.3188 | 283380.9568 | 306126.3318 | 330587.1408
9. Total Sales [GWh] | 3786750.66 | 3873742.9679 | 3959757.2148 | 4129941.4499 | 4273919.2992 | 4604090.5133 | 4957045.8326
Capacity Avoided Costs [US$/kW]
ANNUAL | 3.557 | 4.4712 | 9.0878 | 36.132 | 58.5424 | 73.5081 | 72.5404
WINTER | 0.59651 | 0.58722 | 0.58722 | 0.78046 | 0.78437 | 0.66657 | 0.89947
SUMMER | 2.9605 | 3.884 | 8.5006 | 35.3515 | 57.758 | 72.8415 | 71.641
10. Capacity by Capacity Reporting Type [MW]
00 New Combined Cycle | 1474.8887 | 6052.7508 | 10396.3187 | 37431.1069 | 81961.4606 | 200178.2282 | 323064.3347
00 New Combined Cycle - Uncontrolled | 0 | 0 | 0 | 0 | 0 | 0 | 0
00 New Combined Cycle with Carbon Capture | 0 | 0 | 0 | 0 | 0 | 0 | 0
00 New Combustion Turbine | 1091.1278 | 1326.9062 | 1636.5947 | 4344.175 | 12465.6678 | 45791.5325 | 60443.4069
00 New Hydro | 0 | 0 | 0 | 0 | 0 | 0 | 0
00 New Nuclear | 0 | 0 | 0 | 0 | 0 | 0 | 0
00 New Biomass | 205.5354 | 460.1255 | 874.5051 | 1050.5499 | 1204.3621 | 1204.3621 | 1351.6524
00 New Geothermal | 0 | 957.7879 | 1368.1879 | 2245.4975 | 2440.3362 | 2519 | 2929.736
00 New Landfill Gas | 8.66 | 8.66 | 8.66 | 8.66 | 8.66 | 8.66 | 8.66
00 New Offshore Wind | 0 | 0 | 0 | 0 | 0 | 0 | 0
00 New Onshore Wind | 5898.8043 | 12698.1953 | 13048.3938 | 21895.1465 | 25654.8013 | 28811.0943 | 41063.8134
00 New Solar PV | 476 | 1047.2 | 1618.4 | 2451.4526 | 2510.7733 | 3914.8026 | 15933.4302
00 New Solar Thermal | 11.5505 | 191.5505 | 205.2023 | 209.5507 | 225.1707 | 225.1707 | 225.1707
00 New Fuel Cell | 0 | 0 | 0 | 0 | 0 | 0 | 0
00 New IGCC | 0 | 0 | 0 | 0 | 0 | 0 | 0
00 New Advanced Coal with CCS | 0 | 0 | 330 | 330 | 330 | 330 | 330
00 New SPC - Uncontrolled | 0 | 0 | 0 | 0 | 0 | 0 | 0
00 New SPC-WetFGD_SCR | 34.4 | 34.4 | 34.4 | 34.4 | 34.4 | 34.4 | 34.4
00 New Future Technology | 0 | 0 | 0 | 0 | 0 | 0 | 0
00 Exist Combined Cycle | 221337 | 221337 | 221337 | 221337 | 221337 | 221337 | 221252.1213
00 Exist Combustion Turbine | 145578.944 | 145578.944 | 145578.944 | 145578.944 | 145578.944 | 145578.944 | 145578.944
00 Exist Coal Steam_Uncontrolled | 3667.6006 | 2462.4 | 1184.4 | 1184.4 | 1184.4 | 1184.4 | 1184.4
00 Exist Coal Steam_ACI | 931.1085 | 164.5 | 164.5 | 164.5 | 164.5 | 164.5 | 164.5
00 Exist Coal Steam_ACI_DSI | 0 | 0 | 0 | 0 | 0 | 0 | 0
00 Exist Coal Steam_DryFGD | 4065.6 | 3713.6 | 1593.8939 | 1533.8939 | 1528.6 | 1528.6 | 1390.6
00 Exist Coal Steam_DryFGD_ACI | 3273.2264 | 3206.5257 | 231.3548 | 231.3548 | 231.3548 | 231.3548 | 231.3548
00 Exist Coal Steam_DryFGD_SCR | 1984 | 1984 | 750 | 750 | 750 | 750 | 750
00 Exist Coal Steam_DryFGD_SCR_ACI | 11432 | 11432 | 2165.6013 | 2165.6013 | 2165.6013 | 2165.6013 | 2165.6013
00 Exist Coal Steam_DryFGD_SNCR | 179.8 | 179.8 | 142.1855 | 138.8 | 138.8 | 138.8 | 138.8
00 Exist Coal Steam_DryFGD_SNCR_ACI | 321.3083 | 321.3083 | 6.3751e-07 | 6.3751e-07 | 6.3751e-07 | 6.3751e-07 | 6.3751e-07
00 Exist Coal Steam_DSI | 0 | 0 | 0 | 0 | 0 | 0 | 0
00 Exist Coal Steam_SCR | 1.3095e-06 | 1.3095e-06 | 1.3095e-06 | 1.3095e-06 | 1.3095e-06 | 1.3095e-06 | 1.3095e-06
00 Exist Coal Steam_SCR_ACI | 306 | 305 | 305 | 305 | 305 | 305 | 305
00 Exist Coal Steam_SCR_ACI_DSI | 1158 | 1158 | 0 | 0 | 0 | 0 | 0
00 Exist Coal Steam_SCR_DSI | 0 | 0 | 0 | 0 | 0 | 0 | 0
00 Exist Coal Steam_SNCR | 811.3141 | 377.7 | 242.7 | 242.7 | 242.7 | 242.7 | 242.7
00 Exist Coal Steam_SNCR_ACI | 385 | 385 | 385 | 385 | 385 | 385 | 385
00 Exist Coal Steam_SNCR_ACI_DSI | 0 | 0 | 0 | 0 | 0 | 0 | 0
00 Exist Coal Steam_WetFGD | 9236.4361 | 8214.9029 | 1533.7046 | 1533.7046 | 1533.7046 | 1533.7046 | 1533.7046
00 Exist Coal Steam_WetFGD_ACI | 5417 | 4384.8116 | 1480 | 1480 | 1480 | 1480 | 1480
00 Exist Coal Steam_WetFGD_SCR | 86752.6489 | 86752.6489 | 8179.3059 | 8179.3059 | 8179.3059 | 8179.3059 | 7942
00 Exist Coal Steam_WetFGD_SCR_ACI | 17332.5184 | 17332.5184 | 3605 | 3605 | 3605 | 3605 | 2576.52
00 Exist Coal Steam_WetFGD_SNCR | 3019 | 2952.3613 | 67 | 67 | 67 | 67 | 67
00 Exist Coal Steam_WetFGD_SNCR_ACI | 760 | 760 | 0 | 0 | 0 | 0 | 0
00 Exist FBC_Uncontrolled | 305.0527 | 305.0527 | 74 | 74 | 74 | 74 | 74
00 Exist FBC_ACI | 0 | 0 | 0 | 0 | 0 | 0 | 0
00 Exist FBC_DryFGD | 179 | 179 | 136 | 136 | 136 | 136 | 136
00 Exist FBC_DryFGD_SNCR | 2683 | 2683 | 1121.4251 | 1121.4251 | 1121.4251 | 1121.4251 | 1121.4251
00 Exist FBC_DryFGD_SNCR_ACI | 1254 | 1254 | 684 | 684 | 684 | 684 | 684
00 Exist FBC_SNCR | 697 | 697 | 197 | 197 | 197 | 197 | 197
00 Exist FBC_SNCR_ACI | 10.6 | 10.6 | 10.6 | 10.6 | 10.6 | 10.6 | 10.6
00 Exist FBC_WetFGD_SNCR_ACI | 286 | 286 | 0 | 0 | 0 | 0 | 0
00 Exist IGCC | 1662 | 1662 | 1662 | 1662 | 1662 | 1662 | 1662
00 Exist Fossil_Other | 411.5 | 411.5 | 411.5 | 411.5 | 411.5 | 411.5 | 411.5
00 Exist Fuel Cell | 35.826 | 35.826 | 35.826 | 35.826 | 35.826 | 35.826 | 35.826
00 Exist Hydro | 78694.738 | 78694.738 | 78694.738 | 78694.738 | 78694.738 | 78694.738 | 78634.738
00 Exist Non Fossil_Other | 3984.032 | 3984.032 | 3984.032 | 3984.032 | 3984.032 | 3984.032 | 3984.032
00 Exist Nuclear | 99057.9941 | 103532.9941 | 102919.9941 | 102919.9941 | 100529.001 | 59535.501 | 7959.4
00 Exist Oil/Gas Steam | 62699.0341 | 61635.973 | 61635.973 | 61635.973 | 61635.973 | 61635.973 | 61635.973
00 Exist Oil/Gas Steam_SCR | 16150.2799 | 15521.2799 | 14012.2799 | 14012.2799 | 14012.2799 | 14012.2799 | 14012.2799
00 Exist Oil/Gas Steam_SNCR | 1356 | 1356 | 1356 | 1356 | 1356 | 1356 | 1356
00 Exist Biomass | 4094.352 | 4094.352 | 4094.352 | 4094.352 | 4094.352 | 4094.352 | 4094.352
00 Exist Landfill Gas | 2021.647 | 2021.647 | 2021.647 | 2021.647 | 2021.647 | 2021.647 | 2021.647
00 Exist Geothermal | 2636.61 | 2636.61 | 2636.61 | 2636.61 | 2636.61 | 2636.61 | 2636.61
00 Exist Pump Storage | 22349.9 | 22349.9 | 22349.9 | 22349.9 | 22349.9 | 22349.9 | 22349.9
00 Exist Solar PV | 5651.575 | 5651.575 | 5651.575 | 5651.575 | 5651.575 | 5651.575 | 5651.575
00 Exist Solar Thermal | 2325.047 | 2325.047 | 2325.047 | 2325.047 | 2325.047 | 2325.047 | 2325.047
00 Exist Wind | 58173.904 | 58173.904 | 58173.904 | 58173.904 | 58173.904 | 58173.904 | 58173.904
00 International Imports | 200 | 200 | 200 | 200 | 200 | 200 | 200
00 Ret.ACI | 4869.41 | 4767.1111 | 1.7667 | 1.7667 | 8.9108e-07 | 8.9108e-07 | 8.9108e-07
00 Ret.ACI & DryFGD | 7.7029 | 7.7029 | 0 | 0 | 0 | 0 | 0
00 Ret.ACI & DryFGD & HRI | 0 | 0 | 7.7029 | 7.7029 | 7.7029 | 7.7029 | 7.7029
00 Ret.ACI & DSI | 16407.6524 | 16405.9563 | 400.5428 | 400.5428 | 0 | 0 | 0
00 Ret.ACI & DSI & DryFGD | 0 | 0 | 0 | 0 | 0 | 0 | 0
00 Ret.ACI & DSI & DryFGD & HRI | 0 | 0 | 0 | 0 | 0 | 0 | 0
00 Ret.ACI & DSI & HRI | 0 | 0 | 16005.4135 | 16005.4135 | 16005.4135 | 16005.4135 | 16005.4135
00 Ret.ACI & DSI & WetFGD & HRI | 0 | 0 | 0 | 0 | 0 | 0 | 0
00 Ret.ACI & HRI | 0 | 0 | 4765.3445 | 4765.3445 | 4767.1111 | 4767.1111 | 4767.1111
00 Ret.ACI & SCR | 0 | 0 | 0 | 0 | 0 | 0 | 0
00 Ret.ACI & SCR & DryFGD & CCS | 0 | 0 | 0 | 0 | 0 | 0 | 0
00 Ret.ACI & SCR & DryFGD & HRI | 0 | 0 | 0 | 0 | 0 | 0 | 0
00 Ret.ACI & SCR & DryFGD & HRI & CCS | 0 | 0 | 0 | 0 | 0 | 0 | 0
00 Ret.ACI & SCR & DSI | 160.1811 | 161.867 | 54.4816 | 54.4816 | 0 | 0 | 0
00 Ret.ACI & SCR & DSI & DryFGD | 0 | 0 | 0 | 0 | 0 | 0 | 0
00 Ret.ACI & SCR & DSI & DryFGD & HRI | 0 | 0 | 0 | 0 | 0 | 0 | 0
00 Ret.ACI & SCR & DSI & HRI | 0 | 0 | 107.3854 | 107.3854 | 107.3854 | 107.3854 | 107.3854
00 Ret.ACI & SCR & DSI & WetFGD | 0 | 0 | 0 | 0 | 0 | 0 | 0
00 Ret.ACI & SCR & DSI & WetFGD & HRI | 0 | 0 | 0 | 0 | 0 | 0 | 0
00 Ret.ACI & SCR & HRI | 0 | 0 | 0 | 0 | 0 | 0 | 0
00 Ret.ACI & SCR & WetFGD & CCS | 0 | 0 | 0 | 0 | 0 | 0 | 0
00 Ret.ACI & SCR & WetFGD & HRI | 0 | 0 | 0 | 0 | 0 | 0 | 0
00 Ret.ACI & SCR & WetFGD & HRI & CCS | 0 | 0 | 0 | 0 | 0 | 0 | 0
00 Ret.ACI & SNCR | 0 | 0 | 0 | 0 | 0 | 0 | 0
00 Ret.ACI & SNCR & DSI | 0 | 0 | 0 | 0 | 0 | 0 | 0
00 Ret.ACI & SNCR & DSI & DryFGD | 0 | 0 | 0 | 0 | 0 | 0 | 0
00 Ret.ACI & SNCR & DSI & DryFGD & HRI | 0 | 0 | 0 | 0 | 0 | 0 | 0
00 Ret.ACI & SNCR & DSI & HRI | 0 | 0 | 0 | 0 | 0 | 0 | 0
00 Ret.ACI & SNCR & DSI & WetFGD | 0 | 0 | 0 | 0 | 0 | 0 | 0
00 Ret.ACI & SNCR & DSI & WetFGD & HRI | 0 | 0 | 0 | 0 | 0 | 0 | 0
00 Ret.ACI & SNCR & HRI | 0 | 0 | 0 | 0 | 0 | 0 | 0
00 Ret.ACI & WetFGD | 2982.8346 | 3083.6528 | 6.3859 | 6.3859 | 0 | 0 | 0
00 Ret.ACI & WetFGD & DSI | 0 | 0 | 0 | 0 | 0 | 0 | 0
00 Ret.ACI & WetFGD & HRI | 0 | 0 | 3077.2669 | 3077.2669 | 3083.6528 | 3083.6528 | 3083.6528
00 Ret.C2G | 934.6284 | 1237.4432 | 1989.4074 | 1989.4074 | 1989.4074 | 1989.4074 | 1989.4074
00 Ret.C2G & SCR | 0 | 0 | 0 | 0 | 0 | 0 | 0
00 Ret.CCG | 0 | 0 | 0 | 0 | 0 | 0 | 0
00 Ret.DryFGD | 1.9716 | 1.9716 | 0 | 0 | 0 | 0 | 0
00 Ret.DryFGD & ACI & CCS | 0 | 0 | 0 | 0 | 0 | 0 | 0
00 Ret.DryFGD & ACI & HRI & CCS | 0 | 0 | 0 | 0 | 0 | 0 | 0
00 Ret.DryFGD & CCS | 0 | 0 | 0 | 0 | 0 | 0 | 0
00 Ret.DryFGD & HRI | 0 | 0 | 1.9716 | 1.9716 | 1.9716 | 1.9716 | 1.9716
00 Ret.DryFGD & HRI & CCS | 0 | 0 | 0 | 0 | 0 | 0 | 0
00 Ret.DSI | 252.038 | 252.038 | 252.038 | 0 | 0 | 0 | 0
00 Ret.DSI & DryFGD | 0 | 0 | 0 | 0 | 0 | 0 | 0
00 Ret.DSI & DryFGD & HRI | 0 | 0 | 0 | 0 | 0 | 0 | 0
00 Ret.DSI & HRI | 0 | 0 | 0 | 0 | 0 | 0 | 0
00 Ret.DSI & WetFGD | 0 | 0 | 0 | 0 | 0 | 0 | 0
00 Ret.DSI & WetFGD & HRI | 0 | 0 | 0 | 0 | 0 | 0 | 0
00 Ret.Exist FBC_DryFGD_SNCR_ACI & CCS | 0 | 0 | 0 | 0 | 0 | 0 | 0
00 Ret.ExistACI & DryFGD | 1953.9068 | 2633.6733 | 0 | 0 | 0 | 0 | 0
00 Ret.ExistACI & DryFGD & CCS | 0 | 0 | 0 | 0 | 0 | 0 | 0
00 Ret.ExistACI & DryFGD & HRI | 0 | 0 | 2633.6733 | 2633.6733 | 2633.6733 | 2633.6733 | 2633.6733
00 Ret.ExistACI & DryFGD & HRI & CCS | 0 | 0 | 0 | 0 | 0 | 0 | 0
00 Ret.ExistACI & DSI | 3105.4785 | 3105.4785 | 2582.4152 | 2582.4152 | 0 | 0 | 0
00 Ret.ExistACI & DSI & DryFGD | 0 | 0 | 0 | 0 | 0 | 0 | 0
00 Ret.ExistACI & DSI & DryFGD & HRI | 0 | 0 | 0 | 0 | 0 | 0 | 0
00 Ret.ExistACI & DSI & HRI | 0 | 0 | 523.0633 | 523.0633 | 523.0633 | 523.0633 | 523.0633
00 Ret.ExistACI & DSI & WetFGD | 0 | 0 | 0 | 0 | 0 | 0 | 0
00 Ret.ExistACI & DSI & WetFGD & HRI | 0 | 0 | 0 | 0 | 0 | 0 | 0
00 Ret.ExistACI & HRI | 0 | 0 | 0 | 0 | 0 | 0 | 0
00 Ret.ExistACI & HRI & WetFGD | 0 | 0 | 0 | 0 | 0 | 0 | 0
00 Ret.ExistACI & SCR | 0 | 0 | 0 | 0 | 0 | 0 | 0
00 Ret.ExistACI & SCR & DryFGD | 1182.4498 | 1200.6619 | 0 | 0 | 0 | 0 | 0
00 Ret.ExistACI & SCR & DryFGD & CCS | 0 | 0 | 0 | 0 | 0 | 0 | 0
00 Ret.ExistACI & SCR & DryFGD & HRI | 0 | 0 | 1200.6619 | 1200.6619 | 1200.6619 | 1200.6619 | 1200.6619
00 Ret.ExistACI & SCR & DryFGD & HRI & CCS | 0 | 0 | 0 | 0 | 0 | 0 | 0
00 Ret.ExistACI & SCR & DSI | 311.0082 | 311.0082 | 0 | 0 | 0 | 0 | 0
00 Ret.ExistACI & SCR & DSI & DryFGD | 0 | 0 | 0 | 0 | 0 | 0 | 0
00 Ret.ExistACI & SCR & DSI & HRI | 0 | 0 | 311.0082 | 311.0082 | 311.0082 | 311.0082 | 311.0082
00 Ret.ExistACI & SCR & DSI & DryFGD & HRI | 0 | 0 | 0 | 0 | 0 | 0 | 0
00 Ret.ExistACI & SCR & HRI | 0 | 0 | 0 | 0 | 0 | 0 | 0
00 Ret.ExistACI & SCR & WetFGD | 99.7162 | 99.7162 | 0 | 0 | 0 | 0 | 0
00 Ret.ExistACI & SCR & WetFGD & CCS | 0 | 0 | 0 | 0 | 0 | 0 | 0
00 Ret.ExistACI & SCR & WetFGD & HRI | 0 | 0 | 99.7162 | 99.7162 | 100.6973 | 100.6973 | 100.6973
00 Ret.ExistACI & SCR & WetFGD & HRI & CCS | 0 | 0 | 0 | 0 | 0 | 0 | 0
00 Ret.ExistACI & SNCR | 0 | 0 | 0 | 0 | 0 | 0 | 0
00 Ret.ExistACI & SNCR & DryFGD | 0 | 0 | 0 | 0 | 0 | 0 | 0
00 Ret.ExistACI & SNCR & DryFGD & HRI | 0 | 0 | 0 | 0 | 0 | 0 | 0
00 Ret.ExistACI & SNCR & DSI | 0 | 0 | 0 | 0 | 0 | 0 | 0
00 Ret.ExistACI & SNCR & DSI & HRI | 0 | 0 | 0 | 0 | 0 | 0 | 0
00 Ret.ExistACI & SNCR & HRI | 0 | 0 | 0 | 0 | 0 | 0 | 0
00 Ret.ExistACI & SNCR & WetFGD | 0 | 0 | 0 | 0 | 0 | 0 | 0
00 Ret.ExistACI & SNCR & WetFGD & HRI | 0 | 0 | 0 | 0 | 0 | 0 | 0
00 Ret.ExistACI & WetFGD | 0.98665 | 0.98665 | 0.98665 | 0.98665 | 0 | 0 | 0
00 Ret.ExistACI & WetFGD & CCS | 0 | 0 | 0 | 0 | 0 | 0 | 0
00 Ret.ExistACI & WetFGD & HRI & CCS | 0 | 0 | 0 | 0 | 0 | 0 | 0
00 Ret.ExistACI_DSI & DryFGD | 0 | 0 | 0 | 0 | 0 | 0 | 0
00 Ret.ExistACI_DSI & DryFGD & HRI | 0 | 0 | 0 | 0 | 0 | 0 | 0
00 Ret.ExistACI_DSI & HRI | 0 | 0 | 0 | 0 | 0 | 0 | 0
00 Ret.ExistACI_DSI & SCR | 0 | 0 | 0 | 0 | 0 | 0 | 0
00 Ret.ExistACI_DSI & SCR & DryFGD | 0 | 0 | 0 | 0 | 0 | 0 | 0
00 Ret.ExistACI_DSI & SCR & DryFGD & HRI | 0 | 0 | 0 | 0 | 0 | 0 | 0
00 Ret.ExistACI_DSI & SCR & HRI | 0 | 0 | 0 | 0 | 0 | 0 | 0
00 Ret.ExistACI_DSI & SCR & WetFGD | 0 | 0 | 0 | 0 | 0 | 0 | 0
00 Ret.ExistACI_DSI & SCR & WetFGD & HRI | 0 | 0 | 0 | 0 | 0 | 0 | 0
00 Ret.ExistACI_DSI & WetFGD | 0 | 0 | 0 | 0 | 0 | 0 | 0
00 Ret.ExistACI_DSI & WetFGD & HRI | 0 | 0 | 0 | 0 | 0 | 0 | 0
00 Ret.ExistDryFGD & ACI | 3568.216 | 3385.3023 | 635.1652 | 635.1652 | 635.1652 | 635.1652 | 635.1652
00 Ret.ExistDryFGD & ACI & CCS | 0 | 0 | 0 | 0 | 0 | 0 | 0
00 Ret.ExistDryFGD & ACI & HRI | 0 | 0 | 2750.1371 | 2750.1371 | 2750.1371 | 2750.1371 | 2750.1371
00 Ret.ExistDryFGD & ACI & HRI & CCS | 0 | 0 | 0 | 0 | 0 | 0 | 0
00 Ret.ExistDryFGD & ACI & SCR | 0 | 0 | 0 | 0 | 0 | 0 | 0
00 Ret.ExistDryFGD & ACI & SCR & CCS | 0 | 0 | 0 | 0 | 0 | 0 | 0
00 Ret.ExistDryFGD & ACI & SCR & HRI | 0 | 0 | 0 | 0 | 0 | 0 | 0
00 Ret.ExistDryFGD & ACI & SCR & HRI & CCS | 0 | 0 | 0 | 0 | 0 | 0 | 0
00 Ret.ExistDryFGD & ACI & SNCR | 0 | 0 | 0 | 0 | 0 | 0 | 0
00 Ret.ExistDryFGD & ACI & SNCR & HRI | 0 | 0 | 0 | 0 | 0 | 0 | 0
00 Ret.ExistDryFGD & CCS | 0 | 0 | 0 | 0 | 0 | 0 | 0
00 Ret.ExistDryFGD & HRI | 0 | 0 | 2119.7061 | 2179.7061 | 2185 | 2185 | 2323
00 Ret.ExistDryFGD & HRI & CCS | 0 | 0 | 0 | 0 | 0 | 0 | 0
00 Ret.ExistDryFGD & SCR | 442.3633 | 442.3633 | 0 | 0 | 0 | 0 | 0
00 Ret.ExistDryFGD & SCR & CCS | 0 | 0 | 0 | 0 | 0 | 0 | 0
00 Ret.ExistDryFGD & SCR & HRI | 0 | 0 | 442.3633 | 442.3633 | 442.3633 | 442.3633 | 442.3633
00 Ret.ExistDryFGD & SCR & HRI & CCS | 0 | 0 | 0 | 0 | 0 | 0 | 0
00 Ret.ExistDryFGD & SNCR | 102.9485 | 102.9485 | 0 | 0 | 0 | 0 | 0
00 Ret.ExistDryFGD & SNCR & HRI | 0 | 0 | 102.9485 | 102.9485 | 102.9485 | 102.9485 | 102.9485
00 Ret.ExistDryFGD_ACI & CCS | 0 | 0 | 0 | 0 | 0 | 0 | 0
00 Ret.ExistDryFGD_ACI & HRI | 0 | 0 | 2408.6538 | 2408.5019 | 2408.5019 | 2408.5019 | 2408.5019
00 Ret.ExistDryFGD_ACI & HRI & CCS | 0 | 0 | 0 | 0 | 0 | 0 | 0
00 Ret.ExistDryFGD_ACI & SCR | 816.0477 | 882.3674 | 0 | 0 | 0 | 0 | 0
00 Ret.ExistDryFGD_ACI & SCR & CCS | 0 | 0 | 0 | 0 | 0 | 0 | 0
00 Ret.ExistDryFGD_ACI & SCR & HRI | 0 | 0 | 1445.6188 | 1445.7698 | 1445.7698 | 1445.7698 | 1445.7698
00 Ret.ExistDryFGD_ACI & SCR & HRI & CCS | 0 | 0 | 0 | 0 | 0 | 0 | 0
00 Ret.ExistDryFGD_SCR & ACI & CCS | 0 | 0 | 0 | 0 | 0 | 0 | 0
00 Ret.ExistDryFGD_SCR & ACI & HRI | 0 | 0 | 1795.183 | 1795.183 | 1795.183 | 1795.183 | 1795.183
00 Ret.ExistDryFGD_SCR & ACI & HRI & CCS | 0 | 0 | 0 | 0 | 0 | 0 | 0
00 Ret.ExistDryFGD_SCR & CCS | 0 | 0 | 0 | 0 | 0 | 0 | 0
00 Ret.ExistDryFGD_SNCR & ACI & CCS | 0 | 0 | 0 | 0 | 0 | 0 | 0
00 Ret.ExistDryFGD_SNCR & ACI & HRI | 0 | 0 | 644.6734 | 644.6734 | 644.6734 | 644.6734 | 644.6734
00 Ret.ExistDryFGD_SNCR & ACI & HRI & CCS | 0 | 0 | 0 | 0 | 0 | 0 | 0
00 Ret.ExistDryFGD_SNCR & CCS | 0 | 0 | 0 | 0 | 0 | 0 | 0
00 Ret.ExistDSI & ACI | 0 | 0 | 0 | 0 | 0 | 0 | 0
00 Ret.ExistDSI & ACI & HRI | 0 | 0 | 0 | 0 | 0 | 0 | 0
00 Ret.ExistDSI & ACI & SCR | 0 | 0 | 0 | 0 | 0 | 0 | 0
00 Ret.ExistDSI & ACI & SCR & DryFGD & CCS | 0 | 0 | 0 | 0 | 0 | 0 | 0
00 Ret.ExistDSI & ACI & SCR & DryFGD & HRI | 0 | 0 | 0 | 0 | 0 | 0 | 0
00 Ret.ExistDSI & ACI & SCR & DryFGD & HRI & CCS | 0 | 0 | 0 | 0 | 0 | 0 | 0
00 Ret.ExistDSI & ACI & SCR & HRI | 0 | 0 | 0 | 0 | 0 | 0 | 0
00 Ret.ExistDSI & DryFGD | 0 | 0 | 0 | 0 | 0 | 0 | 0
00 Ret.ExistDSI & DryFGD & ACI | 0 | 0 | 0 | 0 | 0 | 0 | 0
00 Ret.ExistDSI & DryFGD & ACI & CCS | 0 | 0 | 0 | 0 | 0 | 0 | 0
00 Ret.ExistDSI & DryFGD & ACI & HRI | 0 | 0 | 0 | 0 | 0 | 0 | 0
00 Ret.ExistDSI & DryFGD & ACI & HRI & CCS | 0 | 0 | 0 | 0 | 0 | 0 | 0
00 Ret.ExistDSI & DryFGD & CCS | 0 | 0 | 0 | 0 | 0 | 0 | 0
00 Ret.ExistDSI & DryFGD & HRI | 0 | 0 | 0 | 0 | 0 | 0 | 0
00 Ret.ExistDSI & DryFGD & HRI & CCS | 0 | 0 | 0 | 0 | 0 | 0 | 0
00 Ret.ExistDSI & HRI | 0 | 0 | 0 | 0 | 0 | 0 | 0
00 Ret.ExistDSI & SCR | 0 | 0 | 0 | 0 | 0 | 0 | 0
00 Ret.ExistDSI & SCR & DryFGD | 0 | 0 | 0 | 0 | 0 | 0 | 0
00 Ret.ExistDSI & SCR & DryFGD & ACI | 0 | 0 | 0 | 0 | 0 | 0 | 0
00 Ret.ExistDSI & SCR & DryFGD & CCS | 0 | 0 | 0 | 0 | 0 | 0 | 0
00 Ret.ExistDSI & SCR & DryFGD & HRI | 0 | 0 | 0 | 0 | 0 | 0 | 0
00 Ret.ExistDSI & SCR & DryFGD & HRI & CCS | 0 | 0 | 0 | 0 | 0 | 0 | 0
00 Ret.ExistDSI & SCR & HRI | 0 | 0 | 0 | 0 | 0 | 0 | 0
00 Ret.ExistDSI & SCR & WetFGD | 0 | 0 | 0 | 0 | 0 | 0 | 0
00 Ret.ExistDSI & SCR & WetFGD & CCS | 0 | 0 | 0 | 0 | 0 | 0 | 0
00 Ret.ExistDSI & SCR & WetFGD & HRI | 0 | 0 | 0 | 0 | 0 | 0 | 0
00 Ret.ExistDSI & SCR & WetFGD & HRI & CCS | 0 | 0 | 0 | 0 | 0 | 0 | 0
00 Ret.ExistDSI & WetFGD | 0 | 0 | 0 | 0 | 0 | 0 | 0
00 Ret.ExistDSI & WetFGD & ACI | 0 | 0 | 0 | 0 | 0 | 0 | 0
00 Ret.ExistDSI & WetFGD & ACI & HRI | 0 | 0 | 0 | 0 | 0 | 0 | 0
00 Ret.ExistDSI & WetFGD & CCS | 0 | 0 | 0 | 0 | 0 | 0 | 0
00 Ret.ExistDSI & WetFGD & HRI | 0 | 0 | 0 | 0 | 0 | 0 | 0
00 Ret.ExistDSI & WetFGD & HRI & CCS | 0 | 0 | 0 | 0 | 0 | 0 | 0
00 Ret.ExistIGCC & CCS | 0 | 0 | 0 | 0 | 0 | 0 | 0
00 Ret.ExistSCR & ACI | 350.8334 | 350.8334 | 1.0113e-06 | 1.0113e-06 | 1.0113e-06 | 1.0113e-06 | 1.0113e-06
00 Ret.ExistSCR & ACI & DryFGD | 755.5561 | 755.5561 | 140.8469 | 140.8469 | 140.8469 | 140.8469 | 140.8469
00 Ret.ExistSCR & ACI & DryFGD & HRI | 0 | 0 | 614.7093 | 614.7093 | 614.7093 | 614.7093 | 614.7093
00 Ret.ExistSCR & ACI & DSI | 4109.1698 | 4109.1698 | 0 | 0 | 0 | 0 | 0
00 Ret.ExistSCR & ACI & DSI & DryFGD | 0 | 0 | 0 | 0 | 0 | 0 | 0
00 Ret.ExistSCR & ACI & DSI & DryFGD & HRI | 0 | 0 | 0 | 0 | 0 | 0 | 0
00 Ret.ExistSCR & ACI & DSI & HRI | 0 | 0 | 4109.1698 | 4109.1698 | 4109.1698 | 4109.1698 | 4109.1698
00 Ret.ExistSCR & ACI & DSI & WetFGD | 0 | 0 | 0 | 0 | 0 | 0 | 0
00 Ret.ExistSCR & ACI & DSI & WetFGD & HRI | 0 | 0 | 0 | 0 | 0 | 0 | 0
00 Ret.ExistSCR & ACI & HRI | 0 | 0 | 350.8334 | 350.8334 | 350.8334 | 350.8334 | 350.8334
00 Ret.ExistSCR & ACI & WetFGD | 0 | 0 | 0 | 0 | 0 | 0 | 0
00 Ret.ExistSCR & ACI & WetFGD & HRI | 0 | 0 | 0 | 0 | 0 | 0 | 0
00 Ret.ExistSCR & DryFGD | 0 | 0 | 0 | 0 | 0 | 0 | 0
00 Ret.ExistSCR & DryFGD & ACI & CCS | 0 | 0 | 0 | 0 | 0 | 0 | 0
00 Ret.ExistSCR & DryFGD & ACI & HRI & CCS | 0 | 0 | 0 | 0 | 0 | 0 | 0
00 Ret.ExistSCR & DryFGD & CCS | 0 | 0 | 0 | 0 | 0 | 0 | 0
00 Ret.ExistSCR & DryFGD & HRI | 0 | 0 | 0 | 0 | 0 | 0 | 0
00 Ret.ExistSCR & DryFGD & HRI & CCS | 0 | 0 | 0 | 0 | 0 | 0 | 0
00 Ret.ExistSCR & DSI | 0 | 0 | 0 | 0 | 0 | 0 | 0
00 Ret.ExistSCR & DSI & DryFGD | 0 | 0 | 0 | 0 | 0 | 0 | 0
00 Ret.ExistSCR & DSI & DryFGD & HRI | 0 | 0 | 0 | 0 | 0 | 0 | 0
00 Ret.ExistSCR & DSI & HRI | 0 | 0 | 0 | 0 | 0 | 0 | 0
00 Ret.ExistSCR & DSI & WetFGD | 0 | 0 | 0 | 0 | 0 | 0 | 0
00 Ret.ExistSCR & DSI & WetFGD & HRI | 0 | 0 | 0 | 0 | 0 | 0 | 0
00 Ret.ExistSCR & HRI | 0 | 0 | 0 | 0 | 0 | 0 | 0
00 Ret.ExistSCR & WetFGD | 765.9182 | 765.9182 | 0 | 0 | 0 | 0 | 0
00 Ret.ExistSCR & WetFGD & ACI & CCS | 0 | 0 | 0 | 0 | 0 | 0 | 0
00 Ret.ExistSCR & WetFGD & ACI & HRI & CCS | 0 | 0 | 0 | 0 | 0 | 0 | 0
00 Ret.ExistSCR & WetFGD & CCS | 0 | 0 | 0 | 0 | 0 | 0 | 0
00 Ret.ExistSCR & WetFGD & HRI | 0 | 0 | 765.9182 | 765.9182 | 765.9182 | 765.9182 | 765.9182
00 Ret.ExistSCR & WetFGD & HRI & CCS | 0 | 0 | 0 | 0 | 0 | 0 | 0
00 Ret.ExistSCR_ACI & DryFGD | 1041.5685 | 1041.5685 | 0 | 0 | 0 | 0 | 0
00 Ret.ExistSCR_ACI & DryFGD & CCS | 0 | 0 | 0 | 0 | 0 | 0 | 0
00 Ret.ExistSCR_ACI & DryFGD & HRI | 0 | 0 | 1041.5685 | 1041.5685 | 1041.5685 | 1041.5685 | 1041.5685
00 Ret.ExistSCR_ACI & DryFGD & HRI & CCS | 0 | 0 | 0 | 0 | 0 | 0 | 0
00 Ret.ExistSCR_ACI & DSI | 2.9826 | 2.9826 | 0 | 0 | 0 | 0 | 0
00 Ret.ExistSCR_ACI & DSI & HRI | 0 | 0 | 2.9826 | 2.9826 | 2.9826 | 2.9826 | 2.9826
00 Ret.ExistSCR_ACI & HRI | 0 | 0 | 0 | 0 | 0 | 0 | 0
00 Ret.ExistSCR_ACI & WetFGD | 0 | 0 | 0 | 0 | 0 | 0 | 0
00 Ret.ExistSCR_ACI & WetFGD & CCS | 0 | 0 | 0 | 0 | 0 | 0 | 0
00 Ret.ExistSCR_ACI & WetFGD & HRI | 0 | 0 | 0 | 0 | 0 | 0 | 0
00 Ret.ExistSCR_ACI & WetFGD & HRI & CCS | 0 | 0 | 0 | 0 | 0 | 0 | 0
00 Ret.ExistSCR_ACI_DSI & DryFGD | 0 | 0 | 0 | 0 | 0 | 0 | 0
00 Ret.ExistSCR_ACI_DSI & DryFGD & CCS | 0 | 0 | 0 | 0 | 0 | 0 | 0
00 Ret.ExistSCR_ACI_DSI & DryFGD & HRI | 0 | 0 | 0 | 0 | 0 | 0 | 0
00 Ret.ExistSCR_ACI_DSI & DryFGD & HRI & CCS | 0 | 0 | 0 | 0 | 0 | 0 | 0
00 Ret.ExistSCR_ACI_DSI & HRI | 0 | 0 | 1158 | 1158 | 1158 | 1158 | 1158
00 Ret.ExistSCR_ACI_DSI & WetFGD | 0 | 0 | 0 | 0 | 0 | 0 | 0
00 Ret.ExistSCR_ACI_DSI & WetFGD & CCS | 0 | 0 | 0 | 0 | 0 | 0 | 0
00 Ret.ExistSCR_ACI_DSI & WetFGD & HRI | 0 | 0 | 0 | 0 | 0 | 0 | 0
00 Ret.ExistSCR_ACI_DSI & WetFGD & HRI & CCS | 0 | 0 | 0 | 0 | 0 | 0 | 0
00 Ret.ExistSCR_DryFGD & ACI | 2369.8859 | 2369.8859 | 574.703 | 574.703 | 574.703 | 574.703 | 574.703
00 Ret.ExistSCR_DryFGD & HRI | 0 | 0 | 1234 | 1234 | 1234 | 1234 | 1234
00 Ret.ExistSCR_DryFGD & HRI & CCS | 0 | 0 | 0 | 0 | 0 | 0 | 0
00 Ret.ExistSCR_DryFGD_ACI & CCS | 0 | 0 | 0 | 0 | 0 | 0 | 0
00 Ret.ExistSCR_DryFGD_ACI & HRI | 0 | 0 | 9266.3987 | 9266.3987 | 9266.3987 | 9266.3987 | 9266.3987
00 Ret.ExistSCR_DryFGD_ACI & HRI & CCS | 0 | 0 | 0 | 0 | 0 | 0 | 0
00 Ret.ExistSCR_DSI & ACI | 0.99949 | 0.99949 | 0 | 0 | 0 | 0 | 0
00 Ret.ExistSCR_DSI & ACI & HRI | 0 | 0 | 0.99949 | 0.99949 | 0.99949 | 0.99949 | 0.99949
00 Ret.ExistSCR_DSI & DryFGD | 0 | 0 | 0 | 0 | 0 | 0 | 0
00 Ret.ExistSCR_DSI & DryFGD & ACI | 365.3837 | 365.3837 | 0 | 0 | 0 | 0 | 0
00 Ret.ExistSCR_DSI & DryFGD & ACI & HRI | 0 | 0 | 365.3837 | 365.3837 | 365.3837 | 365.3837 | 365.3837
00 Ret.ExistSCR_DSI & DryFGD & HRI | 0 | 0 | 0 | 0 | 0 | 0 | 0
00 Ret.ExistSCR_DSI & HRI | 0 | 0 | 0 | 0 | 0 | 0 | 0
00 Ret.ExistSCR_DSI & WetFGD | 0 | 0 | 0 | 0 | 0 | 0 | 0
00 Ret.ExistSCR_DSI & WetFGD & ACI | 0 | 0 | 0 | 0 | 0 | 0 | 0
00 Ret.ExistSCR_DSI & WetFGD & ACI & HRI | 0 | 0 | 0 | 0 | 0 | 0 | 0
00 Ret.ExistSCR_DSI & WetFGD & HRI | 0 | 0 | 0 | 0 | 0 | 0 | 0
00 Ret.ExistSCR_WetFGD & ACI | 7154.3199 | 7154.3199 | 774.6487 | 774.6487 | 774.6487 | 774.6487 | 774.6487
00 Ret.ExistSCR_WetFGD & HRI | 0 | 0 | 78573.3429 | 78573.3429 | 78573.3429 | 78573.3429 | 78810.6489
00 Ret.ExistSCR_WetFGD & HRI & CCS | 0 | 0 | 0 | 0 | 0 | 0 | 0
00 Ret.ExistSCR_WetFGD_ACI & CCS | 0 | 0 | 0 | 0 | 0 | 0 | 0
00 Ret.ExistSCR_WetFGD_ACI & HRI | 0 | 0 | 13727.5184 | 13727.5184 | 13727.5184 | 13727.5184 | 14755.9984
00 Ret.ExistSCR_WetFGD_ACI & HRI & CCS | 0 | 0 | 0 | 0 | 0 | 0 | 0
00 Ret.ExistSNCR & ACI | 61.7622 | 61.7622 | 0 | 0 | 0 | 0 | 0
00 Ret.ExistSNCR & ACI & DryFGD | 0 | 0 | 0 | 0 | 0 | 0 | 0
00 Ret.ExistSNCR & ACI & DryFGD & HRI | 0 | 0 | 0 | 0 | 0 | 0 | 0
00 Ret.ExistSNCR & ACI & DSI | 78.1818 | 78.1818 | 0 | 0 | 0 | 0 | 0
00 Ret.ExistSNCR & ACI & DSI & DryFGD | 0 | 0 | 0 | 0 | 0 | 0 | 0
00 Ret.ExistSNCR & ACI & DSI & DryFGD & HRI | 0 | 0 | 0 | 0 | 0 | 0 | 0
00 Ret.ExistSNCR & ACI & DSI & HRI | 0 | 0 | 78.1818 | 78.1818 | 78.1818 | 78.1818 | 78.1818
00 Ret.ExistSNCR & ACI & DSI & WetFGD | 0 | 0 | 0 | 0 | 0 | 0 | 0
00 Ret.ExistSNCR & ACI & DSI & WetFGD & HRI | 0 | 0 | 0 | 0 | 0 | 0 | 0
00 Ret.ExistSNCR & ACI & HRI | 0 | 0 | 61.7622 | 61.7622 | 61.7622 | 61.7622 | 61.7622
00 Ret.ExistSNCR & ACI & WetFGD | 0 | 0 | 0 | 0 | 0 | 0 | 0
00 Ret.ExistSNCR & ACI & WetFGD & HRI | 0 | 0 | 0 | 0 | 0 | 0 | 0
00 Ret.ExistSNCR & DryFGD | 6.4506 | 6.4506 | 0 | 0 | 0 | 0 | 0
00 Ret.ExistSNCR & DryFGD & CCS | 0 | 0 | 0 | 0 | 0 | 0 | 0
00 Ret.ExistSNCR & DryFGD & HRI | 0 | 0 | 6.4506 | 6.4506 | 6.4506 | 6.4506 | 6.4506
00 Ret.ExistSNCR & DryFGD & HRI & CCS | 0 | 0 | 0 | 0 | 0 | 0 | 0
00 Ret.ExistSNCR & DSI | 0 | 0 | 0 | 0 | 0 | 0 | 0
00 Ret.ExistSNCR & DSI & DryFGD | 0 | 0 | 0 | 0 | 0 | 0 | 0
00 Ret.ExistSNCR & DSI & DryFGD & HRI | 0 | 0 | 0 | 0 | 0 | 0 | 0
00 Ret.ExistSNCR & DSI & HRI | 0 | 0 | 0 | 0 | 0 | 0 | 0
00 Ret.ExistSNCR & DSI & WetFGD | 0 | 0 | 0 | 0 | 0 | 0 | 0
00 Ret.ExistSNCR & DSI & WetFGD & HRI | 0 | 0 | 0 | 0 | 0 | 0 | 0
00 Ret.ExistSNCR & HRI | 0 | 0 | 135 | 135 | 135 | 135 | 135
00 Ret.ExistSNCR & WetFGD | 0 | 0 | 0 | 0 | 0 | 0 | 0
00 Ret.ExistSNCR & WetFGD & ACI & CCS | 0 | 0 | 0 | 0 | 0 | 0 | 0
00 Ret.ExistSNCR & WetFGD & ACI & HRI & CCS | 0 | 0 | 0 | 0 | 0 | 0 | 0
00 Ret.ExistSNCR & WetFGD & CCS | 0 | 0 | 0 | 0 | 0 | 0 | 0
00 Ret.ExistSNCR & WetFGD & HRI | 0 | 0 | 0 | 0 | 0 | 0 | 0
00 Ret.ExistSNCR & WetFGD & HRI & CCS | 0 | 0 | 0 | 0 | 0 | 0 | 0
00 Ret.ExistSNCR_ACI & DryFGD | 2288.9225 | 2288.9225 | 0 | 0 | 0 | 0 | 0
00 Ret.ExistSNCR_ACI & DryFGD & CCS | 0 | 0 | 0 | 0 | 0 | 0 | 0
00 Ret.ExistSNCR_ACI & DryFGD & HRI | 0 | 0 | 2288.9225 | 2288.9225 | 2288.9225 | 2288.9225 | 2288.9225
00 Ret.ExistSNCR_ACI & DryFGD & HRI & CCS | 0 | 0 | 0 | 0 | 0 | 0 | 0
00 Ret.ExistSNCR_ACI & DSI | 0 | 0 | 0 | 0 | 0 | 0 | 0
00 Ret.ExistSNCR_ACI & DSI & HRI | 0 | 0 | 0 | 0 | 0 | 0 | 0
00 Ret.ExistSNCR_ACI & HRI | 0 | 0 | 0 | 0 | 0 | 0 | 0
00 Ret.ExistSNCR_ACI & WetFGD | 0 | 0 | 0 | 0 | 0 | 0 | 0
00 Ret.ExistSNCR_ACI & WetFGD & CCS | 0 | 0 | 0 | 0 | 0 | 0 | 0
00 Ret.ExistSNCR_ACI & WetFGD & HRI | 0 | 0 | 0 | 0 | 0 | 0 | 0
00 Ret.ExistSNCR_ACI & WetFGD & HRI & CCS | 0 | 0 | 0 | 0 | 0 | 0 | 0
00 Ret.ExistSNCR_ACI_DSI & DryFGD | 0 | 0 | 0 | 0 | 0 | 0 | 0
00 Ret.ExistSNCR_ACI_DSI & DryFGD & HRI | 0 | 0 | 0 | 0 | 0 | 0 | 0
00 Ret.ExistSNCR_ACI_DSI & HRI | 0 | 0 | 0 | 0 | 0 | 0 | 0
00 Ret.ExistSNCR_ACI_DSI & WetFGD | 0 | 0 | 0 | 0 | 0 | 0 | 0
00 Ret.ExistSNCR_ACI_DSI & WetFGD & HRI | 0 | 0 | 0 | 0 | 0 | 0 | 0
00 Ret.ExistSNCR_DryFGD & ACI | 644.6734 | 644.6734 | 0 | 0 | 0 | 0 | 0
00 Ret.ExistSNCR_DryFGD & HRI | 0 | 0 | 37.6145 | 41 | 41 | 41 | 41
00 Ret.ExistSNCR_DryFGD & HRI & CCS | 0 | 0 | 0 | 0 | 0 | 0 | 0
00 Ret.ExistSNCR_DryFGD_ACI & CCS | 0 | 0 | 0 | 0 | 0 | 0 | 0
00 Ret.ExistSNCR_DryFGD_ACI & HRI | 0 | 0 | 321.3083 | 321.3083 | 321.3083 | 321.3083 | 321.3083
00 Ret.ExistSNCR_WetFGD & ACI | 5426.0111 | 5426.0111 | 20.2851 | 20.2851 | 20.2851 | 20.2851 | 20.2851
00 Ret.ExistSNCR_WetFGD & HRI | 0 | 0 | 2885.3613 | 2885.3613 | 2885.3613 | 2885.3613 | 2885.3613
00 Ret.ExistSNCR_WetFGD & HRI & CCS | 0 | 0 | 0 | 0 | 0 | 0 | 0
00 Ret.ExistSNCR_WetFGD_ACI & CCS | 0 | 0 | 0 | 0 | 0 | 0 | 0
00 Ret.ExistSNCR_WetFGD_ACI & HRI | 0 | 0 | 760 | 760 | 760 | 760 | 760
00 Ret.ExistSNCR_WetFGD_ACI & HRI & CCS | 0 | 0 | 0 | 0 | 0 | 0 | 0
00 Ret.ExistWetFGD & ACI | 18716.5575 | 16143.4792 | 409.2829 | 409.2829 | 405.4493 | 405.4493 | 405.4493
00 Ret.ExistWetFGD & ACI & CCS | 0 | 0 | 0 | 0 | 0 | 0 | 0
00 Ret.ExistWetFGD & ACI & HRI | 0 | 0 | 15734.1962 | 15734.1962 | 15738.0299 | 15738.0299 | 15738.0299
00 Ret.ExistWetFGD & ACI & HRI & CCS | 0 | 0 | 0 | 0 | 0 | 0 | 0
00 Ret.ExistWetFGD & ACI & SCR | 862.2921 | 3420.5724 | 0 | 0 | 0 | 0 | 0
00 Ret.ExistWetFGD & ACI & SCR & CCS | 0 | 0 | 0 | 0 | 0 | 0 | 0
00 Ret.ExistWetFGD & ACI & SCR & HRI | 0 | 0 | 3420.5724 | 3420.5724 | 3420.5724 | 3420.5724 | 3420.5724
00 Ret.ExistWetFGD & ACI & SCR & HRI & CCS | 0 | 0 | 0 | 0 | 0 | 0 | 0
00 Ret.ExistWetFGD & ACI & SNCR | 0 | 0 | 0 | 0 | 0 | 0 | 0
00 Ret.ExistWetFGD & ACI & SNCR & HRI | 0 | 0 | 0 | 0 | 0 | 0 | 0
00 Ret.ExistWetFGD & CCS | 0 | 0 | 0 | 0 | 0 | 0 | 0
00 Ret.ExistWetFGD & HRI | 0 | 0 | 4869.5638 | 4869.5638 | 4869.5638 | 4869.5638 | 4869.5638
00 Ret.ExistWetFGD & HRI & CCS | 0 | 0 | 0 | 0 | 0 | 0 | 0
00 Ret.ExistWetFGD & SCR | 3914.162 | 4742.4198 | 2919.2881 | 2919.2881 | 2912.9249 | 2912.9249 | 2912.9249
00 Ret.ExistWetFGD & SCR & CCS | 0 | 0 | 0 | 0 | 0 | 0 | 0
00 Ret.ExistWetFGD & SCR & HRI | 0 | 0 | 3492.7101 | 3492.7101 | 3499.0733 | 3499.0733 | 3499.0733
00 Ret.ExistWetFGD & SCR & HRI & CCS | 0 | 0 | 0 | 0 | 0 | 0 | 0
00 Ret.ExistWetFGD & SNCR | 0 | 0 | 0 | 0 | 0 | 0 | 0
00 Ret.ExistWetFGD & SNCR & HRI | 0 | 0 | 0 | 0 | 0 | 0 | 0
00 Ret.ExistWetFGD_ACI & CCS | 0 | 0 | 0 | 0 | 0 | 0 | 0
00 Ret.ExistWetFGD_ACI & HRI | 0 | 0 | 2904.8116 | 2904.8116 | 2904.8116 | 2904.8116 | 2904.8116
00 Ret.ExistWetFGD_ACI & HRI & CCS | 0 | 0 | 0 | 0 | 0 | 0 | 0
00 Ret.ExistWetFGD_ACI & SCR | 822.1133 | 1356.1295 | 231.4191 | 231.4191 | 231.4191 | 231.4191 | 231.4191
00 Ret.ExistWetFGD_ACI & SCR & CCS | 0 | 0 | 0 | 0 | 0 | 0 | 0
00 Ret.ExistWetFGD_ACI & SCR & HRI | 0 | 0 | 1124.7103 | 1124.7103 | 1124.7103 | 1124.7103 | 1124.7103
00 Ret.ExistWetFGD_ACI & SCR & HRI & CCS | 0 | 0 | 0 | 0 | 0 | 0 | 0
00 Ret.ExistWetFGD_ACI & SNCR | 0 | 0 | 0 | 0 | 0 | 0 | 0
00 Ret.ExistWetFGD_ACI & SNCR & HRI | 0 | 0 | 0 | 0 | 0 | 0 | 0
00 Ret.ExistWetFGD_SCR & ACI & CCS | 0 | 0 | 0 | 0 | 0 | 0 | 0
00 Ret.ExistWetFGD_SCR & ACI & HRI | 0 | 0 | 6379.6712 | 6379.6712 | 6379.6712 | 6379.6712 | 6379.6712
00 Ret.ExistWetFGD_SCR & ACI & HRI & CCS | 0 | 0 | 0 | 0 | 0 | 0 | 0
00 Ret.ExistWetFGD_SCR & CCS | 0 | 0 | 0 | 0 | 0 | 0 | 0
00 Ret.ExistWetFGD_SNCR & ACI & CCS | 0 | 0 | 0 | 0 | 0 | 0 | 0
00 Ret.ExistWetFGD_SNCR & ACI & HRI | 0 | 0 | 5405.726 | 5405.726 | 5405.726 | 5405.726 | 5405.726
00 Ret.ExistWetFGD_SNCR & ACI & HRI & CCS | 0 | 0 | 0 | 0 | 0 | 0 | 0
00 Ret.ExistWetFGD_SNCR & CCS | 0 | 0 | 0 | 0 | 0 | 0 | 0
00 Ret.FB & ACI | 1104.3498 | 1104.3498 | 0 | 0 | 0 | 0 | 0
00 Ret.FB & ACI & HRI | 0 | 0 | 1104.3498 | 1104.3498 | 1104.3498 | 1104.3498 | 1104.3498
00 Ret.FB & HRI | 0 | 0 | 124 | 124 | 124 | 124 | 124
00 Ret.FB DryFGD | 7.6938e-07 | 7.6938e-07 | 7.6938e-07 | 7.6938e-07 | 7.6938e-07 | 7.6938e-07 | 7.6938e-07
00 Ret.FB DryFGD & ACI | 0 | 0 | 0 | 0 | 0 | 0 | 0
00 Ret.FB DryFGD & ACI & HRI | 0 | 0 | 0 | 0 | 0 | 0 | 0
00 Ret.FB DryFGD & HRI | 0 | 0 | 95.4311 | 95.4311 | 95.4311 | 95.4311 | 95.4311
00 Ret.FB DryFGD & SNCR | 305.7175 | 305.7175 | 79.048 | 79.048 | 79.048 | 79.048 | 79.048
00 Ret.FB DryFGD & SNCR & HRI | 0 | 0 | 226.6696 | 226.6696 | 226.6696 | 226.6696 | 226.6696
00 Ret.FB SNCR & DryFGD & ACI | 0 | 0 | 0 | 0 | 0 | 0 | 0
00 Ret.FB SNCR & DryFGD & ACI & HRI | 0 | 0 | 0 | 0 | 0 | 0 | 0
00 Ret.FB-ACI & SNCR | 0 | 0 | 0 | 0 | 0 | 0 | 0
00 Ret.FB-ACI & SNCR & CCS | 0 | 0 | 0 | 0 | 0 | 0 | 0
00 Ret.FB-ACI & SNCR & HRI | 0 | 0 | 0 | 0 | 0 | 0 | 0
00 Ret.FB-ACI & SNCR & HRI & CCS | 0 | 0 | 0 | 0 | 0 | 0 | 0
00 Ret.FB-Exist ACI & DryFGD | 0 | 0 | 0 | 0 | 0 | 0 | 0
00 Ret.FB-Exist ACI & DryFGD & HRI | 0 | 0 | 0 | 0 | 0 | 0 | 0
00 Ret.FB-Exist ACI & DryFGD & SNCR | 0 | 0 | 0 | 0 | 0 | 0 | 0
00 Ret.FB-Exist ACI & DryFGD & SNCR & HRI | 0 | 0 | 0 | 0 | 0 | 0 | 0
00 Ret.FB-Exist ACI & SNCR | 0 | 0 | 0 | 0 | 0 | 0 | 0
00 Ret.FB-Exist ACI & SNCR & HRI | 0 | 0 | 0 | 0 | 0 | 0 | 0
00 Ret.FB-ExistACI & HRI | 0 | 0 | 0 | 0 | 0 | 0 | 0
00 Ret.FB-ExistDryFGD & ACI | 0 | 0 | 0 | 0 | 0 | 0 | 0
00 Ret.FB-ExistDryFGD & ACI & HRI | 0 | 0 | 0 | 0 | 0 | 0 | 0
00 Ret.FB-ExistDryFGD & ACI & SNCR | 0 | 0 | 0 | 0 | 0 | 0 | 0
00 Ret.FB-ExistDryFGD & ACI & SNCR & HRI | 0 | 0 | 0 | 0 | 0 | 0 | 0
00 Ret.FB-ExistDryFGD & CCS | 0 | 0 | 0 | 0 | 0 | 0 | 0
00 Ret.FB-ExistDryFGD & HRI | 0 | 0 | 43 | 43 | 43 | 43 | 43
00 Ret.FB-ExistDryFGD & SNCR | 0 | 0 | 0 | 0 | 0 | 0 | 0
00 Ret.FB-ExistDryFGD & SNCR & HRI | 0 | 0 | 0 | 0 | 0 | 0 | 0
00 Ret.FB-ExistDryFGD_ACI & CCS | 0 | 0 | 0 | 0 | 0 | 0 | 0
00 Ret.FB-ExistDryFGD_SNCR & ACI | 0 | 0 | 0 | 0 | 0 | 0 | 0
00 Ret.FB-ExistDryFGD_SNCR & ACI & HRI | 0 | 0 | 0 | 0 | 0 | 0 | 0
00 Ret.FB-ExistDryFGD_SNCR & CCS | 0 | 0 | 0 | 0 | 0 | 0 | 0
00 Ret.FB-ExistDryFGD_SNCR & HRI | 0 | 0 | 1561.5749 | 1561.5749 | 1561.5749 | 1561.5749 | 1561.5749
00 Ret.FB-ExistDryFGD_SNCR & HRI & CCS | 0 | 0 | 0 | 0 | 0 | 0 | 0
00 Ret.FB-ExistDryFGD_SNCR_ACI & HRI | 0 | 0 | 570 | 570 | 570 | 570 | 570
00 Ret.FB-ExistWetFGD_SNCR_ACI & HRI | 0 | 0 | 286 | 286 | 286 | 286 | 286
00 Ret.FB-ExistSNCR & ACI | 59.9671 | 59.9671 | 0 | 0 | 0 | 0 | 0
00 Ret.FB-ExistSNCR & ACI & HRI | 0 | 0 | 59.9671 | 59.9671 | 59.9671 | 59.9671 | 59.9671
00 Ret.FB-ExistSNCR & DryFGD | 0 | 0 | 0 | 0 | 0 | 0 | 0
00 Ret.FB-ExistSNCR & DryFGD & ACI | 0 | 0 | 0 | 0 | 0 | 0 | 0
00 Ret.FB-ExistSNCR & DryFGD & ACI & HRI | 0 | 0 | 0 | 0 | 0 | 0 | 0
00 Ret.FB-ExistSNCR & DryFGD & HRI | 0 | 0 | 275.5498 | 275.5498 | 275.5498 | 275.5498 | 275.5498
00 Ret.FB-ExistSNCR & HRI | 0 | 0 | 220 | 220 | 220 | 220 | 220
00 Ret.FB-SNCR | 0 | 0 | 0 | 0 | 0 | 0 | 0
00 Ret.FB-SNCR & HRI | 0 | 0 | 0 | 0 | 0 | 0 | 0
00 Ret.HRI | 0 | 0 | 658.7183 | 658.7183 | 658.7183 | 658.7183 | 658.7183
00 Ret.Oil/Gas Steam SCR | 1.657 | 0 | 0 | 0 | 0 | 0 | 0
00 Ret.SCR | 0 | 0 | 0 | 0 | 0 | 0 | 0
00 Ret.SCR & DryFGD | 0 | 0 | 0 | 0 | 0 | 0 | 0
00 Ret.SCR & DryFGD & ACI | 0 | 0 | 0 | 0 | 0 | 0 | 0
00 Ret.SCR & DryFGD & CCS | 0 | 0 | 0 | 0 | 0 | 0 | 0
00 Ret.SCR & DryFGD & HRI | 0 | 0 | 0 | 0 | 0 | 0 | 0
00 Ret.SCR & DryFGD & HRI & CCS | 0 | 0 | 0 | 0 | 0 | 0 | 0
00 Ret.SCR & DSI | 0 | 0 | 0 | 0 | 0 | 0 | 0
00 Ret.SCR & DSI & DryFGD | 0 | 0 | 0 | 0 | 0 | 0 | 0
00 Ret.SCR & DSI & DryFGD & HRI | 0 | 0 | 0 | 0 | 0 | 0 | 0
00 Ret.SCR & DSI & HRI | 0 | 0 | 0 | 0 | 0 | 0 | 0
00 Ret.SCR & DSI & WetFGD | 0 | 0 | 0 | 0 | 0 | 0 | 0
00 Ret.SCR & DSI & WetFGD & HRI | 0 | 0 | 0 | 0 | 0 | 0 | 0
00 Ret.SCR & HRI | 0 | 0 | 0 | 0 | 0 | 0 | 0
00 Ret.SCR & WetFGD | 0 | 1310.7075 | 0 | 0 | 0 | 0 | 0
00 Ret.SCR & WetFGD & ACI | 0 | 0 | 0 | 0 | 0 | 0 | 0
00 Ret.SCR & WetFGD & CCS | 0 | 0 | 0 | 0 | 0 | 0 | 0
00 Ret.SCR & WetFGD & HRI | 0 | 0 | 1310.7075 | 1310.7075 | 1310.7075 | 1310.7075 | 1310.7075
00 Ret.SCR & WetFGD & HRI & CCS | 0 | 0 | 0 | 0 | 0 | 0 | 0
00 Ret.SNCR | 0 | 0 | 0 | 0 | 0 | 0 | 0
00 Ret.SNCR & DryFGD | 0 | 0 | 0 | 0 | 0 | 0 | 0
00 Ret.SNCR & DryFGD & ACI | 0 | 0 | 0 | 0 | 0 | 0 | 0
00 Ret.SNCR & DryFGD & ACI & HRI | 0 | 0 | 0 | 0 | 0 | 0 | 0
00 Ret.SNCR & DryFGD & HRI | 0 | 0 | 0 | 0 | 0 | 0 | 0
00 Ret.SNCR & DSI | 0 | 0 | 0 | 0 | 0 | 0 | 0
00 Ret.SNCR & DSI & HRI | 0 | 0 | 0 | 0 | 0 | 0 | 0
00 Ret.SNCR & HRI | 0 | 0 | 0 | 0 | 0 | 0 | 0
00 Ret.SNCR & WetFGD | 0 | 0 | 0 | 0 | 0 | 0 | 0
00 Ret.SNCR & WetFGD & ACI | 0 | 0 | 0 | 0 | 0 | 0 | 0
00 Ret.SNCR & WetFGD & ACI & HRI | 0 | 0 | 0 | 0 | 0 | 0 | 0
00 Ret.SNCR & WetFGD & HRI | 0 | 0 | 0 | 0 | 0 | 0 | 0
00 Ret.WetFGD | 502.9568 | 502.9568 | 0 | 0 | 0 | 0 | 0
00 Ret.WetFGD & ACI & CCS | 0 | 0 | 0 | 0 | 0 | 0 | 0
00 Ret.WetFGD & ACI & HRI & CCS | 0 | 0 | 0 | 0 | 0 | 0 | 0
00 Ret.WetFGD & CCS | 0 | 0 | 0 | 0 | 0 | 0 | 0
00 Ret.WetFGD & HRI | 0 | 0 | 502.9568 | 502.9568 | 502.9568 | 502.9568 | 502.9568
00 Ret.WetFGD & HRI & CCS | 0 | 0 | 0 | 0 | 0 | 0 | 0
00 CC Retirement | 1810.4 | 1810.4 | 1810.4 | 1810.4 | 1810.4 | 1810.4 | 1895.2787
00 CT Retirement | 206 | 206 | 206 | 206 | 206 | 206 | 206
00 O/G Retirement | 13518.186 | 15211.9042 | 16720.9042 | 16720.9042 | 16720.9042 | 16720.9042 | 16720.9042
00 Coal Retirement | 44657.2508 | 46000.4022 | 46010.4548 | 46262.4928 | 49299.9325 | 49299.9325 | 49299.9325
00 IGCC Retirement | 45 | 45 | 45 | 45 | 45 | 45 | 45
00 Nuke Retirement | 894.2069 | 894.2069 | 1507.2069 | 1507.2069 | 3898.2 | 44891.7 | 96467.801
00 Non-Fossil Retirement | 0 | 0 | 0 | 0 | 0 | 0 | 0
Total | 1044111.5404 | 1062101.709 | 1068826.1369 | 1109306.0126 | 1166141.0999 | 1322322.7183 | 1484630.0721
(**) Ind. Boiler capacity in MMBtu/hr, not included in the total
11. Capacity Additions and Changes by Capacity Reporting Type [MW]
00 New Combined Cycle | 1474.8887 | 4577.862 | 4343.568 | 27034.7882 | 44530.3537 | 118216.7677 | 122886.1064
00 New Combined Cycle - Uncontrolled | 0 | 0 | 0 | 0 | 0 | 0 | 0
00 New Combined Cycle with Carbon Capture | 0 | 0 | 0 | 0 | 0 | 0 | 0
00 New Combustion Turbine | 1091.1278 | 235.7784 | 309.6884 | 2707.5804 | 8121.4928 | 33325.8647 | 14651.8745
00 New Hydro | 0 | 0 | 0 | 0 | 0 | 0 | 0
00 New Nuclear | 0 | 0 | 0 | 0 | 0 | 0 | 0
00 New Biomass | 205.5354 | 254.5902 | 414.3796 | 176.0448 | 153.8122 | 0 | 147.2903
00 New Geothermal | 0 | 957.7879 | 410.4 | 877.3096 | 194.8387 | 78.6638 | 410.736
00 New Landfill Gas | 8.66 | 0 | 0 | 0 | 0 | 0 | 0
00 New Offshore Wind | 0 | 0 | 0 | 0 | 0 | 0 | 0
00 New Onshore Wind | 5898.8043 | 6799.391 | 350.1985 | 8846.7526 | 3759.6549 | 3156.293 | 12252.719
00 New Solar PV | 476 | 571.2 | 571.2 | 833.0526 | 59.3206 | 1404.0294 | 12018.6275
00 New Solar Thermal | 11.5505 | 180 | 13.6518 | 4.3484 | 15.62 | 0 | 0
00 New Fuel Cell | 0 | 0 | 0 | 0 | 0 | 0 | 0
00 New IGCC | 0 | 0 | 0 | 0 | 0 | 0 | 0
00 New Advanced Coal with CCS | 0 | 0 | 330 | 0 | 0 | 0 | 0
00 New SPC - Uncontrolled | 0 | 0 | 0 | 0 | 0 | 0 | 0
00 New SPC-WetFGD_SCR | 34.4 | 0 | 0 | 0 | 0 | 0 | 0
00 New Future Technology | 0 | 0 | 0 | 0 | 0 | 0 | 0
00 Exist Combined Cycle | 0 | 0 | 0 | 0 | 0 | 0 | 0
00 Exist Combustion Turbine | 0 | 0 | 0 | 0 | 0 | 0 | 0
00 Exist Coal Steam_Uncontrolled | 0 | 0 | 0 | 0 | 0 | 0 | 0
00 Exist Coal Steam_ACI | 0 | 0 | 0 | 0 | 0 | 0 | 0
00 Exist Coal Steam_ACI_DSI | 0 | 0 | 0 | 0 | 0 | 0 | 0
00 Exist Coal Steam_DryFGD | 0 | 0 | 0 | 0 | 0 | 0 | 0
00 Exist Coal Steam_DryFGD_ACI | 0 | 0 | 0 | 0 | 0 | 0 | 0
00 Exist Coal Steam_DryFGD_SCR | 0 | 0 | 0 | 0 | 0 | 0 | 0
00 Exist Coal Steam_DryFGD_SCR_ACI | 0 | 0 | 0 | 0 | 0 | 0 | 0
00 Exist Coal Steam_DryFGD_SNCR | 0 | 0 | 0 | 0 | 0 | 0 | 0
00 Exist Coal Steam_DryFGD_SNCR_ACI | 0 | 0 | 0 | 0 | 0 | 0 | 0
00 Exist Coal Steam_DSI | 0 | 0 | 0 | 0 | 0 | 0 | 0
00 Exist Coal Steam_SCR | 0 | 0 | 0 | 0 | 0 | 0 | 0
00 Exist Coal Steam_SCR_ACI | 0 | 0 | 0 | 0 | 0 | 0 | 0
00 Exist Coal Steam_SCR_ACI_DSI | 0 | 0 | 0 | 0 | 0 | 0 | 0
00 Exist Coal Steam_SCR_DSI | 0 | 0 | 0 | 0 | 0 | 0 | 0
00 Exist Coal Steam_SNCR | 0 | 0 | 0 | 0 | 0 | 0 | 0
00 Exist Coal Steam_SNCR_ACI | 0 | 0 | 0 | 0 | 0 | 0 | 0
00 Exist Coal Steam_SNCR_ACI_DSI | 0 | 0 | 0 | 0 | 0 | 0 | 0
00 Exist Coal Steam_WetFGD | 0 | 0 | 0 | 0 | 0 | 0 | 0
00 Exist Coal Steam_WetFGD_ACI | 0 | 0 | 0 | 0 | 0 | 0 | 0
00 Exist Coal Steam_WetFGD_SCR | 0 | 0 | 0 | 0 | 0 | 0 | 0
00 Exist Coal Steam_WetFGD_SCR_ACI | 0 | 0 | 0 | 0 | 0 | 0 | 0
00 Exist Coal Steam_WetFGD_SNCR | 0 | 0 | 0 | 0 | 0 | 0 | 0
00 Exist Coal Steam_WetFGD_SNCR_ACI | 0 | 0 | 0 | 0 | 0 | 0 | 0
00 Exist FBC_Uncontrolled | 0 | 0 | 0 | 0 | 0 | 0 | 0
00 Exist FBC_ACI | 0 | 0 | 0 | 0 | 0 | 0 | 0
00 Exist FBC_DryFGD | 0 | 0 | 0 | 0 | 0 | 0 | 0
00 Exist FBC_DryFGD_SNCR | 0 | 0 | 0 | 0 | 0 | 0 | 0
00 Exist FBC_DryFGD_SNCR_ACI | 0 | 0 | 0 | 0 | 0 | 0 | 0
00 Exist FBC_SNCR | 0 | 0 | 0 | 0 | 0 | 0 | 0
00 Exist FBC_SNCR_ACI | 0 | 0 | 0 | 0 | 0 | 0 | 0
00 Exist FBC_WetFGD_SNCR_ACI | 0 | 0 | 0 | 0 | 0 | 0 | 0
00 Exist IGCC | 0 | 0 | 0 | 0 | 0 | 0 | 0
00 Exist Fossil_Other | 0 | 0 | 0 | 0 | 0 | 0 | 0
00 Exist Fuel Cell | 0 | 0 | 0 | 0 | 0 | 0 | 0
00 Exist Hydro | 0 | 0 | 0 | 0 | 0 | 0 | 0
00 Exist Non Fossil_Other | 0 | 0 | 0 | 0 | 0 | 0 | 0
00 Exist Nuclear | 0 | 0 | 0 | 0 | 0 | 0 | 0
00 Exist Oil/Gas Steam | 0 | 0 | 0 | 0 | 0 | 0 | 0
00 Exist Oil/Gas Steam_SCR | 0 | 0 | 0 | 0 | 0 | 0 | 0
00 Exist Oil/Gas Steam_SNCR | 0 | 0 | 0 | 0 | 0 | 0 | 0
00 Exist Biomass | 0 | 0 | 0 | 0 | 0 | 0 | 0
00 Exist Landfill Gas | 0 | 0 | 0 | 0 | 0 | 0 | 0
00 Exist Geothermal | 0 | 0 | 0 | 0 | 0 | 0 | 0
00 Exist Pump Storage | 0 | 0 | 0 | 0 | 0 | 0 | 0
00 Exist Solar PV | 0 | 0 | 0 | 0 | 0 | 0 | 0
00 Exist Solar Thermal | 0 | 0 | 0 | 0 | 0 | 0 | 0
00 Exist Wind | 0 | 0 | 0 | 0 | 0 | 0 | 0
00 International Imports | 0 | 0 | 0 | 0 | 0 | 0 | 0
00 Ret.ACI | 6140.8523 | 0 | 0 | 0 | 0 | 0 | 0
00 Ret.ACI & DryFGD | 7.7029 | 0 | 0 | 0 | 0 | 0 | 0
00 Ret.ACI & DryFGD & HRI | 0 | 0 | 7.7029 | 0 | 0 | 0 | 0
00 Ret.ACI & DSI | 16407.6524 | 0 | 0 | 0 | 0 | 0 | 0
00 Ret.ACI & DSI & DryFGD | 0 | 0 | 0 | 0 | 0 | 0 | 0
00 Ret.ACI & DSI & DryFGD & HRI | 0 | 0 | 0 | 0 | 0 | 0 | 0
00 Ret.ACI & DSI & HRI | 0 | 0 | 16005.4135 | 0 | 0 | 0 | 0
00 Ret.ACI & DSI & WetFGD & HRI | 0 | 0 | 0 | 0 | 0 | 0 | 0
00 Ret.ACI & HRI | 0 | 0 | 4765.3445 | 0 | 1.7667 | 0 | 0
00 Ret.ACI & SCR | 0 | 0 | 0 | 0 | 0 | 0 | 0
00 Ret.ACI & SCR & DryFGD & CCS | 0 | 0 | 0 | 0 | 0 | 0 | 0
00 Ret.ACI & SCR & DryFGD & HRI | 0 | 0 | 0 | 0 | 0 | 0 | 0
00 Ret.ACI & SCR & DryFGD & HRI & CCS | 0 | 0 | 0 | 0 | 0 | 0 | 0
00 Ret.ACI & SCR & DSI | 160.1811 | 1.6858 | 0 | 0 | 0 | 0 | 0
00 Ret.ACI & SCR & DSI & DryFGD | 0 | 0 | 0 | 0 | 0 | 0 | 0
00 Ret.ACI & SCR & DSI & DryFGD & HRI | 0 | 0 | 0 | 0 | 0 | 0 | 0
00 Ret.ACI & SCR & DSI & HRI | 0 | 0 | 107.3854 | 0 | 0 | 0 | 0
00 Ret.ACI & SCR & DSI & WetFGD | 0 | 0 | 0 | 0 | 0 | 0 | 0
00 Ret.ACI & SCR & DSI & WetFGD & HRI | 0 | 0 | 0 | 0 | 0 | 0 | 0
00 Ret.ACI & SCR & HRI | 0 | 0 | 0 | 0 | 0 | 0 | 0
00 Ret.ACI & SCR & WetFGD & CCS | 0 | 0 | 0 | 0 | 0 | 0 | 0
00 Ret.ACI & SCR & WetFGD & HRI | 0 | 0 | 0 | 0 | 0 | 0 | 0
00 Ret.ACI & SCR & WetFGD & HRI & CCS | 0 | 0 | 0 | 0 | 0 | 0 | 0
00 Ret.ACI & SNCR | 0 | 0 | 0 | 0 | 0 | 0 | 0
00 Ret.ACI & SNCR & DSI | 0 | 0 | 0 | 0 | 0 | 0 | 0
00 Ret.ACI & SNCR & DSI & DryFGD | 0 | 0 | 0 | 0 | 0 | 0 | 0
00 Ret.ACI & SNCR & DSI & DryFGD & HRI | 0 | 0 | 0 | 0 | 0 | 0 | 0
00 Ret.ACI & SNCR & DSI & HRI | 0 | 0 | 0 | 0 | 0 | 0 | 0
00 Ret.ACI & SNCR & DSI & WetFGD | 0 | 0 | 0 | 0 | 0 | 0 | 0
00 Ret.ACI & SNCR & DSI & WetFGD & HRI | 0 | 0 | 0 | 0 | 0 | 0 | 0
00 Ret.ACI & SNCR & HRI | 0 | 0 | 0 | 0 | 0 | 0 | 0
00 Ret.ACI & WetFGD | 2982.8346 | 100.8182 | 0 | 0 | 0 | 0 | 0
00 Ret.ACI & WetFGD & DSI | 0 | 0 | 0 | 0 | 0 | 0 | 0
00 Ret.ACI & WetFGD & HRI | 0 | 0 | 3077.2669 | 0 | 6.3859 | 0 | 0
00 Ret.C2G | 934.6284 | 302.8147 | 751.9643 | 0 | 0 | 0 | 0
00 Ret.C2G & SCR | 0 | 0 | 0 | 0 | 0 | 0 | 0
00 Ret.CCG | 0 | 0 | 0 | 0 | 0 | 0 | 0
00 Ret.DryFGD | 1.9716 | 0 | 0 | 0 | 0 | 0 | 0
00 Ret.DryFGD & ACI & CCS | 0 | 0 | 0 | 0 | 0 | 0 | 0
00 Ret.DryFGD & ACI & HRI & CCS | 0 | 0 | 0 | 0 | 0 | 0 | 0
00 Ret.DryFGD & CCS | 0 | 0 | 0 | 0 | 0 | 0 | 0
00 Ret.DryFGD & HRI | 0 | 0 | 1.9716 | 0 | 0 | 0 | 0
00 Ret.DryFGD & HRI & CCS | 0 | 0 | 0 | 0 | 0 | 0 | 0
00 Ret.DSI | 252.038 | 0 | 0 | 0 | 0 | 0 | 0
00 Ret.DSI & DryFGD | 0 | 0 | 0 | 0 | 0 | 0 | 0
00 Ret.DSI & DryFGD & HRI | 0 | 0 | 0 | 0 | 0 | 0 | 0
00 Ret.DSI & HRI | 0 | 0 | 0 | 0 | 0 | 0 | 0
00 Ret.DSI & WetFGD | 0 | 0 | 0 | 0 | 0 | 0 | 0
00 Ret.DSI & WetFGD & HRI | 0 | 0 | 0 | 0 | 0 | 0 | 0
00 Ret.Exist FBC_DryFGD_SNCR_ACI & CCS | 0 | 0 | 0 | 0 | 0 | 0 | 0
00 Ret.ExistACI & DryFGD | 1953.9068 | 679.7666 | 0 | 0 | 0 | 0 | 0
00 Ret.ExistACI & DryFGD & CCS | 0 | 0 | 0 | 0 | 0 | 0 | 0
00 Ret.ExistACI & DryFGD & HRI | 0 | 0 | 2633.6733 | 0 | 0 | 0 | 0
00 Ret.ExistACI & DryFGD & HRI & CCS | 0 | 0 | 0 | 0 | 0 | 0 | 0
00 Ret.ExistACI & DSI | 3105.4785 | 0 | 0 | 0 | 0 | 0 | 0
00 Ret.ExistACI & DSI & DryFGD | 0 | 0 | 0 | 0 | 0 | 0 | 0
00 Ret.ExistACI & DSI & DryFGD & HRI | 0 | 0 | 0 | 0 | 0 | 0 | 0
00 Ret.ExistACI & DSI & HRI | 0 | 0 | 523.0633 | 0 | 0 | 0 | 0
00 Ret.ExistACI & DSI & WetFGD | 0 | 0 | 0 | 0 | 0 | 0 | 0
00 Ret.ExistACI & DSI & WetFGD & HRI | 0 | 0 | 0 | 0 | 0 | 0 | 0
00 Ret.ExistACI & HRI | 0 | 0 | 0 | 0 | 0 | 0 | 0
00 Ret.ExistACI & HRI & WetFGD | 0 | 0 | 0 | 0 | 0 | 0 | 0
00 Ret.ExistACI & SCR | 0 | 0 | 0 | 0 | 0 | 0 | 0
00 Ret.ExistACI & SCR & DryFGD | 1182.4498 | 18.2121 | 0 | 0 | 0 | 0 | 0
00 Ret.ExistACI & SCR & DryFGD & CCS | 0 | 0 | 0 | 0 | 0 | 0 | 0
00 Ret.ExistACI & SCR & DryFGD & HRI | 0 | 0 | 1200.6619 | 0 | 0 | 0 | 0
00 Ret.ExistACI & SCR & DryFGD & HRI & CCS | 0 | 0 | 0 | 0 | 0 | 0 | 0
00 Ret.ExistACI & SCR & DSI | 311.0082 | 0 | 0 | 0 | 0 | 0 | 0
00 Ret.ExistACI & SCR & DSI & DryFGD | 0 | 0 | 0 | 0 | 0 | 0 | 0
00 Ret.ExistACI & SCR & DSI & HRI | 0 | 0 | 311.0082 | 0 | 0 | 0 | 0
00 Ret.ExistACI & SCR & DSI & DryFGD & HRI | 0 | 0 | 0 | 0 | 0 | 0 | 0
00 Ret.ExistACI & SCR & HRI | 0 | 0 | 0 | 0 | 0 | 0 | 0
00 Ret.ExistACI & SCR & WetFGD | 99.7162 | 0 | 0 | 0 | 0.98104 | 0 | 0
00 Ret.ExistACI & SCR & WetFGD & CCS | 0 | 0 | 0 | 0 | 0 | 0 | 0
00 Ret.ExistACI & SCR & WetFGD & HRI | 0 | 0 | 99.7162 | 0 | 0.98104 | 0 | 0
00 Ret.ExistACI & SCR & WetFGD & HRI & CCS | 0 | 0 | 0 | 0 | 0 | 0 | 0
00 Ret.ExistACI & SNCR | 0 | 0 | 0 | 0 | 0 | 0 | 0
00 Ret.ExistACI & SNCR & DryFGD | 0 | 0 | 0 | 0 | 0 | 0 | 0
00 Ret.ExistACI & SNCR & DryFGD & HRI | 0 | 0 | 0 | 0 | 0 | 0 | 0
00 Ret.ExistACI & SNCR & DSI | 0 | 0 | 0 | 0 | 0 | 0 | 0
00 Ret.ExistACI & SNCR & DSI & HRI | 0 | 0 | 0 | 0 | 0 | 0 | 0
00 Ret.ExistACI & SNCR & HRI | 0 | 0 | 0 | 0 | 0 | 0 | 0
00 Ret.ExistACI & SNCR & WetFGD | 0 | 0 | 0 | 0 | 0 | 0 | 0
00 Ret.ExistACI & SNCR & WetFGD & HRI | 0 | 0 | 0 | 0 | 0 | 0 | 0
00 Ret.ExistACI & WetFGD | 0.98665 | 0 | 0 | 0 | 0 | 0 | 0
00 Ret.ExistACI & WetFGD & CCS | 0 | 0 | 0 | 0 | 0 | 0 | 0
00 Ret.ExistACI & WetFGD & HRI & CCS | 0 | 0 | 0 | 0 | 0 | 0 | 0
00 Ret.ExistACI_DSI & DryFGD | 0 | 0 | 0 | 0 | 0 | 0 | 0
00 Ret.ExistACI_DSI & DryFGD & HRI | 0 | 0 | 0 | 0 | 0 | 0 | 0
00 Ret.ExistACI_DSI & HRI | 0 | 0 | 0 | 0 | 0 | 0 | 0
00 Ret.ExistACI_DSI & SCR | 0 | 0 | 0 | 0 | 0 | 0 | 0
00 Ret.ExistACI_DSI & SCR & DryFGD | 0 | 0 | 0 | 0 | 0 | 0 | 0
00 Ret.ExistACI_DSI & SCR & DryFGD & HRI | 0 | 0 | 0 | 0 | 0 | 0 | 0
00 Ret.ExistACI_DSI & SCR & HRI | 0 | 0 | 0 | 0 | 0 | 0 | 0
00 Ret.ExistACI_DSI & SCR & WetFGD | 0 | 0 | 0 | 0 | 0 | 0 | 0
00 Ret.ExistACI_DSI & SCR & WetFGD & HRI | 0 | 0 | 0 | 0 | 0 | 0 | 0
00 Ret.ExistACI_DSI & WetFGD | 0 | 0 | 0 | 0 | 0 | 0 | 0
00 Ret.ExistACI_DSI & WetFGD & HRI | 0 | 0 | 0 | 0 | 0 | 0 | 0
00 Ret.ExistDryFGD & ACI | 3568.216 | 0 | 0 | 0 | 0 | 0 | 0
00 Ret.ExistDryFGD & ACI & CCS | 0 | 0 | 0 | 0 | 0 | 0 | 0
00 Ret.ExistDryFGD & ACI & HRI | 0 | 0 | 2750.1371 | 0 | 0 | 0 | 0
00 Ret.ExistDryFGD & ACI & HRI & CCS | 0 | 0 | 0 | 0 | 0 | 0 | 0
00 Ret.ExistDryFGD & ACI & SCR | 0 | 0 | 0 | 0 | 0 | 0 | 0
00 Ret.ExistDryFGD & ACI & SCR & CCS | 0 | 0 | 0 | 0 | 0 | 0 | 0
00 Ret.ExistDryFGD & ACI & SCR & HRI | 0 | 0 | 0 | 0 | 0 | 0 | 0
00 Ret.ExistDryFGD & ACI & SCR & HRI & CCS | 0 | 0 | 0 | 0 | 0 | 0 | 0
00 Ret.ExistDryFGD & ACI & SNCR | 0 | 0 | 0 | 0 | 0 | 0 | 0
00 Ret.ExistDryFGD & ACI & SNCR & HRI | 0 | 0 | 0 | 0 | 0 | 0 | 0
00 Ret.ExistDryFGD & CCS | 0 | 0 | 0 | 0 | 0 | 0 | 0
00 Ret.ExistDryFGD & HRI | 0 | 0 | 2119.7061 | 60 | 5.2939 | 0 | 138
00 Ret.ExistDryFGD & HRI & CCS | 0 | 0 | 0 | 0 | 0 | 0 | 0
00 Ret.ExistDryFGD & SCR | 442.3633 | 0 | 0 | 0 | 0 | 0 | 0
00 Ret.ExistDryFGD & SCR & CCS | 0 | 0 | 0 | 0 | 0 | 0 | 0
00 Ret.ExistDryFGD & SCR & HRI | 0 | 0 | 442.3633 | 0 | 0 | 0 | 0
00 Ret.ExistDryFGD & SCR & HRI & CCS | 0 | 0 | 0 | 0 | 0 | 0 | 0
00 Ret.ExistDryFGD & SNCR | 102.9485 | 0 | 0 | 0 | 0 | 0 | 0
00 Ret.ExistDryFGD & SNCR & HRI | 0 | 0 | 102.9485 | 0 | 0 | 0 | 0
00 Ret.ExistDryFGD_ACI & CCS | 0 | 0 | 0 | 0 | 0 | 0 | 0
00 Ret.ExistDryFGD_ACI & HRI | 0 | 0 | 2975.1709 | 0 | 0 | 0 | 0
00 Ret.ExistDryFGD_ACI & HRI & CCS | 0 | 0 | 0 | 0 | 0 | 0 | 0
00 Ret.ExistDryFGD_ACI & SCR | 816.0477 | 66.3197 | 0 | 0 | 0 | 0 | 0
00 Ret.ExistDryFGD_ACI & SCR & CCS | 0 | 0 | 0 | 0 | 0 | 0 | 0
00 Ret.ExistDryFGD_ACI & SCR & HRI | 0 | 0 | 1445.6188 | 0.15103 | 0 | 0 | 0
00 Ret.ExistDryFGD_ACI & SCR & HRI & CCS | 0 | 0 | 0 | 0 | 0 | 0 | 0
00 Ret.ExistDryFGD_SCR & ACI & CCS | 0 | 0 | 0 | 0 | 0 | 0 | 0
00 Ret.ExistDryFGD_SCR & ACI & HRI | 0 | 0 | 1795.183 | 0 | 0 | 0 | 0
00 Ret.ExistDryFGD_SCR & ACI & HRI & CCS | 0 | 0 | 0 | 0 | 0 | 0 | 0
00 Ret.ExistDryFGD_SCR & CCS | 0 | 0 | 0 | 0 | 0 | 0 | 0
00 Ret.ExistDryFGD_SNCR & ACI & CCS | 0 | 0 | 0 | 0 | 0 | 0 | 0
00 Ret.ExistDryFGD_SNCR & ACI & HRI | 0 | 0 | 644.6734 | 0 | 0 | 0 | 0
00 Ret.ExistDryFGD_SNCR & ACI & HRI & CCS | 0 | 0 | 0 | 0 | 0 | 0 | 0
00 Ret.ExistDryFGD_SNCR & CCS | 0 | 0 | 0 | 0 | 0 | 0 | 0
00 Ret.ExistDSI & ACI | 0 | 0 | 0 | 0 | 0 | 0 | 0
00 Ret.ExistDSI & ACI & HRI | 0 | 0 | 0 | 0 | 0 | 0 | 0
00 Ret.ExistDSI & ACI & SCR | 0 | 0 | 0 | 0 | 0 | 0 | 0
00 Ret.ExistDSI & ACI & SCR & DryFGD & CCS | 0 | 0 | 0 | 0 | 0 | 0 | 0
00 Ret.ExistDSI & ACI & SCR & DryFGD & HRI | 0 | 0 | 0 | 0 | 0 | 0 | 0
00 Ret.ExistDSI & ACI & SCR & DryFGD & HRI & CCS | 0 | 0 | 0 | 0 | 0 | 0 | 0
00 Ret.ExistDSI & ACI & SCR & HRI | 0 | 0 | 0 | 0 | 0 | 0 | 0
00 Ret.ExistDSI & DryFGD | 0 | 0 | 0 | 0 | 0 | 0 | 0
00 Ret.ExistDSI & DryFGD & ACI | 0 | 0 | 0 | 0 | 0 | 0 | 0
00 Ret.ExistDSI & DryFGD & ACI & CCS | 0 | 0 | 0 | 0 | 0 | 0 | 0
00 Ret.ExistDSI & DryFGD & ACI & HRI | 0 | 0 | 0 | 0 | 0 | 0 | 0
00 Ret.ExistDSI & DryFGD & ACI & HRI & CCS | 0 | 0 | 0 | 0 | 0 | 0 | 0
00 Ret.ExistDSI & DryFGD & CCS | 0 | 0 | 0 | 0 | 0 | 0 | 0
00 Ret.ExistDSI & DryFGD & HRI | 0 | 0 | 0 | 0 | 0 | 0 | 0
00 Ret.ExistDSI & DryFGD & HRI & CCS | 0 | 0 | 0 | 0 | 0 | 0 | 0
00 Ret.ExistDSI & HRI | 0 | 0 | 0 | 0 | 0 | 0 | 0
00 Ret.ExistDSI & SCR | 0 | 0 | 0 | 0 | 0 | 0 | 0
00 Ret.ExistDSI & SCR & DryFGD | 0 | 0 | 0 | 0 | 0 | 0 | 0
00 Ret.ExistDSI & SCR & DryFGD & ACI | 0 | 0 | 0 | 0 | 0 | 0 | 0
00 Ret.ExistDSI & SCR & DryFGD & CCS | 0 | 0 | 0 | 0 | 0 | 0 | 0
00 Ret.ExistDSI & SCR & DryFGD & HRI | 0 | 0 | 0 | 0 | 0 | 0 | 0
00 Ret.ExistDSI & SCR & DryFGD & HRI & CCS | 0 | 0 | 0 | 0 | 0 | 0 | 0
00 Ret.ExistDSI & SCR & HRI | 0 | 0 | 0 | 0 | 0 | 0 | 0
00 Ret.ExistDSI & SCR & WetFGD | 0 | 0 | 0 | 0 | 0 | 0 | 0
00 Ret.ExistDSI & SCR & WetFGD & CCS | 0 | 0 | 0 | 0 | 0 | 0 | 0
00 Ret.ExistDSI & SCR & WetFGD & HRI | 0 | 0 | 0 | 0 | 0 | 0 | 0
00 Ret.ExistDSI & SCR & WetFGD & HRI & CCS | 0 | 0 | 0 | 0 | 0 | 0 | 0
00 Ret.ExistDSI & WetFGD | 0 | 0 | 0 | 0 | 0 | 0 | 0
00 Ret.ExistDSI & WetFGD & ACI | 0 | 0 | 0 | 0 | 0 | 0 | 0
00 Ret.ExistDSI & WetFGD & ACI & HRI | 0 | 0 | 0 | 0 | 0 | 0 | 0
00 Ret.ExistDSI & WetFGD & CCS | 0 | 0 | 0 | 0 | 0 | 0 | 0
00 Ret.ExistDSI & WetFGD & HRI | 0 | 0 | 0 | 0 | 0 | 0 | 0
00 Ret.ExistDSI & WetFGD & HRI & CCS | 0 | 0 | 0 | 0 | 0 | 0 | 0
00 Ret.ExistIGCC & CCS | 0 | 0 | 0 | 0 | 0 | 0 | 0
00 Ret.ExistSCR & ACI | 1881.9918 | 0 | 0 | 0 | 0 | 0 | 0
00 Ret.ExistSCR & ACI & DryFGD | 755.5561 | 0 | 0 | 0 | 0 | 0 | 0
00 Ret.ExistSCR & ACI & DryFGD & HRI | 0 | 0 | 614.7093 | 0 | 0 | 0 | 0
00 Ret.ExistSCR & ACI & DSI | 4109.1698 | 0 | 0 | 0 | 0 | 0 | 0
00 Ret.ExistSCR & ACI & DSI & DryFGD | 0 | 0 | 0 | 0 | 0 | 0 | 0
00 Ret.ExistSCR & ACI & DSI & DryFGD & HRI | 0 | 0 | 0 | 0 | 0 | 0 | 0
00 Ret.ExistSCR & ACI & DSI & HRI | 0 | 0 | 4109.1698 | 0 | 0 | 0 | 0
00 Ret.ExistSCR & ACI & DSI & WetFGD | 0 | 0 | 0 | 0 | 0 | 0 | 0
00 Ret.ExistSCR & ACI & DSI & WetFGD & HRI | 0 | 0 | 0 | 0 | 0 | 0 | 0
00 Ret.ExistSCR & ACI & HRI | 0 | 0 | 350.8334 | 0 | 0 | 0 | 0
00 Ret.ExistSCR & ACI & WetFGD | 0 | 0 | 0 | 0 | 0 | 0 | 0
00 Ret.ExistSCR & ACI & WetFGD & HRI | 0 | 0 | 0 | 0 | 0 | 0 | 0
00 Ret.ExistSCR & DryFGD | 0 | 0 | 0 | 0 | 0 | 0 | 0
00 Ret.ExistSCR & DryFGD & ACI & CCS | 0 | 0 | 0 | 0 | 0 | 0 | 0
00 Ret.ExistSCR & DryFGD & ACI & HRI & CCS | 0 | 0 | 0 | 0 | 0 | 0 | 0
00 Ret.ExistSCR & DryFGD & CCS | 0 | 0 | 0 | 0 | 0 | 0 | 0
00 Ret.ExistSCR & DryFGD & HRI | 0 | 0 | 0 | 0 | 0 | 0 | 0
00 Ret.ExistSCR & DryFGD & HRI & CCS | 0 | 0 | 0 | 0 | 0 | 0 | 0
00 Ret.ExistSCR & DSI | 0 | 0 | 0 | 0 | 0 | 0 | 0
00 Ret.ExistSCR & DSI & DryFGD | 0 | 0 | 0 | 0 | 0 | 0 | 0
00 Ret.ExistSCR & DSI & DryFGD & HRI | 0 | 0 | 0 | 0 | 0 | 0 | 0
00 Ret.ExistSCR & DSI & HRI | 0 | 0 | 0 | 0 | 0 | 0 | 0
00 Ret.ExistSCR & DSI & WetFGD | 0 | 0 | 0 | 0 | 0 | 0 | 0
00 Ret.ExistSCR & DSI & WetFGD & HRI | 0 | 0 | 0 | 0 | 0 | 0 | 0
00 Ret.ExistSCR & HRI | 0 | 0 | 0 | 0 | 0 | 0 | 0
00 Ret.ExistSCR & WetFGD | 765.9182 | 0 | 0 | 0 | 0 | 0 | 0
00 Ret.ExistSCR & WetFGD & ACI & CCS | 0 | 0 | 0 | 0 | 0 | 0 | 0
00 Ret.ExistSCR & WetFGD & ACI & HRI & CCS | 0 | 0 | 0 | 0 | 0 | 0 | 0
00 Ret.ExistSCR & WetFGD & CCS | 0 | 0 | 0 | 0 | 0 | 0 | 0
00 Ret.ExistSCR & WetFGD & HRI | 0 | 0 | 765.9182 | 0 | 0 | 0 | 0
00 Ret.ExistSCR & WetFGD & HRI & CCS | 0 | 0 | 0 | 0 | 0 | 0 | 0
00 Ret.ExistSCR_ACI & DryFGD | 1041.5685 | 0 | 0 | 0 | 0 | 0 | 0
00 Ret.ExistSCR_ACI & DryFGD & CCS | 0 | 0 | 0 | 0 | 0 | 0 | 0
00 Ret.ExistSCR_ACI & DryFGD & HRI | 0 | 0 | 1041.5685 | 0 | 0 | 0 | 0
00 Ret.ExistSCR_ACI & DryFGD & HRI & CCS | 0 | 0 | 0 | 0 | 0 | 0 | 0
00 Ret.ExistSCR_ACI & DSI | 2.9826 | 0 | 0 | 0 | 0 | 0 | 0
00 Ret.ExistSCR_ACI & DSI & HRI | 0 | 0 | 2.9826 | 0 | 0 | 0 | 0
00 Ret.ExistSCR_ACI & HRI | 0 | 0 | 0 | 0 | 0 | 0 | 0
00 Ret.ExistSCR_ACI & WetFGD | 0 | 0 | 0 | 0 | 0 | 0 | 0
00 Ret.ExistSCR_ACI & WetFGD & CCS | 0 | 0 | 0 | 0 | 0 | 0 | 0
00 Ret.ExistSCR_ACI & WetFGD & HRI | 0 | 0 | 0 | 0 | 0 | 0 | 0
00 Ret.ExistSCR_ACI & WetFGD & HRI & CCS | 0 | 0 | 0 | 0 | 0 | 0 | 0
00 Ret.ExistSCR_ACI_DSI & DryFGD | 0 | 0 | 0 | 0 | 0 | 0 | 0
00 Ret.ExistSCR_ACI_DSI & DryFGD & CCS | 0 | 0 | 0 | 0 | 0 | 0 | 0
00 Ret.ExistSCR_ACI_DSI & DryFGD & HRI | 0 | 0 | 0 | 0 | 0 | 0 | 0
00 Ret.ExistSCR_ACI_DSI & DryFGD & HRI & CCS | 0 | 0 | 0 | 0 | 0 | 0 | 0
00 Ret.ExistSCR_ACI_DSI & HRI | 0 | 0 | 1158 | 0 | 0 | 0 | 0
00 Ret.ExistSCR_ACI_DSI & WetFGD | 0 | 0 | 0 | 0 | 0 | 0 | 0
00 Ret.ExistSCR_ACI_DSI & WetFGD & CCS | 0 | 0 | 0 | 0 | 0 | 0 | 0
00 Ret.ExistSCR_ACI_DSI & WetFGD & HRI | 0 | 0 | 0 | 0 | 0 | 0 | 0
00 Ret.ExistSCR_ACI_DSI & WetFGD & HRI & CCS | 0 | 0 | 0 | 0 | 0 | 0 | 0
00 Ret.ExistSCR_DryFGD & ACI | 2369.8859 | 0 | 0 | 0 | 0 | 0 | 0
00 Ret.ExistSCR_DryFGD & HRI | 0 | 0 | 1234 | 0 | 0 | 0 | 0
00 Ret.ExistSCR_DryFGD & HRI & CCS | 0 | 0 | 0 | 0 | 0 | 0 | 0
00 Ret.ExistSCR_DryFGD_ACI & CCS | 0 | 0 | 0 | 0 | 0 | 0 | 0
00 Ret.ExistSCR_DryFGD_ACI & HRI | 0 | 0 | 9266.3987 | 0 | 0 | 0 | 0
00 Ret.ExistSCR_DryFGD_ACI & HRI & CCS | 0 | 0 | 0 | 0 | 0 | 0 | 0
00 Ret.ExistSCR_DSI & ACI | 0.99949 | 0 | 0 | 0 | 0 | 0 | 0
00 Ret.ExistSCR_DSI & ACI & HRI | 0 | 0 | 0.99949 | 0 | 0 | 0 | 0
00 Ret.ExistSCR_DSI & DryFGD | 0 | 0 | 0 | 0 | 0 | 0 | 0
00 Ret.ExistSCR_DSI & DryFGD & ACI | 365.3837 | 0 | 0 | 0 | 0 | 0 | 0
00 Ret.ExistSCR_DSI & DryFGD & ACI & HRI | 0 | 0 | 365.3837 | 0 | 0 | 0 | 0
00 Ret.ExistSCR_DSI & DryFGD & HRI | 0 | 0 | 0 | 0 | 0 | 0 | 0
00 Ret.ExistSCR_DSI & HRI | 0 | 0 | 0 | 0 | 0 | 0 | 0
00 Ret.ExistSCR_DSI & WetFGD | 0 | 0 | 0 | 0 | 0 | 0 | 0
00 Ret.ExistSCR_DSI & WetFGD & ACI | 0 | 0 | 0 | 0 | 0 | 0 | 0
00 Ret.ExistSCR_DSI & WetFGD & ACI & HRI | 0 | 0 | 0 | 0 | 0 | 0 | 0
00 Ret.ExistSCR_DSI & WetFGD & HRI | 0 | 0 | 0 | 0 | 0 | 0 | 0
00 Ret.ExistSCR_WetFGD & ACI | 7154.3199 | 0 | 0 | 0 | 0 | 0 | 0
00 Ret.ExistSCR_WetFGD & HRI | 0 | 0 | 78573.3429 | 0 | 0 | 0 | 237.3059
00 Ret.ExistSCR_WetFGD & HRI & CCS | 0 | 0 | 0 | 0 | 0 | 0 | 0
00 Ret.ExistSCR_WetFGD_ACI & CCS | 0 | 0 | 0 | 0 | 0 | 0 | 0
00 Ret.ExistSCR_WetFGD_ACI & HRI | 0 | 0 | 13727.5184 | 0 | 0 | 0 | 1028.48
00 Ret.ExistSCR_WetFGD_ACI & HRI & CCS | 0 | 0 | 0 | 0 | 0 | 0 | 0
00 Ret.ExistSNCR & ACI | 61.7622 | 0 | 0 | 0 | 0 | 0 | 0
00 Ret.ExistSNCR & ACI & DryFGD | 0 | 0 | 0 | 0 | 0 | 0 | 0
00 Ret.ExistSNCR & ACI & DryFGD & HRI | 0 | 0 | 0 | 0 | 0 | 0 | 0
00 Ret.ExistSNCR & ACI & DSI | 78.1818 | 0 | 0 | 0 | 0 | 0 | 0
00 Ret.ExistSNCR & ACI & DSI & DryFGD | 0 | 0 | 0 | 0 | 0 | 0 | 0
00 Ret.ExistSNCR & ACI & DSI & DryFGD & HRI | 0 | 0 | 0 | 0 | 0 | 0 | 0
00 Ret.ExistSNCR & ACI & DSI & HRI | 0 | 0 | 78.1818 | 0 | 0 | 0 | 0
00 Ret.ExistSNCR & ACI & DSI & WetFGD | 0 | 0 | 0 | 0 | 0 | 0 | 0
00 Ret.ExistSNCR & ACI & DSI & WetFGD & HRI | 0 | 0 | 0 | 0 | 0 | 0 | 0
00 Ret.ExistSNCR & ACI & HRI | 0 | 0 | 61.7622 | 0 | 0 | 0 | 0
00 Ret.ExistSNCR & ACI & WetFGD | 0 | 0 | 0 | 0 | 0 | 0 | 0
00 Ret.ExistSNCR & ACI & WetFGD & HRI | 0 | 0 | 0 | 0 | 0 | 0 | 0
00 Ret.ExistSNCR & DryFGD | 6.4506 | 0 | 0 | 0 | 0 | 0 | 0
00 Ret.ExistSNCR & DryFGD & CCS | 0 | 0 | 0 | 0 | 0 | 0 | 0
00 Ret.ExistSNCR & DryFGD & HRI | 0 | 0 | 6.4506 | 0 | 0 | 0 | 0
00 Ret.ExistSNCR & DryFGD & HRI & CCS | 0 | 0 | 0 | 0 | 0 | 0 | 0
00 Ret.ExistSNCR & DSI | 0 | 0 | 0 | 0 | 0 | 0 | 0
00 Ret.ExistSNCR & DSI & DryFGD | 0 | 0 | 0 | 0 | 0 | 0 | 0
00 Ret.ExistSNCR & DSI & DryFGD & HRI | 0 | 0 | 0 | 0 | 0 | 0 | 0
00 Ret.ExistSNCR & DSI & HRI | 0 | 0 | 0 | 0 | 0 | 0 | 0
00 Ret.ExistSNCR & DSI & WetFGD | 0 | 0 | 0 | 0 | 0 | 0 | 0
00 Ret.ExistSNCR & DSI & WetFGD & HRI | 0 | 0 | 0 | 0 | 0 | 0 | 0
00 Ret.ExistSNCR & HRI | 0 | 0 | 135 | 0 | 0 | 0 | 0
00 Ret.ExistSNCR & WetFGD | 0 | 0 | 0 | 0 | 0 | 0 | 0
00 Ret.ExistSNCR & WetFGD & ACI & CCS | 0 | 0 | 0 | 0 | 0 | 0 | 0
00 Ret.ExistSNCR & WetFGD & ACI & HRI & CCS | 0 | 0 | 0 | 0 | 0 | 0 | 0
00 Ret.ExistSNCR & WetFGD & CCS | 0 | 0 | 0 | 0 | 0 | 0 | 0
00 Ret.ExistSNCR & WetFGD & HRI | 0 | 0 | 0 | 0 | 0 | 0 | 0
00 Ret.ExistSNCR & WetFGD & HRI & CCS | 0 | 0 | 0 | 0 | 0 | 0 | 0
00 Ret.ExistSNCR_ACI & DryFGD | 2288.9225 | 0 | 0 | 0 | 0 | 0 | 0
00 Ret.ExistSNCR_ACI & DryFGD & CCS | 0 | 0 | 0 | 0 | 0 | 0 | 0
00 Ret.ExistSNCR_ACI & DryFGD & HRI | 0 | 0 | 2288.9225 | 0 | 0 | 0 | 0
00 Ret.ExistSNCR_ACI & DryFGD & HRI & CCS | 0 | 0 | 0 | 0 | 0 | 0 | 0
00 Ret.ExistSNCR_ACI & DSI | 0 | 0 | 0 | 0 | 0 | 0 | 0
00 Ret.ExistSNCR_ACI & DSI & HRI | 0 | 0 | 0 | 0 | 0 | 0 | 0
00 Ret.ExistSNCR_ACI & HRI | 0 | 0 | 0 | 0 | 0 | 0 | 0
00 Ret.ExistSNCR_ACI & WetFGD | 0 | 0 | 0 | 0 | 0 | 0 | 0
00 Ret.ExistSNCR_ACI & WetFGD & CCS | 0 | 0 | 0 | 0 | 0 | 0 | 0
00 Ret.ExistSNCR_ACI & WetFGD & HRI | 0 | 0 | 0 | 0 | 0 | 0 | 0
00 Ret.ExistSNCR_ACI & WetFGD & HRI & CCS | 0 | 0 | 0 | 0 | 0 | 0 | 0
00 Ret.ExistSNCR_ACI_DSI & DryFGD | 0 | 0 | 0 | 0 | 0 | 0 | 0
00 Ret.ExistSNCR_ACI_DSI & DryFGD & HRI | 0 | 0 | 0 | 0 | 0 | 0 | 0
00 Ret.ExistSNCR_ACI_DSI & HRI | 0 | 0 | 0 | 0 | 0 | 0 | 0
00 Ret.ExistSNCR_ACI_DSI & WetFGD | 0 | 0 | 0 | 0 | 0 | 0 | 0
00 Ret.ExistSNCR_ACI_DSI & WetFGD & HRI | 0 | 0 | 0 | 0 | 0 | 0 | 0
00 Ret.ExistSNCR_DryFGD & ACI | 644.6734 | 0 | 0 | 0 | 0 | 0 | 0
00 Ret.ExistSNCR_DryFGD & HRI | 0 | 0 | 37.6145 | 3.3855 | 0 | 0 | 0
00 Ret.ExistSNCR_DryFGD & HRI & CCS | 0 | 0 | 0 | 0 | 0 | 0 | 0
00 Ret.ExistSNCR_DryFGD_ACI & CCS | 0 | 0 | 0 | 0 | 0 | 0 | 0
00 Ret.ExistSNCR_DryFGD_ACI & HRI | 0 | 0 | 321.3083 | 0 | 0 | 0 | 0
00 Ret.ExistSNCR_WetFGD & ACI | 5426.0111 | 0 | 0 | 0 | 0 | 0 | 0
00 Ret.ExistSNCR_WetFGD & HRI | 0 | 0 | 2885.3613 | 0 | 0 | 0 | 0
00 Ret.ExistSNCR_WetFGD & HRI & CCS | 0 | 0 | 0 | 0 | 0 | 0 | 0
00 Ret.ExistSNCR_WetFGD_ACI & CCS | 0 | 0 | 0 | 0 | 0 | 0 | 0
00 Ret.ExistSNCR_WetFGD_ACI & HRI | 0 | 0 | 760 | 0 | 0 | 0 | 0
00 Ret.ExistSNCR_WetFGD_ACI & HRI & CCS | 0 | 0 | 0 | 0 | 0 | 0 | 0
00 Ret.ExistWetFGD & ACI | 18716.5575 | 0 | 0 | 0 | 0 | 0 | 0
00 Ret.ExistWetFGD & ACI & CCS | 0 | 0 | 0 | 0 | 0 | 0 | 0
00 Ret.ExistWetFGD & ACI & HRI | 0 | 0 | 15734.1962 | 0 | 3.8336 | 0 | 0
00 Ret.ExistWetFGD & ACI & HRI & CCS | 0 | 0 | 0 | 0 | 0 | 0 | 0
00 Ret.ExistWetFGD & ACI & SCR | 862.2921 | 2558.2802 | 0 | 0 | 0 | 0 | 0
00 Ret.ExistWetFGD & ACI & SCR & CCS | 0 | 0 | 0 | 0 | 0 | 0 | 0
00 Ret.ExistWetFGD & ACI & SCR & HRI | 0 | 0 | 3420.5724 | 0 | 0 | 0 | 0
00 Ret.ExistWetFGD & ACI & SCR & HRI & CCS | 0 | 0 | 0 | 0 | 0 | 0 | 0
00 Ret.ExistWetFGD & ACI & SNCR | 0 | 0 | 0 | 0 | 0 | 0 | 0
00 Ret.ExistWetFGD & ACI & SNCR & HRI | 0 | 0 | 0 | 0 | 0 | 0 | 0
00 Ret.ExistWetFGD & CCS | 0 | 0 | 0 | 0 | 0 | 0 | 0
00 Ret.ExistWetFGD & HRI | 0 | 0 | 4881.1983 | 0 | 0 | 0 | 0
00 Ret.ExistWetFGD & HRI & CCS | 0 | 0 | 0 | 0 | 0 | 0 | 0
00 Ret.ExistWetFGD & SCR | 3914.162 | 828.2578 | 1658.0099 | 0 | 0 | 0 | 0
00 Ret.ExistWetFGD & SCR & CCS | 0 | 0 | 0 | 0 | 0 | 0 | 0
00 Ret.ExistWetFGD & SCR & HRI | 0 | 0 | 3492.7101 | 0 | 6.3632 | 0 | 0
00 Ret.ExistWetFGD & SCR & HRI & CCS | 0 | 0 | 0 | 0 | 0 | 0 | 0
00 Ret.ExistWetFGD & SNCR | 0 | 0 | 0 | 0 | 0 | 0 | 0
00 Ret.ExistWetFGD & SNCR & HRI | 0 | 0 | 0 | 0 | 0 | 0 | 0
00 Ret.ExistWetFGD_ACI & CCS | 0 | 0 | 0 | 0 | 0 | 0 | 0
00 Ret.ExistWetFGD_ACI & HRI | 0 | 0 | 2904.8116 | 0 | 0 | 0 | 0
00 Ret.ExistWetFGD_ACI & HRI & CCS | 0 | 0 | 0 | 0 | 0 | 0 | 0
00 Ret.ExistWetFGD_ACI & SCR | 822.1133 | 534.0161 | 0 | 0 | 0 | 0 | 0
00 Ret.ExistWetFGD_ACI & SCR & CCS | 0 | 0 | 0 | 0 | 0 | 0 | 0
00 Ret.ExistWetFGD_ACI & SCR & HRI | 0 | 0 | 1124.7103 | 0 | 0 | 0 | 0
00 Ret.ExistWetFGD_ACI & SCR & HRI & CCS | 0 | 0 | 0 | 0 | 0 | 0 | 0
00 Ret.ExistWetFGD_ACI & SNCR | 0 | 0 | 0 | 0 | 0 | 0 | 0
00 Ret.ExistWetFGD_ACI & SNCR & HRI | 0 | 0 | 0 | 0 | 0 | 0 | 0
00 Ret.ExistWetFGD_SCR & ACI & CCS | 0 | 0 | 0 | 0 | 0 | 0 | 0
00 Ret.ExistWetFGD_SCR & ACI & HRI | 0 | 0 | 6379.6712 | 0 | 0 | 0 | 0
00 Ret.ExistWetFGD_SCR & ACI & HRI & CCS | 0 | 0 | 0 | 0 | 0 | 0 | 0
00 Ret.ExistWetFGD_SCR & CCS | 0 | 0 | 0 | 0 | 0 | 0 | 0
00 Ret.ExistWetFGD_SNCR & ACI & CCS | 0 | 0 | 0 | 0 | 0 | 0 | 0
00 Ret.ExistWetFGD_SNCR & ACI & HRI | 0 | 0 | 5405.726 | 0 | 0 | 0 | 0
00 Ret.ExistWetFGD_SNCR & ACI & HRI & CCS | 0 | 0 | 0 | 0 | 0 | 0 | 0
00 Ret.ExistWetFGD_SNCR & CCS | 0 | 0 | 0 | 0 | 0 | 0 | 0
00 Ret.FB & ACI | 1104.3498 | 0 | 0 | 0 | 0 | 0 | 0
00 Ret.FB & ACI & HRI | 0 | 0 | 1104.3498 | 0 | 0 | 0 | 0
00 Ret.FB & HRI | 0 | 0 | 221 | 0 | 0 | 0 | 0
00 Ret.FB DryFGD | 305.8705 | 0 | 0 | 0 | 0 | 0 | 0
00 Ret.FB DryFGD & ACI | 0 | 0 | 0 | 0 | 0 | 0 | 0
00 Ret.FB DryFGD & ACI & HRI | 0 | 0 | 0 | 0 | 0 | 0 | 0
00 Ret.FB DryFGD & HRI | 0 | 0 | 95.4311 | 0 | 0 | 0 | 0
00 Ret.FB DryFGD & SNCR | 305.7175 | 0 | 0 | 0 | 0 | 0 | 0
00 Ret.FB DryFGD & SNCR & HRI | 0 | 0 | 226.6696 | 0 | 0 | 0 | 0
00 Ret.FB SNCR & DryFGD & ACI | 0 | 0 | 0 | 0 | 0 | 0 | 0
00 Ret.FB SNCR & DryFGD & ACI & HRI | 0 | 0 | 0 | 0 | 0 | 0 | 0
00 Ret.FB-ACI & SNCR | 0 | 0 | 0 | 0 | 0 | 0 | 0
00 Ret.FB-ACI & SNCR & CCS | 0 | 0 | 0 | 0 | 0 | 0 | 0
00 Ret.FB-ACI & SNCR & HRI | 0 | 0 | 0 | 0 | 0 | 0 | 0
00 Ret.FB-ACI & SNCR & HRI & CCS | 0 | 0 | 0 | 0 | 0 | 0 | 0
00 Ret.FB-Exist ACI & DryFGD | 0 | 0 | 0 | 0 | 0 | 0 | 0
00 Ret.FB-Exist ACI & DryFGD & HRI | 0 | 0 | 0 | 0 | 0 | 0 | 0
00 Ret.FB-Exist ACI & DryFGD & SNCR | 0 | 0 | 0 | 0 | 0 | 0 | 0
00 Ret.FB-Exist ACI & DryFGD & SNCR & HRI | 0 | 0 | 0 | 0 | 0 | 0 | 0
00 Ret.FB-Exist ACI & SNCR | 0 | 0 | 0 | 0 | 0 | 0 | 0
00 Ret.FB-Exist ACI & SNCR & HRI | 0 | 0 | 0 | 0 | 0 | 0 | 0
00 Ret.FB-ExistACI & HRI | 0 | 0 | 0 | 0 | 0 | 0 | 0
00 Ret.FB-ExistDryFGD & ACI | 0 | 0 | 0 | 0 | 0 | 0 | 0
00 Ret.FB-ExistDryFGD & ACI & HRI | 0 | 0 | 0 | 0 | 0 | 0 | 0
00 Ret.FB-ExistDryFGD & ACI & SNCR | 0 | 0 | 0 | 0 | 0 | 0 | 0
00 Ret.FB-ExistDryFGD & ACI & SNCR & HRI | 0 | 0 | 0 | 0 | 0 | 0 | 0
00 Ret.FB-ExistDryFGD & CCS | 0 | 0 | 0 | 0 | 0 | 0 | 0
00 Ret.FB-ExistDryFGD & HRI | 0 | 0 | 43 | 0 | 0 | 0 | 0
00 Ret.FB-ExistDryFGD & SNCR | 0 | 0 | 0 | 0 | 0 | 0 | 0
00 Ret.FB-ExistDryFGD & SNCR & HRI | 0 | 0 | 0 | 0 | 0 | 0 | 0
00 Ret.FB-ExistDryFGD_ACI & CCS | 0 | 0 | 0 | 0 | 0 | 0 | 0
00 Ret.FB-ExistDryFGD_SNCR & ACI | 0 | 0 | 0 | 0 | 0 | 0 | 0
00 Ret.FB-ExistDryFGD_SNCR & ACI & HRI | 0 | 0 | 0 | 0 | 0 | 0 | 0
00 Ret.FB-ExistDryFGD_SNCR & CCS | 0 | 0 | 0 | 0 | 0 | 0 | 0
00 Ret.FB-ExistDryFGD_SNCR & HRI | 0 | 0 | 1561.5749 | 0 | 0 | 0 | 0
00 Ret.FB-ExistDryFGD_SNCR & HRI & CCS | 0 | 0 | 0 | 0 | 0 | 0 | 0
00 Ret.FB-ExistDryFGD_SNCR_ACI & HRI | 0 | 0 | 570 | 0 | 0 | 0 | 0
00 Ret.FB-ExistWetFGD_SNCR_ACI & HRI | 0 | 0 | 286 | 0 | 0 | 0 | 0
00 Ret.FB-ExistSNCR & ACI | 59.9671 | 0 | 0 | 0 | 0 | 0 | 0
00 Ret.FB-ExistSNCR & ACI & HRI | 0 | 0 | 59.9671 | 0 | 0 | 0 | 0
00 Ret.FB-ExistSNCR & DryFGD | 0 | 0 | 0 | 0 | 0 | 0 | 0
00 Ret.FB-ExistSNCR & DryFGD & ACI | 0 | 0 | 0 | 0 | 0 | 0 | 0
00 Ret.FB-ExistSNCR & DryFGD & ACI & HRI | 0 | 0 | 0 | 0 | 0 | 0 | 0
00 Ret.FB-ExistSNCR & DryFGD & HRI | 0 | 0 | 275.5498 | 0 | 0 | 0 | 0
00 Ret.FB-ExistSNCR & HRI | 0 | 0 | 500 | 0 | 0 | 0 | 0
00 Ret.FB-SNCR | 0 | 0 | 0 | 0 | 0 | 0 | 0
00 Ret.FB-SNCR & HRI | 0 | 0 | 0 | 0 | 0 | 0 | 0
00 Ret.HRI | 0 | 0 | 658.7183 | 0 | 0 | 0 | 0
00 Ret.Oil/Gas Steam SCR | 1.657 | 0 | 0 | 0 | 0 | 0 | 0
00 Ret.SCR | 0 | 0 | 0 | 0 | 0 | 0 | 0
00 Ret.SCR & DryFGD | 0 | 0 | 0 | 0 | 0 | 0 | 0
00 Ret.SCR & DryFGD & ACI | 0 | 0 | 0 | 0 | 0 | 0 | 0
00 Ret.SCR & DryFGD & CCS | 0 | 0 | 0 | 0 | 0 | 0 | 0
00 Ret.SCR & DryFGD & HRI | 0 | 0 | 0 | 0 | 0 | 0 | 0
00 Ret.SCR & DryFGD & HRI & CCS | 0 | 0 | 0 | 0 | 0 | 0 | 0
00 Ret.SCR & DSI | 0 | 0 | 0 | 0 | 0 | 0 | 0
00 Ret.SCR & DSI & DryFGD | 0 | 0 | 0 | 0 | 0 | 0 | 0
00 Ret.SCR & DSI & DryFGD & HRI | 0 | 0 | 0 | 0 | 0 | 0 | 0
00 Ret.SCR & DSI & HRI | 0 | 0 | 0 | 0 | 0 | 0 | 0
00 Ret.SCR & DSI & WetFGD | 0 | 0 | 0 | 0 | 0 | 0 | 0
00 Ret.SCR & DSI & WetFGD & HRI | 0 | 0 | 0 | 0 | 0 | 0 | 0
00 Ret.SCR & HRI | 0 | 0 | 0 | 0 | 0 | 0 | 0
00 Ret.SCR & WetFGD | 0 | 1310.7075 | 0 | 0 | 0 | 0 | 0
00 Ret.SCR & WetFGD & ACI | 0 | 0 | 0 | 0 | 0 | 0 | 0
00 Ret.SCR & WetFGD & CCS | 0 | 0 | 0 | 0 | 0 | 0 | 0
00 Ret.SCR & WetFGD & HRI | 0 | 0 | 1310.7075 | 0 | 0 | 0 | 0
00 Ret.SCR & WetFGD & HRI & CCS | 0 | 0 | 0 | 0 | 0 | 0 | 0
00 Ret.SNCR | 0 | 0 | 0 | 0 | 0 | 0 | 0
00 Ret.SNCR & DryFGD | 0 | 0 | 0 | 0 | 0 | 0 | 0
00 Ret.SNCR & DryFGD & ACI | 0 | 0 | 0 | 0 | 0 | 0 | 0
00 Ret.SNCR & DryFGD & ACI & HRI | 0 | 0 | 0 | 0 | 0 | 0 | 0
00 Ret.SNCR & DryFGD & HRI | 0 | 0 | 0 | 0 | 0 | 0 | 0
00 Ret.SNCR & DSI | 0 | 0 | 0 | 0 | 0 | 0 | 0
00 Ret.SNCR & DSI & HRI | 0 | 0 | 0 | 0 | 0 | 0 | 0
00 Ret.SNCR & HRI | 0 | 0 | 0 | 0 | 0 | 0 | 0
00 Ret.SNCR & WetFGD | 0 | 0 | 0 | 0 | 0 | 0 | 0
00 Ret.SNCR & WetFGD & ACI | 0 | 0 | 0 | 0 | 0 | 0 | 0
00 Ret.SNCR & WetFGD & ACI & HRI | 0 | 0 | 0 | 0 | 0 | 0 | 0
00 Ret.SNCR & WetFGD & HRI | 0 | 0 | 0 | 0 | 0 | 0 | 0
00 Ret.WetFGD | 502.9568 | 0 | 0 | 0 | 0 | 0 | 0
00 Ret.WetFGD & ACI & CCS | 0 | 0 | 0 | 0 | 0 | 0 | 0
00 Ret.WetFGD & ACI & HRI & CCS | 0 | 0 | 0 | 0 | 0 | 0 | 0
00 Ret.WetFGD & CCS | 0 | 0 | 0 | 0 | 0 | 0 | 0
00 Ret.WetFGD & HRI | 0 | 0 | 502.9568 | 0 | 0 | 0 | 0
00 Ret.WetFGD & HRI & CCS | 0 | 0 | 0 | 0 | 0 | 0 | 0
00 CC Retirement | 1810.4 | 0 | 0 | 0 | 0 | 0 | 84.8787
00 CT Retirement | 206 | 0 | 0 | 0 | 0 | 0 | 0
00 O/G Retirement | 13518.186 | 1693.7182 | 1509 | 0 | 0 | 0 | 0
00 Coal Retirement | 44657.2508 | 1343.1514 | 10.0527 | 252.038 | 3037.4396 | 0 | 0
00 IGCC Retirement | 45 | 0 | 0 | 0 | 0 | 0 | 0
00 Nuke Retirement | 894.2069 | 0 | 613 | 0 | 2390.9931 | 40993.5 | 51576.101
00 Non-Fossil Retirement | 0 | 0 | 0 | 0 | 0 | 0 | 0
Total | 330680.1534 | 48949.8642 | 442618.1558 | 85618.5036 | 132538.1735 | 404928.0165 | 470212.4045
(**) Ind. Boiler capacity in MMBtu/hr, not included in the total
12. Generation by Capacity Reporting Type [GWh]
00 New Combined Cycle | 11240.4221 | 45648.9346 | 77216.9374 | 268943.6334 | 582369.4047 | 1408346.611 | 2197619.8778
00 New Combined Cycle - Uncontrolled | 0 | 0 | 0 | 0 | 0 | 0 | 0
00 New Combined Cycle with Carbon Capture | 0 | 0 | 0 | 0 | 0 | 0 | 0
00 New Combustion Turbine | 233.7449 | 287.6292 | 551.2828 | 1494.6637 | 5292.8353 | 9080.1403 | 10590.0993
00 New Hydro | 0 | 0 | 0 | 0 | 0 | 0 | 0
00 New Nuclear | 0 | 0 | 0 | 0 | 0 | 0 | 0
00 New Biomass | 1525.5508 | 3426.0948 | 6511.565 | 7822.3944 | 8967.6803 | 8967.6803 | 10064.4038
00 New Geothermal | 0 | 7299.4933 | 10427.2338 | 17113.3855 | 18598.2903 | 19197.8028 | 22328.1041
00 New Landfill Gas | 68.2754 | 68.2754 | 68.2754 | 68.2754 | 68.2754 | 68.2754 | 68.2754
00 New Offshore Wind | 0 | 0 | 0 | 0 | 0 | 0 | 0
00 New Onshore Wind | 17204.0086 | 37091.1968 | 38210.5194 | 62472.4649 | 72554.162 | 81326.5039 | 118820.8377
00 New Solar PV | 793.9348 | 1789.9785 | 2735.6808 | 4218.4187 | 4320.0884 | 6878.1049 | 32865.2719
00 New Solar Thermal | 43.569 | 541.9186 | 593.103 | 609.6218 | 670.9222 | 670.9222 | 670.9222
00 New Fuel Cell | 0 | 0 | 0 | 0 | 0 | 0 | 0
00 New IGCC | 0 | 0 | 0 | 0 | 0 | 0 | 0
00 New Advanced Coal with CCS | 0 | 0 | 2457.18 | 2457.18 | 2457.18 | 2457.18 | 2457.18
00 New SPC - Uncontrolled | 0 | 0 | 0 | 0 | 0 | 0 | 0
00 New SPC-WetFGD_SCR | 256.1424 | 256.1424 | 256.1424 | 256.1424 | 256.1424 | 256.1424 | 256.1424
00 New Future Technology | 0 | 0 | 0 | 0 | 0 | 0 | 0
00 Exist Combined Cycle | 1057182.1389 | 972829.0984 | 1004501.7479 | 918010.6885 | 797298.1997 | 670635.6677 | 556424.7041
00 Exist Combustion Turbine | 22268.4206 | 15221.2647 | 23160.1701 | 28230.5369 | 19317.9604 | 13104.3282 | 11020.6508
00 Exist Coal Steam_Uncontrolled | 11916.5662 | 14888.6428 | 6114.0956 | 6376.8502 | 6299.7777 | 6430.9895 | 6591.0013
00 Exist Coal Steam_ACI | 5810.682 | 1178.8044 | 1178.8044 | 1178.8044 | 1178.8044 | 1178.8044 | 1178.8044
00 Exist Coal Steam_ACI_DSI | 0 | 0 | 0 | 0 | 0 | 0 | 0
00 Exist Coal Steam_DryFGD | 26912.1841 | 24867.1351 | 9609.111 | 9675.5731 | 9569.9641 | 9724.349 | 9960.3917
00 Exist Coal Steam_DryFGD_ACI | 23194.5715 | 23094.7935 | 1405.4745 | 1405.4745 | 1379.3231 | 1281.198 | 1281.198
00 Exist Coal Steam_DryFGD_SCR | 10659.0301 | 11623.5209 | 3935.5471 | 4763.7178 | 4931.1079 | 2942.3469 | 4935.9025
00 Exist Coal Steam_DryFGD_SCR_ACI | 77194.204 | 79994.5915 | 16066.5218 | 16066.5218 | 16066.5218 | 16066.5218 | 16066.5218
00 Exist Coal Steam_DryFGD_SNCR | 1119.6903 | 1226.7217 | 966.3017 | 942.7395 | 942.7395 | 847.9484 | 1008.9303
00 Exist Coal Steam_DryFGD_SNCR_ACI | 2058.3466 | 2212.1061 | 0 | 0 | 0 | 0 | 0
00 Exist Coal Steam_DSI | 0 | 0 | 0 | 0 | 0 | 0 | 0
00 Exist Coal Steam_SCR | 0 | 0 | 0 | 0 | 0 | 0 | 0
00 Exist Coal Steam_SCR_ACI | 5.7886 | 0 | 0 | 0 | 0 | 0 | 0
00 Exist Coal Steam_SCR_ACI_DSI | 7257.2772 | 7161.854 | 0 | 0 | 0 | 0 | 0
00 Exist Coal Steam_SCR_DSI | 0 | 0 | 0 | 0 | 0 | 0 | 0
00 Exist Coal Steam_SNCR | 1431.6656 | 1436.289 | 442.5587 | 452.2698 | 452.2698 | 447.1821 | 456.1213
00 Exist Coal Steam_SNCR_ACI | 0 | 0 | 0 | 0 | 0 | 0 | 0
00 Exist Coal Steam_SNCR_ACI_DSI | 0 | 0 | 0 | 0 | 0 | 0 | 0
00 Exist Coal Steam_WetFGD | 66049.2138 | 59626.7337 | 11003.8326 | 11003.8326 | 11003.8326 | 11003.8326 | 11003.8326
00 Exist Coal Steam_WetFGD_ACI | 38731.0948 | 32359.4268 | 10790.944 | 10790.944 | 10790.944 | 10790.944 | 10790.944
00 Exist Coal Steam_WetFGD_SCR | 563356.5566 | 587701.1277 | 55967.3862 | 57764.4758 | 57266.691 | 56289.9251 | 57607.6841
00 Exist Coal Steam_WetFGD_SCR_ACI | 103730.3626 | 114246.4142 | 19684.1878 | 20303.9492 | 19684.1878 | 18311.2663 | 17924.4473
00 Exist Coal Steam_WetFGD_SNCR | 19649.1981 | 19166.9894 | 431.7471 | 431.7471 | 431.7471 | 431.7471 | 431.7471
00 Exist Coal Steam_WetFGD_SNCR_ACI | 4840.3217 | 5541.2956 | 0 | 0 | 0 | 0 | 0
00 Exist FBC_Uncontrolled | 1908.299 | 1908.299 | 544.7309 | 544.7309 | 544.7309 | 544.7309 | 544.7309
00 Exist FBC_ACI | 0 | 0 | 0 | 0 | 0 | 0 | 0
00 Exist FBC_DryFGD | 1322.9505 | 1322.9505 | 1012.4944 | 1012.4944 | 1012.4944 | 1012.4944 | 1012.4944
00 Exist FBC_DryFGD_SNCR | 17193.2634 | 16962.2541 | 6092.1452 | 6283.355 | 6254.0841 | 6302.3839 | 6479.5231
00 Exist FBC_DryFGD_SNCR_ACI | 8365.1835 | 8997.0799 | 4497.4682 | 4708.8349 | 4411.0415 | 3773.6668 | 4411.0415
00 Exist FBC_SNCR | 1938.1365 | 1915.4499 | 372.7294 | 372.7294 | 300.2779 | 61.1614 | 61.1614
00 Exist FBC_SNCR_ACI | 70.6356 | 70.6356 | 70.6356 | 70.6356 | 70.6356 | 70.6356 | 70.6356
00 Exist FBC_WetFGD_SNCR_ACI | 668.5133 | 1536.5325 | 0 | 0 | 0 | 0 | 0
00 Exist IGCC | 11559.4637 | 11840.1003 | 11699.7361 | 12037.3453 | 12037.3453 | 12154.2696 | 12154.2696
00 Exist Fossil_Other | 2204.3309 | 2204.3309 | 2204.3309 | 2204.3309 | 2204.3309 | 2204.3309 | 2104.3654
00 Exist Fuel Cell | 110.1026 | 71.1278 | 35.3668 | 114.1527 | 22.4085 | 15.3107 | 2.6687
00 Exist Hydro | 270077.2507 | 270077.2507 | 270077.2507 | 270077.2507 | 270077.2507 | 270077.2507 | 269857.2444
00 Exist Non Fossil_Other | 23397.2937 | 23397.2937 | 23397.2937 | 23397.2937 | 23397.2937 | 23397.2937 | 23397.2937
00 Exist Nuclear | 786032.8992 | 821397.2961 | 816612.733 | 816612.733 | 797305.4605 | 476860.3465 | 63256.1505
00 Exist Oil/Gas Steam | 34732.5883 | 32678.6166 | 18170.8553 | 15560.4716 | 12874.4852 | 3944.1725 | 1067.2671
00 Exist Oil/Gas Steam_SCR | 6912.9886 | 6304.992 | 3876.8262 | 3813.3869 | 2786.6426 | 797.7087 | 277.8048
00 Exist Oil/Gas Steam_SNCR | 106.0974 | 70.318 | 0 | 0 | 0 | 0 | 0
00 Exist Biomass | 20392.8048 | 19557.8926 | 20716.4863 | 22370.3114 | 22541.8759 | 22697.8607 | 23665.5845
00 Exist Landfill Gas | 10319.3673 | 10319.3673 | 10319.3673 | 10319.3673 | 10319.3673 | 10319.3673 | 10319.3673
00 Exist Geothermal | 17033.4882 | 17033.4882 | 17033.4882 | 17033.4882 | 17033.4882 | 17033.4882 | 17033.4882
00 Exist Pump Storage | 8789.1902 | 8474.7968 | 10081.8175 | 10483.2082 | 10281.7092 | 6693.4496 | 5870.4074
00 Exist Solar PV | 10353.7833 | 10353.7833 | 10353.7833 | 10353.7833 | 10353.7833 | 10353.7833 | 10353.7833
00 Exist Solar Thermal | 3269.464 | 3269.464 | 3269.464 | 3269.464 | 3269.464 | 3269.464 | 3269.464
00 Exist Wind | 157832.3123 | 157832.3123 | 157832.3123 | 157832.3123 | 157832.3123 | 157832.3123 | 157832.3123
00 International Imports | 944.328 | 833.952 | 613.2 | 63.072 | 1752 | 1752 | 1752
00 Ret.ACI | 34534.685 | 34362.5904 | 13.0045 | 13.0045 | 0 | 0 | 0
00 Ret.ACI & DryFGD | 55.2716 | 55.2716 | 0 | 0 | 0 | 0 | 0
00 Ret.ACI & DryFGD & HRI | 0 | 0 | 55.2716 | 55.2716 | 55.2716 | 55.2716 | 55.2716
00 Ret.ACI & DSI | 111087.0759 | 117736.3825 | 2873.7648 | 2873.7648 | 0 | 0 | 0
00 Ret.ACI & DSI & DryFGD | 0 | 0 | 0 | 0 | 0 | 0 | 0
00 Ret.ACI & DSI & DryFGD & HRI | 0 | 0 | 0 | 0 | 0 | 0 | 0
00 Ret.ACI & DSI & HRI | 0 | 0 | 114627.957 | 115530.0467 | 115668.0689 | 115970.5283 | 117222.0395
00 Ret.ACI & DSI & WetFGD & HRI | 0 | 0 | 0 | 0 | 0 | 0 | 0
00 Ret.ACI & HRI | 0 | 0 | 34523.4972 | 34523.4972 | 34536.5017 | 34508.3046 | 34657.7917
00 Ret.ACI & SCR | 0 | 0 | 0 | 0 | 0 | 0 | 0
00 Ret.ACI & SCR & DryFGD & CCS | 0 | 0 | 0 | 0 | 0 | 0 | 0
00 Ret.ACI & SCR & DryFGD & HRI | 0 | 0 | 0 | 0 | 0 | 0 | 0
00 Ret.ACI & SCR & DryFGD & HRI & CCS | 0 | 0 | 0 | 0 | 0 | 0 | 0
00 Ret.ACI & SCR & DSI | 1155.7475 | 1168.1569 | 390.8878 | 390.8878 | 0 | 0 | 0
00 Ret.ACI & SCR & DSI & DryFGD | 0 | 0 | 0 | 0 | 0 | 0 | 0
00 Ret.ACI & SCR & DSI & DryFGD & HRI | 0 | 0 | 0 | 0 | 0 | 0 | 0
00 Ret.ACI & SCR & DSI & HRI | 0 | 0 | 777.2691 | 777.2691 | 777.2691 | 777.2691 | 777.2691
00 Ret.ACI & SCR & DSI & WetFGD | 0 | 0 | 0 | 0 | 0 | 0 | 0
00 Ret.ACI & SCR & DSI & WetFGD & HRI | 0 | 0 | 0 | 0 | 0 | 0 | 0
00 Ret.ACI & SCR & HRI | 0 | 0 | 0 | 0 | 0 | 0 | 0
00 Ret.ACI & SCR & WetFGD & CCS | 0 | 0 | 0 | 0 | 0 | 0 | 0
00 Ret.ACI & SCR & WetFGD & HRI | 0 | 0 | 0 | 0 | 0 | 0 | 0
00 Ret.ACI & SCR & WetFGD & HRI & CCS | 0 | 0 | 0 | 0 | 0 | 0 | 0
00 Ret.ACI & SNCR | 0 | 0 | 0 | 0 | 0 | 0 | 0
00 Ret.ACI & SNCR & DSI | 0 | 0 | 0 | 0 | 0 | 0 | 0
00 Ret.ACI & SNCR & DSI & DryFGD | 0 | 0 | 0 | 0 | 0 | 0 | 0
00 Ret.ACI & SNCR & DSI & DryFGD & HRI | 0 | 0 | 0 | 0 | 0 | 0 | 0
00 Ret.ACI & SNCR & DSI & HRI | 0 | 0 | 0 | 0 | 0 | 0 | 0
00 Ret.ACI & SNCR & DSI & WetFGD | 0 | 0 | 0 | 0 | 0 | 0 | 0
00 Ret.ACI & SNCR & DSI & WetFGD & HRI | 0 | 0 | 0 | 0 | 0 | 0 | 0
00 Ret.ACI & SNCR & HRI | 0 | 0 | 0 | 0 | 0 | 0 | 0
00 Ret.ACI & WetFGD | 21007.1278 | 21922.714 | 46.2093 | 46.2093 | 0 | 0 | 0
00 Ret.ACI & WetFGD & DSI | 0 | 0 | 0 | 0 | 0 | 0 | 0
00 Ret.ACI & WetFGD & HRI | 0 | 0 | 22114.1366 | 22114.1366 | 22160.3459 | 22160.3459 | 22160.3459
00 Ret.C2G | 0 | 391.9209 | 14199.8353 | 14199.8751 | 14254.5442 | 14177.5646 | 14112.1619
00 Ret.C2G & SCR | 0 | 0 | 0 | 0 | 0 | 0 | 0
00 Ret.CCG | 0 | 0 | 0 | 0 | 0 | 0 | 0
00 Ret.DryFGD | 14.4234 | 14.4234 | 0 | 0 | 0 | 0 | 0
00 Ret.DryFGD & ACI & CCS | 0 | 0 | 0 | 0 | 0 | 0 | 0
00 Ret.DryFGD & ACI & HRI & CCS | 0 | 0 | 0 | 0 | 0 | 0 | 0
00 Ret.DryFGD & CCS | 0 | 0 | 0 | 0 | 0 | 0 | 0
00 Ret.DryFGD & HRI | 0 | 0 | 14.4234 | 14.4234 | 14.4234 | 14.4234 | 14.4234
00 Ret.DryFGD & HRI & CCS | 0 | 0 | 0 | 0 | 0 | 0 | 0
00 Ret.DSI | 1823.7893 | 1823.7893 | 1823.7893 | 0 | 0 | 0 | 0
00 Ret.DSI & DryFGD | 0 | 0 | 0 | 0 | 0 | 0 | 0
00 Ret.DSI & DryFGD & HRI | 0 | 0 | 0 | 0 | 0 | 0 | 0
00 Ret.DSI & HRI | 0 | 0 | 0 | 0 | 0 | 0 | 0
00 Ret.DSI & WetFGD | 0 | 0 | 0 | 0 | 0 | 0 | 0
00 Ret.DSI & WetFGD & HRI | 0 | 0 | 0 | 0 | 0 | 0 | 0
00 Ret.Exist FBC_DryFGD_SNCR_ACI & CCS | 0 | 0 | 0 | 0 | 0 | 0 | 0
00 Ret.ExistACI & DryFGD | 14125.8347 | 18993.6202 | 0 | 0 | 0 | 0 | 0
00 Ret.ExistACI & DryFGD & CCS | 0 | 0 | 0 | 0 | 0 | 0 | 0
00 Ret.ExistACI & DryFGD & HRI | 0 | 0 | 19154.5998 | 19223.6187 | 19223.6187 | 19223.6187 | 19223.6187
00 Ret.ExistACI & DryFGD & HRI & CCS | 0 | 0 | 0 | 0 | 0 | 0 | 0
00 Ret.ExistACI & DSI | 21588.5417 | 21725.2757 | 18123.7947 | 18123.7947 | 0 | 0 | 0
00 Ret.ExistACI & DSI & DryFGD | 0 | 0 | 0 | 0 | 0 | 0 | 0
00 Ret.ExistACI & DSI & DryFGD & HRI | 0 | 0 | 0 | 0 | 0 | 0 | 0
00 Ret.ExistACI & DSI & HRI | 0 | 0 | 3603.7289 | 3757.6624 | 3757.6624 | 3812.7525 | 3812.7525
00 Ret.ExistACI & DSI & WetFGD | 0 | 0 | 0 | 0 | 0 | 0 | 0
00 Ret.ExistACI & DSI & WetFGD & HRI | 0 | 0 | 0 | 0 | 0 | 0 | 0
00 Ret.ExistACI & HRI | 0 | 0 | 0 | 0 | 0 | 0 | 0
00 Ret.ExistACI & HRI & WetFGD | 0 | 0 | 0 | 0 | 0 | 0 | 0
00 Ret.ExistACI & SCR | 0 | 0 | 0 | 0 | 0 | 0 | 0
00 Ret.ExistACI & SCR & DryFGD | 8703.1035 | 8837.7755 | 0 | 0 | 0 | 0 | 0
00 Ret.ExistACI & SCR & DryFGD & CCS | 0 | 0 | 0 | 0 | 0 | 0 | 0
00 Ret.ExistACI & SCR & DryFGD & HRI | 0 | 0 | 8837.7755 | 8837.7755 | 8837.7755 | 8837.7755 | 8837.7755
00 Ret.ExistACI & SCR & DryFGD & HRI & CCS | 0 | 0 | 0 | 0 | 0 | 0 | 0
00 Ret.ExistACI & SCR & DSI | 2172.9556 | 2189.0206 | 0 | 0 | 0 | 0 | 0
00 Ret.ExistACI & SCR & DSI & DryFGD | 0 | 0 | 0 | 0 | 0 | 0 | 0
00 Ret.ExistACI & SCR & DSI & HRI | 0 | 0 | 2172.9556 | 2299.7965 | 2299.7965 | 2299.7965 | 2299.7965
00 Ret.ExistACI & SCR & DSI & DryFGD & HRI | 0 | 0 | 0 | 0 | 0 | 0 | 0
00 Ret.ExistACI & SCR & HRI | 0 | 0 | 0 | 0 | 0 | 0 | 0
00 Ret.ExistACI & SCR & WetFGD | 715.4317 | 715.4317 | 0 | 0 | 0 | 0 | 0
00 Ret.ExistACI & SCR & WetFGD & CCS | 0 | 0 | 0 | 0 | 0 | 0 | 0
00 Ret.ExistACI & SCR & WetFGD & HRI | 0 | 0 | 715.4317 | 715.4317 | 722.3168 | 722.3168 | 722.3168
00 Ret.ExistACI & SCR & WetFGD & HRI & CCS | 0 | 0 | 0 | 0 | 0 | 0 | 0
00 Ret.ExistACI & SNCR | 0 | 0 | 0 | 0 | 0 | 0 | 0
00 Ret.ExistACI & SNCR & DryFGD | 0 | 0 | 0 | 0 | 0 | 0 | 0
00 Ret.ExistACI & SNCR & DryFGD & HRI | 0 | 0 | 0 | 0 | 0 | 0 | 0
00 Ret.ExistACI & SNCR & DSI | 0 | 0 | 0 | 0 | 0 | 0 | 0
00 Ret.ExistACI & SNCR & DSI & HRI | 0 | 0 | 0 | 0 | 0 | 0 | 0
00 Ret.ExistACI & SNCR & HRI | 0 | 0 | 0 | 0 | 0 | 0 | 0
00 Ret.ExistACI & SNCR & WetFGD | 0 | 0 | 0 | 0 | 0 | 0 | 0
00 Ret.ExistACI & SNCR & WetFGD & HRI | 0 | 0 | 0 | 0 | 0 | 0 | 0
00 Ret.ExistACI & WetFGD | 6.9245 | 6.9245 | 6.9245 | 6.9245 | 0 | 0 | 0
00 Ret.ExistACI & WetFGD & CCS | 0 | 0 | 0 | 0 | 0 | 0 | 0
00 Ret.ExistACI & WetFGD & HRI & CCS | 0 | 0 | 0 | 0 | 0 | 0 | 0
00 Ret.ExistACI_DSI & DryFGD | 0 | 0 | 0 | 0 | 0 | 0 | 0
00 Ret.ExistACI_DSI & DryFGD & HRI | 0 | 0 | 0 | 0 | 0 | 0 | 0
00 Ret.ExistACI_DSI & HRI | 0 | 0 | 0 | 0 | 0 | 0 | 0
00 Ret.ExistACI_DSI & SCR | 0 | 0 | 0 | 0 | 0 | 0 | 0
00 Ret.ExistACI_DSI & SCR & DryFGD | 0 | 0 | 0 | 0 | 0 | 0 | 0
00 Ret.ExistACI_DSI & SCR & DryFGD & HRI | 0 | 0 | 0 | 0 | 0 | 0 | 0
00 Ret.ExistACI_DSI & SCR & HRI | 0 | 0 | 0 | 0 | 0 | 0 | 0
00 Ret.ExistACI_DSI & SCR & WetFGD | 0 | 0 | 0 | 0 | 0 | 0 | 0
00 Ret.ExistACI_DSI & SCR & WetFGD & HRI | 0 | 0 | 0 | 0 | 0 | 0 | 0
00 Ret.ExistACI_DSI & WetFGD | 0 | 0 | 0 | 0 | 0 | 0 | 0
00 Ret.ExistACI_DSI & WetFGD & HRI | 0 | 0 | 0 | 0 | 0 | 0 | 0
00 Ret.ExistDryFGD & ACI | 25590.0304 | 24611.0703 | 4659.3501 | 4659.3501 | 4659.3501 | 4659.3501 | 4659.3501
00 Ret.ExistDryFGD & ACI & CCS | 0 | 0 | 0 | 0 | 0 | 0 | 0
00 Ret.ExistDryFGD & ACI & HRI | 0 | 0 | 19807.4095 | 19953.1678 | 19964.9244 | 20030.3569 | 20127.7072
00 Ret.ExistDryFGD & ACI & HRI & CCS | 0 | 0 | 0 | 0 | 0 | 0 | 0
00 Ret.ExistDryFGD & ACI & SCR | 0 | 0 | 0 | 0 | 0 | 0 | 0
00 Ret.ExistDryFGD & ACI & SCR & CCS | 0 | 0 | 0 | 0 | 0 | 0 | 0
00 Ret.ExistDryFGD & ACI & SCR & HRI | 0 | 0 | 0 | 0 | 0 | 0 | 0
00 Ret.ExistDryFGD & ACI & SCR & HRI & CCS | 0 | 0 | 0 | 0 | 0 | 0 | 0
00 Ret.ExistDryFGD & ACI & SNCR | 0 | 0 | 0 | 0 | 0 | 0 | 0
00 Ret.ExistDryFGD & ACI & SNCR & HRI | 0 | 0 | 0 | 0 | 0 | 0 | 0
00 Ret.ExistDryFGD & CCS | 0 | 0 | 0 | 0 | 0 | 0 | 0
00 Ret.ExistDryFGD & HRI | 0 | 0 | 15312.5872 | 15698.3754 | 15576.9842 | 15547.5592 | 16404.0804
00 Ret.ExistDryFGD & HRI & CCS | 0 | 0 | 0 | 0 | 0 | 0 | 0
00 Ret.ExistDryFGD & SCR | 3238.9704 | 3238.9704 | 0 | 0 | 0 | 0 | 0
00 Ret.ExistDryFGD & SCR & CCS | 0 | 0 | 0 | 0 | 0 | 0 | 0
00 Ret.ExistDryFGD & SCR & HRI | 0 | 0 | 3238.9704 | 3238.9704 | 3238.9704 | 3238.9704 | 3238.9704
00 Ret.ExistDryFGD & SCR & HRI & CCS | 0 | 0 | 0 | 0 | 0 | 0 | 0
00 Ret.ExistDryFGD & SNCR | 661.9386 | 742.2953 | 0 | 0 | 0 | 0 | 0
00 Ret.ExistDryFGD & SNCR & HRI | 0 | 0 | 742.2953 | 742.2953 | 742.2953 | 661.9386 | 742.2953
00 Ret.ExistDryFGD_ACI & CCS | 0 | 0 | 0 | 0 | 0 | 0 | 0
00 Ret.ExistDryFGD_ACI & HRI | 0 | 0 | 17774.7737 | 17778.0822 | 17778.0822 | 17778.0822 | 17778.0822
00 Ret.ExistDryFGD_ACI & HRI & CCS | 0 | 0 | 0 | 0 | 0 | 0 | 0
00 Ret.ExistDryFGD_ACI & SCR | 5971.9402 | 6462.3513 | 0 | 0 | 0 | 0 | 0
00 Ret.ExistDryFGD_ACI & SCR & CCS | 0 | 0 | 0 | 0 | 0 | 0 | 0
00 Ret.ExistDryFGD_ACI & SCR & HRI | 0 | 0 | 10281.1776 | 10505.3832 | 10505.3832 | 10505.3832 | 10505.3832
00 Ret.ExistDryFGD_ACI & SCR & HRI & CCS | 0 | 0 | 0 | 0 | 0 | 0 | 0
00 Ret.ExistDryFGD_SCR & ACI & CCS | 0 | 0 | 0 | 0 | 0 | 0 | 0
00 Ret.ExistDryFGD_SCR & ACI & HRI | 0 | 0 | 13157.5666 | 13157.5666 | 13157.5666 | 13157.5666 | 13157.5666
00 Ret.ExistDryFGD_SCR & ACI & HRI & CCS | 0 | 0 | 0 | 0 | 0 | 0 | 0
00 Ret.ExistDryFGD_SCR & CCS | 0 | 0 | 0 | 0 | 0 | 0 | 0
00 Ret.ExistDryFGD_SNCR & ACI & CCS | 0 | 0 | 0 | 0 | 0 | 0 | 0
00 Ret.ExistDryFGD_SNCR & ACI & HRI | 0 | 0 | 4667.9976 | 4667.9976 | 4667.9976 | 4667.9976 | 4667.9976
00 Ret.ExistDryFGD_SNCR & ACI & HRI & CCS | 0 | 0 | 0 | 0 | 0 | 0 | 0
00 Ret.ExistDryFGD_SNCR & CCS | 0 | 0 | 0 | 0 | 0 | 0 | 0
00 Ret.ExistDSI & ACI | 0 | 0 | 0 | 0 | 0 | 0 | 0
00 Ret.ExistDSI & ACI & HRI | 0 | 0 | 0 | 0 | 0 | 0 | 0
00 Ret.ExistDSI & ACI & SCR | 0 | 0 | 0 | 0 | 0 | 0 | 0
00 Ret.ExistDSI & ACI & SCR & DryFGD & CCS | 0 | 0 | 0 | 0 | 0 | 0 | 0
00 Ret.ExistDSI & ACI & SCR & DryFGD & HRI | 0 | 0 | 0 | 0 | 0 | 0 | 0
00 Ret.ExistDSI & ACI & SCR & DryFGD & HRI & CCS | 0 | 0 | 0 | 0 | 0 | 0 | 0
00 Ret.ExistDSI & ACI & SCR & HRI | 0 | 0 | 0 | 0 | 0 | 0 | 0
00 Ret.ExistDSI & DryFGD | 0 | 0 | 0 | 0 | 0 | 0 | 0
00 Ret.ExistDSI & DryFGD & ACI | 0 | 0 | 0 | 0 | 0 | 0 | 0
00 Ret.ExistDSI & DryFGD & ACI & CCS | 0 | 0 | 0 | 0 | 0 | 0 | 0
00 Ret.ExistDSI & DryFGD & ACI & HRI | 0 | 0 | 0 | 0 | 0 | 0 | 0
00 Ret.ExistDSI & DryFGD & ACI & HRI & CCS | 0 | 0 | 0 | 0 | 0 | 0 | 0
00 Ret.ExistDSI & DryFGD & CCS | 0 | 0 | 0 | 0 | 0 | 0 | 0
00 Ret.ExistDSI & DryFGD & HRI | 0 | 0 | 0 | 0 | 0 | 0 | 0
00 Ret.ExistDSI & DryFGD & HRI & CCS | 0 | 0 | 0 | 0 | 0 | 0 | 0
00 Ret.ExistDSI & HRI | 0 | 0 | 0 | 0 | 0 | 0 | 0
00 Ret.ExistDSI & SCR | 0 | 0 | 0 | 0 | 0 | 0 | 0
00 Ret.ExistDSI & SCR & DryFGD | 0 | 0 | 0 | 0 | 0 | 0 | 0
00 Ret.ExistDSI & SCR & DryFGD & ACI | 0 | 0 | 0 | 0 | 0 | 0 | 0
00 Ret.ExistDSI & SCR & DryFGD & CCS | 0 | 0 | 0 | 0 | 0 | 0 | 0
00 Ret.ExistDSI & SCR & DryFGD & HRI | 0 | 0 | 0 | 0 | 0 | 0 | 0
00 Ret.ExistDSI & SCR & DryFGD & HRI & CCS | 0 | 0 | 0 | 0 | 0 | 0 | 0
00 Ret.ExistDSI & SCR & HRI | 0 | 0 | 0 | 0 | 0 | 0 | 0
00 Ret.ExistDSI & SCR & WetFGD | 0 | 0 | 0 | 0 | 0 | 0 | 0
00 Ret.ExistDSI & SCR & WetFGD & CCS | 0 | 0 | 0 | 0 | 0 | 0 | 0
00 Ret.ExistDSI & SCR & WetFGD & HRI | 0 | 0 | 0 | 0 | 0 | 0 | 0
00 Ret.ExistDSI & SCR & WetFGD & HRI & CCS | 0 | 0 | 0 | 0 | 0 | 0 | 0
00 Ret.ExistDSI & WetFGD | 0 | 0 | 0 | 0 | 0 | 0 | 0
00 Ret.ExistDSI & WetFGD & ACI | 0 | 0 | 0 | 0 | 0 | 0 | 0
00 Ret.ExistDSI & WetFGD & ACI & HRI | 0 | 0 | 0 | 0 | 0 | 0 | 0
00 Ret.ExistDSI & WetFGD & CCS | 0 | 0 | 0 | 0 | 0 | 0 | 0
00 Ret.ExistDSI & WetFGD & HRI | 0 | 0 | 0 | 0 | 0 | 0 | 0
00 Ret.ExistDSI & WetFGD & HRI & CCS | 0 | 0 | 0 | 0 | 0 | 0 | 0
00 Ret.ExistIGCC & CCS | 0 | 0 | 0 | 0 | 0 | 0 | 0
00 Ret.ExistSCR & ACI | 2594.2897 | 2594.2897 | 0 | 0 | 0 | 0 | 0
00 Ret.ExistSCR & ACI & DryFGD | 4448.1395 | 5135.5608 | 0 | 0 | 0 | 0 | 0
00 Ret.ExistSCR & ACI & DryFGD & HRI | 0 | 0 | 4448.1395 | 4448.1395 | 4448.1395 | 4448.1395 | 4448.1395
00 Ret.ExistSCR & ACI & DSI | 20107.6478 | 28191.9504 | 0 | 0 | 0 | 0 | 0
00 Ret.ExistSCR & ACI & DSI & DryFGD | 0 | 0 | 0 | 0 | 0 | 0 | 0
00 Ret.ExistSCR & ACI & DSI & DryFGD & HRI | 0 | 0 | 0 | 0 | 0 | 0 | 0
00 Ret.ExistSCR & ACI & DSI & HRI | 0 | 0 | 26387.4317 | 28322.5282 | 28438.5186 | 26667.2978 | 29927.989
00 Ret.ExistSCR & ACI & DSI & WetFGD | 0 | 0 | 0 | 0 | 0 | 0 | 0
00 Ret.ExistSCR & ACI & DSI & WetFGD & HRI | 0 | 0 | 0 | 0 | 0 | 0 | 0
00 Ret.ExistSCR & ACI & HRI | 0 | 0 | 2594.2897 | 2594.2897 | 2594.2897 | 2594.2897 | 2594.2897
00 Ret.ExistSCR & ACI & WetFGD | 0 | 0 | 0 | 0 | 0 | 0 | 0
00 Ret.ExistSCR & ACI & WetFGD & HRI | 0 | 0 | 0 | 0 | 0 | 0 | 0
00 Ret.ExistSCR & DryFGD | 0 | 0 | 0 | 0 | 0 | 0 | 0
00 Ret.ExistSCR & DryFGD & ACI & CCS | 0 | 0 | 0 | 0 | 0 | 0 | 0
00 Ret.ExistSCR & DryFGD & ACI & HRI & CCS | 0 | 0 | 0 | 0 | 0 | 0 | 0
00 Ret.ExistSCR & DryFGD & CCS | 0 | 0 | 0 | 0 | 0 | 0 | 0
00 Ret.ExistSCR & DryFGD & HRI | 0 | 0 | 0 | 0 | 0 | 0 | 0
00 Ret.ExistSCR & DryFGD & HRI & CCS | 0 | 0 | 0 | 0 | 0 | 0 | 0
00 Ret.ExistSCR & DSI | 0 | 0 | 0 | 0 | 0 | 0 | 0
00 Ret.ExistSCR & DSI & DryFGD | 0 | 0 | 0 | 0 | 0 | 0 | 0
00 Ret.ExistSCR & DSI & DryFGD & HRI | 0 | 0 | 0 | 0 | 0 | 0 | 0
00 Ret.ExistSCR & DSI & HRI | 0 | 0 | 0 | 0 | 0 | 0 | 0
00 Ret.ExistSCR & DSI & WetFGD | 0 | 0 | 0 | 0 | 0 | 0 | 0
00 Ret.ExistSCR & DSI & WetFGD & HRI | 0 | 0 | 0 | 0 | 0 | 0 | 0
00 Ret.ExistSCR & HRI | 0 | 0 | 0 | 0 | 0 | 0 | 0
00 Ret.ExistSCR & WetFGD | 5513.7063 | 5513.7063 | 0 | 0 | 0 | 0 | 0
00 Ret.ExistSCR & WetFGD & ACI & CCS | 0 | 0 | 0 | 0 | 0 | 0 | 0
00 Ret.ExistSCR & WetFGD & ACI & HRI & CCS | 0 | 0 | 0 | 0 | 0 | 0 | 0
00 Ret.ExistSCR & WetFGD & CCS | 0 | 0 | 0 | 0 | 0 | 0 | 0
00 Ret.ExistSCR & WetFGD & HRI | 0 | 0 | 5513.7063 | 5513.7063 | 5513.7063 | 5513.7063 | 5513.7063
00 Ret.ExistSCR & WetFGD & HRI & CCS | 0 | 0 | 0 | 0 | 0 | 0 | 0
00 Ret.ExistSCR_ACI & DryFGD | 7559.6118 | 7544.3993 | 0 | 0 | 0 | 0 | 0
00 Ret.ExistSCR_ACI & DryFGD & CCS | 0 | 0 | 0 | 0 | 0 | 0 | 0
00 Ret.ExistSCR_ACI & DryFGD & HRI | 0 | 0 | 7458.949 | 7552.0813 | 7552.0813 | 7552.0813 | 7552.0813
00 Ret.ExistSCR_ACI & DryFGD & HRI & CCS | 0 | 0 | 0 | 0 | 0 | 0 | 0
00 Ret.ExistSCR_ACI & DSI | 20.2871 | 21.2787 | 0 | 0 | 0 | 0 | 0
00 Ret.ExistSCR_ACI & DSI & HRI | 0 | 0 | 21.2787 | 21.2787 | 21.2787 | 21.1663 | 21.6782
00 Ret.ExistSCR_ACI & HRI | 0 | 0 | 0 | 0 | 0 | 0 | 0
00 Ret.ExistSCR_ACI & WetFGD | 0 | 0 | 0 | 0 | 0 | 0 | 0
00 Ret.ExistSCR_ACI & WetFGD & CCS | 0 | 0 | 0 | 0 | 0 | 0 | 0
00 Ret.ExistSCR_ACI & WetFGD & HRI | 0 | 0 | 0 | 0 | 0 | 0 | 0
00 Ret.ExistSCR_ACI & WetFGD & HRI & CCS | 0 | 0 | 0 | 0 | 0 | 0 | 0
00 Ret.ExistSCR_ACI_DSI & DryFGD | 0 | 0 | 0 | 0 | 0 | 0 | 0
00 Ret.ExistSCR_ACI_DSI & DryFGD & CCS | 0 | 0 | 0 | 0 | 0 | 0 | 0
00 Ret.ExistSCR_ACI_DSI & DryFGD & HRI | 0 | 0 | 0 | 0 | 0 | 0 | 0
00 Ret.ExistSCR_ACI_DSI & DryFGD & HRI & CCS | 0 | 0 | 0 | 0 | 0 | 0 | 0
00 Ret.ExistSCR_ACI_DSI & HRI | 0 | 0 | 7257.2772 | 7846.7555 | 8283.4756 | 8308.2739 | 8308.2739
00 Ret.ExistSCR_ACI_DSI & WetFGD | 0 | 0 | 0 | 0 | 0 | 0 | 0
00 Ret.ExistSCR_ACI_DSI & WetFGD & CCS | 0 | 0 | 0 | 0 | 0 | 0 | 0
00 Ret.ExistSCR_ACI_DSI & WetFGD & HRI | 0 | 0 | 0 | 0 | 0 | 0 | 0
00 Ret.ExistSCR_ACI_DSI & WetFGD & HRI & CCS | 0 | 0 | 0 | 0 | 0 | 0 | 0
00 Ret.ExistSCR_DryFGD & ACI | 17293.9067 | 17293.9067 | 4136.34 | 4136.34 | 4136.34 | 4136.34 | 4136.34
00 Ret.ExistSCR_DryFGD & HRI | 0 | 0 | 7963.7378 | 8319.0261 | 7952.011 | 7687.9738 | 8414.9301
00 Ret.ExistSCR_DryFGD & HRI & CCS | 0 | 0 | 0 | 0 | 0 | 0 | 0
00 Ret.ExistSCR_DryFGD_ACI & CCS | 0 | 0 | 0 | 0 | 0 | 0 | 0
00 Ret.ExistSCR_DryFGD_ACI & HRI | 0 | 0 | 63893.329 | 65489.08 | 65146.9811 | 65749.3602 | 67419.2527
00 Ret.ExistSCR_DryFGD_ACI & HRI & CCS | 0 | 0 | 0 | 0 | 0 | 0 | 0
00 Ret.ExistSCR_DSI & ACI | 5.9666 | 6.9832 | 0 | 0 | 0 | 0 | 0
00 Ret.ExistSCR_DSI & ACI & HRI | 0 | 0 | 6.9832 | 7.3909 | 7.3909 | 7.3909 | 7.3909
00 Ret.ExistSCR_DSI & DryFGD | 0 | 0 | 0 | 0 | 0 | 0 | 0
00 Ret.ExistSCR_DSI & DryFGD & ACI | 2181.21 | 2360.0957 | 0 | 0 | 0 | 0 | 0
00 Ret.ExistSCR_DSI & DryFGD & ACI & HRI | 0 | 0 | 2414.3743 | 2552.8667 | 2552.8667 | 2701.8841 | 2701.8841
00 Ret.ExistSCR_DSI & DryFGD & HRI | 0 | 0 | 0 | 0 | 0 | 0 | 0
00 Ret.ExistSCR_DSI & HRI | 0 | 0 | 0 | 0 | 0 | 0 | 0
00 Ret.ExistSCR_DSI & WetFGD | 0 | 0 | 0 | 0 | 0 | 0 | 0
00 Ret.ExistSCR_DSI & WetFGD & ACI | 0 | 0 | 0 | 0 | 0 | 0 | 0
00 Ret.ExistSCR_DSI & WetFGD & ACI & HRI | 0 | 0 | 0 | 0 | 0 | 0 | 0
00 Ret.ExistSCR_DSI & WetFGD & HRI | 0 | 0 | 0 | 0 | 0 | 0 | 0
00 Ret.ExistSCR_WetFGD & ACI | 48873.8611 | 50965.808 | 5648.102 | 5648.102 | 5648.102 | 5648.102 | 5648.102
00 Ret.ExistSCR_WetFGD & HRI | 0 | 0 | 543762.1466 | 554824.6148 | 553842.52 | 545080.5624 | 568251.3949
00 Ret.ExistSCR_WetFGD & HRI & CCS | 0 | 0 | 0 | 0 | 0 | 0 | 0
00 Ret.ExistSCR_WetFGD_ACI & CCS | 0 | 0 | 0 | 0 | 0 | 0 | 0
00 Ret.ExistSCR_WetFGD_ACI & HRI | 0 | 0 | 93561.0015 | 99110.59 | 98847.9528 | 97487.636 | 106539.4098
00 Ret.ExistSCR_WetFGD_ACI & HRI & CCS | 0 | 0 | 0 | 0 | 0 | 0 | 0
00 Ret.ExistSNCR & ACI | 459.8081 | 319.5629 | 0 | 0 | 0 | 0 | 0
00 Ret.ExistSNCR & ACI & DryFGD | 0 | 0 | 0 | 0 | 0 | 0 | 0
00 Ret.ExistSNCR & ACI & DryFGD & HRI | 0 | 0 | 0 | 0 | 0 | 0 | 0
00 Ret.ExistSNCR & ACI & DSI | 575.5292 | 575.5292 | 0 | 0 | 0 | 0 | 0
00 Ret.ExistSNCR & ACI & DSI & DryFGD | 0 | 0 | 0 | 0 | 0 | 0 | 0
00 Ret.ExistSNCR & ACI & DSI & DryFGD & HRI | 0 | 0 | 0 | 0 | 0 | 0 | 0
00 Ret.ExistSNCR & ACI & DSI & HRI | 0 | 0 | 575.5292 | 575.5292 | 575.5292 | 575.5292 | 575.5292
00 Ret.ExistSNCR & ACI & DSI & WetFGD | 0 | 0 | 0 | 0 | 0 | 0 | 0
00 Ret.ExistSNCR & ACI & DSI & WetFGD & HRI | 0 | 0 | 0 | 0 | 0 | 0 | 0
00 Ret.ExistSNCR & ACI & HRI | 0 | 0 | 459.8081 | 459.8081 | 459.8081 | 459.8081 | 459.8081
00 Ret.ExistSNCR & ACI & WetFGD | 0 | 0 | 0 | 0 | 0 | 0 | 0
00 Ret.ExistSNCR & ACI & WetFGD & HRI | 0 | 0 | 0 | 0 | 0 | 0 | 0
00 Ret.ExistSNCR & DryFGD | 48.0232 | 48.0232 | 0 | 0 | 0 | 0 | 0
00 Ret.ExistSNCR & DryFGD & CCS | 0 | 0 | 0 | 0 | 0 | 0 | 0
00 Ret.ExistSNCR & DryFGD & HRI | 0 | 0 | 48.0232 | 48.0232 | 48.0232 | 48.0232 | 48.0232
00 Ret.ExistSNCR & DryFGD & HRI & CCS | 0 | 0 | 0 | 0 | 0 | 0 | 0
00 Ret.ExistSNCR & DSI | 0 | 0 | 0 | 0 | 0 | 0 | 0
00 Ret.ExistSNCR & DSI & DryFGD | 0 | 0 | 0 | 0 | 0 | 0 | 0
00 Ret.ExistSNCR & DSI & DryFGD & HRI | 0 | 0 | 0 | 0 | 0 | 0 | 0
00 Ret.ExistSNCR & DSI & HRI | 0 | 0 | 0 | 0 | 0 | 0 | 0
00 Ret.ExistSNCR & DSI & WetFGD | 0 | 0 | 0 | 0 | 0 | 0 | 0
00 Ret.ExistSNCR & DSI & WetFGD & HRI | 0 | 0 | 0 | 0 | 0 | 0 | 0
00 Ret.ExistSNCR & HRI | 0 | 0 | 993.7304 | 993.7304 | 993.7304 | 993.7304 | 993.7304
00 Ret.ExistSNCR & WetFGD | 0 | 0 | 0 | 0 | 0 | 0 | 0
00 Ret.ExistSNCR & WetFGD & ACI & CCS | 0 | 0 | 0 | 0 | 0 | 0 | 0
00 Ret.ExistSNCR & WetFGD & ACI & HRI & CCS | 0 | 0 | 0 | 0 | 0 | 0 | 0
00 Ret.ExistSNCR & WetFGD & CCS | 0 | 0 | 0 | 0 | 0 | 0 | 0
00 Ret.ExistSNCR & WetFGD & HRI | 0 | 0 | 0 | 0 | 0 | 0 | 0
00 Ret.ExistSNCR & WetFGD & HRI & CCS | 0 | 0 | 0 | 0 | 0 | 0 | 0
00 Ret.ExistSNCR_ACI & DryFGD | 15924.879 | 16491.1013 | 0 | 0 | 0 | 0 | 0
00 Ret.ExistSNCR_ACI & DryFGD & CCS | 0 | 0 | 0 | 0 | 0 | 0 | 0
00 Ret.ExistSNCR_ACI & DryFGD & HRI | 0 | 0 | 16491.1013 | 16491.1013 | 16491.1013 | 16491.1013 | 16491.1013
00 Ret.ExistSNCR_ACI & DryFGD & HRI & CCS | 0 | 0 | 0 | 0 | 0 | 0 | 0
00 Ret.ExistSNCR_ACI & DSI | 0 | 0 | 0 | 0 | 0 | 0 | 0
00 Ret.ExistSNCR_ACI & DSI & HRI | 0 | 0 | 0 | 0 | 0 | 0 | 0
00 Ret.ExistSNCR_ACI & HRI | 0 | 0 | 0 | 0 | 0 | 0 | 0
00 Ret.ExistSNCR_ACI & WetFGD | 0 | 0 | 0 | 0 | 0 | 0 | 0
00 Ret.ExistSNCR_ACI & WetFGD & CCS | 0 | 0 | 0 | 0 | 0 | 0 | 0
00 Ret.ExistSNCR_ACI & WetFGD & HRI | 0 | 0 | 0 | 0 | 0 | 0 | 0
00 Ret.ExistSNCR_ACI & WetFGD & HRI & CCS | 0 | 0 | 0 | 0 | 0 | 0 | 0
00 Ret.ExistSNCR_ACI_DSI & DryFGD | 0 | 0 | 0 | 0 | 0 | 0 | 0
00 Ret.ExistSNCR_ACI_DSI & DryFGD & HRI | 0 | 0 | 0 | 0 | 0 | 0 | 0
00 Ret.ExistSNCR_ACI_DSI & HRI | 0 | 0 | 0 | 0 | 0 | 0 | 0
00 Ret.ExistSNCR_ACI_DSI & WetFGD | 0 | 0 | 0 | 0 | 0 | 0 | 0
00 Ret.ExistSNCR_ACI_DSI & WetFGD & HRI | 0 | 0 | 0 | 0 | 0 | 0 | 0
00 Ret.ExistSNCR_DryFGD & ACI | 4667.9976 | 4667.9976 | 0 | 0 | 0 | 0 | 0
00 Ret.ExistSNCR_DryFGD & HRI | 0 | 0 | 261.7884 | 301.7996 | 301.7996 | 301.7996 | 301.7996
00 Ret.ExistSNCR_DryFGD & HRI & CCS | 0 | 0 | 0 | 0 | 0 | 0 | 0
00 Ret.ExistSNCR_DryFGD_ACI & CCS | 0 | 0 | 0 | 0 | 0 | 0 | 0
00 Ret.ExistSNCR_DryFGD_ACI & HRI | 0 | 0 | 2370.8422 | 2370.8422 | 2370.8422 | 2370.8422 | 2370.8422
00 Ret.ExistSNCR_WetFGD & ACI | 34450.039 | 35025.2733 | 96.0343 | 47.4156 | 100.3058 | 0 | 0
00 Ret.ExistSNCR_WetFGD & HRI | 0 | 0 | 19722.0418 | 20135.8847 | 19607.2846 | 19193.4417 | 20480.6286
00 Ret.ExistSNCR_WetFGD & HRI & CCS | 0 | 0 | 0 | 0 | 0 | 0 | 0
00 Ret.ExistSNCR_WetFGD_ACI & CCS | 0 | 0 | 0 | 0 | 0 | 0 | 0
00 Ret.ExistSNCR_WetFGD_ACI & HRI | 0 | 0 | 5541.2956 | 5541.2956 | 5541.2956 | 5541.2956 | 4978.0902
00 Ret.ExistSNCR_WetFGD_ACI & HRI & CCS | 0 | 0 | 0 | 0 | 0 | 0 | 0
00 Ret.ExistWetFGD & ACI | 120131.0251 | 109403.9461 | 2860.871 | 2860.871 | 2879.9936 | 2914.8097 | 2951.3776
00 Ret.ExistWetFGD & ACI & CCS | 0 | 0 | 0 | 0 | 0 | 0 | 0
00 Ret.ExistWetFGD & ACI & HRI | 0 | 0 | 107954.3726 | 111173.2412 | 110241.6555 | 109458.0165 | 112432.3484
00 Ret.ExistWetFGD & ACI & HRI & CCS | 0 | 0 | 0 | 0 | 0 | 0 | 0
00 Ret.ExistWetFGD & ACI & SCR | 5342.2473 | 24499.7468 | 0 | 0 | 0 | 0 | 0
00 Ret.ExistWetFGD & ACI & SCR & CCS | 0 | 0 | 0 | 0 | 0 | 0 | 0
00 Ret.ExistWetFGD & ACI & SCR & HRI | 0 | 0 | 24499.7468 | 24499.7468 | 24499.7468 | 24499.7468 | 24686.0835
00 Ret.ExistWetFGD & ACI & SCR & HRI & CCS | 0 | 0 | 0 | 0 | 0 | 0 | 0
00 Ret.ExistWetFGD & ACI & SNCR | 0 | 0 | 0 | 0 | 0 | 0 | 0
00 Ret.ExistWetFGD & ACI & SNCR & HRI | 0 | 0 | 0 | 0 | 0 | 0 | 0
00 Ret.ExistWetFGD & CCS | 0 | 0 | 0 | 0 | 0 | 0 | 0
00 Ret.ExistWetFGD & HRI | 0 | 0 | 34900.9923 | 35230.3212 | 35230.3212 | 34187.811 | 35230.3212
00 Ret.ExistWetFGD & HRI & CCS | 0 | 0 | 0 | 0 | 0 | 0 | 0
00 Ret.ExistWetFGD & SCR | 27518.0388 | 33464.5924 | 20677.012 | 21282.4385 | 21236.393 | 21236.393 | 21236.393
00 Ret.ExistWetFGD & SCR & CCS | 0 | 0 | 0 | 0 | 0 | 0 | 0
00 Ret.ExistWetFGD & SCR & HRI | 0 | 0 | 25323.9978 | 25681.534 | 25727.5795 | 25727.5795 | 25727.5795
00 Ret.ExistWetFGD & SCR & HRI & CCS | 0 | 0 | 0 | 0 | 0 | 0 | 0
00 Ret.ExistWetFGD & SNCR | 0 | 0 | 0 | 0 | 0 | 0 | 0
00 Ret.ExistWetFGD & SNCR & HRI | 0 | 0 | 0 | 0 | 0 | 0 | 0
00 Ret.ExistWetFGD_ACI & CCS | 0 | 0 | 0 | 0 | 0 | 0 | 0
00 Ret.ExistWetFGD_ACI & HRI | 0 | 0 | 21758.4775 | 21762.1505 | 21768.7832 | 21768.7832 | 21768.7832
00 Ret.ExistWetFGD_ACI & HRI & CCS | 0 | 0 | 0 | 0 | 0 | 0 | 0
00 Ret.ExistWetFGD_ACI & SCR | 5968.5879 | 9932.6291 | 1711.2635 | 1711.2635 | 1711.2635 | 1711.2635 | 1711.2635
00 Ret.ExistWetFGD_ACI & SCR & CCS | 0 | 0 | 0 | 0 | 0 | 0 | 0
00 Ret.ExistWetFGD_ACI & SCR & HRI | 0 | 0 | 8221.3656 | 8221.3656 | 8221.3656 | 8221.3656 | 8221.3656
00 Ret.ExistWetFGD_ACI & SCR & HRI & CCS | 0 | 0 | 0 | 0 | 0 | 0 | 0
00 Ret.ExistWetFGD_ACI & SNCR | 0 | 0 | 0 | 0 | 0 | 0 | 0
00 Ret.ExistWetFGD_ACI & SNCR & HRI | 0 | 0 | 0 | 0 | 0 | 0 | 0
00 Ret.ExistWetFGD_SCR & ACI & CCS | 0 | 0 | 0 | 0 | 0 | 0 | 0
00 Ret.ExistWetFGD_SCR & ACI & HRI | 0 | 0 | 45317.7059 | 45564.9747 | 45880.0476 | 45087.8969 | 46270.7052
00 Ret.ExistWetFGD_SCR & ACI & HRI & CCS | 0 | 0 | 0 | 0 | 0 | 0 | 0
00 Ret.ExistWetFGD_SCR & CCS | 0 | 0 | 0 | 0 | 0 | 0 | 0
00 Ret.ExistWetFGD_SNCR & ACI & CCS | 0 | 0 | 0 | 0 | 0 | 0 | 0
00 Ret.ExistWetFGD_SNCR & ACI & HRI | 0 | 0 | 36408.1443 | 36760.6169 | 37063.0743 | 35438.6043 | 34999.67
00 Ret.ExistWetFGD_SNCR & ACI & HRI & CCS | 0 | 0 | 0 | 0 | 0 | 0 | 0
00 Ret.ExistWetFGD_SNCR & CCS | 0 | 0 | 0 | 0 | 0 | 0 | 0
00 Ret.FB & ACI | 7879.1204 | 8214.8387 | 0 | 0 | 0 | 0 | 0
00 Ret.FB & ACI & HRI | 0 | 0 | 8214.8387 | 8214.8387 | 8214.8387 | 8177.6182 | 8214.8387
00 Ret.FB & HRI | 0 | 0 | 923.1567 | 923.1567 | 923.1567 | 923.1567 | 923.1567
00 Ret.FB DryFGD | 0 | 0 | 0 | 0 | 0 | 0 | 0
00 Ret.FB DryFGD & ACI | 0 | 0 | 0 | 0 | 0 | 0 | 0
00 Ret.FB DryFGD & ACI & HRI | 0 | 0 | 0 | 0 | 0 | 0 | 0
00 Ret.FB DryFGD & HRI | 0 | 0 | 577.5997 | 577.5997 | 577.5997 | 577.5997 | 577.5997
00 Ret.FB DryFGD & SNCR | 2250.4756 | 2250.4756 | 581.9001 | 581.9001 | 581.9001 | 581.9001 | 581.9001
00 Ret.FB DryFGD & SNCR & HRI | 0 | 0 | 1668.5755 | 1668.5755 | 1668.5755 | 1668.5755 | 1668.5755
00 Ret.FB SNCR & DryFGD & ACI | 0 | 0 | 0 | 0 | 0 | 0 | 0
00 Ret.FB SNCR & DryFGD & ACI & HRI | 0 | 0 | 0 | 0 | 0 | 0 | 0
00 Ret.FB-ACI & SNCR | 0 | 0 | 0 | 0 | 0 | 0 | 0
00 Ret.FB-ACI & SNCR & CCS | 0 | 0 | 0 | 0 | 0 | 0 | 0
00 Ret.FB-ACI & SNCR & HRI | 0 | 0 | 0 | 0 | 0 | 0 | 0
00 Ret.FB-ACI & SNCR & HRI & CCS | 0 | 0 | 0 | 0 | 0 | 0 | 0
00 Ret.FB-Exist ACI & DryFGD | 0 | 0 | 0 | 0 | 0 | 0 | 0
00 Ret.FB-Exist ACI & DryFGD & HRI | 0 | 0 | 0 | 0 | 0 | 0 | 0
00 Ret.FB-Exist ACI & DryFGD & SNCR | 0 | 0 | 0 | 0 | 0 | 0 | 0
00 Ret.FB-Exist ACI & DryFGD & SNCR & HRI | 0 | 0 | 0 | 0 | 0 | 0 | 0
00 Ret.FB-Exist ACI & SNCR | 0 | 0 | 0 | 0 | 0 | 0 | 0
00 Ret.FB-Exist ACI & SNCR & HRI | 0 | 0 | 0 | 0 | 0 | 0 | 0
00 Ret.FB-ExistACI & HRI | 0 | 0 | 0 | 0 | 0 | 0 | 0
00 Ret.FB-ExistDryFGD & ACI | 0 | 0 | 0 | 0 | 0 | 0 | 0
00 Ret.FB-ExistDryFGD & ACI & HRI | 0 | 0 | 0 | 0 | 0 | 0 | 0
00 Ret.FB-ExistDryFGD & ACI & SNCR | 0 | 0 | 0 | 0 | 0 | 0 | 0
00 Ret.FB-ExistDryFGD & ACI & SNCR & HRI | 0 | 0 | 0 | 0 | 0 | 0 | 0
00 Ret.FB-ExistDryFGD & CCS | 0 | 0 | 0 | 0 | 0 | 0 | 0
00 Ret.FB-ExistDryFGD & HRI | 0 | 0 | 310.456 | 310.456 | 310.456 | 310.456 | 310.456
00 Ret.FB-ExistDryFGD & SNCR | 0 | 0 | 0 | 0 | 0 | 0 | 0
00 Ret.FB-ExistDryFGD & SNCR & HRI | 0 | 0 | 0 | 0 | 0 | 0 | 0
00 Ret.FB-ExistDryFGD_ACI & CCS | 0 | 0 | 0 | 0 | 0 | 0 | 0
00 Ret.FB-ExistDryFGD_SNCR & ACI | 0 | 0 | 0 | 0 | 0 | 0 | 0
00 Ret.FB-ExistDryFGD_SNCR & ACI & HRI | 0 | 0 | 0 | 0 | 0 | 0 | 0
00 Ret.FB-ExistDryFGD_SNCR & CCS | 0 | 0 | 0 | 0 | 0 | 0 | 0
00 Ret.FB-ExistDryFGD_SNCR & HRI | 0 | 0 | 10717.8052 | 11048.1513 | 10845.7373 | 10448.8659 | 11289.6761
00 Ret.FB-ExistDryFGD_SNCR & HRI & CCS | 0 | 0 | 0 | 0 | 0 | 0 | 0
00 Ret.FB-ExistDryFGD_SNCR_ACI & HRI | 0 | 0 | 4288.245 | 4288.245 | 4288.245 | 4288.245 | 4288.245
00 Ret.FB-ExistWetFGD_SNCR_ACI & HRI | 0 | 0 | 668.5133 | 668.5133 | 668.5133 | 862.3613 | 2129.2162
00 Ret.FB-ExistSNCR & ACI | 236.9681 | 236.9681 | 0 | 0 | 0 | 0 | 0
00 Ret.FB-ExistSNCR & ACI & HRI | 0 | 0 | 236.9681 | 236.9681 | 236.9681 | 236.9681 | 236.9681
00 Ret.FB-ExistSNCR & DryFGD | 0 | 0 | 0 | 0 | 0 | 0 | 0
00 Ret.FB-ExistSNCR & DryFGD & ACI | 0 | 0 | 0 | 0 | 0 | 0 | 0
00 Ret.FB-ExistSNCR & DryFGD & ACI & HRI | 0 | 0 | 0 | 0 | 0 | 0 | 0
00 Ret.FB-ExistSNCR & DryFGD & HRI | 0 | 0 | 2037.6271 | 2037.6271 | 2037.6271 | 2037.6271 | 2037.6271
00 Ret.FB-ExistSNCR & HRI | 0 | 0 | 1637.8586 | 1637.8586 | 1637.8586 | 1637.8586 | 1637.8586
00 Ret.FB-SNCR | 0 | 0 | 0 | 0 | 0 | 0 | 0
00 Ret.FB-SNCR & HRI | 0 | 0 | 0 | 0 | 0 | 0 | 0
00 Ret.HRI | 0 | 0 | 4742.2634 | 4742.2634 | 4742.2634 | 4742.2634 | 4742.2634
00 Ret.Oil/Gas Steam SCR | 10.9817 | 0 | 0 | 0 | 0 | 0 | 0
00 Ret.SCR | 0 | 0 | 0 | 0 | 0 | 0 | 0
00 Ret.SCR & DryFGD | 0 | 0 | 0 | 0 | 0 | 0 | 0
00 Ret.SCR & DryFGD & ACI | 0 | 0 | 0 | 0 | 0 | 0 | 0
00 Ret.SCR & DryFGD & CCS | 0 | 0 | 0 | 0 | 0 | 0 | 0
00 Ret.SCR & DryFGD & HRI | 0 | 0 | 0 | 0 | 0 | 0 | 0
00 Ret.SCR & DryFGD & HRI & CCS | 0 | 0 | 0 | 0 | 0 | 0 | 0
00 Ret.SCR & DSI | 0 | 0 | 0 | 0 | 0 | 0 | 0
00 Ret.SCR & DSI & DryFGD | 0 | 0 | 0 | 0 | 0 | 0 | 0
00 Ret.SCR & DSI & DryFGD & HRI | 0 | 0 | 0 | 0 | 0 | 0 | 0
00 Ret.SCR & DSI & HRI | 0 | 0 | 0 | 0 | 0 | 0 | 0
00 Ret.SCR & DSI & WetFGD | 0 | 0 | 0 | 0 | 0 | 0 | 0
00 Ret.SCR & DSI & WetFGD & HRI | 0 | 0 | 0 | 0 | 0 | 0 | 0
00 Ret.SCR & HRI | 0 | 0 | 0 | 0 | 0 | 0 | 0
00 Ret.SCR & WetFGD | 0 | 9540.7558 | 0 | 0 | 0 | 0 | 0
00 Ret.SCR & WetFGD & ACI | 0 | 0 | 0 | 0 | 0 | 0 | 0
00 Ret.SCR & WetFGD & CCS | 0 | 0 | 0 | 0 | 0 | 0 | 0
00 Ret.SCR & WetFGD & HRI | 0 | 0 | 9540.7558 | 9540.7558 | 9540.7558 | 9540.7558 | 9540.7558
00 Ret.SCR & WetFGD & HRI & CCS | 0 | 0 | 0 | 0 | 0 | 0 | 0
00 Ret.SNCR | 0 | 0 | 0 | 0 | 0 | 0 | 0
00 Ret.SNCR & DryFGD | 0 | 0 | 0 | 0 | 0 | 0 | 0
00 Ret.SNCR & DryFGD & ACI | 0 | 0 | 0 | 0 | 0 | 0 | 0
00 Ret.SNCR & DryFGD & ACI & HRI | 0 | 0 | 0 | 0 | 0 | 0 | 0
00 Ret.SNCR & DryFGD & HRI | 0 | 0 | 0 | 0 | 0 | 0 | 0
00 Ret.SNCR & DSI | 0 | 0 | 0 | 0 | 0 | 0 | 0
00 Ret.SNCR & DSI & HRI | 0 | 0 | 0 | 0 | 0 | 0 | 0
00 Ret.SNCR & HRI | 0 | 0 | 0 | 0 | 0 | 0 | 0
00 Ret.SNCR & WetFGD | 0 | 0 | 0 | 0 | 0 | 0 | 0
00 Ret.SNCR & WetFGD & ACI | 0 | 0 | 0 | 0 | 0 | 0 | 0
00 Ret.SNCR & WetFGD & ACI & HRI | 0 | 0 | 0 | 0 | 0 | 0 | 0
00 Ret.SNCR & WetFGD & HRI | 0 | 0 | 0 | 0 | 0 | 0 | 0
00 Ret.WetFGD | 3639.4802 | 3639.4802 | 0 | 0 | 0 | 0 | 0
00 Ret.WetFGD & ACI & CCS | 0 | 0 | 0 | 0 | 0 | 0 | 0
00 Ret.WetFGD & ACI & HRI & CCS | 0 | 0 | 0 | 0 | 0 | 0 | 0
00 Ret.WetFGD & CCS | 0 | 0 | 0 | 0 | 0 | 0 | 0
00 Ret.WetFGD & HRI | 0 | 0 | 3639.4802 | 3639.4802 | 3639.4802 | 3639.4802 | 3639.4802
00 Ret.WetFGD & HRI & CCS | 0 | 0 | 0 | 0 | 0 | 0 | 0
00 CC Retirement | 0 | 0 | 0 | 0 | 0 | 0 | 0
00 CT Retirement | 0 | 0 | 0 | 0 | 0 | 0 | 0
00 O/G Retirement | 0 | 0 | 0 | 0 | 0 | 0 | 0
00 Coal Retirement | 0 | 0 | 0 | 0 | 0 | 0 | 0
00 IGCC Retirement | 0 | 0 | 0 | 0 | 0 | 0 | 0
00 Nuke Retirement | 0 | 0 | 0 | 0 | 0 | 0 | 0
00 Non-Fossil Retirement | 0 | 0 | 0 | 0 | 0 | 0 | 0
Total | 4060423.3159 | 4142152.9409 | 4227935.524 | 4403510.7687 | 4557300.256 | 4910216.8452 | 5287632.9735
(**) Ind. Boiler generation in BBtu, not included in the total
12a. Generation by Fuel Type [GWh]
Biomass | 38704.8212 | 34748.3337 | 46874.3527 | 50721.8953 | 53553.1813 | 58360.2258 | 70628.4508
Coal | 1565066.0891 | 1646545.2365 | 1646289.1277 | 1676763.132 | 1648998.6541 | 1622959.2265 | 1663776.8413
Fwaste | 2204.3309 | 2204.3309 | 2204.3309 | 2204.3309 | 2204.3309 | 2204.3309 | 2104.3654
Geothermal | 17033.4882 | 24332.9815 | 27460.7219 | 34146.8737 | 35631.7785 | 36231.291 | 39361.5922
Hydro | 278866.4409 | 278552.0475 | 280159.0682 | 280560.4589 | 280358.9599 | 276770.7003 | 275727.6518
LF Gas | 10387.6427 | 10387.6427 | 10387.6427 | 10387.6427 | 10387.6427 | 10387.6427 | 10387.6427
MSW | 14648.0657 | 14648.0657 | 14648.0657 | 14648.0657 | 14648.0657 | 14648.0657 | 14648.0657
NaturalGas | 1132176.2461 | 1073500.7436 | 1144237.1142 | 1251781.0822 | 1436081.1904 | 2121935.7239 | 2793083.5172
Non-Fossil | 8749.228 | 8749.228 | 8749.228 | 8749.228 | 8749.228 | 8749.228 | 8749.228
Nuclear | 786032.8992 | 821397.2961 | 816612.733 | 816612.733 | 797305.4605 | 476860.3465 | 63256.1505
Oil | 621.2391 | 44.9216 | 26.8621 | 47.1761 | 56.4796 | 0 | 0
Pet. Coke | 6494.2401 | 6332.3232 | 5065.8027 | 6456.6019 | 6960.1409 | 7414.562 | 8732.4649
Solar | 14460.7511 | 15955.1444 | 16952.0311 | 18451.2878 | 18614.2579 | 21172.2743 | 47159.4414
Waste Coal | 8997.1846 | 8997.1846 | 11612.4114 | 11612.4114 | 11612.4114 | 11612.4114 | 11612.4114
Wind | 175980.6489 | 195757.4611 | 196656.0317 | 220367.8492 | 232138.4742 | 240910.8162 | 278405.15
Total | 4060423.3159 | 4142152.9409 | 4227935.524 | 4403510.7687 | 4557300.256 | 4910216.8452 | 5287632.9735
13. Generation by Capacity Reporting Type [TBtu]
00 New Combined Cycle | 38.3523 | 155.7542 | 263.4642 | 917.6357 | 1987.0444 | 4805.2786 | 7498.279
00 New Combined Cycle - Uncontrolled | 0 | 0 | 0 | 0 | 0 | 0 | 0
00 New Combined Cycle with Carbon Capture | 0 | 0 | 0 | 0 | 0 | 0 | 0
00 New Combustion Turbine | 0.79754 | 0.98139 | 1.881 | 5.0998 | 18.0592 | 30.9814 | 36.1334
00 New Hydro | 0 | 0 | 0 | 0 | 0 | 0 | 0
00 New Nuclear | 0 | 0 | 0 | 0 | 0 | 0 | 0
00 New Biomass | 5.2052 | 11.6898 | 22.2175 | 26.69 | 30.5977 | 30.5977 | 34.3397
00 New Geothermal | 0 | 24.9059 | 35.5777 | 58.3909 | 63.4574 | 65.5029 | 76.1835
00 New Landfill Gas | 0.23296 | 0.23296 | 0.23296 | 0.23296 | 0.23296 | 0.23296 | 0.23296
00 New Offshore Wind | 0 | 0 | 0 | 0 | 0 | 0 | 0
00 New Onshore Wind | 58.7001 | 126.5552 | 130.3743 | 213.1561 | 247.5548 | 277.486 | 405.4167
00 New Solar PV | 2.7089 | 6.1074 | 9.3341 | 14.3932 | 14.7401 | 23.4681 | 112.1363
00 New Solar Thermal | 0.14866 | 1.849 | 2.0237 | 2.08 | 2.2892 | 2.2892 | 2.2892
00 New Fuel Cell | 0 | 0 | 0 | 0 | 0 | 0 | 0
00 New IGCC | 0 | 0 | 0 | 0 | 0 | 0 | 0
00 New Advanced Coal with CCS | 0 | 0 | 8.3839 | 8.3839 | 8.3839 | 8.3839 | 8.3839
00 New SPC - Uncontrolled | 0 | 0 | 0 | 0 | 0 | 0 | 0
00 New SPC-WetFGD_SCR | 0.87396 | 0.87396 | 0.87396 | 0.87396 | 0.87396 | 0.87396 | 0.87396
00 New Future Technology | 0 | 0 | 0 | 0 | 0 | 0 | 0
00 Exist Combined Cycle | 3607.1055 | 3319.2929 | 3427.36 | 3132.2525 | 2720.3815 | 2288.2089 | 1898.5211
00 Exist Combustion Turbine | 75.9799 | 51.935 | 79.0225 | 96.3226 | 65.9129 | 44.712 | 37.6025
00 Exist Coal Steam_Uncontrolled | 40.6593 | 50.8 | 20.8613 | 21.7578 | 21.4948 | 21.9425 | 22.4885
00 Exist Coal Steam_ACI | 19.826 | 4.0221 | 4.0221 | 4.0221 | 4.0221 | 4.0221 | 4.0221
00 Exist Coal Steam_ACI_DSI | 0 | 0 | 0 | 0 | 0 | 0 | 0
00 Exist Coal Steam_DryFGD | 91.8244 | 84.8467 | 32.7863 | 33.0131 | 32.6527 | 33.1795 | 33.9849
00 Exist Coal Steam_DryFGD_ACI | 79.1399 | 78.7994 | 4.7955 | 4.7955 | 4.7063 | 4.3714 | 4.3714
00 Exist Coal Steam_DryFGD_SCR | 36.3686 | 39.6595 | 13.4281 | 16.2538 | 16.8249 | 10.0393 | 16.8413
00 Exist Coal Steam_DryFGD_SCR_ACI | 263.3866 | 272.9415 | 54.819 | 54.819 | 54.819 | 54.819 | 54.819
00 Exist Coal Steam_DryFGD_SNCR | 3.8204 | 4.1856 | 3.297 | 3.2166 | 3.2166 | 2.8932 | 3.4425
00 Exist Coal Steam_DryFGD_SNCR_ACI | 7.0231 | 7.5477 | 0 | 0 | 0 | 0 | 0
00 Exist Coal Steam_DSI | 0 | 0 | 0 | 0 | 0 | 0 | 0
00 Exist Coal Steam_SCR | 0 | 0 | 0 | 0 | 0 | 0 | 0
00 Exist Coal Steam_SCR_ACI | 0.019751 | 0 | 0 | 0 | 0 | 0 | 0
00 Exist Coal Steam_SCR_ACI_DSI | 24.7618 | 24.4362 | 0 | 0 | 0 | 0 | 0
00 Exist Coal Steam_SCR_DSI | 0 | 0 | 0 | 0 | 0 | 0 | 0
00 Exist Coal Steam_SNCR | 4.8848 | 4.9006 | 1.51 | 1.5431 | 1.5431 | 1.5258 | 1.5563
00 Exist Coal Steam_SNCR_ACI | 0 | 0 | 0 | 0 | 0 | 0 | 0
00 Exist Coal Steam_SNCR_ACI_DSI | 0 | 0 | 0 | 0 | 0 | 0 | 0
00 Exist Coal Steam_WetFGD | 225.3599 | 203.4464 | 37.5451 | 37.5451 | 37.5451 | 37.5451 | 37.5451
00 Exist Coal Steam_WetFGD_ACI | 132.1505 | 110.4104 | 36.8187 | 36.8187 | 36.8187 | 36.8187 | 36.8187
00 Exist Coal Steam_WetFGD_SCR | 1922.1726 | 2005.2362 | 190.9607 | 197.0924 | 195.3939 | 192.0612 | 196.5574
00 Exist Coal Steam_WetFGD_SCR_ACI | 353.928 | 389.8088 | 67.1624 | 69.2771 | 67.1624 | 62.478 | 61.1582
00 Exist Coal Steam_WetFGD_SNCR | 67.0431 | 65.3978 | 1.4731 | 1.4731 | 1.4731 | 1.4731 | 1.4731
00 Exist Coal Steam_WetFGD_SNCR_ACI | 16.5152 | 18.9069 | 0 | 0 | 0 | 0 | 0
00 Exist FBC_Uncontrolled | 6.5111 | 6.5111 | 1.8586 | 1.8586 | 1.8586 | 1.8586 | 1.8586
00 Exist FBC_ACI | 0 | 0 | 0 | 0 | 0 | 0 | 0
00 Exist FBC_DryFGD | 4.5139 | 4.5139 | 3.4546 | 3.4546 | 3.4546 | 3.4546 | 3.4546
00 Exist FBC_DryFGD_SNCR | 58.6634 | 57.8752 | 20.7864 | 21.4388 | 21.3389 | 21.5037 | 22.1081
00 Exist FBC_DryFGD_SNCR_ACI | 28.542 | 30.698 | 15.3454 | 16.0665 | 15.0505 | 12.8758 | 15.0505
00 Exist FBC_SNCR | 6.6129 | 6.5355 | 1.2718 | 1.2718 | 1.0245 | 0.20868 | 0.20868
00 Exist FBC_SNCR_ACI | 0.24101 | 0.24101 | 0.24101 | 0.24101 | 0.24101 | 0.24101 | 0.24101
00 Exist FBC_WetFGD_SNCR_ACI | 2.281 | 5.2426 | 0 | 0 | 0 | 0 | 0
00 Exist IGCC | 39.4409 | 40.3984 | 39.9195 | 41.0714 | 41.0714 | 41.4704 | 41.4704
00 Exist Fossil_Other | 7.5212 | 7.5212 | 7.5212 | 7.5212 | 7.5212 | 7.5212 | 7.1801
00 Exist Fuel Cell | 0.37567 | 0.24269 | 0.12067 | 0.38949 | 0.076458 | 0.05224 | 0.0091057
00 Exist Hydro | 921.5036 | 921.5036 | 921.5036 | 921.5036 | 921.5036 | 921.5036 | 920.7529
00 Exist Non Fossil_Other | 79.8316 | 79.8316 | 79.8316 | 79.8316 | 79.8316 | 79.8316 | 79.8316
00 Exist Nuclear | 2681.9443 | 2802.6076 | 2786.2826 | 2786.2826 | 2720.4062 | 1627.0475 | 215.83
00 Exist Oil/Gas Steam | 118.5076 | 111.4994 | 61.999 | 53.0923 | 43.9277 | 13.4575 | 3.6415
00 Exist Oil/Gas Steam_SCR | 23.5871 | 21.5126 | 13.2277 | 13.0113 | 9.508 | 2.7218 | 0.94787
00 Exist Oil/Gas Steam_SNCR | 0.362 | 0.23993 | 0 | 0 | 0 | 0 | 0
00 Exist Biomass | 69.5802 | 66.7315 | 70.6847 | 76.3275 | 76.9129 | 77.4451 | 80.747
00 Exist Landfill Gas | 35.2097 | 35.2097 | 35.2097 | 35.2097 | 35.2097 | 35.2097 | 35.2097
00 Exist Geothermal | 58.1183 | 58.1183 | 58.1183 | 58.1183 | 58.1183 | 58.1183 | 58.1183
00 Exist Pump Storage | 29.9887 | 28.916 | 34.3992 | 35.7687 | 35.0812 | 22.8381 | 20.0298
00 Exist Solar PV | 35.3271 | 35.3271 | 35.3271 | 35.3271 | 35.3271 | 35.3271 | 35.3271
00 Exist Solar Thermal | 11.1554 | 11.1554 | 11.1554 | 11.1554 | 11.1554 | 11.1554 | 11.1554
00 Exist Wind | 538.5238 | 538.5238 | 538.5238 | 538.5238 | 538.5238 | 538.5238 | 538.5238
00 International Imports | 3.222 | 2.8454 | 2.0922 | 0.2152 | 5.9778 | 5.9778 | 5.9778
00 Ret.ACI | 117.8323 | 117.2452 | 0.044371 | 0.044371 | 0 | 0 | 0
00 Ret.ACI & DryFGD | 0.18859 | 0.18859 | 0 | 0 | 0 | 0 | 0
00 Ret.ACI & DryFGD & HRI | 0 | 0 | 0.18859 | 0.18859 | 0.18859 | 0.18859 | 0.18859
00 Ret.ACI & DSI | 379.0291 | 401.7165 | 9.8053 | 9.8053 | 0 | 0 | 0
00 Ret.ACI & DSI & DryFGD | 0 | 0 | 0 | 0 | 0 | 0 | 0
00 Ret.ACI & DSI & DryFGD & HRI | 0 | 0 | 0 | 0 | 0 | 0 | 0
00 Ret.ACI & DSI & HRI | 0 | 0 | 391.1106 | 394.1885 | 394.6595 | 395.6914 | 399.9616
00 Ret.ACI & DSI & WetFGD & HRI | 0 | 0 | 0 | 0 | 0 | 0 | 0
00 Ret.ACI & HRI | 0 | 0 | 117.7942 | 117.7942 | 117.8385 | 117.7423 | 118.2524
00 Ret.ACI & SCR | 0 | 0 | 0 | 0 | 0 | 0 | 0
00 Ret.ACI & SCR & DryFGD & CCS | 0 | 0 | 0 | 0 | 0 | 0 | 0
00 Ret.ACI & SCR & DryFGD & HRI | 0 | 0 | 0 | 0 | 0 | 0 | 0
00 Ret.ACI & SCR & DryFGD & HRI & CCS | 0 | 0 | 0 | 0 | 0 | 0 | 0
00 Ret.ACI & SCR & DSI | 3.9434 | 3.9858 | 1.3337 | 1.3337 | 0 | 0 | 0
00 Ret.ACI & SCR & DSI & DryFGD | 0 | 0 | 0 | 0 | 0 | 0 | 0
00 Ret.ACI & SCR & DSI & DryFGD & HRI | 0 | 0 | 0 | 0 | 0 | 0 | 0
00 Ret.ACI & SCR & DSI & HRI | 0 | 0 | 2.652 | 2.652 | 2.652 | 2.652 | 2.652
00 Ret.ACI & SCR & DSI & WetFGD | 0 | 0 | 0 | 0 | 0 | 0 | 0
00 Ret.ACI & SCR & DSI & WetFGD & HRI | 0 | 0 | 0 | 0 | 0 | 0 | 0
00 Ret.ACI & SCR & HRI | 0 | 0 | 0 | 0 | 0 | 0 | 0
00 Ret.ACI & SCR & WetFGD & CCS | 0 | 0 | 0 | 0 | 0 | 0 | 0
00 Ret.ACI & SCR & WetFGD & HRI | 0 | 0 | 0 | 0 | 0 | 0 | 0
00 Ret.ACI & SCR & WetFGD & HRI & CCS | 0 | 0 | 0 | 0 | 0 | 0 | 0
00 Ret.ACI & SNCR | 0 | 0 | 0 | 0 | 0 | 0 | 0
00 Ret.ACI & SNCR & DSI | 0 | 0 | 0 | 0 | 0 | 0 | 0
00 Ret.ACI & SNCR & DSI & DryFGD | 0 | 0 | 0 | 0 | 0 | 0 | 0
00 Ret.ACI & SNCR & DSI & DryFGD & HRI | 0 | 0 | 0 | 0 | 0 | 0 | 0
00 Ret.ACI & SNCR & DSI & HRI | 0 | 0 | 0 | 0 | 0 | 0 | 0
00 Ret.ACI & SNCR & DSI & WetFGD | 0 | 0 | 0 | 0 | 0 | 0 | 0
00 Ret.ACI & SNCR & DSI & WetFGD & HRI | 0 | 0 | 0 | 0 | 0 | 0 | 0
00 Ret.ACI & SNCR & HRI | 0 | 0 | 0 | 0 | 0 | 0 | 0
00 Ret.ACI & WetFGD | 71.6763 | 74.8003 | 0.15767 | 0.15767 | 0 | 0 | 0
00 Ret.ACI & WetFGD & DSI | 0 | 0 | 0 | 0 | 0 | 0 | 0
00 Ret.ACI & WetFGD & HRI | 0 | 0 | 75.4534 | 75.4534 | 75.6111 | 75.6111 | 75.6111
00 Ret.C2G | 0 | 1.3372 | 48.4498 | 48.45 | 48.6365 | 48.3739 | 48.1507
00 Ret.C2G & SCR | 0 | 0 | 0 | 0 | 0 | 0 | 0
00 Ret.CCG | 0 | 0 | 0 | 0 | 0 | 0 | 0
00 Ret.DryFGD | 0.049213 | 0.049213 | 0 | 0 | 0 | 0 | 0
00 Ret.DryFGD & ACI & CCS | 0 | 0 | 0 | 0 | 0 | 0 | 0
00 Ret.DryFGD & ACI & HRI & CCS | 0 | 0 | 0 | 0 | 0 | 0 | 0
00 Ret.DryFGD & CCS | 0 | 0 | 0 | 0 | 0 | 0 | 0
00 Ret.DryFGD & HRI | 0 | 0 | 0.049213 | 0.049213 | 0.049213 | 0.049213 | 0.049213
00 Ret.DryFGD & HRI & CCS | 0 | 0 | 0 | 0 | 0 | 0 | 0
00 Ret.DSI | 6.2228 | 6.2228 | 6.2228 | 0 | 0 | 0 | 0
00 Ret.DSI & DryFGD | 0 | 0 | 0 | 0 | 0 | 0 | 0
00 Ret.DSI & DryFGD & HRI | 0 | 0 | 0 | 0 | 0 | 0 | 0
00 Ret.DSI & HRI | 0 | 0 | 0 | 0 | 0 | 0 | 0
00 Ret.DSI & WetFGD | 0 | 0 | 0 | 0 | 0 | 0 | 0
00 Ret.DSI & WetFGD & HRI | 0 | 0 | 0 | 0 | 0 | 0 | 0
00 Ret.Exist FBC_DryFGD_SNCR_ACI & CCS | 0 | 0 | 0 | 0 | 0 | 0 | 0
00 Ret.ExistACI & DryFGD | 48.1973 | 64.8062 | 0 | 0 | 0 | 0 | 0
00 Ret.ExistACI & DryFGD & CCS | 0 | 0 | 0 | 0 | 0 | 0 | 0
00 Ret.ExistACI & DryFGD & HRI | 0 | 0 | 65.3555 | 65.591 | 65.591 | 65.591 | 65.591
00 Ret.ExistACI & DryFGD & HRI & CCS | 0 | 0 | 0 | 0 | 0 | 0 | 0
00 Ret.ExistACI & DSI | 73.6601 | 74.1266 | 61.8384 | 61.8384 | 0 | 0 | 0
00 Ret.ExistACI & DSI & DryFGD | 0 | 0 | 0 | 0 | 0 | 0 | 0
00 Ret.ExistACI & DSI & DryFGD & HRI | 0 | 0 | 0 | 0 | 0 | 0 | 0
00 Ret.ExistACI & DSI & HRI | 0 | 0 | 12.2959 | 12.8211 | 12.8211 | 13.0091 | 13.0091
00 Ret.ExistACI & DSI & WetFGD | 0 | 0 | 0 | 0 | 0 | 0 | 0
00 Ret.ExistACI & DSI & WetFGD & HRI | 0 | 0 | 0 | 0 | 0 | 0 | 0
00 Ret.ExistACI & HRI | 0 | 0 | 0 | 0 | 0 | 0 | 0
00 Ret.ExistACI & HRI & WetFGD | 0 | 0 | 0 | 0 | 0 | 0 | 0
00 Ret.ExistACI & SCR | 0 | 0 | 0 | 0 | 0 | 0 | 0
00 Ret.ExistACI & SCR & DryFGD | 29.695 | 30.1545 | 0 | 0 | 0 | 0 | 0
00 Ret.ExistACI & SCR & DryFGD & CCS | 0 | 0 | 0 | 0 | 0 | 0 | 0
00 Ret.ExistACI & SCR & DryFGD & HRI | 0 | 0 | 30.1545 | 30.1545 | 30.1545 | 30.1545 | 30.1545
00 Ret.ExistACI & SCR & DryFGD & HRI & CCS | 0 | 0 | 0 | 0 | 0 | 0 | 0
00 Ret.ExistACI & SCR & DSI | 7.4141 | 7.4689 | 0 | 0 | 0 | 0 | 0
00 Ret.ExistACI & SCR & DSI & DryFGD | 0 | 0 | 0 | 0 | 0 | 0 | 0
00 Ret.ExistACI & SCR & DSI & HRI | 0 | 0 | 7.4141 | 7.8469 | 7.8469 | 7.8469 | 7.8469
00 Ret.ExistACI & SCR & DSI & DryFGD & HRI | 0 | 0 | 0 | 0 | 0 | 0 | 0
00 Ret.ExistACI & SCR & HRI | 0 | 0 | 0 | 0 | 0 | 0 | 0
00 Ret.ExistACI & SCR & WetFGD | 2.4411 | 2.4411 | 0 | 0 | 0 | 0 | 0
00 Ret.ExistACI & SCR & WetFGD & CCS | 0 | 0 | 0 | 0 | 0 | 0 | 0
00 Ret.ExistACI & SCR & WetFGD & HRI | 0 | 0 | 2.4411 | 2.4411 | 2.4645 | 2.4645 | 2.4645
00 Ret.ExistACI & SCR & WetFGD & HRI & CCS | 0 | 0 | 0 | 0 | 0 | 0 | 0
00 Ret.ExistACI & SNCR | 0 | 0 | 0 | 0 | 0 | 0 | 0
00 Ret.ExistACI & SNCR & DryFGD | 0 | 0 | 0 | 0 | 0 | 0 | 0
00 Ret.ExistACI & SNCR & DryFGD & HRI | 0 | 0 | 0 | 0 | 0 | 0 | 0
00 Ret.ExistACI & SNCR & DSI | 0 | 0 | 0 | 0 | 0 | 0 | 0
00 Ret.ExistACI & SNCR & DSI & HRI | 0 | 0 | 0 | 0 | 0 | 0 | 0
00 Ret.ExistACI & SNCR & HRI | 0 | 0 | 0 | 0 | 0 | 0 | 0
00 Ret.ExistACI & SNCR & WetFGD | 0 | 0 | 0 | 0 | 0 | 0 | 0
00 Ret.ExistACI & SNCR & WetFGD & HRI | 0 | 0 | 0 | 0 | 0 | 0 | 0
00 Ret.ExistACI & WetFGD | 0.023626 | 0.023626 | 0.023626 | 0.023626 | 0 | 0 | 0
00 Ret.ExistACI & WetFGD & CCS | 0 | 0 | 0 | 0 | 0 | 0 | 0
00 Ret.ExistACI & WetFGD & HRI & CCS | 0 | 0 | 0 | 0 | 0 | 0 | 0
00 Ret.ExistACI_DSI & DryFGD | 0 | 0 | 0 | 0 | 0 | 0 | 0
00 Ret.ExistACI_DSI & DryFGD & HRI | 0 | 0 | 0 | 0 | 0 | 0 | 0
00 Ret.ExistACI_DSI & HRI | 0 | 0 | 0 | 0 | 0 | 0 | 0
00 Ret.ExistACI_DSI & SCR | 0 | 0 | 0 | 0 | 0 | 0 | 0
00 Ret.ExistACI_DSI & SCR & DryFGD | 0 | 0 | 0 | 0 | 0 | 0 | 0
00 Ret.ExistACI_DSI & SCR & DryFGD & HRI | 0 | 0 | 0 | 0 | 0 | 0 | 0
00 Ret.ExistACI_DSI & SCR & HRI | 0 | 0 | 0 | 0 | 0 | 0 | 0
00 Ret.ExistACI_DSI & SCR & WetFGD | 0 | 0 | 0 | 0 | 0 | 0 | 0
00 Ret.ExistACI_DSI & SCR & WetFGD & HRI | 0 | 0 | 0 | 0 | 0 | 0 | 0
00 Ret.ExistACI_DSI & WetFGD | 0 | 0 | 0 | 0 | 0 | 0 | 0
00 Ret.ExistACI_DSI & WetFGD & HRI | 0 | 0 | 0 | 0 | 0 | 0 | 0
00 Ret.ExistDryFGD & ACI | 87.3132 | 83.973 | 15.8977 | 15.8977 | 15.8977 | 15.8977 | 15.8977
00 Ret.ExistDryFGD & ACI & CCS | 0 | 0 | 0 | 0 | 0 | 0 | 0
00 Ret.ExistDryFGD & ACI & HRI | 0 | 0 | 67.5829 | 68.0802 | 68.1203 | 68.3436 | 68.6757
00 Ret.ExistDryFGD & ACI & HRI & CCS | 0 | 0 | 0 | 0 | 0 | 0 | 0
00 Ret.ExistDryFGD & ACI & SCR | 0 | 0 | 0 | 0 | 0 | 0 | 0
00 Ret.ExistDryFGD & ACI & SCR & CCS | 0 | 0 | 0 | 0 | 0 | 0 | 0
00 Ret.ExistDryFGD & ACI & SCR & HRI | 0 | 0 | 0 | 0 | 0 | 0 | 0
00 Ret.ExistDryFGD & ACI & SCR & HRI & CCS | 0 | 0 | 0 | 0 | 0 | 0 | 0
00 Ret.ExistDryFGD & ACI & SNCR | 0 | 0 | 0 | 0 | 0 | 0 | 0
00 Ret.ExistDryFGD & ACI & SNCR & HRI | 0 | 0 | 0 | 0 | 0 | 0 | 0
00 Ret.ExistDryFGD & CCS | 0 | 0 | 0 | 0 | 0 | 0 | 0
00 Ret.ExistDryFGD & HRI | 0 | 0 | 52.2465 | 53.5629 | 53.1487 | 53.0483 | 55.9707
00 Ret.ExistDryFGD & HRI & CCS | 0 | 0 | 0 | 0 | 0 | 0 | 0
00 Ret.ExistDryFGD & SCR | 11.0514 | 11.0514 | 0 | 0 | 0 | 0 | 0
00 Ret.ExistDryFGD & SCR & CCS | 0 | 0 | 0 | 0 | 0 | 0 | 0
00 Ret.ExistDryFGD & SCR & HRI | 0 | 0 | 11.0514 | 11.0514 | 11.0514 | 11.0514 | 11.0514
00 Ret.ExistDryFGD & SCR & HRI & CCS | 0 | 0 | 0 | 0 | 0 | 0 | 0
00 Ret.ExistDryFGD & SNCR | 2.2585 | 2.5327 | 0 | 0 | 0 | 0 | 0
00 Ret.ExistDryFGD & SNCR & HRI | 0 | 0 | 2.5327 | 2.5327 | 2.5327 | 2.2585 | 2.5327
00 Ret.ExistDryFGD_ACI & CCS | 0 | 0 | 0 | 0 | 0 | 0 | 0
00 Ret.ExistDryFGD_ACI & HRI | 0 | 0 | 60.6475 | 60.6588 | 60.6588 | 60.6588 | 60.6588
00 Ret.ExistDryFGD_ACI & HRI & CCS | 0 | 0 | 0 | 0 | 0 | 0 | 0
00 Ret.ExistDryFGD_ACI & SCR | 20.3763 | 22.0495 | 0 | 0 | 0 | 0 | 0
00 Ret.ExistDryFGD_ACI & SCR & CCS | 0 | 0 | 0 | 0 | 0 | 0 | 0
00 Ret.ExistDryFGD_ACI & SCR & HRI | 0 | 0 | 35.0794 | 35.8444 | 35.8444 | 35.8444 | 35.8444
00 Ret.ExistDryFGD_ACI & SCR & HRI & CCS | 0 | 0 | 0 | 0 | 0 | 0 | 0
00 Ret.ExistDryFGD_SCR & ACI & CCS | 0 | 0 | 0 | 0 | 0 | 0 | 0
00 Ret.ExistDryFGD_SCR & ACI & HRI | 0 | 0 | 44.8936 | 44.8936 | 44.8936 | 44.8936 | 44.8936
00 Ret.ExistDryFGD_SCR & ACI & HRI & CCS | 0 | 0 | 0 | 0 | 0 | 0 | 0
00 Ret.ExistDryFGD_SCR & CCS | 0 | 0 | 0 | 0 | 0 | 0 | 0
00 Ret.ExistDryFGD_SNCR & ACI & CCS | 0 | 0 | 0 | 0 | 0 | 0 | 0
00 Ret.ExistDryFGD_SNCR & ACI & HRI | 0 | 0 | 15.9272 | 15.9272 | 15.9272 | 15.9272 | 15.9272
00 Ret.ExistDryFGD_SNCR & ACI & HRI & CCS | 0 | 0 | 0 | 0 | 0 | 0 | 0
00 Ret.ExistDryFGD_SNCR & CCS | 0 | 0 | 0 | 0 | 0 | 0 | 0
00 Ret.ExistDSI & ACI | 0 | 0 | 0 | 0 | 0 | 0 | 0
00 Ret.ExistDSI & ACI & HRI | 0 | 0 | 0 | 0 | 0 | 0 | 0
00 Ret.ExistDSI & ACI & SCR | 0 | 0 | 0 | 0 | 0 | 0 | 0
00 Ret.ExistDSI & ACI & SCR & DryFGD & CCS | 0 | 0 | 0 | 0 | 0 | 0 | 0
00 Ret.ExistDSI & ACI & SCR & DryFGD & HRI | 0 | 0 | 0 | 0 | 0 | 0 | 0
00 Ret.ExistDSI & ACI & SCR & DryFGD & HRI & CCS | 0 | 0 | 0 | 0 | 0 | 0 | 0
00 Ret.ExistDSI & ACI & SCR & HRI | 0 | 0 | 0 | 0 | 0 | 0 | 0
00 Ret.ExistDSI & DryFGD | 0 | 0 | 0 | 0 | 0 | 0 | 0
00 Ret.ExistDSI & DryFGD & ACI | 0 | 0 | 0 | 0 | 0 | 0 | 0
00 Ret.ExistDSI & DryFGD & ACI & CCS | 0 | 0 | 0 | 0 | 0 | 0 | 0
00 Ret.ExistDSI & DryFGD & ACI & HRI | 0 | 0 | 0 | 0 | 0 | 0 | 0
00 Ret.ExistDSI & DryFGD & ACI & HRI & CCS | 0 | 0 | 0 | 0 | 0 | 0 | 0
00 Ret.ExistDSI & DryFGD & CCS | 0 | 0 | 0 | 0 | 0 | 0 | 0
00 Ret.ExistDSI & DryFGD & HRI | 0 | 0 | 0 | 0 | 0 | 0 | 0
00 Ret.ExistDSI & DryFGD & HRI & CCS | 0 | 0 | 0 | 0 | 0 | 0 | 0
00 Ret.ExistDSI & HRI | 0 | 0 | 0 | 0 | 0 | 0 | 0
00 Ret.ExistDSI & SCR | 0 | 0 | 0 | 0 | 0 | 0 | 0
00 Ret.ExistDSI & SCR & DryFGD | 0 | 0 | 0 | 0 | 0 | 0 | 0
00 Ret.ExistDSI & SCR & DryFGD & ACI | 0 | 0 | 0 | 0 | 0 | 0 | 0
00 Ret.ExistDSI & SCR & DryFGD & CCS | 0 | 0 | 0 | 0 | 0 | 0 | 0
00 Ret.ExistDSI & SCR & DryFGD & HRI | 0 | 0 | 0 | 0 | 0 | 0 | 0
00 Ret.ExistDSI & SCR & DryFGD & HRI & CCS | 0 | 0 | 0 | 0 | 0 | 0 | 0
00 Ret.ExistDSI & SCR & HRI | 0 | 0 | 0 | 0 | 0 | 0 | 0
00 Ret.ExistDSI & SCR & WetFGD | 0 | 0 | 0 | 0 | 0 | 0 | 0
00 Ret.ExistDSI & SCR & WetFGD & CCS | 0 | 0 | 0 | 0 | 0 | 0 | 0
00 Ret.ExistDSI & SCR & WetFGD & HRI | 0 | 0 | 0 | 0 | 0 | 0 | 0
00 Ret.ExistDSI & SCR & WetFGD & HRI & CCS | 0 | 0 | 0 | 0 | 0 | 0 | 0
00 Ret.ExistDSI & WetFGD | 0 | 0 | 0 | 0 | 0 | 0 | 0
00 Ret.ExistDSI & WetFGD & ACI | 0 | 0 | 0 | 0 | 0 | 0 | 0
00 Ret.ExistDSI & WetFGD & ACI & HRI | 0 | 0 | 0 | 0 | 0 | 0 | 0
00 Ret.ExistDSI & WetFGD & CCS | 0 | 0 | 0 | 0 | 0 | 0 | 0
00 Ret.ExistDSI & WetFGD & HRI | 0 | 0 | 0 | 0 | 0 | 0 | 0
00 Ret.ExistDSI & WetFGD & HRI & CCS | 0 | 0 | 0 | 0 | 0 | 0 | 0
00 Ret.ExistIGCC & CCS | 0 | 0 | 0 | 0 | 0 | 0 | 0
00 Ret.ExistSCR & ACI | 8.8517 | 8.8517 | 0 | 0 | 0 | 0 | 0
00 Ret.ExistSCR & ACI & DryFGD | 15.1771 | 17.5225 | 0 | 0 | 0 | 0 | 0
00 Ret.ExistSCR & ACI & DryFGD & HRI | 0 | 0 | 15.1771 | 15.1771 | 15.1771 | 15.1771 | 15.1771
00 Ret.ExistSCR & ACI & DSI | 68.6073 | 96.1909 | 0 | 0 | 0 | 0 | 0
00 Ret.ExistSCR & ACI & DSI & DryFGD | 0 | 0 | 0 | 0 | 0 | 0 | 0
00 Ret.ExistSCR & ACI & DSI & DryFGD & HRI | 0 | 0 | 0 | 0 | 0 | 0 | 0
00 Ret.ExistSCR & ACI & DSI & HRI | 0 | 0 | 90.0339 | 96.6365 | 97.0322 | 90.9888 | 102.1143
00 Ret.ExistSCR & ACI & DSI & WetFGD | 0 | 0 | 0 | 0 | 0 | 0 | 0
00 Ret.ExistSCR & ACI & DSI & WetFGD & HRI | 0 | 0 | 0 | 0 | 0 | 0 | 0
00 Ret.ExistSCR & ACI & HRI | 0 | 0 | 8.8517 | 8.8517 | 8.8517 | 8.8517 | 8.8517
00 Ret.ExistSCR & ACI & WetFGD | 0 | 0 | 0 | 0 | 0 | 0 | 0
00 Ret.ExistSCR & ACI & WetFGD & HRI | 0 | 0 | 0 | 0 | 0 | 0 | 0
00 Ret.ExistSCR & DryFGD | 0 | 0 | 0 | 0 | 0 | 0 | 0
00 Ret.ExistSCR & DryFGD & ACI & CCS | 0 | 0 | 0 | 0 | 0 | 0 | 0
00 Ret.ExistSCR & DryFGD & ACI & HRI & CCS | 0 | 0 | 0 | 0 | 0 | 0 | 0
00 Ret.ExistSCR & DryFGD & CCS | 0 | 0 | 0 | 0 | 0 | 0 | 0
00 Ret.ExistSCR & DryFGD & HRI | 0 | 0 | 0 | 0 | 0 | 0 | 0
00 Ret.ExistSCR & DryFGD & HRI & CCS | 0 | 0 | 0 | 0 | 0 | 0 | 0
00 Ret.ExistSCR & DSI | 0 | 0 | 0 | 0 | 0 | 0 | 0
00 Ret.ExistSCR & DSI & DryFGD | 0 | 0 | 0 | 0 | 0 | 0 | 0
00 Ret.ExistSCR & DSI & DryFGD & HRI | 0 | 0 | 0 | 0 | 0 | 0 | 0
00 Ret.ExistSCR & DSI & HRI | 0 | 0 | 0 | 0 | 0 | 0 | 0
00 Ret.ExistSCR & DSI & WetFGD | 0 | 0 | 0 | 0 | 0 | 0 | 0
00 Ret.ExistSCR & DSI & WetFGD & HRI | 0 | 0 | 0 | 0 | 0 | 0 | 0
00 Ret.ExistSCR & HRI | 0 | 0 | 0 | 0 | 0 | 0 | 0
00 Ret.ExistSCR & WetFGD | 18.8128 | 18.8128 | 0 | 0 | 0 | 0 | 0
00 Ret.ExistSCR & WetFGD & ACI & CCS | 0 | 0 | 0 | 0 | 0 | 0 | 0
00 Ret.ExistSCR & WetFGD & ACI & HRI & CCS | 0 | 0 | 0 | 0 | 0 | 0 | 0
00 Ret.ExistSCR & WetFGD & CCS | 0 | 0 | 0 | 0 | 0 | 0 | 0
00 Ret.ExistSCR & WetFGD & HRI | 0 | 0 | 18.8128 | 18.8128 | 18.8128 | 18.8128 | 18.8128
00 Ret.ExistSCR & WetFGD & HRI & CCS | 0 | 0 | 0 | 0 | 0 | 0 | 0
00 Ret.ExistSCR_ACI & DryFGD | 25.7934 | 25.7415 | 0 | 0 | 0 | 0 | 0
00 Ret.ExistSCR_ACI & DryFGD & CCS | 0 | 0 | 0 | 0 | 0 | 0 | 0
00 Ret.ExistSCR_ACI & DryFGD & HRI | 0 | 0 | 25.4499 | 25.7677 | 25.7677 | 25.7677 | 25.7677
00 Ret.ExistSCR_ACI & DryFGD & HRI & CCS | 0 | 0 | 0 | 0 | 0 | 0 | 0
00 Ret.ExistSCR_ACI & DSI | 0.06922 | 0.072603 | 0 | 0 | 0 | 0 | 0
00 Ret.ExistSCR_ACI & DSI & HRI | 0 | 0 | 0.072603 | 0.072603 | 0.072603 | 0.072219 | 0.073966
00 Ret.ExistSCR_ACI & HRI | 0 | 0 | 0 | 0 | 0 | 0 | 0
00 Ret.ExistSCR_ACI & WetFGD | 0 | 0 | 0 | 0 | 0 | 0 | 0
00 Ret.ExistSCR_ACI & WetFGD & CCS | 0 | 0 | 0 | 0 | 0 | 0 | 0
00 Ret.ExistSCR_ACI & WetFGD & HRI | 0 | 0 | 0 | 0 | 0 | 0 | 0
00 Ret.ExistSCR_ACI & WetFGD & HRI & CCS | 0 | 0 | 0 | 0 | 0 | 0 | 0
00 Ret.ExistSCR_ACI_DSI & DryFGD | 0 | 0 | 0 | 0 | 0 | 0 | 0
00 Ret.ExistSCR_ACI_DSI & DryFGD & CCS | 0 | 0 | 0 | 0 | 0 | 0 | 0
00 Ret.ExistSCR_ACI_DSI & DryFGD & HRI | 0 | 0 | 0 | 0 | 0 | 0 | 0
00 Ret.ExistSCR_ACI_DSI & DryFGD & HRI & CCS | 0 | 0 | 0 | 0 | 0 | 0 | 0
00 Ret.ExistSCR_ACI_DSI & HRI | 0 | 0 | 24.7618 | 26.7731 | 28.2632 | 28.3478 | 28.3478
00 Ret.ExistSCR_ACI_DSI & WetFGD | 0 | 0 | 0 | 0 | 0 | 0 | 0
00 Ret.ExistSCR_ACI_DSI & WetFGD & CCS | 0 | 0 | 0 | 0 | 0 | 0 | 0
00 Ret.ExistSCR_ACI_DSI & WetFGD & HRI | 0 | 0 | 0 | 0 | 0 | 0 | 0
00 Ret.ExistSCR_ACI_DSI & WetFGD & HRI & CCS | 0 | 0 | 0 | 0 | 0 | 0 | 0
00 Ret.ExistSCR_DryFGD & ACI | 59.0068 | 59.0068 | 14.1132 | 14.1132 | 14.1132 | 14.1132 | 14.1132
00 Ret.ExistSCR_DryFGD & HRI | 0 | 0 | 27.1723 | 28.3845 | 27.1323 | 26.2314 | 28.7117
00 Ret.ExistSCR_DryFGD & HRI & CCS | 0 | 0 | 0 | 0 | 0 | 0 | 0
00 Ret.ExistSCR_DryFGD_ACI & CCS | 0 | 0 | 0 | 0 | 0 | 0 | 0
00 Ret.ExistSCR_DryFGD_ACI & HRI | 0 | 0 | 218.004 | 223.4487 | 222.2815 | 224.3368 | 230.0345
00 Ret.ExistSCR_DryFGD_ACI & HRI & CCS | 0 | 0 | 0 | 0 | 0 | 0 | 0
00 Ret.ExistSCR_DSI & ACI | 0.020358 | 0.023827 | 0 | 0 | 0 | 0 | 0
00 Ret.ExistSCR_DSI & ACI & HRI | 0 | 0 | 0.023827 | 0.025218 | 0.025218 | 0.025218 | 0.025218
00 Ret.ExistSCR_DSI & DryFGD | 0 | 0 | 0 | 0 | 0 | 0 | 0
00 Ret.ExistSCR_DSI & DryFGD & ACI | 7.4423 | 8.0526 | 0 | 0 | 0 | 0 | 0
00 Ret.ExistSCR_DSI & DryFGD & ACI & HRI | 0 | 0 | 8.2378 | 8.7104 | 8.7104 | 9.2188 | 9.2188
00 Ret.ExistSCR_DSI & DryFGD & HRI | 0 | 0 | 0 | 0 | 0 | 0 | 0
00 Ret.ExistSCR_DSI & HRI | 0 | 0 | 0 | 0 | 0 | 0 | 0
00 Ret.ExistSCR_DSI & WetFGD | 0 | 0 | 0 | 0 | 0 | 0 | 0
00 Ret.ExistSCR_DSI & WetFGD & ACI | 0 | 0 | 0 | 0 | 0 | 0 | 0
00 Ret.ExistSCR_DSI & WetFGD & ACI & HRI | 0 | 0 | 0 | 0 | 0 | 0 | 0
00 Ret.ExistSCR_DSI & WetFGD & HRI | 0 | 0 | 0 | 0 | 0 | 0 | 0
00 Ret.ExistSCR_WetFGD & ACI | 166.7576 | 173.8953 | 19.2713 | 19.2713 | 19.2713 | 19.2713 | 19.2713
00 Ret.ExistSCR_WetFGD & HRI | 0 | 0 | 1855.3164 | 1893.0616 | 1889.7107 | 1859.8149 | 1938.8738
00 Ret.ExistSCR_WetFGD & HRI & CCS | 0 | 0 | 0 | 0 | 0 | 0 | 0
00 Ret.ExistSCR_WetFGD_ACI & CCS | 0 | 0 | 0 | 0 | 0 | 0 | 0
00 Ret.ExistSCR_WetFGD_ACI & HRI | 0 | 0 | 319.2301 | 338.1653 | 337.2692 | 332.6278 | 363.5125
00 Ret.ExistSCR_WetFGD_ACI & HRI & CCS | 0 | 0 | 0 | 0 | 0 | 0 | 0
00 Ret.ExistSNCR & ACI | 1.5689 | 1.0903 | 0 | 0 | 0 | 0 | 0
00 Ret.ExistSNCR & ACI & DryFGD | 0 | 0 | 0 | 0 | 0 | 0 | 0
00 Ret.ExistSNCR & ACI & DryFGD & HRI | 0 | 0 | 0 | 0 | 0 | 0 | 0
00 Ret.ExistSNCR & ACI & DSI | 1.9637 | 1.9637 | 0 | 0 | 0 | 0 | 0
00 Ret.ExistSNCR & ACI & DSI & DryFGD | 0 | 0 | 0 | 0 | 0 | 0 | 0
00 Ret.ExistSNCR & ACI & DSI & DryFGD & HRI | 0 | 0 | 0 | 0 | 0 | 0 | 0
00 Ret.ExistSNCR & ACI & DSI & HRI | 0 | 0 | 1.9637 | 1.9637 | 1.9637 | 1.9637 | 1.9637
00 Ret.ExistSNCR & ACI & DSI & WetFGD | 0 | 0 | 0 | 0 | 0 | 0 | 0
00 Ret.ExistSNCR & ACI & DSI & WetFGD & HRI | 0 | 0 | 0 | 0 | 0 | 0 | 0
00 Ret.ExistSNCR & ACI & HRI | 0 | 0 | 1.5689 | 1.5689 | 1.5689 | 1.5689 | 1.5689
00 Ret.ExistSNCR & ACI & WetFGD | 0 | 0 | 0 | 0 | 0 | 0 | 0
00 Ret.ExistSNCR & ACI & WetFGD & HRI | 0 | 0 | 0 | 0 | 0 | 0 | 0
00 Ret.ExistSNCR & DryFGD | 0.16386 | 0.16386 | 0 | 0 | 0 | 0 | 0
00 Ret.ExistSNCR & DryFGD & CCS | 0 | 0 | 0 | 0 | 0 | 0 | 0
00 Ret.ExistSNCR & DryFGD & HRI | 0 | 0 | 0.16386 | 0.16386 | 0.16386 | 0.16386 | 0.16386
00 Ret.ExistSNCR & DryFGD & HRI & CCS | 0 | 0 | 0 | 0 | 0 | 0 | 0
00 Ret.ExistSNCR & DSI | 0 | 0 | 0 | 0 | 0 | 0 | 0
00 Ret.ExistSNCR & DSI & DryFGD | 0 | 0 | 0 | 0 | 0 | 0 | 0
00 Ret.ExistSNCR & DSI & DryFGD & HRI | 0 | 0 | 0 | 0 | 0 | 0 | 0
00 Ret.ExistSNCR & DSI & HRI | 0 | 0 | 0 | 0 | 0 | 0 | 0
00 Ret.ExistSNCR & DSI & WetFGD | 0 | 0 | 0 | 0 | 0 | 0 | 0
00 Ret.ExistSNCR & DSI & WetFGD & HRI | 0 | 0 | 0 | 0 | 0 | 0 | 0
00 Ret.ExistSNCR & HRI | 0 | 0 | 3.3906 | 3.3906 | 3.3906 | 3.3906 | 3.3906
00 Ret.ExistSNCR & WetFGD | 0 | 0 | 0 | 0 | 0 | 0 | 0
00 Ret.ExistSNCR & WetFGD & ACI & CCS | 0 | 0 | 0 | 0 | 0 | 0 | 0
00 Ret.ExistSNCR & WetFGD & ACI & HRI & CCS | 0 | 0 | 0 | 0 | 0 | 0 | 0
00 Ret.ExistSNCR & WetFGD & CCS | 0 | 0 | 0 | 0 | 0 | 0 | 0
00 Ret.ExistSNCR & WetFGD & HRI | 0 | 0 | 0 | 0 | 0 | 0 | 0
00 Ret.ExistSNCR & WetFGD & HRI & CCS | 0 | 0 | 0 | 0 | 0 | 0 | 0
00 Ret.ExistSNCR_ACI & DryFGD | 54.3357 | 56.2676 | 0 | 0 | 0 | 0 | 0
00 Ret.ExistSNCR_ACI & DryFGD & CCS | 0 | 0 | 0 | 0 | 0 | 0 | 0
00 Ret.ExistSNCR_ACI & DryFGD & HRI | 0 | 0 | 56.2676 | 56.2676 | 56.2676 | 56.2676 | 56.2676
00 Ret.ExistSNCR_ACI & DryFGD & HRI & CCS | 0 | 0 | 0 | 0 | 0 | 0 | 0
00 Ret.ExistSNCR_ACI & DSI | 0 | 0 | 0 | 0 | 0 | 0 | 0
00 Ret.ExistSNCR_ACI & DSI & HRI | 0 | 0 | 0 | 0 | 0 | 0 | 0
00 Ret.ExistSNCR_ACI & HRI | 0 | 0 | 0 | 0 | 0 | 0 | 0
00 Ret.ExistSNCR_ACI & WetFGD | 0 | 0 | 0 | 0 | 0 | 0 | 0
00 Ret.ExistSNCR_ACI & WetFGD & CCS | 0 | 0 | 0 | 0 | 0 | 0 | 0
00 Ret.ExistSNCR_ACI & WetFGD & HRI | 0 | 0 | 0 | 0 | 0 | 0 | 0
00 Ret.ExistSNCR_ACI & WetFGD & HRI & CCS | 0 | 0 | 0 | 0 | 0 | 0 | 0
00 Ret.ExistSNCR_ACI_DSI & DryFGD | 0 | 0 | 0 | 0 | 0 | 0 | 0
00 Ret.ExistSNCR_ACI_DSI & DryFGD & HRI | 0 | 0 | 0 | 0 | 0 | 0 | 0
00 Ret.ExistSNCR_ACI_DSI & HRI | 0 | 0 | 0 | 0 | 0 | 0 | 0
00 Ret.ExistSNCR_ACI_DSI & WetFGD | 0 | 0 | 0 | 0 | 0 | 0 | 0
00 Ret.ExistSNCR_ACI_DSI & WetFGD & HRI | 0 | 0 | 0 | 0 | 0 | 0 | 0
00 Ret.ExistSNCR_DryFGD & ACI | 15.9272 | 15.9272 | 0 | 0 | 0 | 0 | 0
00 Ret.ExistSNCR_DryFGD & HRI | 0 | 0 | 0.89322 | 1.0297 | 1.0297 | 1.0297 | 1.0297
00 Ret.ExistSNCR_DryFGD & HRI & CCS | 0 | 0 | 0 | 0 | 0 | 0 | 0
00 Ret.ExistSNCR_DryFGD_ACI & CCS | 0 | 0 | 0 | 0 | 0 | 0 | 0
00 Ret.ExistSNCR_DryFGD_ACI & HRI | 0 | 0 | 8.0893 | 8.0893 | 8.0893 | 8.0893 | 8.0893
00 Ret.ExistSNCR_WetFGD & ACI | 117.5435 | 119.5062 | 0.32767 | 0.16178 | 0.34224 | 0 | 0
00 Ret.ExistSNCR_WetFGD & HRI | 0 | 0 | 67.2916 | 68.7036 | 66.9001 | 65.488 | 69.8799
00 Ret.ExistSNCR_WetFGD & HRI & CCS | 0 | 0 | 0 | 0 | 0 | 0 | 0
00 Ret.ExistSNCR_WetFGD_ACI & CCS | 0 | 0 | 0 | 0 | 0 | 0 | 0
00 Ret.ExistSNCR_WetFGD_ACI & HRI | 0 | 0 | 18.9069 | 18.9069 | 18.9069 | 18.9069 | 16.9852
00 Ret.ExistSNCR_WetFGD_ACI & HRI & CCS | 0 | 0 | 0 | 0 | 0 | 0 | 0
00 Ret.ExistWetFGD & ACI | 409.8871 | 373.2863 | 9.7613 | 9.7613 | 9.8265 | 9.9453 | 10.0701
00 Ret.ExistWetFGD & ACI & CCS | 0 | 0 | 0 | 0 | 0 | 0 | 0
00 Ret.ExistWetFGD & ACI & HRI | 0 | 0 | 368.3403 | 379.3231 | 376.1445 | 373.4708 | 383.6192
00 Ret.ExistWetFGD & ACI & HRI & CCS | 0 | 0 | 0 | 0 | 0 | 0 | 0
00 Ret.ExistWetFGD & ACI & SCR | 18.2277 | 83.5931 | 0 | 0 | 0 | 0 | 0
00 Ret.ExistWetFGD & ACI & SCR & CCS | 0 | 0 | 0 | 0 | 0 | 0 | 0
00 Ret.ExistWetFGD & ACI & SCR & HRI | 0 | 0 | 83.5931 | 83.5931 | 83.5931 | 83.5931 | 84.2289
00 Ret.ExistWetFGD & ACI & SCR & HRI & CCS | 0 | 0 | 0 | 0 | 0 | 0 | 0
00 Ret.ExistWetFGD & ACI & SNCR | 0 | 0 | 0 | 0 | 0 | 0 | 0
00 Ret.ExistWetFGD & ACI & SNCR & HRI | 0 | 0 | 0 | 0 | 0 | 0 | 0
00 Ret.ExistWetFGD & CCS | 0 | 0 | 0 | 0 | 0 | 0 | 0
00 Ret.ExistWetFGD & HRI | 0 | 0 | 119.0822 | 120.2059 | 120.2059 | 116.6488 | 120.2059
00 Ret.ExistWetFGD & HRI & CCS | 0 | 0 | 0 | 0 | 0 | 0 | 0
00 Ret.ExistWetFGD & SCR | 93.8915 | 114.1812 | 70.55 | 72.6157 | 72.4586 | 72.4586 | 72.4586
00 Ret.ExistWetFGD & SCR & CCS | 0 | 0 | 0 | 0 | 0 | 0 | 0
00 Ret.ExistWetFGD & SCR & HRI | 0 | 0 | 86.4055 | 87.6254 | 87.7825 | 87.7825 | 87.7825
00 Ret.ExistWetFGD & SCR & HRI & CCS | 0 | 0 | 0 | 0 | 0 | 0 | 0
00 Ret.ExistWetFGD & SNCR | 0 | 0 | 0 | 0 | 0 | 0 | 0
00 Ret.ExistWetFGD & SNCR & HRI | 0 | 0 | 0 | 0 | 0 | 0 | 0
00 Ret.ExistWetFGD_ACI & CCS | 0 | 0 | 0 | 0 | 0 | 0 | 0
00 Ret.ExistWetFGD_ACI & HRI | 0 | 0 | 74.2399 | 74.2525 | 74.2751 | 74.2751 | 74.2751
00 Ret.ExistWetFGD_ACI & HRI & CCS | 0 | 0 | 0 | 0 | 0 | 0 | 0
00 Ret.ExistWetFGD_ACI & SCR | 20.3648 | 33.8901 | 5.8388 | 5.8388 | 5.8388 | 5.8388 | 5.8388
00 Ret.ExistWetFGD_ACI & SCR & CCS | 0 | 0 | 0 | 0 | 0 | 0 | 0
00 Ret.ExistWetFGD_ACI & SCR & HRI | 0 | 0 | 28.0513 | 28.0513 | 28.0513 | 28.0513 | 28.0513
00 Ret.ExistWetFGD_ACI & SCR & HRI & CCS | 0 | 0 | 0 | 0 | 0 | 0 | 0
00 Ret.ExistWetFGD_ACI & SNCR | 0 | 0 | 0 | 0 | 0 | 0 | 0
00 Ret.ExistWetFGD_ACI & SNCR & HRI | 0 | 0 | 0 | 0 | 0 | 0 | 0
00 Ret.ExistWetFGD_SCR & ACI & CCS | 0 | 0 | 0 | 0 | 0 | 0 | 0
00 Ret.ExistWetFGD_SCR & ACI & HRI | 0 | 0 | 154.624 | 155.4677 | 156.5427 | 153.8399 | 157.8756
00 Ret.ExistWetFGD_SCR & ACI & HRI & CCS | 0 | 0 | 0 | 0 | 0 | 0 | 0
00 Ret.ExistWetFGD_SCR & CCS | 0 | 0 | 0 | 0 | 0 | 0 | 0
00 Ret.ExistWetFGD_SNCR & ACI & CCS | 0 | 0 | 0 | 0 | 0 | 0 | 0
00 Ret.ExistWetFGD_SNCR & ACI & HRI | 0 | 0 | 124.2246 | 125.4272 | 126.4592 | 120.9165 | 119.4189
00 Ret.ExistWetFGD_SNCR & ACI & HRI & CCS | 0 | 0 | 0 | 0 | 0 | 0 | 0
00 Ret.ExistWetFGD_SNCR & CCS | 0 | 0 | 0 | 0 | 0 | 0 | 0
00 Ret.FB & ACI | 26.8836 | 28.029 | 0 | 0 | 0 | 0 | 0
00 Ret.FB & ACI & HRI | 0 | 0 | 28.029 | 28.029 | 28.029 | 27.902 | 28.029
00 Ret.FB & HRI | 0 | 0 | 3.1498 | 3.1498 | 3.1498 | 3.1498 | 3.1498
00 Ret.FB DryFGD | 0 | 0 | 0 | 0 | 0 | 0 | 0
00 Ret.FB DryFGD & ACI | 0 | 0 | 0 | 0 | 0 | 0 | 0
00 Ret.FB DryFGD & ACI & HRI | 0 | 0 | 0 | 0 | 0 | 0 | 0
00 Ret.FB DryFGD & HRI | 0 | 0 | 1.9708 | 1.9708 | 1.9708 | 1.9708 | 1.9708
00 Ret.FB DryFGD & SNCR | 7.6786 | 7.6786 | 1.9854 | 1.9854 | 1.9854 | 1.9854 | 1.9854
00 Ret.FB DryFGD & SNCR & HRI | 0 | 0 | 5.6932 | 5.6932 | 5.6932 | 5.6932 | 5.6932
00 Ret.FB SNCR & DryFGD & ACI | 0 | 0 | 0 | 0 | 0 | 0 | 0
00 Ret.FB SNCR & DryFGD & ACI & HRI | 0 | 0 | 0 | 0 | 0 | 0 | 0
00 Ret.FB-ACI & SNCR | 0 | 0 | 0 | 0 | 0 | 0 | 0
00 Ret.FB-ACI & SNCR & CCS | 0 | 0 | 0 | 0 | 0 | 0 | 0
00 Ret.FB-ACI & SNCR & HRI | 0 | 0 | 0 | 0 | 0 | 0 | 0
00 Ret.FB-ACI & SNCR & HRI & CCS | 0 | 0 | 0 | 0 | 0 | 0 | 0
00 Ret.FB-Exist ACI & DryFGD | 0 | 0 | 0 | 0 | 0 | 0 | 0
00 Ret.FB-Exist ACI & DryFGD & HRI | 0 | 0 | 0 | 0 | 0 | 0 | 0
00 Ret.FB-Exist ACI & DryFGD & SNCR | 0 | 0 | 0 | 0 | 0 | 0 | 0
00 Ret.FB-Exist ACI & DryFGD & SNCR & HRI | 0 | 0 | 0 | 0 | 0 | 0 | 0
00 Ret.FB-Exist ACI & SNCR | 0 | 0 | 0 | 0 | 0 | 0 | 0
00 Ret.FB-Exist ACI & SNCR & HRI | 0 | 0 | 0 | 0 | 0 | 0 | 0
00 Ret.FB-ExistACI & HRI | 0 | 0 | 0 | 0 | 0 | 0 | 0
00 Ret.FB-ExistDryFGD & ACI | 0 | 0 | 0 | 0 | 0 | 0 | 0
00 Ret.FB-ExistDryFGD & ACI & HRI | 0 | 0 | 0 | 0 | 0 | 0 | 0
00 Ret.FB-ExistDryFGD & ACI & SNCR | 0 | 0 | 0 | 0 | 0 | 0 | 0
00 Ret.FB-ExistDryFGD & ACI & SNCR & HRI | 0 | 0 | 0 | 0 | 0 | 0 | 0
00 Ret.FB-ExistDryFGD & CCS | 0 | 0 | 0 | 0 | 0 | 0 | 0
00 Ret.FB-ExistDryFGD & HRI | 0 | 0 | 1.0593 | 1.0593 | 1.0593 | 1.0593 | 1.0593
00 Ret.FB-ExistDryFGD & SNCR | 0 | 0 | 0 | 0 | 0 | 0 | 0
00 Ret.FB-ExistDryFGD & SNCR & HRI | 0 | 0 | 0 | 0 | 0 | 0 | 0
00 Ret.FB-ExistDryFGD_ACI & CCS | 0 | 0 | 0 | 0 | 0 | 0 | 0
00 Ret.FB-ExistDryFGD_SNCR & ACI | 0 | 0 | 0 | 0 | 0 | 0 | 0
00 Ret.FB-ExistDryFGD_SNCR & ACI & HRI | 0 | 0 | 0 | 0 | 0 | 0 | 0
00 Ret.FB-ExistDryFGD_SNCR & CCS | 0 | 0 | 0 | 0 | 0 | 0 | 0
00 Ret.FB-ExistDryFGD_SNCR & HRI | 0 | 0 | 36.5692 | 37.6963 | 37.0057 | 35.6515 | 38.5204
00 Ret.FB-ExistDryFGD_SNCR & HRI & CCS | 0 | 0 | 0 | 0 | 0 | 0 | 0
00 Ret.FB-ExistDryFGD_SNCR_ACI & HRI | 0 | 0 | 14.6315 | 14.6315 | 14.6315 | 14.6315 | 14.6315
00 Ret.FB-ExistWetFGD_SNCR_ACI & HRI | 0 | 0 | 2.281 | 2.281 | 2.281 | 2.9424 | 7.2649
00 Ret.FB-ExistSNCR & ACI | 0.80854 | 0.80854 | 0 | 0 | 0 | 0 | 0
00 Ret.FB-ExistSNCR & ACI & HRI | 0 | 0 | 0.80854 | 0.80854 | 0.80854 | 0.80854 | 0.80854
00 Ret.FB-ExistSNCR & DryFGD | 0 | 0 | 0 | 0 | 0 | 0 | 0
00 Ret.FB-ExistSNCR & DryFGD & ACI | 0 | 0 | 0 | 0 | 0 | 0 | 0
00 Ret.FB-ExistSNCR & DryFGD & ACI & HRI | 0 | 0 | 0 | 0 | 0 | 0 | 0
00 Ret.FB-ExistSNCR & DryFGD & HRI | 0 | 0 | 6.9524 | 6.9524 | 6.9524 | 6.9524 | 6.9524
00 Ret.FB-ExistSNCR & HRI | 0 | 0 | 5.5884 | 5.5884 | 5.5884 | 5.5884 | 5.5884
00 Ret.FB-SNCR | 0 | 0 | 0 | 0 | 0 | 0 | 0
00 Ret.FB-SNCR & HRI | 0 | 0 | 0 | 0 | 0 | 0 | 0
00 Ret.HRI | 0 | 0 | 16.1806 | 16.1806 | 16.1806 | 16.1806 | 16.1806
00 Ret.Oil/Gas Steam SCR | 0.03747 | 0 | 0 | 0 | 0 | 0 | 0
00 Ret.SCR | 0 | 0 | 0 | 0 | 0 | 0 | 0
00 Ret.SCR & DryFGD | 0 | 0 | 0 | 0 | 0 | 0 | 0
00 Ret.SCR & DryFGD & ACI | 0 | 0 | 0 | 0 | 0 | 0 | 0
00 Ret.SCR & DryFGD & CCS | 0 | 0 | 0 | 0 | 0 | 0 | 0
00 Ret.SCR & DryFGD & HRI | 0 | 0 | 0 | 0 | 0 | 0 | 0
00 Ret.SCR & DryFGD & HRI & CCS | 0 | 0 | 0 | 0 | 0 | 0 | 0
00 Ret.SCR & DSI | 0 | 0 | 0 | 0 | 0 | 0 | 0
00 Ret.SCR & DSI & DryFGD | 0 | 0 | 0 | 0 | 0 | 0 | 0
00 Ret.SCR & DSI & DryFGD & HRI | 0 | 0 | 0 | 0 | 0 | 0 | 0
00 Ret.SCR & DSI & HRI | 0 | 0 | 0 | 0 | 0 | 0 | 0
00 Ret.SCR & DSI & WetFGD | 0 | 0 | 0 | 0 | 0 | 0 | 0
00 Ret.SCR & DSI & WetFGD & HRI | 0 | 0 | 0 | 0 | 0 | 0 | 0
00 Ret.SCR & HRI | 0 | 0 | 0 | 0 | 0 | 0 | 0
00 Ret.SCR & WetFGD | 0 | 32.5531 | 0 | 0 | 0 | 0 | 0
00 Ret.SCR & WetFGD & ACI | 0 | 0 | 0 | 0 | 0 | 0 | 0
00 Ret.SCR & WetFGD & CCS | 0 | 0 | 0 | 0 | 0 | 0 | 0
00 Ret.SCR & WetFGD & HRI | 0 | 0 | 32.5531 | 32.5531 | 32.5531 | 32.5531 | 32.5531
00 Ret.SCR & WetFGD & HRI & CCS | 0 | 0 | 0 | 0 | 0 | 0 | 0
00 Ret.SNCR | 0 | 0 | 0 | 0 | 0 | 0 | 0
00 Ret.SNCR & DryFGD | 0 | 0 | 0 | 0 | 0 | 0 | 0
00 Ret.SNCR & DryFGD & ACI | 0 | 0 | 0 | 0 | 0 | 0 | 0
00 Ret.SNCR & DryFGD & ACI & HRI | 0 | 0 | 0 | 0 | 0 | 0 | 0
00 Ret.SNCR & DryFGD & HRI | 0 | 0 | 0 | 0 | 0 | 0 | 0
00 Ret.SNCR & DSI | 0 | 0 | 0 | 0 | 0 | 0 | 0
00 Ret.SNCR & DSI & HRI | 0 | 0 | 0 | 0 | 0 | 0 | 0
00 Ret.SNCR & HRI | 0 | 0 | 0 | 0 | 0 | 0 | 0
00 Ret.SNCR & WetFGD | 0 | 0 | 0 | 0 | 0 | 0 | 0
00 Ret.SNCR & WetFGD & ACI | 0 | 0 | 0 | 0 | 0 | 0 | 0
00 Ret.SNCR & WetFGD & ACI & HRI | 0 | 0 | 0 | 0 | 0 | 0 | 0
00 Ret.SNCR & WetFGD & HRI | 0 | 0 | 0 | 0 | 0 | 0 | 0
00 Ret.WetFGD | 12.4179 | 12.4179 | 0 | 0 | 0 | 0 | 0
00 Ret.WetFGD & ACI & CCS | 0 | 0 | 0 | 0 | 0 | 0 | 0
00 Ret.WetFGD & ACI & HRI & CCS | 0 | 0 | 0 | 0 | 0 | 0 | 0
00 Ret.WetFGD & CCS | 0 | 0 | 0 | 0 | 0 | 0 | 0
00 Ret.WetFGD & HRI | 0 | 0 | 12.4179 | 12.4179 | 12.4179 | 12.4179 | 12.4179
00 Ret.WetFGD & HRI & CCS | 0 | 0 | 0 | 0 | 0 | 0 | 0
00 CC Retirement | 0 | 0 | 0 | 0 | 0 | 0 | 0
00 CT Retirement | 0 | 0 | 0 | 0 | 0 | 0 | 0
00 O/G Retirement | 0 | 0 | 0 | 0 | 0 | 0 | 0
00 Coal Retirement | 0 | 0 | 0 | 0 | 0 | 0 | 0
00 IGCC Retirement | 0 | 0 | 0 | 0 | 0 | 0 | 0
00 Nuke Retirement | 0 | 0 | 0 | 0 | 0 | 0 | 0
00 Non-Fossil Retirement | 0 | 0 | 0 | 0 | 0 | 0 | 0
Total | 13854.1644 | 14133.0258 | 14425.716 | 15024.7787 | 15549.5085 | 16753.6599 | 18041.4037
(**) Ind. Boiler generation, not included in the total
14. Capacity Factor by Capacity Reporting Type [%]
00 New Combined Cycle | 87 | 86.0942 | 84.7869 | 82.0209 | 81.1119 | 80.3135 | 77.6532
00 New Combined Cycle - Uncontrolled | N/A | N/A | N/A | N/A | N/A | N/A | N/A
00 New Combined Cycle with Carbon Capture | N/A | N/A | N/A | N/A | N/A | N/A | N/A
00 New Combustion Turbine | 2.4455 | 2.4745 | 3.8453 | 3.9276 | 4.847 | 2.2636 | 2.0001
00 New Hydro | N/A | N/A | N/A | N/A | N/A | N/A | N/A
00 New Nuclear | N/A | N/A | N/A | N/A | N/A | N/A | N/A
00 New Biomass | 84.7298 | 85 | 85 | 85 | 85 | 85 | 85
00 New Geothermal | N/A | 87 | 87 | 87 | 87 | 87 | 87
00 New Landfill Gas | 90 | 90 | 90 | 90 | 90 | 90 | 90
00 New Offshore Wind | N/A | N/A | N/A | N/A | N/A | N/A | N/A
00 New Onshore Wind | 33.2937 | 33.3445 | 33.4289 | 32.5714 | 32.2842 | 32.2232 | 33.0316
00 New Solar PV | 19.0403 | 19.5126 | 19.2964 | 19.6436 | 19.6418 | 20.0565 | 23.5464
00 New Solar Thermal | 43.0597 | 32.2958 | 32.9947 | 33.2099 | 34.0139 | 34.0139 | 34.0139
00 New Fuel Cell | N/A | N/A | N/A | N/A | N/A | N/A | N/A
00 New IGCC | N/A | N/A | N/A | N/A | N/A | N/A | N/A
00 New Advanced Coal with CCS | N/A | N/A | 85 | 85 | 85 | 85 | 85
00 New SPC - Uncontrolled | N/A | N/A | N/A | N/A | N/A | N/A | N/A
00 New SPC-WetFGD_SCR | 85 | 85 | 85 | 85 | 85 | 85 | 85
00 New Future Technology | N/A | N/A | N/A | N/A | N/A | N/A | N/A
00 Exist Combined Cycle | 54.5245 | 50.174 | 51.8075 | 47.3467 | 41.1209 | 34.5882 | 28.7088
00 Exist Combustion Turbine | 1.7462 | 1.1936 | 1.8161 | 2.2137 | 1.5148 | 1.0276 | 0.86418
00 Exist Coal Steam_Uncontrolled | 37.0907 | 69.0228 | 58.9291 | 61.4616 | 60.7187 | 61.9834 | 63.5256
00 Exist Coal Steam_ACI | 71.2398 | 81.8035 | 81.8035 | 81.8035 | 81.8035 | 81.8035 | 81.8035
00 Exist Coal Steam_ACI_DSI | N/A | N/A | N/A | N/A | N/A | N/A | N/A
00 Exist Coal Steam_DryFGD | 75.5649 | 76.441 | 68.8208 | 72.0074 | 71.4681 | 72.6211 | 81.7655
00 Exist Coal Steam_DryFGD_ACI | 80.8921 | 82.2196 | 69.349 | 69.349 | 68.0587 | 63.217 | 63.217
00 Exist Coal Steam_DryFGD_SCR | 61.3299 | 66.8793 | 59.9018 | 72.5071 | 75.0549 | 44.7846 | 75.1279
00 Exist Coal Steam_DryFGD_SCR_ACI | 77.083 | 79.8793 | 84.6914 | 84.6914 | 84.6914 | 84.6914 | 84.6914
00 Exist Coal Steam_DryFGD_SNCR | 71.0893 | 77.8847 | 77.5806 | 77.5351 | 77.5351 | 69.739 | 82.9789
00 Exist Coal Steam_DryFGD_SNCR_ACI | 73.1295 | 78.5923 | 0 | 0 | 0 | 0 | 0
00 Exist Coal Steam_DSI | N/A | N/A | N/A | N/A | N/A | N/A | N/A
00 Exist Coal Steam_SCR | 0 | 0 | 0 | 0 | 0 | 0 | 0
00 Exist Coal Steam_SCR_ACI | 0.21595 | 0 | 0 | 0 | 0 | 0 | 0
00 Exist Coal Steam_SCR_ACI_DSI | 71.542 | 70.6013 | N/A | N/A | N/A | N/A | N/A
00 Exist Coal Steam_SCR_DSI | N/A | N/A | N/A | N/A | N/A | N/A | N/A
00 Exist Coal Steam_SNCR | 20.1441 | 43.4101 | 20.816 | 21.2728 | 21.2728 | 21.0335 | 21.4539
00 Exist Coal Steam_SNCR_ACI | 0 | 0 | 0 | 0 | 0 | 0 | 0
00 Exist Coal Steam_SNCR_ACI_DSI | N/A | N/A | N/A | N/A | N/A | N/A | N/A
00 Exist Coal Steam_WetFGD | 81.6318 | 82.858 | 81.9027 | 81.9027 | 81.9027 | 81.9027 | 81.9027
00 Exist Coal Steam_WetFGD_ACI | 81.62 | 84.2453 | 83.2326 | 83.2326 | 83.2326 | 83.2326 | 83.2326
00 Exist Coal Steam_WetFGD_SCR | 74.1304 | 77.3339 | 78.1114 | 80.6195 | 79.9248 | 78.5616 | 82.8031
00 Exist Coal Steam_WetFGD_SCR_ACI | 68.3188 | 75.2449 | 62.3316 | 64.2941 | 62.3316 | 57.9841 | 79.416
00 Exist Coal Steam_WetFGD_SNCR | 74.2981 | 74.1106 | 73.5615 | 73.5615 | 73.5615 | 73.5615 | 73.5615
00 Exist Coal Steam_WetFGD_SNCR_ACI | 72.7037 | 83.2326 | N/A | N/A | N/A | N/A | N/A
00 Exist FBC_Uncontrolled | 71.4114 | 71.4114 | 84.0323 | 84.0323 | 84.0323 | 84.0323 | 84.0323
00 Exist FBC_ACI | N/A | N/A | N/A | N/A | N/A | N/A | N/A
00 Exist FBC_DryFGD | 84.3697 | 84.3697 | 84.9864 | 84.9864 | 84.9864 | 84.9864 | 84.9864
00 Exist FBC_DryFGD_SNCR | 73.1532 | 72.1703 | 62.0149 | 63.9613 | 63.6633 | 64.155 | 65.9582
00 Exist FBC_DryFGD_SNCR_ACI | 76.1507 | 81.903 | 75.0599 | 78.5875 | 73.6175 | 62.9801 | 73.6175
00 Exist FBC_SNCR | 31.743 | 31.3714 | 21.5985 | 21.5985 | 17.4001 | 3.5441 | 3.5441
00 Exist FBC_SNCR_ACI | 76.07 | 76.07 | 76.07 | 76.07 | 76.07 | 76.07 | 76.07
00 Exist FBC_WetFGD_SNCR_ACI | 26.6833 | 61.3298 | N/A | N/A | N/A | N/A | N/A
00 Exist IGCC | 79.3967 | 81.3243 | 80.3602 | 82.6791 | 82.6791 | 83.4822 | 83.4822
00 Exist Fossil_Other | 61.1509 | 61.1509 | 61.1509 | 61.1509 | 61.1509 | 61.1509 | 58.3777
00 Exist Fuel Cell | 35.0829 | 22.664 | 11.2692 | 36.3734 | 7.1402 | 4.8786 | 0.85036
00 Exist Hydro | 39.1776 | 39.1776 | 39.1776 | 39.1776 | 39.1776 | 39.1776 | 39.1756
00 Exist Non Fossil_Other | 67.0407 | 67.0407 | 67.0407 | 67.0407 | 67.0407 | 67.0407 | 67.0407
00 Exist Nuclear | 90.5831 | 90.5671 | 90.5758 | 90.5758 | 90.5377 | 91.4347 | 90.7232
00 Exist Oil/Gas Steam | 6.3237 | 6.0524 | 3.3654 | 2.8819 | 2.3845 | 0.7305 | 0.19767
00 Exist Oil/Gas Steam_SCR | 4.8863 | 4.6372 | 3.1584 | 3.1067 | 2.2702 | 0.64988 | 0.22632
00 Exist Oil/Gas Steam_SNCR | 0.89318 | 0.59197 | 0 | 0 | 0 | 0 | 0
00 Exist Biomass | 56.8575 | 54.5297 | 57.76 | 62.371 | 62.8493 | 63.2843 | 65.9824
00 Exist Landfill Gas | 58.2698 | 58.2698 | 58.2698 | 58.2698 | 58.2698 | 58.2698 | 58.2698
00 Exist Geothermal | 73.7486 | 73.7486 | 73.7486 | 73.7486 | 73.7486 | 73.7486 | 73.7486
00 Exist Pump Storage | 4.4892 | 4.3286 | 5.1494 | 5.3544 | 5.2515 | 3.4188 | 2.9984
00 Exist Solar PV | 20.9134 | 20.9134 | 20.9134 | 20.9134 | 20.9134 | 20.9134 | 20.9134
00 Exist Solar Thermal | 16.0524 | 16.0524 | 16.0524 | 16.0524 | 16.0524 | 16.0524 | 16.0524
00 Exist Wind | 30.9716 | 30.9716 | 30.9716 | 30.9716 | 30.9716 | 30.9716 | 30.9716
00 International Imports | 53.9 | 47.6 | 35 | 3.6 | 100 | 100 | 100
00 Ret.ACI | 80.9608 | 82.2861 | 84.0293 | 84.0293 | 0 | 0 | 0
00 Ret.ACI & DryFGD | 81.9116 | 81.9116 | N/A | N/A | N/A | N/A | N/A
00 Ret.ACI & DryFGD & HRI | N/A | N/A | 81.9116 | 81.9116 | 81.9116 | 81.9116 | 81.9116
00 Ret.ACI & DSI | 77.2882 | 81.9228 | 81.9027 | 81.9027 | N/A | N/A | N/A
00 Ret.ACI & DSI & DryFGD | N/A | N/A | N/A | N/A | N/A | N/A | N/A
00 Ret.ACI & DSI & DryFGD & HRI | N/A | N/A | N/A | N/A | N/A | N/A | N/A
00 Ret.ACI & DSI & HRI | N/A | N/A | 81.756 | 82.3994 | 82.4978 | 82.7135 | 83.6062
00 Ret.ACI & DSI & WetFGD & HRI | N/A | N/A | N/A | N/A | N/A | N/A | N/A
00 Ret.ACI & HRI | N/A | N/A | 82.7021 | 82.7021 | 82.7026 | 82.635 | 82.993
00 Ret.ACI & SCR | N/A | N/A | N/A | N/A | N/A | N/A | N/A
00 Ret.ACI & SCR & DryFGD & CCS | N/A | N/A | N/A | N/A | N/A | N/A | N/A
00 Ret.ACI & SCR & DryFGD & HRI | N/A | N/A | N/A | N/A | N/A | N/A | N/A
00 Ret.ACI & SCR & DryFGD & HRI & CCS | N/A | N/A | N/A | N/A | N/A | N/A | N/A
00 Ret.ACI & SCR & DSI | 82.3659 | 82.3832 | 81.9027 | 81.9027 | N/A | N/A | N/A
00 Ret.ACI & SCR & DSI & DryFGD | N/A | N/A | N/A | N/A | N/A | N/A | N/A
00 Ret.ACI & SCR & DSI & DryFGD & HRI | N/A | N/A | N/A | N/A | N/A | N/A | N/A
00 Ret.ACI & SCR & DSI & HRI | N/A | N/A | 82.627 | 82.627 | 82.627 | 82.627 | 82.627
00 Ret.ACI & SCR & DSI & WetFGD | N/A | N/A | N/A | N/A | N/A | N/A | N/A
00 Ret.ACI & SCR & DSI & WetFGD & HRI | N/A | N/A | N/A | N/A | N/A | N/A | N/A
00 Ret.ACI & SCR & HRI | N/A | N/A | N/A | N/A | N/A | N/A | N/A
00 Ret.ACI & SCR & WetFGD & CCS | N/A | N/A | N/A | N/A | N/A | N/A | N/A
00 Ret.ACI & SCR & WetFGD & HRI | N/A | N/A | N/A | N/A | N/A | N/A | N/A
00 Ret.ACI & SCR & WetFGD & HRI & CCS | N/A | N/A | N/A | N/A | N/A | N/A | N/A
00 Ret.ACI & SNCR | N/A | N/A | N/A | N/A | N/A | N/A | N/A
00 Ret.ACI & SNCR & DSI | N/A | N/A | N/A | N/A | N/A | N/A | N/A
00 Ret.ACI & SNCR & DSI & DryFGD | N/A | N/A | N/A | N/A | N/A | N/A | N/A
00 Ret.ACI & SNCR & DSI & DryFGD & HRI | N/A | N/A | N/A | N/A | N/A | N/A | N/A
00 Ret.ACI & SNCR & DSI & HRI | N/A | N/A | N/A | N/A | N/A | N/A | N/A
00 Ret.ACI & SNCR & DSI & WetFGD | N/A | N/A | N/A | N/A | N/A | N/A | N/A
00 Ret.ACI & SNCR & DSI & WetFGD & HRI | N/A | N/A | N/A | N/A | N/A | N/A | N/A
00 Ret.ACI & SNCR & HRI | N/A | N/A | N/A | N/A | N/A | N/A | N/A
00 Ret.ACI & WetFGD | 80.3958 | 81.1568 | 82.6047 | 82.6047 | N/A | N/A | N/A
00 Ret.ACI & WetFGD & DSI | N/A | N/A | N/A | N/A | N/A | N/A | N/A
00 Ret.ACI & WetFGD & HRI | N/A | N/A | 82.0353 | 82.0353 | 82.0365 | 82.0365 | 82.0365
00 Ret.C2G | 0 | 3.6155 | 81.4808 | 81.4811 | 81.7948 | 81.353 | 80.9778
00 Ret.C2G & SCR | N/A | N/A | N/A | N/A | N/A | N/A | N/A
00 Ret.CCG | N/A | N/A | N/A | N/A | N/A | N/A | N/A
00 Ret.DryFGD | 83.5097 | 83.5097 | N/A | N/A | N/A | N/A | N/A
00 Ret.DryFGD & ACI & CCS | N/A | N/A | N/A | N/A | N/A | N/A | N/A
00 Ret.DryFGD & ACI & HRI & CCS | N/A | N/A | N/A | N/A | N/A | N/A | N/A
00 Ret.DryFGD & CCS | N/A | N/A | N/A | N/A | N/A | N/A | N/A
00 Ret.DryFGD & HRI | N/A | N/A | 83.5097 | 83.5097 | 83.5097 | 83.5097 | 83.5097
00 Ret.DryFGD & HRI & CCS | N/A | N/A | N/A | N/A | N/A | N/A | N/A
00 Ret.DSI | 82.6047 | 82.6047 | 82.6047 | N/A | N/A | N/A | N/A
00 Ret.DSI & DryFGD | N/A | N/A | N/A | N/A | N/A | N/A | N/A
00 Ret.DSI & DryFGD & HRI | N/A | N/A | N/A | N/A | N/A | N/A | N/A
00 Ret.DSI & HRI | N/A | N/A | N/A | N/A | N/A | N/A | N/A
00 Ret.DSI & WetFGD | N/A | N/A | N/A | N/A | N/A | N/A | N/A
00 Ret.DSI & WetFGD & HRI | N/A | N/A | N/A | N/A | N/A | N/A | N/A
00 Ret.Exist FBC_DryFGD_SNCR_ACI & CCS | N/A | N/A | N/A | N/A | N/A | N/A | N/A
00 Ret.ExistACI & DryFGD | 82.5289 | 82.3269 | N/A | N/A | N/A | N/A | N/A
00 Ret.ExistACI & DryFGD & CCS | N/A | N/A | N/A | N/A | N/A | N/A | N/A
00 Ret.ExistACI & DryFGD & HRI | N/A | N/A | 83.0247 | 83.3238 | 83.3238 | 83.3238 | 83.3238
00 Ret.ExistACI & DryFGD & HRI & CCS | N/A | N/A | N/A | N/A | N/A | N/A | N/A
00 Ret.ExistACI & DSI | 79.358 | 79.8606 | 80.1159 | 80.1159 | N/A | N/A | N/A
00 Ret.ExistACI & DSI & DryFGD | N/A | N/A | N/A | N/A | N/A | N/A | N/A
00 Ret.ExistACI & DSI & DryFGD & HRI | N/A | N/A | N/A | N/A | N/A | N/A | N/A
00 Ret.ExistACI & DSI & HRI | N/A | N/A | 78.6491 | 82.0086 | 82.0086 | 83.2109 | 83.2109
00 Ret.ExistACI & DSI & WetFGD | N/A | N/A | N/A | N/A | N/A | N/A | N/A
00 Ret.ExistACI & DSI & WetFGD & HRI | N/A | N/A | N/A | N/A | N/A | N/A | N/A
00 Ret.ExistACI & HRI | N/A | N/A | N/A | N/A | N/A | N/A | N/A
00 Ret.ExistACI & HRI & WetFGD | N/A | N/A | N/A | N/A | N/A | N/A | N/A
00 Ret.ExistACI & SCR | N/A | N/A | N/A | N/A | N/A | N/A | N/A
00 Ret.ExistACI & SCR & DryFGD | 84.0209 | 84.0269 | N/A | N/A | N/A | N/A | N/A
00 Ret.ExistACI & SCR & DryFGD & CCS | N/A | N/A | N/A | N/A | N/A | N/A | N/A
00 Ret.ExistACI & SCR & DryFGD & HRI | N/A | N/A | 84.0269 | 84.0269 | 84.0269 | 84.0269 | 84.0269
00 Ret.ExistACI & SCR & DryFGD & HRI & CCS | N/A | N/A | N/A | N/A | N/A | N/A | N/A
00 Ret.ExistACI & SCR & DSI | 79.7581 | 80.3478 | N/A | N/A | N/A | N/A | N/A
00 Ret.ExistACI & SCR & DSI & DryFGD | N/A | N/A | N/A | N/A | N/A | N/A | N/A
00 Ret.ExistACI & SCR & DSI & HRI | N/A | N/A | 79.7581 | 84.4138 | 84.4138 | 84.4138 | 84.4138
00 Ret.ExistACI & SCR & DSI & DryFGD & HRI | N/A | N/A | N/A | N/A | N/A | N/A | N/A
00 Ret.ExistACI & SCR & HRI | N/A | N/A | N/A | N/A | N/A | N/A | N/A
00 Ret.ExistACI & SCR & WetFGD | 81.9027 | 81.9027 | N/A | N/A | N/A | N/A | N/A
00 Ret.ExistACI & SCR & WetFGD & CCS | N/A | N/A | N/A | N/A | N/A | N/A | N/A
00 Ret.ExistACI & SCR & WetFGD & HRI | N/A | N/A | 81.9027 | 81.9027 | 81.8853 | 81.8853 | 81.8853
00 Ret.ExistACI & SCR & WetFGD & HRI & CCS | N/A | N/A | N/A | N/A | N/A | N/A | N/A
00 Ret.ExistACI & SNCR | N/A | N/A | N/A | N/A | N/A | N/A | N/A
00 Ret.ExistACI & SNCR & DryFGD | N/A | N/A | N/A | N/A | N/A | N/A | N/A
00 Ret.ExistACI & SNCR & DryFGD & HRI | N/A | N/A | N/A | N/A | N/A | N/A | N/A
00 Ret.ExistACI & SNCR & DSI | N/A | N/A | N/A | N/A | N/A | N/A | N/A
00 Ret.ExistACI & SNCR & DSI & HRI | N/A | N/A | N/A | N/A | N/A | N/A | N/A
00 Ret.ExistACI & SNCR & HRI | N/A | N/A | N/A | N/A | N/A | N/A | N/A
00 Ret.ExistACI & SNCR & WetFGD | N/A | N/A | N/A | N/A | N/A | N/A | N/A
00 Ret.ExistACI & SNCR & WetFGD & HRI | N/A | N/A | N/A | N/A | N/A | N/A | N/A
00 Ret.ExistACI & WetFGD | 80.1159 | 80.1159 | 80.1159 | 80.1159 | N/A | N/A | N/A
00 Ret.ExistACI & WetFGD & CCS | N/A | N/A | N/A | N/A | N/A | N/A | N/A
00 Ret.ExistACI & WetFGD & HRI & CCS | N/A | N/A | N/A | N/A | N/A | N/A | N/A
00 Ret.ExistACI_DSI & DryFGD | N/A | N/A | N/A | N/A | N/A | N/A | N/A
00 Ret.ExistACI_DSI & DryFGD & HRI | N/A | N/A | N/A | N/A | N/A | N/A | N/A
00 Ret.ExistACI_DSI & HRI | N/A | N/A | N/A | N/A | N/A | N/A | N/A
00 Ret.ExistACI_DSI & SCR | N/A | N/A | N/A | N/A | N/A | N/A | N/A
00 Ret.ExistACI_DSI & SCR & DryFGD | N/A | N/A | N/A | N/A | N/A | N/A | N/A
00 Ret.ExistACI_DSI & SCR & DryFGD & HRI | N/A | N/A | N/A | N/A | N/A | N/A | N/A
00 Ret.ExistACI_DSI & SCR & HRI | N/A | N/A | N/A | N/A | N/A | N/A | N/A
00 Ret.ExistACI_DSI & SCR & WetFGD | N/A | N/A | N/A | N/A | N/A | N/A | N/A
00 Ret.ExistACI_DSI & SCR & WetFGD & HRI | N/A | N/A | N/A | N/A | N/A | N/A | N/A
00 Ret.ExistACI_DSI & WetFGD | N/A | N/A | N/A | N/A | N/A | N/A | N/A
00 Ret.ExistACI_DSI & WetFGD & HRI | N/A | N/A | N/A | N/A | N/A | N/A | N/A
00 Ret.ExistDryFGD & ACI | 81.8683 | 82.9906 | 83.7403 | 83.7403 | 83.7403 | 83.7403 | 83.7403
00 Ret.ExistDryFGD & ACI & CCS | N/A | N/A | N/A | N/A | N/A | N/A | N/A
00 Ret.ExistDryFGD & ACI & HRI | N/A | N/A | 82.2184 | 82.8235 | 82.8723 | 83.1439 | 83.548
00 Ret.ExistDryFGD & ACI & HRI & CCS | N/A | N/A | N/A | N/A | N/A | N/A | N/A
00 Ret.ExistDryFGD & ACI & SCR | N/A | N/A | N/A | N/A | N/A | N/A | N/A
00 Ret.ExistDryFGD & ACI & SCR & CCS | N/A | N/A | N/A | N/A | N/A | N/A | N/A
00 Ret.ExistDryFGD & ACI & SCR & HRI | N/A | N/A | N/A | N/A | N/A | N/A | N/A
00 Ret.ExistDryFGD & ACI & SCR & HRI & CCS | N/A | N/A | N/A | N/A | N/A | N/A | N/A
00 Ret.ExistDryFGD & ACI & SNCR | N/A | N/A | N/A | N/A | N/A | N/A | N/A
00 Ret.ExistDryFGD & ACI & SNCR & HRI | N/A | N/A | N/A | N/A | N/A | N/A | N/A
00 Ret.ExistDryFGD & CCS | N/A | N/A | N/A | N/A | N/A | N/A | N/A
00 Ret.ExistDryFGD & HRI | N/A | N/A | 82.4648 | 82.2153 | 81.3819 | 81.2282 | 80.6118
00 Ret.ExistDryFGD & HRI & CCS | N/A | N/A | N/A | N/A | N/A | N/A | N/A
00 Ret.ExistDryFGD & SCR | 83.5841 | 83.5841 | N/A | N/A | N/A | N/A | N/A
00 Ret.ExistDryFGD & SCR & CCS | N/A | N/A | N/A | N/A | N/A | N/A | N/A
00 Ret.ExistDryFGD & SCR & HRI | N/A | N/A | 83.5841 | 83.5841 | 83.5841 | 83.5841 | 83.5841
00 Ret.ExistDryFGD & SCR & HRI & CCS | N/A | N/A | N/A | N/A | N/A | N/A | N/A
00 Ret.ExistDryFGD & SNCR | 73.3996 | 82.31 | N/A | N/A | N/A | N/A | N/A
00 Ret.ExistDryFGD & SNCR & HRI | N/A | N/A | 82.31 | 82.31 | 82.31 | 73.3996 | 82.31
00 Ret.ExistDryFGD_ACI & CCS | N/A | N/A | N/A | N/A | N/A | N/A | N/A
00 Ret.ExistDryFGD_ACI & HRI | N/A | N/A | 84.2414 | 84.2624 | 84.2624 | 84.2624 | 84.2624
00 Ret.ExistDryFGD_ACI & HRI & CCS | N/A | N/A | N/A | N/A | N/A | N/A | N/A
00 Ret.ExistDryFGD_ACI & SCR | 83.5403 | 83.6059 | N/A | N/A | N/A | N/A | N/A
00 Ret.ExistDryFGD_ACI & SCR & CCS | N/A | N/A | N/A | N/A | N/A | N/A | N/A
00 Ret.ExistDryFGD_ACI & SCR & HRI | N/A | N/A | 81.1867 | 82.9485 | 82.9485 | 82.9485 | 82.9485
00 Ret.ExistDryFGD_ACI & SCR & HRI & CCS | N/A | N/A | N/A | N/A | N/A | N/A | N/A
00 Ret.ExistDryFGD_SCR & ACI & CCS | N/A | N/A | N/A | N/A | N/A | N/A | N/A
00 Ret.ExistDryFGD_SCR & ACI & HRI | N/A | N/A | 83.6686 | 83.6686 | 83.6686 | 83.6686 | 83.6686
00 Ret.ExistDryFGD_SCR & ACI & HRI & CCS | N/A | N/A | N/A | N/A | N/A | N/A | N/A
00 Ret.ExistDryFGD_SCR & CCS | N/A | N/A | N/A | N/A | N/A | N/A | N/A
00 Ret.ExistDryFGD_SNCR & ACI & CCS | N/A | N/A | N/A | N/A | N/A | N/A | N/A
00 Ret.ExistDryFGD_SNCR & ACI & HRI | N/A | N/A | 82.6584 | 82.6584 | 82.6584 | 82.6584 | 82.6584
00 Ret.ExistDryFGD_SNCR & ACI & HRI & CCS | N/A | N/A | N/A | N/A | N/A | N/A | N/A
00 Ret.ExistDryFGD_SNCR & CCS | N/A | N/A | N/A | N/A | N/A | N/A | N/A
00 Ret.ExistDSI & ACI | N/A | N/A | N/A | N/A | N/A | N/A | N/A
00 Ret.ExistDSI & ACI & HRI | N/A | N/A | N/A | N/A | N/A | N/A | N/A
00 Ret.ExistDSI & ACI & SCR | N/A | N/A | N/A | N/A | N/A | N/A | N/A
00 Ret.ExistDSI & ACI & SCR & DryFGD & CCS | N/A | N/A | N/A | N/A | N/A | N/A | N/A
00 Ret.ExistDSI & ACI & SCR & DryFGD & HRI | N/A | N/A | N/A | N/A | N/A | N/A | N/A
00 Ret.ExistDSI & ACI & SCR & DryFGD & HRI & CCS | N/A | N/A | N/A | N/A | N/A | N/A | N/A
00 Ret.ExistDSI & ACI & SCR & HRI | N/A | N/A | N/A | N/A | N/A | N/A | N/A
00 Ret.ExistDSI & DryFGD | N/A | N/A | N/A | N/A | N/A | N/A | N/A
00 Ret.ExistDSI & DryFGD & ACI | N/A | N/A | N/A | N/A | N/A | N/A | N/A
00 Ret.ExistDSI & DryFGD & ACI & CCS | N/A | N/A | N/A | N/A | N/A | N/A | N/A
00 Ret.ExistDSI & DryFGD & ACI & HRI | N/A | N/A | N/A | N/A | N/A | N/A | N/A
00 Ret.ExistDSI & DryFGD & ACI & HRI & CCS | N/A | N/A | N/A | N/A | N/A | N/A | N/A
00 Ret.ExistDSI & DryFGD & CCS | N/A | N/A | N/A | N/A | N/A | N/A | N/A
00 Ret.ExistDSI & DryFGD & HRI | N/A | N/A | N/A | N/A | N/A | N/A | N/A
00 Ret.ExistDSI & DryFGD & HRI & CCS | N/A | N/A | N/A | N/A | N/A | N/A | N/A
00 Ret.ExistDSI & HRI | N/A | N/A | N/A | N/A | N/A | N/A | N/A
00 Ret.ExistDSI & SCR | N/A | N/A | N/A | N/A | N/A | N/A | N/A
00 Ret.ExistDSI & SCR & DryFGD | N/A | N/A | N/A | N/A | N/A | N/A | N/A
00 Ret.ExistDSI & SCR & DryFGD & ACI | N/A | N/A | N/A | N/A | N/A | N/A | N/A
00 Ret.ExistDSI & SCR & DryFGD & CCS | N/A | N/A | N/A | N/A | N/A | N/A | N/A
00 Ret.ExistDSI & SCR & DryFGD & HRI | N/A | N/A | N/A | N/A | N/A | N/A | N/A
00 Ret.ExistDSI & SCR & DryFGD & HRI & CCS | N/A | N/A | N/A | N/A | N/A | N/A | N/A
00 Ret.ExistDSI & SCR & HRI | N/A | N/A | N/A | N/A | N/A | N/A | N/A
00 Ret.ExistDSI & SCR & WetFGD | N/A | N/A | N/A | N/A | N/A | N/A | N/A
00 Ret.ExistDSI & SCR & WetFGD & CCS | N/A | N/A | N/A | N/A | N/A | N/A | N/A
00 Ret.ExistDSI & SCR & WetFGD & HRI | N/A | N/A | N/A | N/A | N/A | N/A | N/A
00 Ret.ExistDSI & SCR & WetFGD & HRI & CCS | N/A | N/A | N/A | N/A | N/A | N/A | N/A
00 Ret.ExistDSI & WetFGD | N/A | N/A | N/A | N/A | N/A | N/A | N/A
00 Ret.ExistDSI & WetFGD & ACI | N/A | N/A | N/A | N/A | N/A | N/A | N/A
00 Ret.ExistDSI & WetFGD & ACI & HRI | N/A | N/A | N/A | N/A | N/A | N/A | N/A
00 Ret.ExistDSI & WetFGD & CCS | N/A | N/A | N/A | N/A | N/A | N/A | N/A
00 Ret.ExistDSI & WetFGD & HRI | N/A | N/A | N/A | N/A | N/A | N/A | N/A
00 Ret.ExistDSI & WetFGD & HRI & CCS | N/A | N/A | N/A | N/A | N/A | N/A | N/A
00 Ret.ExistIGCC & CCS | N/A | N/A | N/A | N/A | N/A | N/A | N/A
00 Ret.ExistSCR & ACI | 84.4138 | 84.4138 | 0 | 0 | 0 | 0 | 0
00 Ret.ExistSCR & ACI & DryFGD | 67.2059 | 77.592 | 0 | 0 | 0 | 0 | 0
00 Ret.ExistSCR & ACI & DryFGD & HRI | N/A | N/A | 82.6047 | 82.6047 | 82.6047 | 82.6047 | 82.6047
00 Ret.ExistSCR & ACI & DSI | 55.8603 | 78.319 | N/A | N/A | N/A | N/A | N/A
00 Ret.ExistSCR & ACI & DSI & DryFGD | N/A | N/A | N/A | N/A | N/A | N/A | N/A
00 Ret.ExistSCR & ACI & DSI & DryFGD & HRI | N/A | N/A | N/A | N/A | N/A | N/A | N/A
00 Ret.ExistSCR & ACI & DSI & HRI | N/A | N/A | 73.3059 | 78.6817 | 79.0039 | 74.0834 | 83.1418
00 Ret.ExistSCR & ACI & DSI & WetFGD | N/A | N/A | N/A | N/A | N/A | N/A | N/A
00 Ret.ExistSCR & ACI & DSI & WetFGD & HRI | N/A | N/A | N/A | N/A | N/A | N/A | N/A
00 Ret.ExistSCR & ACI & HRI | N/A | N/A | 84.4138 | 84.4138 | 84.4138 | 84.4138 | 84.4138
00 Ret.ExistSCR & ACI & WetFGD | N/A | N/A | N/A | N/A | N/A | N/A | N/A
00 Ret.ExistSCR & ACI & WetFGD & HRI | N/A | N/A | N/A | N/A | N/A | N/A | N/A
00 Ret.ExistSCR & DryFGD | N/A | N/A | N/A | N/A | N/A | N/A | N/A
00 Ret.ExistSCR & DryFGD & ACI & CCS | N/A | N/A | N/A | N/A | N/A | N/A | N/A
00 Ret.ExistSCR & DryFGD & ACI & HRI & CCS | N/A | N/A | N/A | N/A | N/A | N/A | N/A
00 Ret.ExistSCR & DryFGD & CCS | N/A | N/A | N/A | N/A | N/A | N/A | N/A
00 Ret.ExistSCR & DryFGD & HRI | N/A | N/A | N/A | N/A | N/A | N/A | N/A
00 Ret.ExistSCR & DryFGD & HRI & CCS | N/A | N/A | N/A | N/A | N/A | N/A | N/A
00 Ret.ExistSCR & DSI | N/A | N/A | N/A | N/A | N/A | N/A | N/A
00 Ret.ExistSCR & DSI & DryFGD | N/A | N/A | N/A | N/A | N/A | N/A | N/A
00 Ret.ExistSCR & DSI & DryFGD & HRI | N/A | N/A | N/A | N/A | N/A | N/A | N/A
00 Ret.ExistSCR & DSI & HRI | N/A | N/A | N/A | N/A | N/A | N/A | N/A
00 Ret.ExistSCR & DSI & WetFGD | N/A | N/A | N/A | N/A | N/A | N/A | N/A
00 Ret.ExistSCR & DSI & WetFGD & HRI | N/A | N/A | N/A | N/A | N/A | N/A | N/A
00 Ret.ExistSCR & HRI | N/A | N/A | N/A | N/A | N/A | N/A | N/A
00 Ret.ExistSCR & WetFGD | 82.1783 | 82.1783 | N/A | N/A | N/A | N/A | N/A
00 Ret.ExistSCR & WetFGD & ACI & CCS | N/A | N/A | N/A | N/A | N/A | N/A | N/A
00 Ret.ExistSCR & WetFGD & ACI & HRI & CCS | N/A | N/A | N/A | N/A | N/A | N/A | N/A
00 Ret.ExistSCR & WetFGD & CCS | N/A | N/A | N/A | N/A | N/A | N/A | N/A
00 Ret.ExistSCR & WetFGD & HRI | N/A | N/A | 82.1783 | 82.1783 | 82.1783 | 82.1783 | 82.1783
00 Ret.ExistSCR & WetFGD & HRI & CCS | N/A | N/A | N/A | N/A | N/A | N/A | N/A
00 Ret.ExistSCR_ACI & DryFGD | 82.8529 | 82.6861 | N/A | N/A | N/A | N/A | N/A
00 Ret.ExistSCR_ACI & DryFGD & CCS | N/A | N/A | N/A | N/A | N/A | N/A | N/A
00 Ret.ExistSCR_ACI & DryFGD & HRI | N/A | N/A | 81.7496 | 82.7703 | 82.7703 | 82.7703 | 82.7703
00 Ret.ExistSCR_ACI & DryFGD & HRI & CCS | N/A | N/A | N/A | N/A | N/A | N/A | N/A
00 Ret.ExistSCR_ACI & DSI | 77.6468 | 81.4418 | N/A | N/A | N/A | N/A | N/A
00 Ret.ExistSCR_ACI & DSI & HRI | N/A | N/A | 81.4418 | 81.4418 | 81.4418 | 81.0116 | 82.971
00 Ret.ExistSCR_ACI & HRI | N/A | N/A | N/A | N/A | N/A | N/A | N/A
00 Ret.ExistSCR_ACI & WetFGD | N/A | N/A | N/A | N/A | N/A | N/A | N/A
00 Ret.ExistSCR_ACI & WetFGD & CCS | N/A | N/A | N/A | N/A | N/A | N/A | N/A
00 Ret.ExistSCR_ACI & WetFGD & HRI | N/A | N/A | N/A | N/A | N/A | N/A | N/A
00 Ret.ExistSCR_ACI & WetFGD & HRI & CCS | N/A | N/A | N/A | N/A | N/A | N/A | N/A
00 Ret.ExistSCR_ACI_DSI & DryFGD | N/A | N/A | N/A | N/A | N/A | N/A | N/A
00 Ret.ExistSCR_ACI_DSI & DryFGD & CCS | N/A | N/A | N/A | N/A | N/A | N/A | N/A
00 Ret.ExistSCR_ACI_DSI & DryFGD & HRI | N/A | N/A | N/A | N/A | N/A | N/A | N/A
00 Ret.ExistSCR_ACI_DSI & DryFGD & HRI & CCS | N/A | N/A | N/A | N/A | N/A | N/A | N/A
00 Ret.ExistSCR_ACI_DSI & HRI | N/A | N/A | 71.542 | 77.3531 | 81.6582 | 81.9027 | 81.9027
00 Ret.ExistSCR_ACI_DSI & WetFGD | N/A | N/A | N/A | N/A | N/A | N/A | N/A
00 Ret.ExistSCR_ACI_DSI & WetFGD & CCS | N/A | N/A | N/A | N/A | N/A | N/A | N/A
00 Ret.ExistSCR_ACI_DSI & WetFGD & HRI | N/A | N/A | N/A | N/A | N/A | N/A | N/A
00 Ret.ExistSCR_ACI_DSI & WetFGD & HRI & CCS | N/A | N/A | N/A | N/A | N/A | N/A | N/A
00 Ret.ExistSCR_DryFGD & ACI | 83.3032 | 83.3032 | 82.1616 | 82.1616 | 82.1616 | 82.1616 | 82.1616
00 Ret.ExistSCR_DryFGD & HRI | N/A | N/A | 73.6712 | 76.9579 | 73.5627 | 71.1201 | 77.8451
00 Ret.ExistSCR_DryFGD & HRI & CCS | N/A | N/A | N/A | N/A | N/A | N/A | N/A
00 Ret.ExistSCR_DryFGD_ACI & CCS | N/A | N/A | N/A | N/A | N/A | N/A | N/A
00 Ret.ExistSCR_DryFGD_ACI & HRI | N/A | N/A | 78.7119 | 80.6778 | 80.2563 | 80.9984 | 83.0556
00 Ret.ExistSCR_DryFGD_ACI & HRI & CCS | N/A | N/A | N/A | N/A | N/A | N/A | N/A
00 Ret.ExistSCR_DSI & ACI | 68.1466 | 79.7581 | N/A | N/A | N/A | N/A | N/A
00 Ret.ExistSCR_DSI & ACI & HRI | N/A | N/A | 79.7581 | 84.4138 | 84.4138 | 84.4138 | 84.4138
00 Ret.ExistSCR_DSI & DryFGD | N/A | N/A | N/A | N/A | N/A | N/A | N/A
00 Ret.ExistSCR_DSI & DryFGD & ACI | 68.1466 | 73.7355 | N/A | N/A | N/A | N/A | N/A
00 Ret.ExistSCR_DSI & DryFGD & ACI & HRI | N/A | N/A | 75.4313 | 79.7581 | 79.7581 | 84.4138 | 84.4138
00 Ret.ExistSCR_DSI & DryFGD & HRI | N/A | N/A | N/A | N/A | N/A | N/A | N/A
00 Ret.ExistSCR_DSI & HRI | N/A | N/A | N/A | N/A | N/A | N/A | N/A
00 Ret.ExistSCR_DSI & WetFGD | N/A | N/A | N/A | N/A | N/A | N/A | N/A
00 Ret.ExistSCR_DSI & WetFGD & ACI | N/A | N/A | N/A | N/A | N/A | N/A | N/A
00 Ret.ExistSCR_DSI & WetFGD & ACI & HRI | N/A | N/A | N/A | N/A | N/A | N/A | N/A
00 Ret.ExistSCR_DSI & WetFGD & HRI | N/A | N/A | N/A | N/A | N/A | N/A | N/A
00 Ret.ExistSCR_WetFGD & ACI | 77.9838 | 81.3217 | 83.2326 | 83.2326 | 83.2326 | 83.2326 | 83.2326
00 Ret.ExistSCR_WetFGD & HRI | N/A | N/A | 79.0005 | 80.6077 | 80.465 | 79.192 | 82.3098
00 Ret.ExistSCR_WetFGD & HRI & CCS | N/A | N/A | N/A | N/A | N/A | N/A | N/A
00 Ret.ExistSCR_WetFGD_ACI & CCS | N/A | N/A | N/A | N/A | N/A | N/A | N/A
00 Ret.ExistSCR_WetFGD_ACI & HRI | N/A | N/A | 77.8034 | 82.4184 | 82.1999 | 81.0687 | 82.4209
00 Ret.ExistSCR_WetFGD_ACI & HRI & CCS | N/A | N/A | N/A | N/A | N/A | N/A | N/A
00 Ret.ExistSNCR & ACI | 84.9864 | 59.0649 | N/A | N/A | N/A | N/A | N/A
00 Ret.ExistSNCR & ACI & DryFGD | N/A | N/A | N/A | N/A | N/A | N/A | N/A
00 Ret.ExistSNCR & ACI & DryFGD & HRI | N/A | N/A | N/A | N/A | N/A | N/A | N/A
00 Ret.ExistSNCR & ACI & DSI | 84.0345 | 84.0345 | N/A | N/A | N/A | N/A | N/A
00 Ret.ExistSNCR & ACI & DSI & DryFGD | N/A | N/A | N/A | N/A | N/A | N/A | N/A
00 Ret.ExistSNCR & ACI & DSI & DryFGD & HRI | N/A | N/A | N/A | N/A | N/A | N/A | N/A
00 Ret.ExistSNCR & ACI & DSI & HRI | N/A | N/A | 84.0345 | 84.0345 | 84.0345 | 84.0345 | 84.0345
00 Ret.ExistSNCR & ACI & DSI & WetFGD | N/A | N/A | N/A | N/A | N/A | N/A | N/A
00 Ret.ExistSNCR & ACI & DSI & WetFGD & HRI | N/A | N/A | N/A | N/A | N/A | N/A | N/A
00 Ret.ExistSNCR & ACI & HRI | N/A | N/A | 84.9864 | 84.9864 | 84.9864 | 84.9864 | 84.9864
00 Ret.ExistSNCR & ACI & WetFGD | N/A | N/A | N/A | N/A | N/A | N/A | N/A
00 Ret.ExistSNCR & ACI & WetFGD & HRI | N/A | N/A | N/A | N/A | N/A | N/A | N/A
00 Ret.ExistSNCR & DryFGD | 84.9864 | 84.9864 | N/A | N/A | N/A | N/A | N/A
00 Ret.ExistSNCR & DryFGD & CCS | N/A | N/A | N/A | N/A | N/A | N/A | N/A
00 Ret.ExistSNCR & DryFGD & HRI | N/A | N/A | 84.9864 | 84.9864 | 84.9864 | 84.9864 | 84.9864
00 Ret.ExistSNCR & DryFGD & HRI & CCS | N/A | N/A | N/A | N/A | N/A | N/A | N/A
00 Ret.ExistSNCR & DSI | N/A | N/A | N/A | N/A | N/A | N/A | N/A
00 Ret.ExistSNCR & DSI & DryFGD | N/A | N/A | N/A | N/A | N/A | N/A | N/A
00 Ret.ExistSNCR & DSI & DryFGD & HRI | N/A | N/A | N/A | N/A | N/A | N/A | N/A
00 Ret.ExistSNCR & DSI & HRI | N/A | N/A | N/A | N/A | N/A | N/A | N/A
00 Ret.ExistSNCR & DSI & WetFGD | N/A | N/A | N/A | N/A | N/A | N/A | N/A
00 Ret.ExistSNCR & DSI & WetFGD & HRI | N/A | N/A | N/A | N/A | N/A | N/A | N/A
00 Ret.ExistSNCR & HRI | N/A | N/A | 84.0293 | 84.0293 | 84.0293 | 84.0293 | 84.0293
00 Ret.ExistSNCR & WetFGD | N/A | N/A | N/A | N/A | N/A | N/A | N/A
00 Ret.ExistSNCR & WetFGD & ACI & CCS | N/A | N/A | N/A | N/A | N/A | N/A | N/A
00 Ret.ExistSNCR & WetFGD & ACI & HRI & CCS | N/A | N/A | N/A | N/A | N/A | N/A | N/A
00 Ret.ExistSNCR & WetFGD & CCS | N/A | N/A | N/A | N/A | N/A | N/A | N/A
00 Ret.ExistSNCR & WetFGD & HRI | N/A | N/A | N/A | N/A | N/A | N/A | N/A
00 Ret.ExistSNCR & WetFGD & HRI & CCS | N/A | N/A | N/A | N/A | N/A | N/A | N/A
00 Ret.ExistSNCR_ACI & DryFGD | 79.422 | 82.2459 | N/A | N/A | N/A | N/A | N/A
00 Ret.ExistSNCR_ACI & DryFGD & CCS | N/A | N/A | N/A | N/A | N/A | N/A | N/A
00 Ret.ExistSNCR_ACI & DryFGD & HRI | N/A | N/A | 82.2459 | 82.2459 | 82.2459 | 82.2459 | 82.2459
00 Ret.ExistSNCR_ACI & DryFGD & HRI & CCS | N/A | N/A | N/A | N/A | N/A | N/A | N/A
00 Ret.ExistSNCR_ACI & DSI | N/A | N/A | N/A | N/A | N/A | N/A | N/A
00 Ret.ExistSNCR_ACI & DSI & HRI | N/A | N/A | N/A | N/A | N/A | N/A | N/A
00 Ret.ExistSNCR_ACI & HRI | N/A | N/A | N/A | N/A | N/A | N/A | N/A
00 Ret.ExistSNCR_ACI & WetFGD | N/A | N/A | N/A | N/A | N/A | N/A | N/A
00 Ret.ExistSNCR_ACI & WetFGD & CCS | N/A | N/A | N/A | N/A | N/A | N/A | N/A
00 Ret.ExistSNCR_ACI & WetFGD & HRI | N/A | N/A | N/A | N/A | N/A | N/A | N/A
00 Ret.ExistSNCR_ACI & WetFGD & HRI & CCS | N/A | N/A | N/A | N/A | N/A | N/A | N/A
00 Ret.ExistSNCR_ACI_DSI & DryFGD | N/A | N/A | N/A | N/A | N/A | N/A | N/A
00 Ret.ExistSNCR_ACI_DSI & DryFGD & HRI | N/A | N/A | N/A | N/A | N/A | N/A | N/A
00 Ret.ExistSNCR_ACI_DSI & HRI | N/A | N/A | N/A | N/A | N/A | N/A | N/A
00 Ret.ExistSNCR_ACI_DSI & WetFGD | N/A | N/A | N/A | N/A | N/A | N/A | N/A
00 Ret.ExistSNCR_ACI_DSI & WetFGD & HRI | N/A | N/A | N/A | N/A | N/A | N/A | N/A
00 Ret.ExistSNCR_DryFGD & ACI | 82.6584 | 82.6584 | N/A | N/A | N/A | N/A | N/A
00 Ret.ExistSNCR_DryFGD & HRI | N/A | N/A | 79.4494 | 84.0293 | 84.0293 | 84.0293 | 84.0293
00 Ret.ExistSNCR_DryFGD & HRI & CCS | N/A | N/A | N/A | N/A | N/A | N/A | N/A
00 Ret.ExistSNCR_DryFGD_ACI & CCS | N/A | N/A | N/A | N/A | N/A | N/A | N/A
00 Ret.ExistSNCR_DryFGD_ACI & HRI | N/A | N/A | 84.2319 | 84.2319 | 84.2319 | 84.2319 | 84.2319
00 Ret.ExistSNCR_WetFGD & ACI | 72.4778 | 73.688 | 54.0437 | 26.6833 | 56.4475 | 0 | 0
00 Ret.ExistSNCR_WetFGD & HRI | N/A | N/A | 78.0275 | 79.6648 | 77.5735 | 75.9361 | 81.0287
00 Ret.ExistSNCR_WetFGD & HRI & CCS | N/A | N/A | N/A | N/A | N/A | N/A | N/A
00 Ret.ExistSNCR_WetFGD_ACI & CCS | N/A | N/A | N/A | N/A | N/A | N/A | N/A
00 Ret.ExistSNCR_WetFGD_ACI & HRI | N/A | N/A | 83.2326 | 83.2326 | 83.2326 | 83.2326 | 74.773
00 Ret.ExistSNCR_WetFGD_ACI & HRI & CCS | N/A | N/A | N/A | N/A | N/A | N/A | N/A
00 Ret.ExistWetFGD & ACI | 73.2698 | 77.3627 | 79.7941 | 79.7941 | 81.0869 | 82.0672 | 83.0968
00 Ret.ExistWetFGD & ACI & CCS | N/A | N/A | N/A | N/A | N/A | N/A | N/A
00 Ret.ExistWetFGD & ACI & HRI | N/A | N/A | 78.3234 | 80.6588 | 79.9634 | 79.395 | 81.5524
00 Ret.ExistWetFGD & ACI & HRI & CCS | N/A | N/A | N/A | N/A | N/A | N/A | N/A
00 Ret.ExistWetFGD & ACI & SCR | 70.7238 | 81.7634 | N/A | N/A | N/A | N/A | N/A
00 Ret.ExistWetFGD & ACI & SCR & CCS | N/A | N/A | N/A | N/A | N/A | N/A | N/A
00 Ret.ExistWetFGD & ACI & SCR & HRI | N/A | N/A | 81.7634 | 81.7634 | 81.7634 | 81.7634 | 82.3852
00 Ret.ExistWetFGD & ACI & SCR & HRI & CCS | N/A | N/A | N/A | N/A | N/A | N/A | N/A
00 Ret.ExistWetFGD & ACI & SNCR | N/A | N/A | N/A | N/A | N/A | N/A | N/A
00 Ret.ExistWetFGD & ACI & SNCR & HRI | N/A | N/A | N/A | N/A | N/A | N/A | N/A
00 Ret.ExistWetFGD & CCS | N/A | N/A | N/A | N/A | N/A | N/A | N/A
00 Ret.ExistWetFGD & HRI | N/A | N/A | 81.817 | 82.589 | 82.589 | 80.1451 | 82.589
00 Ret.ExistWetFGD & HRI & CCS | N/A | N/A | N/A | N/A | N/A | N/A | N/A
00 Ret.ExistWetFGD & SCR | 80.2555 | 80.5529 | 80.855 | 83.2224 | 83.2238 | 83.2238 | 83.2238
00 Ret.ExistWetFGD & SCR & CCS | N/A | N/A | N/A | N/A | N/A | N/A | N/A
00 Ret.ExistWetFGD & SCR & HRI | N/A | N/A | 82.7686 | 83.9372 | 83.9347 | 83.9347 | 83.9347
00 Ret.ExistWetFGD & SCR & HRI & CCS | N/A | N/A | N/A | N/A | N/A | N/A | N/A
00 Ret.ExistWetFGD & SNCR | N/A | N/A | N/A | N/A | N/A | N/A | N/A
00 Ret.ExistWetFGD & SNCR & HRI | N/A | N/A | N/A | N/A | N/A | N/A | N/A
00 Ret.ExistWetFGD_ACI & CCS | N/A | N/A | N/A | N/A | N/A | N/A | N/A
00 Ret.ExistWetFGD_ACI & HRI | N/A | N/A | 85.5079 | 85.5224 | 85.5484 | 85.5484 | 85.5484
00 Ret.ExistWetFGD_ACI & HRI & CCS | N/A | N/A | N/A | N/A | N/A | N/A | N/A
00 Ret.ExistWetFGD_ACI & SCR | 82.8773 | 83.6101 | 84.4138 | 84.4138 | 84.4138 | 84.4138 | 84.4138
00 Ret.ExistWetFGD_ACI & SCR & CCS | N/A | N/A | N/A | N/A | N/A | N/A | N/A
00 Ret.ExistWetFGD_ACI & SCR & HRI | N/A | N/A | 83.4448 | 83.4448 | 83.4448 | 83.4448 | 83.4448
00 Ret.ExistWetFGD_ACI & SCR & HRI & CCS | N/A | N/A | N/A | N/A | N/A | N/A | N/A
00 Ret.ExistWetFGD_ACI & SNCR | N/A | N/A | N/A | N/A | N/A | N/A | N/A
00 Ret.ExistWetFGD_ACI & SNCR & HRI | N/A | N/A | N/A | N/A | N/A | N/A | N/A
00 Ret.ExistWetFGD_SCR & ACI & CCS | N/A | N/A | N/A | N/A | N/A | N/A | N/A
00 Ret.ExistWetFGD_SCR & ACI & HRI | N/A | N/A | 81.0897 | 81.5321 | 82.0959 | 80.6785 | 82.7949
00 Ret.ExistWetFGD_SCR & ACI & HRI & CCS | N/A | N/A | N/A | N/A | N/A | N/A | N/A
00 Ret.ExistWetFGD_SCR & CCS | N/A | N/A | N/A | N/A | N/A | N/A | N/A
00 Ret.ExistWetFGD_SNCR & ACI & CCS | N/A | N/A | N/A | N/A | N/A | N/A | N/A
00 Ret.ExistWetFGD_SNCR & ACI & HRI | N/A | N/A | 76.8848 | 77.6291 | 78.2678 | 74.8374 | 73.9104
00 Ret.ExistWetFGD_SNCR & ACI & HRI & CCS | N/A | N/A | N/A | N/A | N/A | N/A | N/A
00 Ret.ExistWetFGD_SNCR & CCS | N/A | N/A | N/A | N/A | N/A | N/A | N/A
00 Ret.FB & ACI | 81.4455 | 84.9158 | N/A | N/A | N/A | N/A | N/A
00 Ret.FB & ACI & HRI | N/A | N/A | 84.9158 | 84.9158 | 84.9158 | 84.531 | 84.9158
00 Ret.FB & HRI | N/A | N/A | 84.9864 | 84.9864 | 84.9864 | 84.9864 | 84.9864
00 Ret.FB DryFGD | 0 | 0 | 0 | 0 | 0 | 0 | 0
00 Ret.FB DryFGD & ACI | N/A | N/A | N/A | N/A | N/A | N/A | N/A
00 Ret.FB DryFGD & ACI & HRI | N/A | N/A | N/A | N/A | N/A | N/A | N/A
00 Ret.FB DryFGD & HRI | N/A | N/A | 69.0929 | 69.0929 | 69.0929 | 69.0929 | 69.0929
00 Ret.FB DryFGD & SNCR | 84.033 | 84.033 | 84.0337 | 84.0337 | 84.0337 | 84.0337 | 84.0337
00 Ret.FB DryFGD & SNCR & HRI | N/A | N/A | 84.0327 | 84.0327 | 84.0327 | 84.0327 | 84.0327
00 Ret.FB SNCR & DryFGD & ACI | N/A | N/A | N/A | N/A | N/A | N/A | N/A
00 Ret.FB SNCR & DryFGD & ACI & HRI | N/A | N/A | N/A | N/A | N/A | N/A | N/A
00 Ret.FB-ACI & SNCR | N/A | N/A | N/A | N/A | N/A | N/A | N/A
00 Ret.FB-ACI & SNCR & CCS | N/A | N/A | N/A | N/A | N/A | N/A | N/A
00 Ret.FB-ACI & SNCR & HRI | N/A | N/A | N/A | N/A | N/A | N/A | N/A
00 Ret.FB-ACI & SNCR & HRI & CCS | N/A | N/A | N/A | N/A | N/A | N/A | N/A
00 Ret.FB-Exist ACI & DryFGD | N/A | N/A | N/A | N/A | N/A | N/A | N/A
00 Ret.FB-Exist ACI & DryFGD & HRI | N/A | N/A | N/A | N/A | N/A | N/A | N/A
00 Ret.FB-Exist ACI & DryFGD & SNCR | N/A | N/A | N/A | N/A | N/A | N/A | N/A
00 Ret.FB-Exist ACI & DryFGD & SNCR & HRI | N/A | N/A | N/A | N/A | N/A | N/A | N/A
00 Ret.FB-Exist ACI & SNCR | N/A | N/A | N/A | N/A | N/A | N/A | N/A
00 Ret.FB-Exist ACI & SNCR & HRI | N/A | N/A | N/A | N/A | N/A | N/A | N/A
00 Ret.FB-ExistACI & HRI | N/A | N/A | N/A | N/A | N/A | N/A | N/A
00 Ret.FB-ExistDryFGD & ACI | N/A | N/A | N/A | N/A | N/A | N/A | N/A
00 Ret.FB-ExistDryFGD & ACI & HRI | N/A | N/A | N/A | N/A | N/A | N/A | N/A
00 Ret.FB-ExistDryFGD & ACI & SNCR | N/A | N/A | N/A | N/A | N/A | N/A | N/A
00 Ret.FB-ExistDryFGD & ACI & SNCR & HRI | N/A | N/A | N/A | N/A | N/A | N/A | N/A
00 Ret.FB-ExistDryFGD & CCS | N/A | N/A | N/A | N/A | N/A | N/A | N/A
00 Ret.FB-ExistDryFGD & HRI | N/A | N/A | 82.419 | 82.419 | 82.419 | 82.419 | 82.419
00 Ret.FB-ExistDryFGD & SNCR | N/A | N/A | N/A | N/A | N/A | N/A | N/A
00 Ret.FB-ExistDryFGD & SNCR & HRI | N/A | N/A | N/A | N/A | N/A | N/A | N/A
00 Ret.FB-ExistDryFGD_ACI & CCS | N/A | N/A | N/A | N/A | N/A | N/A | N/A
00 Ret.FB-ExistDryFGD_SNCR & ACI | N/A | N/A | N/A | N/A | N/A | N/A | N/A
00 Ret.FB-ExistDryFGD_SNCR & ACI & HRI | N/A | N/A | N/A | N/A | N/A | N/A | N/A
00 Ret.FB-ExistDryFGD_SNCR & CCS | N/A | N/A | N/A | N/A | N/A | N/A | N/A
00 Ret.FB-ExistDryFGD_SNCR & HRI | N/A | N/A | 78.35 | 80.7649 | 79.2852 | 76.384 | 82.5305
00 Ret.FB-ExistDryFGD_SNCR & HRI & CCS | N/A | N/A | N/A | N/A | N/A | N/A | N/A
00 Ret.FB-ExistDryFGD_SNCR_ACI & HRI | N/A | N/A | 85.8817 | 85.8817 | 85.8817 | 85.8817 | 85.8817
00 Ret.FB-ExistWetFGD_SNCR_ACI & HRI | N/A | N/A | 26.6833 | 26.6833 | 26.6833 | 34.4207 | 84.9864
00 Ret.FB-ExistSNCR & ACI | 45.11 | 45.11 | N/A | N/A | N/A | N/A | N/A
00 Ret.FB-ExistSNCR & ACI & HRI | N/A | N/A | 45.11 | 45.11 | 45.11 | 45.11 | 45.11
00 Ret.FB-ExistSNCR & DryFGD | N/A | N/A | N/A | N/A | N/A | N/A | N/A
00 Ret.FB-ExistSNCR & DryFGD & ACI | N/A | N/A | N/A | N/A | N/A | N/A | N/A
00 Ret.FB-ExistSNCR & DryFGD & ACI & HRI | N/A | N/A | N/A | N/A | N/A | N/A | N/A
00 Ret.FB-ExistSNCR & DryFGD & HRI | N/A | N/A | 84.4152 | 84.4152 | 84.4152 | 84.4152 | 84.4152
00 Ret.FB-ExistSNCR & HRI | N/A | N/A | 84.9864 | 84.9864 | 84.9864 | 84.9864 | 84.9864
00 Ret.FB-SNCR | N/A | N/A | N/A | N/A | N/A | N/A | N/A
00 Ret.FB-SNCR & HRI | N/A | N/A | N/A | N/A | N/A | N/A | N/A
00 Ret.HRI | N/A | N/A | 82.183 | 82.183 | 82.183 | 82.183 | 82.183
00 Ret.Oil/Gas Steam SCR | 75.6573 | N/A | N/A | N/A | N/A | N/A | N/A
00 Ret.SCR | N/A | N/A | N/A | N/A | N/A | N/A | N/A
00 Ret.SCR & DryFGD | N/A | N/A | N/A | N/A | N/A | N/A | N/A
00 Ret.SCR & DryFGD & ACI | N/A | N/A | N/A | N/A | N/A | N/A | N/A
00 Ret.SCR & DryFGD & CCS | N/A | N/A | N/A | N/A | N/A | N/A | N/A
00 Ret.SCR & DryFGD & HRI | N/A | N/A | N/A | N/A | N/A | N/A | N/A
00 Ret.SCR & DryFGD & HRI & CCS | N/A | N/A | N/A | N/A | N/A | N/A | N/A
00 Ret.SCR & DSI | N/A | N/A | N/A | N/A | N/A | N/A | N/A
00 Ret.SCR & DSI & DryFGD | N/A | N/A | N/A | N/A | N/A | N/A | N/A
00 Ret.SCR & DSI & DryFGD & HRI | N/A | N/A | N/A | N/A | N/A | N/A | N/A
00 Ret.SCR & DSI & HRI | N/A | N/A | N/A | N/A | N/A | N/A | N/A
00 Ret.SCR & DSI & WetFGD | N/A | N/A | N/A | N/A | N/A | N/A | N/A
00 Ret.SCR & DSI & WetFGD & HRI | N/A | N/A | N/A | N/A | N/A | N/A | N/A
00 Ret.SCR & HRI | N/A | N/A | N/A | N/A | N/A | N/A | N/A
00 Ret.SCR & WetFGD | N/A | 83.0946 | N/A | N/A | N/A | N/A | N/A
00 Ret.SCR & WetFGD & ACI | N/A | N/A | N/A | N/A | N/A | N/A | N/A
00 Ret.SCR & WetFGD & CCS | N/A | N/A | N/A | N/A | N/A | N/A | N/A
00 Ret.SCR & WetFGD & HRI | N/A | N/A | 83.0946 | 83.0946 | 83.0946 | 83.0946 | 83.0946
00 Ret.SCR & WetFGD & HRI & CCS | N/A | N/A | N/A | N/A | N/A | N/A | N/A
00 Ret.SNCR | N/A | N/A | N/A | N/A | N/A | N/A | N/A
00 Ret.SNCR & DryFGD | N/A | N/A | N/A | N/A | N/A | N/A | N/A
00 Ret.SNCR & DryFGD & ACI | N/A | N/A | N/A | N/A | N/A | N/A | N/A
00 Ret.SNCR & DryFGD & ACI & HRI | N/A | N/A | N/A | N/A | N/A | N/A | N/A
00 Ret.SNCR & DryFGD & HRI | N/A | N/A | N/A | N/A | N/A | N/A | N/A
00 Ret.SNCR & DSI | N/A | N/A | N/A | N/A | N/A | N/A | N/A
00 Ret.SNCR & DSI & HRI | N/A | N/A | N/A | N/A | N/A | N/A | N/A
00 Ret.SNCR & HRI | N/A | N/A | N/A | N/A | N/A | N/A | N/A
00 Ret.SNCR & WetFGD | N/A | N/A | N/A | N/A | N/A | N/A | N/A
00 Ret.SNCR & WetFGD & ACI | N/A | N/A | N/A | N/A | N/A | N/A | N/A
00 Ret.SNCR & WetFGD & ACI & HRI | N/A | N/A | N/A | N/A | N/A | N/A | N/A
00 Ret.SNCR & WetFGD & HRI | N/A | N/A | N/A | N/A | N/A | N/A | N/A
00 Ret.WetFGD | 82.6047 | 82.6047 | N/A | N/A | N/A | N/A | N/A
00 Ret.WetFGD & ACI & CCS | N/A | N/A | N/A | N/A | N/A | N/A | N/A
00 Ret.WetFGD & ACI & HRI & CCS | N/A | N/A | N/A | N/A | N/A | N/A | N/A
00 Ret.WetFGD & CCS | N/A | N/A | N/A | N/A | N/A | N/A | N/A
00 Ret.WetFGD & HRI | N/A | N/A | 82.6047 | 82.6047 | 82.6047 | 82.6047 | 82.6047
00 Ret.WetFGD & HRI & CCS | N/A | N/A | N/A | N/A | N/A | N/A | N/A
00 CC Retirement | 0 | 0 | 0 | 0 | 0 | 0 | 0
00 CT Retirement | 0 | 0 | 0 | 0 | 0 | 0 | 0
00 O/G Retirement | 0 | 0 | 0 | 0 | 0 | 0 | 0
00 Coal Retirement | 0 | 0 | 0 | 0 | 0 | 0 | 0
00 IGCC Retirement | 0 | 0 | 0 | 0 | 0 | 0 | 0
00 Nuke Retirement | 0 | 0 | 0 | 0 | 0 | 0 | 0
00 Non-Fossil Retirement | N/A | N/A | N/A | N/A | N/A | N/A | N/A
Average | 44.3936 | 44.5201 | 45.1562 | 45.3152 | 44.6121 | 42.3896 | 40.6573
15. Total Annual Production Cost [Million US2011$](*)
Variable O&M | 13884.9333 | 14334.3503 | 14787.7811 | 15469.762 | 15994.6659 | 18065.571 | 20437.1197
Fixed O&M | 50544.8229 | 52438.4987 | 53226.8069 | 56724.6252 | 59351.5649 | 54114.9172 | 45237.353
Fuel | 90039.3294 | 95823.4147 | 95407.2691 | 110997.0716 | 123234.0168 | 159653.3415 | 233823.4844
Capital | 4392.9868 | 7882.8878 | 12144.8637 | 18305.7692 | 25273.2918 | 32236.1094 | 48468.456
Pollutant Transport & Storage | 0 | 0 | -26.6075 | -26.6075 | -26.6075 | -26.6075 | -26.6075
Total | 158862.0724 | 170479.1514 | 175540.1132 | 201470.6206 | 223826.932 | 264043.3316 | 347939.8056
Sales Revenue | 0 | 0 | 0 | 0 | 0 | 0 | 0
(*) Costs include only those items that are important for determining incremental cost of pollution control
16. Emissions
CO2 Thousand Tons | 2291161.5915 | 2345673.7863 | 2287415.9837 | 2360949.6003 | 2394978.2426 | 2620661.5125 | 2920559.4833
Carbon Million Tonnes | 566.809 | 580.2947 | 565.8824 | 584.0738 | 592.4921 | 648.3237 | 722.5153
HCL Thousand Tons | 5.4243 | 7.7971 | 7.8786 | 8.2506 | 8.9107 | 10.0313 | 10.3426
MER lbs | 15202.8196 | 16557.4046 | 16165.9527 | 17100.8143 | 17149.7177 | 16999.836 | 17677.5898
NOX Thousand Tons | 1574.0236 | 1527.66 | 1473.7172 | 1505.312 | 1466.3272 | 1458.6781 | 1508.1439
SO2 Thousand Tons | 1386.8258 | 1467.2062 | 1415.4723 | 1447.4503 | 1463.0789 | 1425.6305 | 1433.0741

## Canada
| 2016 | 2018 | 2020 | 2025 | 2030 | 2040 | 2050
1. Reserve Margin Capacity Winter [MW] | 116219.3527 | 118467.9157 | 118506.2242 | 122189.3287 | 125886.3519 | 135392.3904 | 147526.1722
Plus Firm Contract Purchases Winter [MW] | 0 | 0 | 0 | 0 | 0 | 0 | 0
Plus Transmission In Winter [MW] | 9264.2954 | 9273.6825 | 10507.1657 | 11016.4243 | 11548.6406 | 12366.586 | 11806.0914
Less Firm Contract Sales Winter [MW] | 0 | 0 | 0 | 0 | 0 | 0 | 0
Less Transmission Out Winter [MW] | 6071.1681 | 6180.9043 | 7159.8413 | 7418.2073 | 7376.3175 | 7464.0848 | 7329.5784
Total Reserve Margin Capacity Winter [MW] | 119412.48 | 121560.6939 | 121853.5486 | 125787.5457 | 130058.675 | 140294.8916 | 152002.6852
2. Peak Load Winter [MW] | 99543.3655 | 101523.5505 | 102685.9294 | 107396.5744 | 111808.7506 | 121643.5547 | 132409.482
Less DSM [MW] | 0 | 0 | 0 | 0 | 0 | 0 | 0
Net Demand Winter [MW] | 99543.3655 | 101523.5505 | 102685.9294 | 107396.5744 | 111808.7506 | 121643.5547 | 132409.482
3. Reserve Margin Winter [%] | 19.9603 | 19.7364 | 18.6663 | 17.1244 | 16.3224 | 15.3328 | 14.7974
1. Reserve Margin Capacity Summer [MW] | 116219.3527 | 118467.9157 | 118506.2242 | 122189.3287 | 125886.3519 | 135392.3904 | 147526.1722
Plus Firm Contract Purchases Summer [MW] | 0 | 0 | 0 | 0 | 0 | 0 | 0
Plus Transmission In Summer [MW] | 71.0941 | 72.3513 | 87.588 | 312.2187 | 1115.8619 | 1745.0161 | 2258.8935
Less Firm Contract Sales Summer [MW] | 0 | 0 | 0 | 0 | 0 | 0 | 0
Less Transmission Out Summer [MW] | 2257.1307 | 3065.9322 | 4121.154 | 6576.2126 | 7598.006 | 10016.6594 | 10548.1397
Total Reserve Margin Capacity Summer [MW] | 114033.3161 | 115474.3348 | 114472.6583 | 115925.3347 | 119404.2077 | 127120.747 | 139236.9261
2. Peak Load Summer [MW] | 78681.3111 | 80080.2611 | 81550.8446 | 85090.1226 | 88530.2616 | 96142.6167 | 104467.772
Less DSM [MW] | 0 | 0 | 0 | 0 | 0 | 0 | 0
Net Demand Summer [MW] | 78681.3111 | 80080.2611 | 81550.8446 | 85090.1226 | 88530.2616 | 96142.6167 | 104467.772
3. Reserve Margin Summer [%] | 44.9306 | 44.1982 | 40.3697 | 36.2383 | 34.8739 | 32.221 | 33.2822
1. Reserve Margin Capacity Annual [MW] | 116219.3527 | 118467.9157 | 118506.2242 | 122189.3287 | 125886.3519 | 135392.3904 | 147526.1722
Plus Firm Contract Purchases Annual [MW] | 0 | 0 | 0 | 0 | 0 | 0 | 0
Plus Transmission In Annual [MW] | 9264.2954 | 9273.6825 | 10507.1657 | 11016.4243 | 11548.6406 | 12366.586 | 11806.0914
Less Firm Contract Sales Annual [MW] | 0 | 0 | 0 | 0 | 0 | 0 | 0
Less Transmission Out Annual [MW] | 6071.1681 | 6180.9043 | 7159.8413 | 7418.2073 | 7376.3175 | 7464.0848 | 7329.5784
Total Reserve Margin Capacity Annual [MW] | 119412.48 | 121560.6939 | 121853.5486 | 125787.5457 | 130058.675 | 140294.8916 | 152002.6852
(for seasonal/annual regions combined)
2. Peak Load Annual [MW] | 99543.3655 | 101523.5505 | 102685.9294 | 107396.5744 | 111808.7506 | 121643.5547 | 132409.482
Less DSM [MW] | 0 | 0 | 0 | 0 | 0 | 0 | 0
Net Demand Annual [MW] | 99543.3655 | 101523.5505 | 102685.9294 | 107396.5744 | 111808.7506 | 121643.5547 | 132409.482
(for seasonal/annual regions combined)
3. Reserve Margin Annual [%] | 19.9603 | 19.7364 | 18.6663 | 17.1244 | 16.3224 | 15.3328 | 14.7974
(for seasonal/annual regions combined)
4. Total Generation [GWh] | 606769.0027 | 618814.8801 | 626145.8299 | 648539.4868 | 664621.7367 | 717772.0207 | 785837.7663
Inter-Region Transmission [GWh] | -19678.1332 | -23093.6256 | -19928.3786 | -20282.946 | -10708.9272 | -6900.8835 | -12645.564
Pumping & Storage Losses [GWh] | 0 | 0 | 0 | 0 | 6.7051 | 0 | 0
Plus Purchases [GWh] | 0 | 0 | 0 | 0 | 0 | 0 | 0
Less Sales [GWh] | 0 | 0 | 0 | 0 | 0 | 0 | 0
5. Total Supply for Demand [GWh] | 587090.8695 | 595721.2545 | 606217.4513 | 628256.5408 | 653906.1045 | 710871.1372 | 773192.2023
6. Projected Demand [GWh] | 587090.8695 | 595721.2545 | 606217.4513 | 628256.5408 | 653906.1045 | 710871.1372 | 773192.2023
Energy Not Served [GWh] | 0 | 0 | 0 | 0 | 0 | 0 | 0
Less DSM [GWh] | 0 | 0 | 0 | 0 | 0 | 0 | 0
Energy Demand Response [GWh] | 0 | 0 | 0 | 0 | 0 | 0 | 0
Net Demand [GWh] | 587090.8695 | 595721.2545 | 606217.4513 | 628256.5408 | 653906.1045 | 710871.1372 | 773192.2023
7. Dumped Energy [GWh] | -2.9439e-05 | -8.7579e-06 | -5.8078e-06 | -9.7397e-06 | -3.179e-06 | 1.3773e-06 | -2.697e-05
8. Total Generation [GWh] | 606769.0027 | 618814.8801 | 626145.8299 | 648539.4868 | 664621.7367 | 717772.0207 | 785837.7663
Less T&D Losses [GWh] | 31820.6857 | 32289.7895 | 32644.1878 | 33629.0975 | 34380.8913 | 36971.9494 | 39918.2946
9. Total Sales [GWh] | 574948.317 | 586525.0906 | 593501.6421 | 614910.3893 | 630240.8454 | 680800.0713 | 745919.4716
Capacity Avoided Costs [US$/kW]
ANNUAL | 25.1935 | 5.2496 | 31.6387 | 39.9289 | 42.2586 | 52.6497 | 62.5853
WINTER | 24.9307 | 4.9867 | 30.8427 | 38.8701 | 41.1998 | 45.3857 | 55.7984
SUMMER | 0.26281 | 0.26281 | 0.79601 | 1.0588 | 1.0588 | 7.264 | 6.787
10. Capacity by Capacity Reporting Type [MW]
00 New Combined Cycle | 0 | 0 | 0 | 0 | 0 | 0 | 0
00 New Combined Cycle - Uncontrolled | 262.5197 | 572.5623 | 575.8632 | 612.1019 | 1739.3838 | 3803.2644 | 11181.9015
00 New Combined Cycle with Carbon Capture | 0 | 0 | 0 | 0 | 0 | 0 | 0
00 New Combustion Turbine | 215.5984 | 215.5984 | 695.4772 | 3424.1732 | 7876.2059 | 14866.3579 | 22092.2455
00 New Hydro | 609.6364 | 747.8888 | 754.7273 | 1977.8182 | 2258.9349 | 3198.4886 | 3780.2095
00 New Nuclear | 0 | 0 | 0 | 0 | 0 | 0 | 0
00 New Biomass | 43.5 | 43.5 | 43.5 | 43.5 | 43.5 | 43.5 | 43.5
00 New Geothermal | 0 | 0 | 0 | 0 | 0 | 0 | 0
00 New Landfill Gas | 0 | 0 | 0 | 0 | 0 | 0 | 0
00 New Offshore Wind | 0 | 0 | 0 | 0 | 0 | 0 | 0
00 New Onshore Wind | 0 | 1646.0433 | 1646.0433 | 1649.3845 | 1654.3964 | 1908.788 | 18212.7082
00 New Solar PV | 0 | 0 | 0 | 0 | 0 | 0 | 0
00 New Solar Thermal | 0 | 0 | 0 | 0 | 0 | 0 | 0
00 New Fuel Cell | 0 | 0 | 0 | 0 | 0 | 0 | 0
00 New IGCC | 0 | 0 | 0 | 0 | 0 | 0 | 0
00 New Advanced Coal with CCS | 0 | 0 | 0 | 0 | 0 | 0 | 0
00 New SPC - Uncontrolled | 0 | 0 | 0 | 0 | 0 | 0 | 0
00 New SPC-WetFGD_SCR | 0 | 0 | 0 | 0 | 0 | 0 | 0
00 New Future Technology | 0 | 0 | 0 | 0 | 0 | 0 | 0
00 Exist Combined Cycle | 11962.871 | 11962.871 | 11962.871 | 11962.871 | 11962.871 | 11962.871 | 11962.871
00 Exist Combustion Turbine | 6457.62 | 6457.62 | 6457.62 | 6457.62 | 6457.62 | 6457.62 | 6457.62
00 Exist Coal Steam_Uncontrolled | 5040.6457 | 4783.3356 | 4333.3356 | 4297.06 | 3297.06 | 3297.06 | 3297.06
00 Exist Coal Steam_ACI | 0 | 0 | 0 | 0 | 0 | 0 | 0
00 Exist Coal Steam_ACI_DSI | 0 | 0 | 0 | 0 | 0 | 0 | 0
00 Exist Coal Steam_DryFGD | 729 | 729 | 729 | 729 | 729 | 729 | 450
00 Exist Coal Steam_DryFGD_ACI | 450 | 450 | 450 | 450 | 450 | 450 | 450
00 Exist Coal Steam_DryFGD_SCR | 0 | 0 | 0 | 0 | 0 | 0 | 0
00 Exist Coal Steam_DryFGD_SCR_ACI | 0 | 0 | 0 | 0 | 0 | 0 | 0
00 Exist Coal Steam_DryFGD_SNCR | 0 | 0 | 0 | 0 | 0 | 0 | 0
00 Exist Coal Steam_DryFGD_SNCR_ACI | 0 | 0 | 0 | 0 | 0 | 0 | 0
00 Exist Coal Steam_DSI | 0 | 0 | 0 | 0 | 0 | 0 | 0
00 Exist Coal Steam_SCR | 0 | 0 | 0 | 0 | 0 | 0 | 0
00 Exist Coal Steam_SCR_ACI | 0 | 0 | 0 | 0 | 0 | 0 | 0
00 Exist Coal Steam_SCR_ACI_DSI | 0 | 0 | 0 | 0 | 0 | 0 | 0
00 Exist Coal Steam_SCR_DSI | 0 | 0 | 0 | 0 | 0 | 0 | 0
00 Exist Coal Steam_SNCR | 0 | 0 | 0 | 0 | 0 | 0 | 0
00 Exist Coal Steam_SNCR_ACI | 0 | 0 | 0 | 0 | 0 | 0 | 0
00 Exist Coal Steam_SNCR_ACI_DSI | 0 | 0 | 0 | 0 | 0 | 0 | 0
00 Exist Coal Steam_WetFGD | 0 | 0 | 0 | 0 | 0 | 0 | 0
00 Exist Coal Steam_WetFGD_ACI | 0 | 0 | 0 | 0 | 0 | 0 | 0
00 Exist Coal Steam_WetFGD_SCR | 0 | 0 | 0 | 0 | 0 | 0 | 0
00 Exist Coal Steam_WetFGD_SCR_ACI | 0 | 0 | 0 | 0 | 0 | 0 | 0
00 Exist Coal Steam_WetFGD_SNCR | 0 | 0 | 0 | 0 | 0 | 0 | 0
00 Exist Coal Steam_WetFGD_SNCR_ACI | 0 | 0 | 0 | 0 | 0 | 0 | 0
00 Exist FBC_Uncontrolled | 165 | 165 | 165 | 165 | 165 | 165 | 165
00 Exist FBC_ACI | 0 | 0 | 0 | 0 | 0 | 0 | 0
00 Exist FBC_DryFGD | 0 | 0 | 0 | 0 | 0 | 0 | 0
00 Exist FBC_DryFGD_SNCR | 0 | 0 | 0 | 0 | 0 | 0 | 0
00 Exist FBC_DryFGD_SNCR_ACI | 0 | 0 | 0 | 0 | 0 | 0 | 0
00 Exist FBC_SNCR | 0 | 0 | 0 | 0 | 0 | 0 | 0
00 Exist FBC_SNCR_ACI | 0 | 0 | 0 | 0 | 0 | 0 | 0
00 Exist FBC_WetFGD_SNCR_ACI | 0 | 0 | 0 | 0 | 0 | 0 | 0
00 Exist IGCC | 0 | 0 | 0 | 0 | 0 | 0 | 0
00 Exist Fossil_Other | 165 | 165 | 165 | 165 | 165 | 165 | 165
00 Exist Fuel Cell | 0 | 0 | 0 | 0 | 0 | 0 | 0
00 Exist Hydro | 77824.999 | 80224.999 | 80224.999 | 80224.999 | 80224.999 | 80224.999 | 80224.999
00 Exist Non Fossil_Other | 260.48 | 260.48 | 260.48 | 260.48 | 260.48 | 260.48 | 260.48
00 Exist Nuclear | 13298 | 13298 | 13298 | 13298 | 13298 | 13298 | 5719
00 Exist Oil/Gas Steam | 5871.8747 | 5302.3747 | 5302.3747 | 5302.3747 | 5302.3747 | 5302.3747 | 5302.3747
00 Exist Oil/Gas Steam_SCR | 0 | 0 | 0 | 0 | 0 | 0 | 0
00 Exist Oil/Gas Steam_SNCR | 0 | 0 | 0 | 0 | 0 | 0 | 0
00 Exist Biomass | 2116.85 | 2116.85 | 2116.85 | 2116.85 | 2116.85 | 2116.85 | 2116.85
00 Exist Landfill Gas | 76.925 | 76.925 | 76.925 | 76.925 | 76.925 | 76.925 | 76.925
00 Exist Geothermal | 0 | 0 | 0 | 0 | 0 | 0 | 0
00 Exist Pump Storage | 174 | 174 | 174 | 174 | 174 | 174 | 174
00 Exist Solar PV | 549.18 | 549.18 | 549.18 | 549.18 | 549.18 | 549.18 | 549.18
00 Exist Solar Thermal | 0 | 0 | 0 | 0 | 0 | 0 | 0
00 Exist Wind | 8525.015 | 8525.015 | 8525.015 | 8525.015 | 8525.015 | 8525.015 | 8525.015
00 International Imports | 0 | 0 | 0 | 0 | 0 | 0 | 0
00 Ret.ACI | 1441.5554 | 1441.5554 | 1441.5554 | 1477.7902 | 383.3222 | 53.5205 | 53.5205
00 Ret.ACI & DryFGD | 0 | 0 | 0 | 0 | 0 | 0 | 0
00 Ret.ACI & DryFGD & HRI | 0 | 0 | 0 | 0 | 0 | 0 | 0
00 Ret.ACI & DSI | 0 | 0 | 0 | 0 | 0 | 0 | 0
00 Ret.ACI & DSI & DryFGD | 0 | 0 | 0 | 0 | 0 | 0 | 0
00 Ret.ACI & DSI & DryFGD & HRI | 0 | 0 | 0 | 0 | 0 | 0 | 0
00 Ret.ACI & DSI & HRI | 0 | 0 | 0 | 0 | 0 | 0 | 0
00 Ret.ACI & DSI & WetFGD & HRI | 0 | 0 | 0 | 0 | 0 | 0 | 0
00 Ret.ACI & HRI | 0 | 0 | 0 | 0 | 0 | 0 | 0
00 Ret.ACI & SCR | 0 | 0 | 0 | 0 | 0 | 0 | 0
00 Ret.ACI & SCR & DryFGD & CCS | 0 | 0 | 0 | 0 | 0 | 0 | 0
00 Ret.ACI & SCR & DryFGD & HRI | 0 | 0 | 0 | 0 | 0 | 0 | 0
00 Ret.ACI & SCR & DryFGD & HRI & CCS | 0 | 0 | 0 | 0 | 0 | 0 | 0
00 Ret.ACI & SCR & DSI | 0 | 0 | 0 | 0 | 0 | 0 | 0
00 Ret.ACI & SCR & DSI & DryFGD | 0 | 0 | 0 | 0 | 0 | 0 | 0
00 Ret.ACI & SCR & DSI & DryFGD & HRI | 0 | 0 | 0 | 0 | 0 | 0 | 0
00 Ret.ACI & SCR & DSI & HRI | 0 | 0 | 0 | 0 | 0 | 0 | 0
00 Ret.ACI & SCR & DSI & WetFGD | 0 | 0 | 0 | 0 | 0 | 0 | 0
00 Ret.ACI & SCR & DSI & WetFGD & HRI | 0 | 0 | 0 | 0 | 0 | 0 | 0
00 Ret.ACI & SCR & HRI | 0 | 0 | 0 | 0 | 0 | 0 | 0
00 Ret.ACI & SCR & WetFGD & CCS | 0 | 0 | 0 | 0 | 0 | 0 | 0
00 Ret.ACI & SCR & WetFGD & HRI | 0 | 0 | 0 | 0 | 0 | 0 | 0
00 Ret.ACI & SCR & WetFGD & HRI & CCS | 0 | 0 | 0 | 0 | 0 | 0 | 0
00 Ret.ACI & SNCR | 0 | 0 | 0 | 0 | 0 | 0 | 0
00 Ret.ACI & SNCR & DSI | 0 | 0 | 0 | 0 | 0 | 0 | 0
00 Ret.ACI & SNCR & DSI & DryFGD | 0 | 0 | 0 | 0 | 0 | 0 | 0
00 Ret.ACI & SNCR & DSI & DryFGD & HRI | 0 | 0 | 0 | 0 | 0 | 0 | 0
00 Ret.ACI & SNCR & DSI & HRI | 0 | 0 | 0 | 0 | 0 | 0 | 0
00 Ret.ACI & SNCR & DSI & WetFGD | 0 | 0 | 0 | 0 | 0 | 0 | 0
00 Ret.ACI & SNCR & DSI & WetFGD & HRI | 0 | 0 | 0 | 0 | 0 | 0 | 0
00 Ret.ACI & SNCR & HRI | 0 | 0 | 0 | 0 | 0 | 0 | 0
00 Ret.ACI & WetFGD | 0 | 0 | 0 | 0 | 0 | 0 | 0
00 Ret.ACI & WetFGD & DSI | 0 | 0 | 0 | 0 | 0 | 0 | 0
00 Ret.ACI & WetFGD & HRI | 0 | 0 | 0 | 0 | 0 | 0 | 0
00 Ret.C2G | 0 | 0 | 0 | 0 | 0 | 0 | 0
00 Ret.C2G & SCR | 0 | 0 | 0 | 0 | 0 | 0 | 0
00 Ret.CCG | 0 | 0 | 0 | 0 | 0 | 0 | 0
00 Ret.DryFGD | 0 | 0 | 0 | 0 | 0 | 0 | 0
00 Ret.DryFGD & ACI & CCS | 0 | 0 | 0 | 0 | 0 | 0 | 0
00 Ret.DryFGD & ACI & HRI & CCS | 0 | 0 | 0 | 0 | 0 | 0 | 0
00 Ret.DryFGD & CCS | 0 | 0 | 0 | 0 | 0 | 0 | 0
00 Ret.DryFGD & HRI | 0 | 0 | 0 | 0 | 0 | 0 | 0
00 Ret.DryFGD & HRI & CCS | 0 | 0 | 0 | 0 | 0 | 0 | 0
00 Ret.DSI | 0 | 0 | 0 | 0 | 0 | 0 | 0
00 Ret.DSI & DryFGD | 0 | 0 | 0 | 0 | 0 | 0 | 0
00 Ret.DSI & DryFGD & HRI | 0 | 0 | 0 | 0 | 0 | 0 | 0
00 Ret.DSI & HRI | 0 | 0 | 0 | 0 | 0 | 0 | 0
00 Ret.DSI & WetFGD | 0 | 0 | 0 | 0 | 0 | 0 | 0
00 Ret.DSI & WetFGD & HRI | 0 | 0 | 0 | 0 | 0 | 0 | 0
00 Ret.Exist FBC_DryFGD_SNCR_ACI & CCS | 0 | 0 | 0 | 0 | 0 | 0 | 0
00 Ret.ExistACI & DryFGD | 0 | 0 | 0 | 0 | 0 | 0 | 0
00 Ret.ExistACI & DryFGD & CCS | 0 | 0 | 0 | 0 | 0 | 0 | 0
00 Ret.ExistACI & DryFGD & HRI | 0 | 0 | 0 | 0 | 0 | 0 | 0
00 Ret.ExistACI & DryFGD & HRI & CCS | 0 | 0 | 0 | 0 | 0 | 0 | 0
00 Ret.ExistACI & DSI | 0 | 0 | 0 | 0 | 0 | 0 | 0
00 Ret.ExistACI & DSI & DryFGD | 0 | 0 | 0 | 0 | 0 | 0 | 0
00 Ret.ExistACI & DSI & DryFGD & HRI | 0 | 0 | 0 | 0 | 0 | 0 | 0
00 Ret.ExistACI & DSI & HRI | 0 | 0 | 0 | 0 | 0 | 0 | 0
00 Ret.ExistACI & DSI & WetFGD | 0 | 0 | 0 | 0 | 0 | 0 | 0
00 Ret.ExistACI & DSI & WetFGD & HRI | 0 | 0 | 0 | 0 | 0 | 0 | 0
00 Ret.ExistACI & HRI | 0 | 0 | 0 | 0 | 0 | 0 | 0
00 Ret.ExistACI & HRI & WetFGD | 0 | 0 | 0 | 0 | 0 | 0 | 0
00 Ret.ExistACI & SCR | 0 | 0 | 0 | 0 | 0 | 0 | 0
00 Ret.ExistACI & SCR & DryFGD | 0 | 0 | 0 | 0 | 0 | 0 | 0
00 Ret.ExistACI & SCR & DryFGD & CCS | 0 | 0 | 0 | 0 | 0 | 0 | 0
00 Ret.ExistACI & SCR & DryFGD & HRI | 0 | 0 | 0 | 0 | 0 | 0 | 0
00 Ret.ExistACI & SCR & DryFGD & HRI & CCS | 0 | 0 | 0 | 0 | 0 | 0 | 0
00 Ret.ExistACI & SCR & DSI | 0 | 0 | 0 | 0 | 0 | 0 | 0
00 Ret.ExistACI & SCR & DSI & DryFGD | 0 | 0 | 0 | 0 | 0 | 0 | 0
00 Ret.ExistACI & SCR & DSI & HRI | 0 | 0 | 0 | 0 | 0 | 0 | 0
00 Ret.ExistACI & SCR & DSI & DryFGD & HRI | 0 | 0 | 0 | 0 | 0 | 0 | 0
00 Ret.ExistACI & SCR & HRI | 0 | 0 | 0 | 0 | 0 | 0 | 0
00 Ret.ExistACI & SCR & WetFGD | 0 | 0 | 0 | 0 | 0 | 0 | 0
00 Ret.ExistACI & SCR & WetFGD & CCS | 0 | 0 | 0 | 0 | 0 | 0 | 0
00 Ret.ExistACI & SCR & WetFGD & HRI | 0 | 0 | 0 | 0 | 0 | 0 | 0
00 Ret.ExistACI & SCR & WetFGD & HRI & CCS | 0 | 0 | 0 | 0 | 0 | 0 | 0
00 Ret.ExistACI & SNCR | 0 | 0 | 0 | 0 | 0 | 0 | 0
00 Ret.ExistACI & SNCR & DryFGD | 0 | 0 | 0 | 0 | 0 | 0 | 0
00 Ret.ExistACI & SNCR & DryFGD & HRI | 0 | 0 | 0 | 0 | 0 | 0 | 0
00 Ret.ExistACI & SNCR & DSI | 0 | 0 | 0 | 0 | 0 | 0 | 0
00 Ret.ExistACI & SNCR & DSI & HRI | 0 | 0 | 0 | 0 | 0 | 0 | 0
00 Ret.ExistACI & SNCR & HRI | 0 | 0 | 0 | 0 | 0 | 0 | 0
00 Ret.ExistACI & SNCR & WetFGD | 0 | 0 | 0 | 0 | 0 | 0 | 0
00 Ret.ExistACI & SNCR & WetFGD & HRI | 0 | 0 | 0 | 0 | 0 | 0 | 0
00 Ret.ExistACI & WetFGD | 0 | 0 | 0 | 0 | 0 | 0 | 0
00 Ret.ExistACI & WetFGD & CCS | 0 | 0 | 0 | 0 | 0 | 0 | 0
00 Ret.ExistACI & WetFGD & HRI & CCS | 0 | 0 | 0 | 0 | 0 | 0 | 0
00 Ret.ExistACI_DSI & DryFGD | 0 | 0 | 0 | 0 | 0 | 0 | 0
00 Ret.ExistACI_DSI & DryFGD & HRI | 0 | 0 | 0 | 0 | 0 | 0 | 0
00 Ret.ExistACI_DSI & HRI | 0 | 0 | 0 | 0 | 0 | 0 | 0
00 Ret.ExistACI_DSI & SCR | 0 | 0 | 0 | 0 | 0 | 0 | 0
00 Ret.ExistACI_DSI & SCR & DryFGD | 0 | 0 | 0 | 0 | 0 | 0 | 0
00 Ret.ExistACI_DSI & SCR & DryFGD & HRI | 0 | 0 | 0 | 0 | 0 | 0 | 0
00 Ret.ExistACI_DSI & SCR & HRI | 0 | 0 | 0 | 0 | 0 | 0 | 0
00 Ret.ExistACI_DSI & SCR & WetFGD | 0 | 0 | 0 | 0 | 0 | 0 | 0
00 Ret.ExistACI_DSI & SCR & WetFGD & HRI | 0 | 0 | 0 | 0 | 0 | 0 | 0
00 Ret.ExistACI_DSI & WetFGD | 0 | 0 | 0 | 0 | 0 | 0 | 0
00 Ret.ExistACI_DSI & WetFGD & HRI | 0 | 0 | 0 | 0 | 0 | 0 | 0
00 Ret.ExistDryFGD & ACI | 0 | 0 | 0 | 0 | 0 | 0 | 0
00 Ret.ExistDryFGD & ACI & CCS | 0 | 0 | 0 | 0 | 0 | 0 | 0
00 Ret.ExistDryFGD & ACI & HRI | 0 | 0 | 0 | 0 | 0 | 0 | 0
00 Ret.ExistDryFGD & ACI & HRI & CCS | 0 | 0 | 0 | 0 | 0 | 0 | 0
00 Ret.ExistDryFGD & ACI & SCR | 0 | 0 | 0 | 0 | 0 | 0 | 0
00 Ret.ExistDryFGD & ACI & SCR & CCS | 0 | 0 | 0 | 0 | 0 | 0 | 0
00 Ret.ExistDryFGD & ACI & SCR & HRI | 0 | 0 | 0 | 0 | 0 | 0 | 0
00 Ret.ExistDryFGD & ACI & SCR & HRI & CCS | 0 | 0 | 0 | 0 | 0 | 0 | 0
00 Ret.ExistDryFGD & ACI & SNCR | 0 | 0 | 0 | 0 | 0 | 0 | 0
00 Ret.ExistDryFGD & ACI & SNCR & HRI | 0 | 0 | 0 | 0 | 0 | 0 | 0
00 Ret.ExistDryFGD & CCS | 0 | 0 | 0 | 0 | 0 | 0 | 0
00 Ret.ExistDryFGD & HRI | 0 | 0 | 0 | 0 | 0 | 0 | 0
00 Ret.ExistDryFGD & HRI & CCS | 0 | 0 | 0 | 0 | 0 | 0 | 0
00 Ret.ExistDryFGD & SCR | 0 | 0 | 0 | 0 | 0 | 0 | 0
00 Ret.ExistDryFGD & SCR & CCS | 0 | 0 | 0 | 0 | 0 | 0 | 0
00 Ret.ExistDryFGD & SCR & HRI | 0 | 0 | 0 | 0 | 0 | 0 | 0
00 Ret.ExistDryFGD & SCR & HRI & CCS | 0 | 0 | 0 | 0 | 0 | 0 | 0
00 Ret.ExistDryFGD & SNCR | 0 | 0 | 0 | 0 | 0 | 0 | 0
00 Ret.ExistDryFGD & SNCR & HRI | 0 | 0 | 0 | 0 | 0 | 0 | 0
00 Ret.ExistDryFGD_ACI & CCS | 0 | 0 | 0 | 0 | 0 | 0 | 0
00 Ret.ExistDryFGD_ACI & HRI | 0 | 0 | 0 | 0 | 0 | 0 | 0
00 Ret.ExistDryFGD_ACI & HRI & CCS | 0 | 0 | 0 | 0 | 0 | 0 | 0
00 Ret.ExistDryFGD_ACI & SCR | 0 | 0 | 0 | 0 | 0 | 0 | 0
00 Ret.ExistDryFGD_ACI & SCR & CCS | 0 | 0 | 0 | 0 | 0 | 0 | 0
00 Ret.ExistDryFGD_ACI & SCR & HRI | 0 | 0 | 0 | 0 | 0 | 0 | 0
00 Ret.ExistDryFGD_ACI & SCR & HRI & CCS | 0 | 0 | 0 | 0 | 0 | 0 | 0
00 Ret.ExistDryFGD_SCR & ACI & CCS | 0 | 0 | 0 | 0 | 0 | 0 | 0
00 Ret.ExistDryFGD_SCR & ACI & HRI | 0 | 0 | 0 | 0 | 0 | 0 | 0
00 Ret.ExistDryFGD_SCR & ACI & HRI & CCS | 0 | 0 | 0 | 0 | 0 | 0 | 0
00 Ret.ExistDryFGD_SCR & CCS | 0 | 0 | 0 | 0 | 0 | 0 | 0
00 Ret.ExistDryFGD_SNCR & ACI & CCS | 0 | 0 | 0 | 0 | 0 | 0 | 0
00 Ret.ExistDryFGD_SNCR & ACI & HRI | 0 | 0 | 0 | 0 | 0 | 0 | 0
00 Ret.ExistDryFGD_SNCR & ACI & HRI & CCS | 0 | 0 | 0 | 0 | 0 | 0 | 0
00 Ret.ExistDryFGD_SNCR & CCS | 0 | 0 | 0 | 0 | 0 | 0 | 0
00 Ret.ExistDSI & ACI | 0 | 0 | 0 | 0 | 0 | 0 | 0
00 Ret.ExistDSI & ACI & HRI | 0 | 0 | 0 | 0 | 0 | 0 | 0
00 Ret.ExistDSI & ACI & SCR | 0 | 0 | 0 | 0 | 0 | 0 | 0
00 Ret.ExistDSI & ACI & SCR & DryFGD & CCS | 0 | 0 | 0 | 0 | 0 | 0 | 0
00 Ret.ExistDSI & ACI & SCR & DryFGD & HRI | 0 | 0 | 0 | 0 | 0 | 0 | 0
00 Ret.ExistDSI & ACI & SCR & DryFGD & HRI & CCS | 0 | 0 | 0 | 0 | 0 | 0 | 0
00 Ret.ExistDSI & ACI & SCR & HRI | 0 | 0 | 0 | 0 | 0 | 0 | 0
00 Ret.ExistDSI & DryFGD | 0 | 0 | 0 | 0 | 0 | 0 | 0
00 Ret.ExistDSI & DryFGD & ACI | 0 | 0 | 0 | 0 | 0 | 0 | 0
00 Ret.ExistDSI & DryFGD & ACI & CCS | 0 | 0 | 0 | 0 | 0 | 0 | 0
00 Ret.ExistDSI & DryFGD & ACI & HRI | 0 | 0 | 0 | 0 | 0 | 0 | 0
00 Ret.ExistDSI & DryFGD & ACI & HRI & CCS | 0 | 0 | 0 | 0 | 0 | 0 | 0
00 Ret.ExistDSI & DryFGD & CCS | 0 | 0 | 0 | 0 | 0 | 0 | 0
00 Ret.ExistDSI & DryFGD & HRI | 0 | 0 | 0 | 0 | 0 | 0 | 0
00 Ret.ExistDSI & DryFGD & HRI & CCS | 0 | 0 | 0 | 0 | 0 | 0 | 0
00 Ret.ExistDSI & HRI | 0 | 0 | 0 | 0 | 0 | 0 | 0
00 Ret.ExistDSI & SCR | 0 | 0 | 0 | 0 | 0 | 0 | 0
00 Ret.ExistDSI & SCR & DryFGD | 0 | 0 | 0 | 0 | 0 | 0 | 0
00 Ret.ExistDSI & SCR & DryFGD & ACI | 0 | 0 | 0 | 0 | 0 | 0 | 0
00 Ret.ExistDSI & SCR & DryFGD & CCS | 0 | 0 | 0 | 0 | 0 | 0 | 0
00 Ret.ExistDSI & SCR & DryFGD & HRI | 0 | 0 | 0 | 0 | 0 | 0 | 0
00 Ret.ExistDSI & SCR & DryFGD & HRI & CCS | 0 | 0 | 0 | 0 | 0 | 0 | 0
00 Ret.ExistDSI & SCR & HRI | 0 | 0 | 0 | 0 | 0 | 0 | 0
00 Ret.ExistDSI & SCR & WetFGD | 0 | 0 | 0 | 0 | 0 | 0 | 0
00 Ret.ExistDSI & SCR & WetFGD & CCS | 0 | 0 | 0 | 0 | 0 | 0 | 0
00 Ret.ExistDSI & SCR & WetFGD & HRI | 0 | 0 | 0 | 0 | 0 | 0 | 0
00 Ret.ExistDSI & SCR & WetFGD & HRI & CCS | 0 | 0 | 0 | 0 | 0 | 0 | 0
00 Ret.ExistDSI & WetFGD | 0 | 0 | 0 | 0 | 0 | 0 | 0
00 Ret.ExistDSI & WetFGD & ACI | 0 | 0 | 0 | 0 | 0 | 0 | 0
00 Ret.ExistDSI & WetFGD & ACI & HRI | 0 | 0 | 0 | 0 | 0 | 0 | 0
00 Ret.ExistDSI & WetFGD & CCS | 0 | 0 | 0 | 0 | 0 | 0 | 0
00 Ret.ExistDSI & WetFGD & HRI | 0 | 0 | 0 | 0 | 0 | 0 | 0
00 Ret.ExistDSI & WetFGD & HRI & CCS | 0 | 0 | 0 | 0 | 0 | 0 | 0
00 Ret.ExistIGCC & CCS | 0 | 0 | 0 | 0 | 0 | 0 | 0
00 Ret.ExistSCR & ACI | 0 | 0 | 0 | 0 | 0 | 0 | 0
00 Ret.ExistSCR & ACI & DryFGD | 0 | 0 | 0 | 0 | 0 | 0 | 0
00 Ret.ExistSCR & ACI & DryFGD & HRI | 0 | 0 | 0 | 0 | 0 | 0 | 0
00 Ret.ExistSCR & ACI & DSI | 0 | 0 | 0 | 0 | 0 | 0 | 0
00 Ret.ExistSCR & ACI & DSI & DryFGD | 0 | 0 | 0 | 0 | 0 | 0 | 0
00 Ret.ExistSCR & ACI & DSI & DryFGD & HRI | 0 | 0 | 0 | 0 | 0 | 0 | 0
00 Ret.ExistSCR & ACI & DSI & HRI | 0 | 0 | 0 | 0 | 0 | 0 | 0
00 Ret.ExistSCR & ACI & DSI & WetFGD | 0 | 0 | 0 | 0 | 0 | 0 | 0
00 Ret.ExistSCR & ACI & DSI & WetFGD & HRI | 0 | 0 | 0 | 0 | 0 | 0 | 0
00 Ret.ExistSCR & ACI & HRI | 0 | 0 | 0 | 0 | 0 | 0 | 0
00 Ret.ExistSCR & ACI & WetFGD | 0 | 0 | 0 | 0 | 0 | 0 | 0
00 Ret.ExistSCR & ACI & WetFGD & HRI | 0 | 0 | 0 | 0 | 0 | 0 | 0
00 Ret.ExistSCR & DryFGD | 0 | 0 | 0 | 0 | 0 | 0 | 0
00 Ret.ExistSCR & DryFGD & ACI & CCS | 0 | 0 | 0 | 0 | 0 | 0 | 0
00 Ret.ExistSCR & DryFGD & ACI & HRI & CCS | 0 | 0 | 0 | 0 | 0 | 0 | 0
00 Ret.ExistSCR & DryFGD & CCS | 0 | 0 | 0 | 0 | 0 | 0 | 0
00 Ret.ExistSCR & DryFGD & HRI | 0 | 0 | 0 | 0 | 0 | 0 | 0
00 Ret.ExistSCR & DryFGD & HRI & CCS | 0 | 0 | 0 | 0 | 0 | 0 | 0
00 Ret.ExistSCR & DSI | 0 | 0 | 0 | 0 | 0 | 0 | 0
00 Ret.ExistSCR & DSI & DryFGD | 0 | 0 | 0 | 0 | 0 | 0 | 0
00 Ret.ExistSCR & DSI & DryFGD & HRI | 0 | 0 | 0 | 0 | 0 | 0 | 0
00 Ret.ExistSCR & DSI & HRI | 0 | 0 | 0 | 0 | 0 | 0 | 0
00 Ret.ExistSCR & DSI & WetFGD | 0 | 0 | 0 | 0 | 0 | 0 | 0
00 Ret.ExistSCR & DSI & WetFGD & HRI | 0 | 0 | 0 | 0 | 0 | 0 | 0
00 Ret.ExistSCR & HRI | 0 | 0 | 0 | 0 | 0 | 0 | 0
00 Ret.ExistSCR & WetFGD | 0 | 0 | 0 | 0 | 0 | 0 | 0
00 Ret.ExistSCR & WetFGD & ACI & CCS | 0 | 0 | 0 | 0 | 0 | 0 | 0
00 Ret.ExistSCR & WetFGD & ACI & HRI & CCS | 0 | 0 | 0 | 0 | 0 | 0 | 0
00 Ret.ExistSCR & WetFGD & CCS | 0 | 0 | 0 | 0 | 0 | 0 | 0
00 Ret.ExistSCR & WetFGD & HRI | 0 | 0 | 0 | 0 | 0 | 0 | 0
00 Ret.ExistSCR & WetFGD & HRI & CCS | 0 | 0 | 0 | 0 | 0 | 0 | 0
00 Ret.ExistSCR_ACI & DryFGD | 0 | 0 | 0 | 0 | 0 | 0 | 0
00 Ret.ExistSCR_ACI & DryFGD & CCS | 0 | 0 | 0 | 0 | 0 | 0 | 0
00 Ret.ExistSCR_ACI & DryFGD & HRI | 0 | 0 | 0 | 0 | 0 | 0 | 0
00 Ret.ExistSCR_ACI & DryFGD & HRI & CCS | 0 | 0 | 0 | 0 | 0 | 0 | 0
00 Ret.ExistSCR_ACI & DSI | 0 | 0 | 0 | 0 | 0 | 0 | 0
00 Ret.ExistSCR_ACI & DSI & HRI | 0 | 0 | 0 | 0 | 0 | 0 | 0
00 Ret.ExistSCR_ACI & HRI | 0 | 0 | 0 | 0 | 0 | 0 | 0
00 Ret.ExistSCR_ACI & WetFGD | 0 | 0 | 0 | 0 | 0 | 0 | 0
00 Ret.ExistSCR_ACI & WetFGD & CCS | 0 | 0 | 0 | 0 | 0 | 0 | 0
00 Ret.ExistSCR_ACI & WetFGD & HRI | 0 | 0 | 0 | 0 | 0 | 0 | 0
00 Ret.ExistSCR_ACI & WetFGD & HRI & CCS | 0 | 0 | 0 | 0 | 0 | 0 | 0
00 Ret.ExistSCR_ACI_DSI & DryFGD | 0 | 0 | 0 | 0 | 0 | 0 | 0
00 Ret.ExistSCR_ACI_DSI & DryFGD & CCS | 0 | 0 | 0 | 0 | 0 | 0 | 0
00 Ret.ExistSCR_ACI_DSI & DryFGD & HRI | 0 | 0 | 0 | 0 | 0 | 0 | 0
00 Ret.ExistSCR_ACI_DSI & DryFGD & HRI & CCS | 0 | 0 | 0 | 0 | 0 | 0 | 0
00 Ret.ExistSCR_ACI_DSI & HRI | 0 | 0 | 0 | 0 | 0 | 0 | 0
00 Ret.ExistSCR_ACI_DSI & WetFGD | 0 | 0 | 0 | 0 | 0 | 0 | 0
00 Ret.ExistSCR_ACI_DSI & WetFGD & CCS | 0 | 0 | 0 | 0 | 0 | 0 | 0
00 Ret.ExistSCR_ACI_DSI & WetFGD & HRI | 0 | 0 | 0 | 0 | 0 | 0 | 0
00 Ret.ExistSCR_ACI_DSI & WetFGD & HRI & CCS | 0 | 0 | 0 | 0 | 0 | 0 | 0
00 Ret.ExistSCR_DryFGD & ACI | 0 | 0 | 0 | 0 | 0 | 0 | 0
00 Ret.ExistSCR_DryFGD & HRI | 0 | 0 | 0 | 0 | 0 | 0 | 0
00 Ret.ExistSCR_DryFGD & HRI & CCS | 0 | 0 | 0 | 0 | 0 | 0 | 0
00 Ret.ExistSCR_DryFGD_ACI & CCS | 0 | 0 | 0 | 0 | 0 | 0 | 0
00 Ret.ExistSCR_DryFGD_ACI & HRI | 0 | 0 | 0 | 0 | 0 | 0 | 0
00 Ret.ExistSCR_DryFGD_ACI & HRI & CCS | 0 | 0 | 0 | 0 | 0 | 0 | 0
00 Ret.ExistSCR_DSI & ACI | 0 | 0 | 0 | 0 | 0 | 0 | 0
00 Ret.ExistSCR_DSI & ACI & HRI | 0 | 0 | 0 | 0 | 0 | 0 | 0
00 Ret.ExistSCR_DSI & DryFGD | 0 | 0 | 0 | 0 | 0 | 0 | 0
00 Ret.ExistSCR_DSI & DryFGD & ACI | 0 | 0 | 0 | 0 | 0 | 0 | 0
00 Ret.ExistSCR_DSI & DryFGD & ACI & HRI | 0 | 0 | 0 | 0 | 0 | 0 | 0
00 Ret.ExistSCR_DSI & DryFGD & HRI | 0 | 0 | 0 | 0 | 0 | 0 | 0
00 Ret.ExistSCR_DSI & HRI | 0 | 0 | 0 | 0 | 0 | 0 | 0
00 Ret.ExistSCR_DSI & WetFGD | 0 | 0 | 0 | 0 | 0 | 0 | 0
00 Ret.ExistSCR_DSI & WetFGD & ACI | 0 | 0 | 0 | 0 | 0 | 0 | 0
00 Ret.ExistSCR_DSI & WetFGD & ACI & HRI | 0 | 0 | 0 | 0 | 0 | 0 | 0
00 Ret.ExistSCR_DSI & WetFGD & HRI | 0 | 0 | 0 | 0 | 0 | 0 | 0
00 Ret.ExistSCR_WetFGD & ACI | 0 | 0 | 0 | 0 | 0 | 0 | 0
00 Ret.ExistSCR_WetFGD & HRI | 0 | 0 | 0 | 0 | 0 | 0 | 0
00 Ret.ExistSCR_WetFGD & HRI & CCS | 0 | 0 | 0 | 0 | 0 | 0 | 0
00 Ret.ExistSCR_WetFGD_ACI & CCS | 0 | 0 | 0 | 0 | 0 | 0 | 0
00 Ret.ExistSCR_WetFGD_ACI & HRI | 0 | 0 | 0 | 0 | 0 | 0 | 0
00 Ret.ExistSCR_WetFGD_ACI & HRI & CCS | 0 | 0 | 0 | 0 | 0 | 0 | 0
00 Ret.ExistSNCR & ACI | 0 | 0 | 0 | 0 | 0 | 0 | 0
00 Ret.ExistSNCR & ACI & DryFGD | 0 | 0 | 0 | 0 | 0 | 0 | 0
00 Ret.ExistSNCR & ACI & DryFGD & HRI | 0 | 0 | 0 | 0 | 0 | 0 | 0
00 Ret.ExistSNCR & ACI & DSI | 0 | 0 | 0 | 0 | 0 | 0 | 0
00 Ret.ExistSNCR & ACI & DSI & DryFGD | 0 | 0 | 0 | 0 | 0 | 0 | 0
00 Ret.ExistSNCR & ACI & DSI & DryFGD & HRI | 0 | 0 | 0 | 0 | 0 | 0 | 0
00 Ret.ExistSNCR & ACI & DSI & HRI | 0 | 0 | 0 | 0 | 0 | 0 | 0
00 Ret.ExistSNCR & ACI & DSI & WetFGD | 0 | 0 | 0 | 0 | 0 | 0 | 0
00 Ret.ExistSNCR & ACI & DSI & WetFGD & HRI | 0 | 0 | 0 | 0 | 0 | 0 | 0
00 Ret.ExistSNCR & ACI & HRI | 0 | 0 | 0 | 0 | 0 | 0 | 0
00 Ret.ExistSNCR & ACI & WetFGD | 0 | 0 | 0 | 0 | 0 | 0 | 0
00 Ret.ExistSNCR & ACI & WetFGD & HRI | 0 | 0 | 0 | 0 | 0 | 0 | 0
00 Ret.ExistSNCR & DryFGD | 0 | 0 | 0 | 0 | 0 | 0 | 0
00 Ret.ExistSNCR & DryFGD & CCS | 0 | 0 | 0 | 0 | 0 | 0 | 0
00 Ret.ExistSNCR & DryFGD & HRI | 0 | 0 | 0 | 0 | 0 | 0 | 0
00 Ret.ExistSNCR & DryFGD & HRI & CCS | 0 | 0 | 0 | 0 | 0 | 0 | 0
00 Ret.ExistSNCR & DSI | 0 | 0 | 0 | 0 | 0 | 0 | 0
00 Ret.ExistSNCR & DSI & DryFGD | 0 | 0 | 0 | 0 | 0 | 0 | 0
00 Ret.ExistSNCR & DSI & DryFGD & HRI | 0 | 0 | 0 | 0 | 0 | 0 | 0
00 Ret.ExistSNCR & DSI & HRI | 0 | 0 | 0 | 0 | 0 | 0 | 0
00 Ret.ExistSNCR & DSI & WetFGD | 0 | 0 | 0 | 0 | 0 | 0 | 0
00 Ret.ExistSNCR & DSI & WetFGD & HRI | 0 | 0 | 0 | 0 | 0 | 0 | 0
00 Ret.ExistSNCR & HRI | 0 | 0 | 0 | 0 | 0 | 0 | 0
00 Ret.ExistSNCR & WetFGD | 0 | 0 | 0 | 0 | 0 | 0 | 0
00 Ret.ExistSNCR & WetFGD & ACI & CCS | 0 | 0 | 0 | 0 | 0 | 0 | 0
00 Ret.ExistSNCR & WetFGD & ACI & HRI & CCS | 0 | 0 | 0 | 0 | 0 | 0 | 0
00 Ret.ExistSNCR & WetFGD & CCS | 0 | 0 | 0 | 0 | 0 | 0 | 0
00 Ret.ExistSNCR & WetFGD & HRI | 0 | 0 | 0 | 0 | 0 | 0 | 0
00 Ret.ExistSNCR & WetFGD & HRI & CCS | 0 | 0 | 0 | 0 | 0 | 0 | 0
00 Ret.ExistSNCR_ACI & DryFGD | 0 | 0 | 0 | 0 | 0 | 0 | 0
00 Ret.ExistSNCR_ACI & DryFGD & CCS | 0 | 0 | 0 | 0 | 0 | 0 | 0
00 Ret.ExistSNCR_ACI & DryFGD & HRI | 0 | 0 | 0 | 0 | 0 | 0 | 0
00 Ret.ExistSNCR_ACI & DryFGD & HRI & CCS | 0 | 0 | 0 | 0 | 0 | 0 | 0
00 Ret.ExistSNCR_ACI & DSI | 0 | 0 | 0 | 0 | 0 | 0 | 0
00 Ret.ExistSNCR_ACI & DSI & HRI | 0 | 0 | 0 | 0 | 0 | 0 | 0
00 Ret.ExistSNCR_ACI & HRI | 0 | 0 | 0 | 0 | 0 | 0 | 0
00 Ret.ExistSNCR_ACI & WetFGD | 0 | 0 | 0 | 0 | 0 | 0 | 0
00 Ret.ExistSNCR_ACI & WetFGD & CCS | 0 | 0 | 0 | 0 | 0 | 0 | 0
00 Ret.ExistSNCR_ACI & WetFGD & HRI | 0 | 0 | 0 | 0 | 0 | 0 | 0
00 Ret.ExistSNCR_ACI & WetFGD & HRI & CCS | 0 | 0 | 0 | 0 | 0 | 0 | 0
00 Ret.ExistSNCR_ACI_DSI & DryFGD | 0 | 0 | 0 | 0 | 0 | 0 | 0
00 Ret.ExistSNCR_ACI_DSI & DryFGD & HRI | 0 | 0 | 0 | 0 | 0 | 0 | 0
00 Ret.ExistSNCR_ACI_DSI & HRI | 0 | 0 | 0 | 0 | 0 | 0 | 0
00 Ret.ExistSNCR_ACI_DSI & WetFGD | 0 | 0 | 0 | 0 | 0 | 0 | 0
00 Ret.ExistSNCR_ACI_DSI & WetFGD & HRI | 0 | 0 | 0 | 0 | 0 | 0 | 0
00 Ret.ExistSNCR_DryFGD & ACI | 0 | 0 | 0 | 0 | 0 | 0 | 0
00 Ret.ExistSNCR_DryFGD & HRI | 0 | 0 | 0 | 0 | 0 | 0 | 0
00 Ret.ExistSNCR_DryFGD & HRI & CCS | 0 | 0 | 0 | 0 | 0 | 0 | 0
00 Ret.ExistSNCR_DryFGD_ACI & CCS | 0 | 0 | 0 | 0 | 0 | 0 | 0
00 Ret.ExistSNCR_DryFGD_ACI & HRI | 0 | 0 | 0 | 0 | 0 | 0 | 0
00 Ret.ExistSNCR_WetFGD & ACI | 0 | 0 | 0 | 0 | 0 | 0 | 0
00 Ret.ExistSNCR_WetFGD & HRI | 0 | 0 | 0 | 0 | 0 | 0 | 0
00 Ret.ExistSNCR_WetFGD & HRI & CCS | 0 | 0 | 0 | 0 | 0 | 0 | 0
00 Ret.ExistSNCR_WetFGD_ACI & CCS | 0 | 0 | 0 | 0 | 0 | 0 | 0
00 Ret.ExistSNCR_WetFGD_ACI & HRI | 0 | 0 | 0 | 0 | 0 | 0 | 0
00 Ret.ExistSNCR_WetFGD_ACI & HRI & CCS | 0 | 0 | 0 | 0 | 0 | 0 | 0
00 Ret.ExistWetFGD & ACI | 0 | 0 | 0 | 0 | 0 | 0 | 0
00 Ret.ExistWetFGD & ACI & CCS | 0 | 0 | 0 | 0 | 0 | 0 | 0
00 Ret.ExistWetFGD & ACI & HRI | 0 | 0 | 0 | 0 | 0 | 0 | 0
00 Ret.ExistWetFGD & ACI & HRI & CCS | 0 | 0 | 0 | 0 | 0 | 0 | 0
00 Ret.ExistWetFGD & ACI & SCR | 0 | 0 | 0 | 0 | 0 | 0 | 0
00 Ret.ExistWetFGD & ACI & SCR & CCS | 0 | 0 | 0 | 0 | 0 | 0 | 0
00 Ret.ExistWetFGD & ACI & SCR & HRI | 0 | 0 | 0 | 0 | 0 | 0 | 0
00 Ret.ExistWetFGD & ACI & SCR & HRI & CCS | 0 | 0 | 0 | 0 | 0 | 0 | 0
00 Ret.ExistWetFGD & ACI & SNCR | 0 | 0 | 0 | 0 | 0 | 0 | 0
00 Ret.ExistWetFGD & ACI & SNCR & HRI | 0 | 0 | 0 | 0 | 0 | 0 | 0
00 Ret.ExistWetFGD & CCS | 0 | 0 | 0 | 0 | 0 | 0 | 0
00 Ret.ExistWetFGD & HRI | 0 | 0 | 0 | 0 | 0 | 0 | 0
00 Ret.ExistWetFGD & HRI & CCS | 0 | 0 | 0 | 0 | 0 | 0 | 0
00 Ret.ExistWetFGD & SCR | 0 | 0 | 0 | 0 | 0 | 0 | 0
00 Ret.ExistWetFGD & SCR & CCS | 0 | 0 | 0 | 0 | 0 | 0 | 0
00 Ret.ExistWetFGD & SCR & HRI | 0 | 0 | 0 | 0 | 0 | 0 | 0
00 Ret.ExistWetFGD & SCR & HRI & CCS | 0 | 0 | 0 | 0 | 0 | 0 | 0
00 Ret.ExistWetFGD & SNCR | 0 | 0 | 0 | 0 | 0 | 0 | 0
00 Ret.ExistWetFGD & SNCR & HRI | 0 | 0 | 0 | 0 | 0 | 0 | 0
00 Ret.ExistWetFGD_ACI & CCS | 0 | 0 | 0 | 0 | 0 | 0 | 0
00 Ret.ExistWetFGD_ACI & HRI | 0 | 0 | 0 | 0 | 0 | 0 | 0
00 Ret.ExistWetFGD_ACI & HRI & CCS | 0 | 0 | 0 | 0 | 0 | 0 | 0
00 Ret.ExistWetFGD_ACI & SCR | 0 | 0 | 0 | 0 | 0 | 0 | 0
00 Ret.ExistWetFGD_ACI & SCR & CCS | 0 | 0 | 0 | 0 | 0 | 0 | 0
00 Ret.ExistWetFGD_ACI & SCR & HRI | 0 | 0 | 0 | 0 | 0 | 0 | 0
00 Ret.ExistWetFGD_ACI & SCR & HRI & CCS | 0 | 0 | 0 | 0 | 0 | 0 | 0
00 Ret.ExistWetFGD_ACI & SNCR | 0 | 0 | 0 | 0 | 0 | 0 | 0
00 Ret.ExistWetFGD_ACI & SNCR & HRI | 0 | 0 | 0 | 0 | 0 | 0 | 0
00 Ret.ExistWetFGD_SCR & ACI & CCS | 0 | 0 | 0 | 0 | 0 | 0 | 0
00 Ret.ExistWetFGD_SCR & ACI & HRI | 0 | 0 | 0 | 0 | 0 | 0 | 0
00 Ret.ExistWetFGD_SCR & ACI & HRI & CCS | 0 | 0 | 0 | 0 | 0 | 0 | 0
00 Ret.ExistWetFGD_SCR & CCS | 0 | 0 | 0 | 0 | 0 | 0 | 0
00 Ret.ExistWetFGD_SNCR & ACI & CCS | 0 | 0 | 0 | 0 | 0 | 0 | 0
00 Ret.ExistWetFGD_SNCR & ACI & HRI | 0 | 0 | 0 | 0 | 0 | 0 | 0
00 Ret.ExistWetFGD_SNCR & ACI & HRI & CCS | 0 | 0 | 0 | 0 | 0 | 0 | 0
00 Ret.ExistWetFGD_SNCR & CCS | 0 | 0 | 0 | 0 | 0 | 0 | 0
00 Ret.FB & ACI | 0 | 0 | 0 | 0 | 0 | 0 | 0
00 Ret.FB & ACI & HRI | 0 | 0 | 0 | 0 | 0 | 0 | 0
00 Ret.FB & HRI | 0 | 0 | 0 | 0 | 0 | 0 | 0
00 Ret.FB DryFGD | 0 | 0 | 0 | 0 | 0 | 0 | 0
00 Ret.FB DryFGD & ACI | 0 | 0 | 0 | 0 | 0 | 0 | 0
00 Ret.FB DryFGD & ACI & HRI | 0 | 0 | 0 | 0 | 0 | 0 | 0
00 Ret.FB DryFGD & HRI | 0 | 0 | 0 | 0 | 0 | 0 | 0
00 Ret.FB DryFGD & SNCR | 0 | 0 | 0 | 0 | 0 | 0 | 0
00 Ret.FB DryFGD & SNCR & HRI | 0 | 0 | 0 | 0 | 0 | 0 | 0
00 Ret.FB SNCR & DryFGD & ACI | 0 | 0 | 0 | 0 | 0 | 0 | 0
00 Ret.FB SNCR & DryFGD & ACI & HRI | 0 | 0 | 0 | 0 | 0 | 0 | 0
00 Ret.FB-ACI & SNCR | 0 | 0 | 0 | 0 | 0 | 0 | 0
00 Ret.FB-ACI & SNCR & CCS | 0 | 0 | 0 | 0 | 0 | 0 | 0
00 Ret.FB-ACI & SNCR & HRI | 0 | 0 | 0 | 0 | 0 | 0 | 0
00 Ret.FB-ACI & SNCR & HRI & CCS | 0 | 0 | 0 | 0 | 0 | 0 | 0
00 Ret.FB-Exist ACI & DryFGD | 0 | 0 | 0 | 0 | 0 | 0 | 0
00 Ret.FB-Exist ACI & DryFGD & HRI | 0 | 0 | 0 | 0 | 0 | 0 | 0
00 Ret.FB-Exist ACI & DryFGD & SNCR | 0 | 0 | 0 | 0 | 0 | 0 | 0
00 Ret.FB-Exist ACI & DryFGD & SNCR & HRI | 0 | 0 | 0 | 0 | 0 | 0 | 0
00 Ret.FB-Exist ACI & SNCR | 0 | 0 | 0 | 0 | 0 | 0 | 0
00 Ret.FB-Exist ACI & SNCR & HRI | 0 | 0 | 0 | 0 | 0 | 0 | 0
00 Ret.FB-ExistACI & HRI | 0 | 0 | 0 | 0 | 0 | 0 | 0
00 Ret.FB-ExistDryFGD & ACI | 0 | 0 | 0 | 0 | 0 | 0 | 0
00 Ret.FB-ExistDryFGD & ACI & HRI | 0 | 0 | 0 | 0 | 0 | 0 | 0
00 Ret.FB-ExistDryFGD & ACI & SNCR | 0 | 0 | 0 | 0 | 0 | 0 | 0
00 Ret.FB-ExistDryFGD & ACI & SNCR & HRI | 0 | 0 | 0 | 0 | 0 | 0 | 0
00 Ret.FB-ExistDryFGD & CCS | 0 | 0 | 0 | 0 | 0 | 0 | 0
00 Ret.FB-ExistDryFGD & HRI | 0 | 0 | 0 | 0 | 0 | 0 | 0
00 Ret.FB-ExistDryFGD & SNCR | 0 | 0 | 0 | 0 | 0 | 0 | 0
00 Ret.FB-ExistDryFGD & SNCR & HRI | 0 | 0 | 0 | 0 | 0 | 0 | 0
00 Ret.FB-ExistDryFGD_ACI & CCS | 0 | 0 | 0 | 0 | 0 | 0 | 0
00 Ret.FB-ExistDryFGD_SNCR & ACI | 0 | 0 | 0 | 0 | 0 | 0 | 0
00 Ret.FB-ExistDryFGD_SNCR & ACI & HRI | 0 | 0 | 0 | 0 | 0 | 0 | 0
00 Ret.FB-ExistDryFGD_SNCR & CCS | 0 | 0 | 0 | 0 | 0 | 0 | 0
00 Ret.FB-ExistDryFGD_SNCR & HRI | 0 | 0 | 0 | 0 | 0 | 0 | 0
00 Ret.FB-ExistDryFGD_SNCR & HRI & CCS | 0 | 0 | 0 | 0 | 0 | 0 | 0
00 Ret.FB-ExistDryFGD_SNCR_ACI & HRI | 0 | 0 | 0 | 0 | 0 | 0 | 0
00 Ret.FB-ExistWetFGD_SNCR_ACI & HRI | 0 | 0 | 0 | 0 | 0 | 0 | 0
00 Ret.FB-ExistSNCR & ACI | 0 | 0 | 0 | 0 | 0 | 0 | 0
00 Ret.FB-ExistSNCR & ACI & HRI | 0 | 0 | 0 | 0 | 0 | 0 | 0
00 Ret.FB-ExistSNCR & DryFGD | 0 | 0 | 0 | 0 | 0 | 0 | 0
00 Ret.FB-ExistSNCR & DryFGD & ACI | 0 | 0 | 0 | 0 | 0 | 0 | 0
00 Ret.FB-ExistSNCR & DryFGD & ACI & HRI | 0 | 0 | 0 | 0 | 0 | 0 | 0
00 Ret.FB-ExistSNCR & DryFGD & HRI | 0 | 0 | 0 | 0 | 0 | 0 | 0
00 Ret.FB-ExistSNCR & HRI | 0 | 0 | 0 | 0 | 0 | 0 | 0
00 Ret.FB-SNCR | 0 | 0 | 0 | 0 | 0 | 0 | 0
00 Ret.FB-SNCR & HRI | 0 | 0 | 0 | 0 | 0 | 0 | 0
00 Ret.HRI | 0 | 0 | 0 | 0 | 0 | 0 | 0
00 Ret.Oil/Gas Steam SCR | 0 | 0 | 0 | 0 | 0 | 0 | 0
00 Ret.SCR | 0 | 0 | 0 | 0 | 0 | 0 | 0
00 Ret.SCR & DryFGD | 0 | 0 | 0 | 0 | 0 | 0 | 0
00 Ret.SCR & DryFGD & ACI | 0 | 0 | 0 | 0 | 0 | 0 | 0
00 Ret.SCR & DryFGD & CCS | 0 | 0 | 0 | 0 | 0 | 0 | 0
00 Ret.SCR & DryFGD & HRI | 0 | 0 | 0 | 0 | 0 | 0 | 0
00 Ret.SCR & DryFGD & HRI & CCS | 0 | 0 | 0 | 0 | 0 | 0 | 0
00 Ret.SCR & DSI | 0 | 0 | 0 | 0 | 0 | 0 | 0
00 Ret.SCR & DSI & DryFGD | 0 | 0 | 0 | 0 | 0 | 0 | 0
00 Ret.SCR & DSI & DryFGD & HRI | 0 | 0 | 0 | 0 | 0 | 0 | 0
00 Ret.SCR & DSI & HRI | 0 | 0 | 0 | 0 | 0 | 0 | 0
00 Ret.SCR & DSI & WetFGD | 0 | 0 | 0 | 0 | 0 | 0 | 0
00 Ret.SCR & DSI & WetFGD & HRI | 0 | 0 | 0 | 0 | 0 | 0 | 0
00 Ret.SCR & HRI | 0 | 0 | 0 | 0 | 0 | 0 | 0
00 Ret.SCR & WetFGD | 0 | 0 | 0 | 0 | 0 | 0 | 0
00 Ret.SCR & WetFGD & ACI | 0 | 0 | 0 | 0 | 0 | 0 | 0
00 Ret.SCR & WetFGD & CCS | 0 | 0 | 0 | 0 | 0 | 0 | 0
00 Ret.SCR & WetFGD & HRI | 0 | 0 | 0 | 0 | 0 | 0 | 0
00 Ret.SCR & WetFGD & HRI & CCS | 0 | 0 | 0 | 0 | 0 | 0 | 0
00 Ret.SNCR | 0 | 0 | 0 | 0 | 0 | 0 | 0
00 Ret.SNCR & DryFGD | 0 | 0 | 0 | 0 | 0 | 0 | 0
00 Ret.SNCR & DryFGD & ACI | 0 | 0 | 0 | 0 | 0 | 0 | 0
00 Ret.SNCR & DryFGD & ACI & HRI | 0 | 0 | 0 | 0 | 0 | 0 | 0
00 Ret.SNCR & DryFGD & HRI | 0 | 0 | 0 | 0 | 0 | 0 | 0
00 Ret.SNCR & DSI | 0 | 0 | 0 | 0 | 0 | 0 | 0
00 Ret.SNCR & DSI & HRI | 0 | 0 | 0 | 0 | 0 | 0 | 0
00 Ret.SNCR & HRI | 0 | 0 | 0 | 0 | 0 | 0 | 0
00 Ret.SNCR & WetFGD | 0 | 0 | 0 | 0 | 0 | 0 | 0
00 Ret.SNCR & WetFGD & ACI | 0 | 0 | 0 | 0 | 0 | 0 | 0
00 Ret.SNCR & WetFGD & ACI & HRI | 0 | 0 | 0 | 0 | 0 | 0 | 0
00 Ret.SNCR & WetFGD & HRI | 0 | 0 | 0 | 0 | 0 | 0 | 0
00 Ret.WetFGD | 0 | 0 | 0 | 0 | 0 | 0 | 0
00 Ret.WetFGD & ACI & CCS | 0 | 0 | 0 | 0 | 0 | 0 | 0
00 Ret.WetFGD & ACI & HRI & CCS | 0 | 0 | 0 | 0 | 0 | 0 | 0
00 Ret.WetFGD & CCS | 0 | 0 | 0 | 0 | 0 | 0 | 0
00 Ret.WetFGD & HRI | 0 | 0 | 0 | 0 | 0 | 0 | 0
00 Ret.WetFGD & HRI & CCS | 0 | 0 | 0 | 0 | 0 | 0 | 0
00 CC Retirement | 645.809 | 645.809 | 645.809 | 645.809 | 645.809 | 645.809 | 645.809
00 CT Retirement | 502.47 | 502.47 | 502.47 | 502.47 | 502.47 | 502.47 | 502.47
00 O/G Retirement | 1258.2353 | 1827.7353 | 1827.7353 | 1827.7353 | 1827.7353 | 1827.7353 | 1827.7353
00 Coal Retirement | 996 | 1253.31 | 1703.31 | 1703.31 | 3797.778 | 4127.5797 | 4406.5797
00 IGCC Retirement | 0 | 0 | 0 | 0 | 0 | 0 | 0
00 Nuke Retirement | 0 | 0 | 0 | 0 | 0 | 0 | 7579
00 Non-Fossil Retirement | 0 | 0 | 0 | 0 | 0 | 0 | 0
Total | 139642.7846 | 144137.1229 | 144627.1411 | 148618.4669 | 154483.9102 | 164731.8881 | 196222.0539
(**) Ind. Boiler capacity in MMBtu/hr, not included in the total
11. Capacity Additions and Changes by Capacity Reporting Type [MW]
00 New Combined Cycle | 0 | 0 | 0 | 0 | 0 | 0 | 0
00 New Combined Cycle - Uncontrolled | 262.5197 | 310.0426 | 3.3009 | 36.2386 | 1127.2819 | 2063.8807 | 7378.6371
00 New Combined Cycle with Carbon Capture | 0 | 0 | 0 | 0 | 0 | 0 | 0
00 New Combustion Turbine | 215.5984 | 0 | 479.8788 | 2728.696 | 4452.0328 | 6990.1519 | 7225.8876
00 New Hydro | 609.6364 | 138.2524 | 6.8385 | 1223.0909 | 281.1168 | 939.5536 | 581.7209
00 New Nuclear | 0 | 0 | 0 | 0 | 0 | 0 | 0
00 New Biomass | 43.5 | 0 | 0 | 0 | 0 | 0 | 0
00 New Geothermal | 0 | 0 | 0 | 0 | 0 | 0 | 0
00 New Landfill Gas | 0 | 0 | 0 | 0 | 0 | 0 | 0
00 New Offshore Wind | 0 | 0 | 0 | 0 | 0 | 0 | 0
00 New Onshore Wind | 0 | 1646.0433 | 0 | 3.3412 | 5.0119 | 254.3917 | 16303.9202
00 New Solar PV | 0 | 0 | 0 | 0 | 0 | 0 | 0
00 New Solar Thermal | 0 | 0 | 0 | 0 | 0 | 0 | 0
00 New Fuel Cell | 0 | 0 | 0 | 0 | 0 | 0 | 0
00 New IGCC | 0 | 0 | 0 | 0 | 0 | 0 | 0
00 New Advanced Coal with CCS | 0 | 0 | 0 | 0 | 0 | 0 | 0
00 New SPC - Uncontrolled | 0 | 0 | 0 | 0 | 0 | 0 | 0
00 New SPC-WetFGD_SCR | 0 | 0 | 0 | 0 | 0 | 0 | 0
00 New Future Technology | 0 | 0 | 0 | 0 | 0 | 0 | 0
00 Exist Combined Cycle | 0 | 0 | 0 | 0 | 0 | 0 | 0
00 Exist Combustion Turbine | 0 | 0 | 0 | 0 | 0 | 0 | 0
00 Exist Coal Steam_Uncontrolled | 0 | 0 | 0 | 0 | 0 | 0 | 0
00 Exist Coal Steam_ACI | 0 | 0 | 0 | 0 | 0 | 0 | 0
00 Exist Coal Steam_ACI_DSI | 0 | 0 | 0 | 0 | 0 | 0 | 0
00 Exist Coal Steam_DryFGD | 0 | 0 | 0 | 0 | 0 | 0 | 0
00 Exist Coal Steam_DryFGD_ACI | 0 | 0 | 0 | 0 | 0 | 0 | 0
00 Exist Coal Steam_DryFGD_SCR | 0 | 0 | 0 | 0 | 0 | 0 | 0
00 Exist Coal Steam_DryFGD_SCR_ACI | 0 | 0 | 0 | 0 | 0 | 0 | 0
00 Exist Coal Steam_DryFGD_SNCR | 0 | 0 | 0 | 0 | 0 | 0 | 0
00 Exist Coal Steam_DryFGD_SNCR_ACI | 0 | 0 | 0 | 0 | 0 | 0 | 0
00 Exist Coal Steam_DSI | 0 | 0 | 0 | 0 | 0 | 0 | 0
00 Exist Coal Steam_SCR | 0 | 0 | 0 | 0 | 0 | 0 | 0
00 Exist Coal Steam_SCR_ACI | 0 | 0 | 0 | 0 | 0 | 0 | 0
00 Exist Coal Steam_SCR_ACI_DSI | 0 | 0 | 0 | 0 | 0 | 0 | 0
00 Exist Coal Steam_SCR_DSI | 0 | 0 | 0 | 0 | 0 | 0 | 0
00 Exist Coal Steam_SNCR | 0 | 0 | 0 | 0 | 0 | 0 | 0
00 Exist Coal Steam_SNCR_ACI | 0 | 0 | 0 | 0 | 0 | 0 | 0
00 Exist Coal Steam_SNCR_ACI_DSI | 0 | 0 | 0 | 0 | 0 | 0 | 0
00 Exist Coal Steam_WetFGD | 0 | 0 | 0 | 0 | 0 | 0 | 0
00 Exist Coal Steam_WetFGD_ACI | 0 | 0 | 0 | 0 | 0 | 0 | 0
00 Exist Coal Steam_WetFGD_SCR | 0 | 0 | 0 | 0 | 0 | 0 | 0
00 Exist Coal Steam_WetFGD_SCR_ACI | 0 | 0 | 0 | 0 | 0 | 0 | 0
00 Exist Coal Steam_WetFGD_SNCR | 0 | 0 | 0 | 0 | 0 | 0 | 0
00 Exist Coal Steam_WetFGD_SNCR_ACI | 0 | 0 | 0 | 0 | 0 | 0 | 0
00 Exist FBC_Uncontrolled | 0 | 0 | 0 | 0 | 0 | 0 | 0
00 Exist FBC_ACI | 0 | 0 | 0 | 0 | 0 | 0 | 0
00 Exist FBC_DryFGD | 0 | 0 | 0 | 0 | 0 | 0 | 0
00 Exist FBC_DryFGD_SNCR | 0 | 0 | 0 | 0 | 0 | 0 | 0
00 Exist FBC_DryFGD_SNCR_ACI | 0 | 0 | 0 | 0 | 0 | 0 | 0
00 Exist FBC_SNCR | 0 | 0 | 0 | 0 | 0 | 0 | 0
00 Exist FBC_SNCR_ACI | 0 | 0 | 0 | 0 | 0 | 0 | 0
00 Exist FBC_WetFGD_SNCR_ACI | 0 | 0 | 0 | 0 | 0 | 0 | 0
00 Exist IGCC | 0 | 0 | 0 | 0 | 0 | 0 | 0
00 Exist Fossil_Other | 0 | 0 | 0 | 0 | 0 | 0 | 0
00 Exist Fuel Cell | 0 | 0 | 0 | 0 | 0 | 0 | 0
00 Exist Hydro | 0 | 0 | 0 | 0 | 0 | 0 | 0
00 Exist Non Fossil_Other | 0 | 0 | 0 | 0 | 0 | 0 | 0
00 Exist Nuclear | 0 | 0 | 0 | 0 | 0 | 0 | 0
00 Exist Oil/Gas Steam | 0 | 0 | 0 | 0 | 0 | 0 | 0
00 Exist Oil/Gas Steam_SCR | 0 | 0 | 0 | 0 | 0 | 0 | 0
00 Exist Oil/Gas Steam_SNCR | 0 | 0 | 0 | 0 | 0 | 0 | 0
00 Exist Biomass | 0 | 0 | 0 | 0 | 0 | 0 | 0
00 Exist Landfill Gas | 0 | 0 | 0 | 0 | 0 | 0 | 0
00 Exist Geothermal | 0 | 0 | 0 | 0 | 0 | 0 | 0
00 Exist Pump Storage | 0 | 0 | 0 | 0 | 0 | 0 | 0
00 Exist Solar PV | 0 | 0 | 0 | 0 | 0 | 0 | 0
00 Exist Solar Thermal | 0 | 0 | 0 | 0 | 0 | 0 | 0
00 Exist Wind | 0 | 0 | 0 | 0 | 0 | 0 | 0
00 International Imports | 0 | 0 | 0 | 0 | 0 | 0 | 0
00 Ret.ACI | 1441.5554 | 0 | 0 | 36.2347 | 0 | 0 | 0
00 Ret.ACI & DryFGD | 0 | 0 | 0 | 0 | 0 | 0 | 0
00 Ret.ACI & DryFGD & HRI | 0 | 0 | 0 | 0 | 0 | 0 | 0
00 Ret.ACI & DSI | 0 | 0 | 0 | 0 | 0 | 0 | 0
00 Ret.ACI & DSI & DryFGD | 0 | 0 | 0 | 0 | 0 | 0 | 0
00 Ret.ACI & DSI & DryFGD & HRI | 0 | 0 | 0 | 0 | 0 | 0 | 0
00 Ret.ACI & DSI & HRI | 0 | 0 | 0 | 0 | 0 | 0 | 0
00 Ret.ACI & DSI & WetFGD & HRI | 0 | 0 | 0 | 0 | 0 | 0 | 0
00 Ret.ACI & HRI | 0 | 0 | 0 | 0 | 0 | 0 | 0
00 Ret.ACI & SCR | 0 | 0 | 0 | 0 | 0 | 0 | 0
00 Ret.ACI & SCR & DryFGD & CCS | 0 | 0 | 0 | 0 | 0 | 0 | 0
00 Ret.ACI & SCR & DryFGD & HRI | 0 | 0 | 0 | 0 | 0 | 0 | 0
00 Ret.ACI & SCR & DryFGD & HRI & CCS | 0 | 0 | 0 | 0 | 0 | 0 | 0
00 Ret.ACI & SCR & DSI | 0 | 0 | 0 | 0 | 0 | 0 | 0
00 Ret.ACI & SCR & DSI & DryFGD | 0 | 0 | 0 | 0 | 0 | 0 | 0
00 Ret.ACI & SCR & DSI & DryFGD & HRI | 0 | 0 | 0 | 0 | 0 | 0 | 0
00 Ret.ACI & SCR & DSI & HRI | 0 | 0 | 0 | 0 | 0 | 0 | 0
00 Ret.ACI & SCR & DSI & WetFGD | 0 | 0 | 0 | 0 | 0 | 0 | 0
00 Ret.ACI & SCR & DSI & WetFGD & HRI | 0 | 0 | 0 | 0 | 0 | 0 | 0
00 Ret.ACI & SCR & HRI | 0 | 0 | 0 | 0 | 0 | 0 | 0
00 Ret.ACI & SCR & WetFGD & CCS | 0 | 0 | 0 | 0 | 0 | 0 | 0
00 Ret.ACI & SCR & WetFGD & HRI | 0 | 0 | 0 | 0 | 0 | 0 | 0
00 Ret.ACI & SCR & WetFGD & HRI & CCS | 0 | 0 | 0 | 0 | 0 | 0 | 0
00 Ret.ACI & SNCR | 0 | 0 | 0 | 0 | 0 | 0 | 0
00 Ret.ACI & SNCR & DSI | 0 | 0 | 0 | 0 | 0 | 0 | 0
00 Ret.ACI & SNCR & DSI & DryFGD | 0 | 0 | 0 | 0 | 0 | 0 | 0
00 Ret.ACI & SNCR & DSI & DryFGD & HRI | 0 | 0 | 0 | 0 | 0 | 0 | 0
00 Ret.ACI & SNCR & DSI & HRI | 0 | 0 | 0 | 0 | 0 | 0 | 0
00 Ret.ACI & SNCR & DSI & WetFGD | 0 | 0 | 0 | 0 | 0 | 0 | 0
00 Ret.ACI & SNCR & DSI & WetFGD & HRI | 0 | 0 | 0 | 0 | 0 | 0 | 0
00 Ret.ACI & SNCR & HRI | 0 | 0 | 0 | 0 | 0 | 0 | 0
00 Ret.ACI & WetFGD | 0 | 0 | 0 | 0 | 0 | 0 | 0
00 Ret.ACI & WetFGD & DSI | 0 | 0 | 0 | 0 | 0 | 0 | 0
00 Ret.ACI & WetFGD & HRI | 0 | 0 | 0 | 0 | 0 | 0 | 0
00 Ret.C2G | 0 | 0 | 0 | 0 | 0 | 0 | 0
00 Ret.C2G & SCR | 0 | 0 | 0 | 0 | 0 | 0 | 0
00 Ret.CCG | 0 | 0 | 0 | 0 | 0 | 0 | 0
00 Ret.DryFGD | 0 | 0 | 0 | 0 | 0 | 0 | 0
00 Ret.DryFGD & ACI & CCS | 0 | 0 | 0 | 0 | 0 | 0 | 0
00 Ret.DryFGD & ACI & HRI & CCS | 0 | 0 | 0 | 0 | 0 | 0 | 0
00 Ret.DryFGD & CCS | 0 | 0 | 0 | 0 | 0 | 0 | 0
00 Ret.DryFGD & HRI | 0 | 0 | 0 | 0 | 0 | 0 | 0
00 Ret.DryFGD & HRI & CCS | 0 | 0 | 0 | 0 | 0 | 0 | 0
00 Ret.DSI | 0 | 0 | 0 | 0 | 0 | 0 | 0
00 Ret.DSI & DryFGD | 0 | 0 | 0 | 0 | 0 | 0 | 0
00 Ret.DSI & DryFGD & HRI | 0 | 0 | 0 | 0 | 0 | 0 | 0
00 Ret.DSI & HRI | 0 | 0 | 0 | 0 | 0 | 0 | 0
00 Ret.DSI & WetFGD | 0 | 0 | 0 | 0 | 0 | 0 | 0
00 Ret.DSI & WetFGD & HRI | 0 | 0 | 0 | 0 | 0 | 0 | 0
00 Ret.Exist FBC_DryFGD_SNCR_ACI & CCS | 0 | 0 | 0 | 0 | 0 | 0 | 0
00 Ret.ExistACI & DryFGD | 0 | 0 | 0 | 0 | 0 | 0 | 0
00 Ret.ExistACI & DryFGD & CCS | 0 | 0 | 0 | 0 | 0 | 0 | 0
00 Ret.ExistACI & DryFGD & HRI | 0 | 0 | 0 | 0 | 0 | 0 | 0
00 Ret.ExistACI & DryFGD & HRI & CCS | 0 | 0 | 0 | 0 | 0 | 0 | 0
00 Ret.ExistACI & DSI | 0 | 0 | 0 | 0 | 0 | 0 | 0
00 Ret.ExistACI & DSI & DryFGD | 0 | 0 | 0 | 0 | 0 | 0 | 0
00 Ret.ExistACI & DSI & DryFGD & HRI | 0 | 0 | 0 | 0 | 0 | 0 | 0
00 Ret.ExistACI & DSI & HRI | 0 | 0 | 0 | 0 | 0 | 0 | 0
00 Ret.ExistACI & DSI & WetFGD | 0 | 0 | 0 | 0 | 0 | 0 | 0
00 Ret.ExistACI & DSI & WetFGD & HRI | 0 | 0 | 0 | 0 | 0 | 0 | 0
00 Ret.ExistACI & HRI | 0 | 0 | 0 | 0 | 0 | 0 | 0
00 Ret.ExistACI & HRI & WetFGD | 0 | 0 | 0 | 0 | 0 | 0 | 0
00 Ret.ExistACI & SCR | 0 | 0 | 0 | 0 | 0 | 0 | 0
00 Ret.ExistACI & SCR & DryFGD | 0 | 0 | 0 | 0 | 0 | 0 | 0
00 Ret.ExistACI & SCR & DryFGD & CCS | 0 | 0 | 0 | 0 | 0 | 0 | 0
00 Ret.ExistACI & SCR & DryFGD & HRI | 0 | 0 | 0 | 0 | 0 | 0 | 0
00 Ret.ExistACI & SCR & DryFGD & HRI & CCS | 0 | 0 | 0 | 0 | 0 | 0 | 0
00 Ret.ExistACI & SCR & DSI | 0 | 0 | 0 | 0 | 0 | 0 | 0
00 Ret.ExistACI & SCR & DSI & DryFGD | 0 | 0 | 0 | 0 | 0 | 0 | 0
00 Ret.ExistACI & SCR & DSI & HRI | 0 | 0 | 0 | 0 | 0 | 0 | 0
00 Ret.ExistACI & SCR & DSI & DryFGD & HRI | 0 | 0 | 0 | 0 | 0 | 0 | 0
00 Ret.ExistACI & SCR & HRI | 0 | 0 | 0 | 0 | 0 | 0 | 0
00 Ret.ExistACI & SCR & WetFGD | 0 | 0 | 0 | 0 | 0 | 0 | 0
00 Ret.ExistACI & SCR & WetFGD & CCS | 0 | 0 | 0 | 0 | 0 | 0 | 0
00 Ret.ExistACI & SCR & WetFGD & HRI | 0 | 0 | 0 | 0 | 0 | 0 | 0
00 Ret.ExistACI & SCR & WetFGD & HRI & CCS | 0 | 0 | 0 | 0 | 0 | 0 | 0
00 Ret.ExistACI & SNCR | 0 | 0 | 0 | 0 | 0 | 0 | 0
00 Ret.ExistACI & SNCR & DryFGD | 0 | 0 | 0 | 0 | 0 | 0 | 0
00 Ret.ExistACI & SNCR & DryFGD & HRI | 0 | 0 | 0 | 0 | 0 | 0 | 0
00 Ret.ExistACI & SNCR & DSI | 0 | 0 | 0 | 0 | 0 | 0 | 0
00 Ret.ExistACI & SNCR & DSI & HRI | 0 | 0 | 0 | 0 | 0 | 0 | 0
00 Ret.ExistACI & SNCR & HRI | 0 | 0 | 0 | 0 | 0 | 0 | 0
00 Ret.ExistACI & SNCR & WetFGD | 0 | 0 | 0 | 0 | 0 | 0 | 0
00 Ret.ExistACI & SNCR & WetFGD & HRI | 0 | 0 | 0 | 0 | 0 | 0 | 0
00 Ret.ExistACI & WetFGD | 0 | 0 | 0 | 0 | 0 | 0 | 0
00 Ret.ExistACI & WetFGD & CCS | 0 | 0 | 0 | 0 | 0 | 0 | 0
00 Ret.ExistACI & WetFGD & HRI & CCS | 0 | 0 | 0 | 0 | 0 | 0 | 0
00 Ret.ExistACI_DSI & DryFGD | 0 | 0 | 0 | 0 | 0 | 0 | 0
00 Ret.ExistACI_DSI & DryFGD & HRI | 0 | 0 | 0 | 0 | 0 | 0 | 0
00 Ret.ExistACI_DSI & HRI | 0 | 0 | 0 | 0 | 0 | 0 | 0
00 Ret.ExistACI_DSI & SCR | 0 | 0 | 0 | 0 | 0 | 0 | 0
00 Ret.ExistACI_DSI & SCR & DryFGD | 0 | 0 | 0 | 0 | 0 | 0 | 0
00 Ret.ExistACI_DSI & SCR & DryFGD & HRI | 0 | 0 | 0 | 0 | 0 | 0 | 0
00 Ret.ExistACI_DSI & SCR & HRI | 0 | 0 | 0 | 0 | 0 | 0 | 0
00 Ret.ExistACI_DSI & SCR & WetFGD | 0 | 0 | 0 | 0 | 0 | 0 | 0
00 Ret.ExistACI_DSI & SCR & WetFGD & HRI | 0 | 0 | 0 | 0 | 0 | 0 | 0
00 Ret.ExistACI_DSI & WetFGD | 0 | 0 | 0 | 0 | 0 | 0 | 0
00 Ret.ExistACI_DSI & WetFGD & HRI | 0 | 0 | 0 | 0 | 0 | 0 | 0
00 Ret.ExistDryFGD & ACI | 0 | 0 | 0 | 0 | 0 | 0 | 0
00 Ret.ExistDryFGD & ACI & CCS | 0 | 0 | 0 | 0 | 0 | 0 | 0
00 Ret.ExistDryFGD & ACI & HRI | 0 | 0 | 0 | 0 | 0 | 0 | 0
00 Ret.ExistDryFGD & ACI & HRI & CCS | 0 | 0 | 0 | 0 | 0 | 0 | 0
00 Ret.ExistDryFGD & ACI & SCR | 0 | 0 | 0 | 0 | 0 | 0 | 0
00 Ret.ExistDryFGD & ACI & SCR & CCS | 0 | 0 | 0 | 0 | 0 | 0 | 0
00 Ret.ExistDryFGD & ACI & SCR & HRI | 0 | 0 | 0 | 0 | 0 | 0 | 0
00 Ret.ExistDryFGD & ACI & SCR & HRI & CCS | 0 | 0 | 0 | 0 | 0 | 0 | 0
00 Ret.ExistDryFGD & ACI & SNCR | 0 | 0 | 0 | 0 | 0 | 0 | 0
00 Ret.ExistDryFGD & ACI & SNCR & HRI | 0 | 0 | 0 | 0 | 0 | 0 | 0
00 Ret.ExistDryFGD & CCS | 0 | 0 | 0 | 0 | 0 | 0 | 0
00 Ret.ExistDryFGD & HRI | 0 | 0 | 0 | 0 | 0 | 0 | 0
00 Ret.ExistDryFGD & HRI & CCS | 0 | 0 | 0 | 0 | 0 | 0 | 0
00 Ret.ExistDryFGD & SCR | 0 | 0 | 0 | 0 | 0 | 0 | 0
00 Ret.ExistDryFGD & SCR & CCS | 0 | 0 | 0 | 0 | 0 | 0 | 0
00 Ret.ExistDryFGD & SCR & HRI | 0 | 0 | 0 | 0 | 0 | 0 | 0
00 Ret.ExistDryFGD & SCR & HRI & CCS | 0 | 0 | 0 | 0 | 0 | 0 | 0
00 Ret.ExistDryFGD & SNCR | 0 | 0 | 0 | 0 | 0 | 0 | 0
00 Ret.ExistDryFGD & SNCR & HRI | 0 | 0 | 0 | 0 | 0 | 0 | 0
00 Ret.ExistDryFGD_ACI & CCS | 0 | 0 | 0 | 0 | 0 | 0 | 0
00 Ret.ExistDryFGD_ACI & HRI | 0 | 0 | 0 | 0 | 0 | 0 | 0
00 Ret.ExistDryFGD_ACI & HRI & CCS | 0 | 0 | 0 | 0 | 0 | 0 | 0
00 Ret.ExistDryFGD_ACI & SCR | 0 | 0 | 0 | 0 | 0 | 0 | 0
00 Ret.ExistDryFGD_ACI & SCR & CCS | 0 | 0 | 0 | 0 | 0 | 0 | 0
00 Ret.ExistDryFGD_ACI & SCR & HRI | 0 | 0 | 0 | 0 | 0 | 0 | 0
00 Ret.ExistDryFGD_ACI & SCR & HRI & CCS | 0 | 0 | 0 | 0 | 0 | 0 | 0
00 Ret.ExistDryFGD_SCR & ACI & CCS | 0 | 0 | 0 | 0 | 0 | 0 | 0
00 Ret.ExistDryFGD_SCR & ACI & HRI | 0 | 0 | 0 | 0 | 0 | 0 | 0
00 Ret.ExistDryFGD_SCR & ACI & HRI & CCS | 0 | 0 | 0 | 0 | 0 | 0 | 0
00 Ret.ExistDryFGD_SCR & CCS | 0 | 0 | 0 | 0 | 0 | 0 | 0
00 Ret.ExistDryFGD_SNCR & ACI & CCS | 0 | 0 | 0 | 0 | 0 | 0 | 0
00 Ret.ExistDryFGD_SNCR & ACI & HRI | 0 | 0 | 0 | 0 | 0 | 0 | 0
00 Ret.ExistDryFGD_SNCR & ACI & HRI & CCS | 0 | 0 | 0 | 0 | 0 | 0 | 0
00 Ret.ExistDryFGD_SNCR & CCS | 0 | 0 | 0 | 0 | 0 | 0 | 0
00 Ret.ExistDSI & ACI | 0 | 0 | 0 | 0 | 0 | 0 | 0
00 Ret.ExistDSI & ACI & HRI | 0 | 0 | 0 | 0 | 0 | 0 | 0
00 Ret.ExistDSI & ACI & SCR | 0 | 0 | 0 | 0 | 0 | 0 | 0
00 Ret.ExistDSI & ACI & SCR & DryFGD & CCS | 0 | 0 | 0 | 0 | 0 | 0 | 0
00 Ret.ExistDSI & ACI & SCR & DryFGD & HRI | 0 | 0 | 0 | 0 | 0 | 0 | 0
00 Ret.ExistDSI & ACI & SCR & DryFGD & HRI & CCS | 0 | 0 | 0 | 0 | 0 | 0 | 0
00 Ret.ExistDSI & ACI & SCR & HRI | 0 | 0 | 0 | 0 | 0 | 0 | 0
00 Ret.ExistDSI & DryFGD | 0 | 0 | 0 | 0 | 0 | 0 | 0
00 Ret.ExistDSI & DryFGD & ACI | 0 | 0 | 0 | 0 | 0 | 0 | 0
00 Ret.ExistDSI & DryFGD & ACI & CCS | 0 | 0 | 0 | 0 | 0 | 0 | 0
00 Ret.ExistDSI & DryFGD & ACI & HRI | 0 | 0 | 0 | 0 | 0 | 0 | 0
00 Ret.ExistDSI & DryFGD & ACI & HRI & CCS | 0 | 0 | 0 | 0 | 0 | 0 | 0
00 Ret.ExistDSI & DryFGD & CCS | 0 | 0 | 0 | 0 | 0 | 0 | 0
00 Ret.ExistDSI & DryFGD & HRI | 0 | 0 | 0 | 0 | 0 | 0 | 0
00 Ret.ExistDSI & DryFGD & HRI & CCS | 0 | 0 | 0 | 0 | 0 | 0 | 0
00 Ret.ExistDSI & HRI | 0 | 0 | 0 | 0 | 0 | 0 | 0
00 Ret.ExistDSI & SCR | 0 | 0 | 0 | 0 | 0 | 0 | 0
00 Ret.ExistDSI & SCR & DryFGD | 0 | 0 | 0 | 0 | 0 | 0 | 0
00 Ret.ExistDSI & SCR & DryFGD & ACI | 0 | 0 | 0 | 0 | 0 | 0 | 0
00 Ret.ExistDSI & SCR & DryFGD & CCS | 0 | 0 | 0 | 0 | 0 | 0 | 0
00 Ret.ExistDSI & SCR & DryFGD & HRI | 0 | 0 | 0 | 0 | 0 | 0 | 0
00 Ret.ExistDSI & SCR & DryFGD & HRI & CCS | 0 | 0 | 0 | 0 | 0 | 0 | 0
00 Ret.ExistDSI & SCR & HRI | 0 | 0 | 0 | 0 | 0 | 0 | 0
00 Ret.ExistDSI & SCR & WetFGD | 0 | 0 | 0 | 0 | 0 | 0 | 0
00 Ret.ExistDSI & SCR & WetFGD & CCS | 0 | 0 | 0 | 0 | 0 | 0 | 0
00 Ret.ExistDSI & SCR & WetFGD & HRI | 0 | 0 | 0 | 0 | 0 | 0 | 0
00 Ret.ExistDSI & SCR & WetFGD & HRI & CCS | 0 | 0 | 0 | 0 | 0 | 0 | 0
00 Ret.ExistDSI & WetFGD | 0 | 0 | 0 | 0 | 0 | 0 | 0
00 Ret.ExistDSI & WetFGD & ACI | 0 | 0 | 0 | 0 | 0 | 0 | 0
00 Ret.ExistDSI & WetFGD & ACI & HRI | 0 | 0 | 0 | 0 | 0 | 0 | 0
00 Ret.ExistDSI & WetFGD & CCS | 0 | 0 | 0 | 0 | 0 | 0 | 0
00 Ret.ExistDSI & WetFGD & HRI | 0 | 0 | 0 | 0 | 0 | 0 | 0
00 Ret.ExistDSI & WetFGD & HRI & CCS | 0 | 0 | 0 | 0 | 0 | 0 | 0
00 Ret.ExistIGCC & CCS | 0 | 0 | 0 | 0 | 0 | 0 | 0
00 Ret.ExistSCR & ACI | 0 | 0 | 0 | 0 | 0 | 0 | 0
00 Ret.ExistSCR & ACI & DryFGD | 0 | 0 | 0 | 0 | 0 | 0 | 0
00 Ret.ExistSCR & ACI & DryFGD & HRI | 0 | 0 | 0 | 0 | 0 | 0 | 0
00 Ret.ExistSCR & ACI & DSI | 0 | 0 | 0 | 0 | 0 | 0 | 0
00 Ret.ExistSCR & ACI & DSI & DryFGD | 0 | 0 | 0 | 0 | 0 | 0 | 0
00 Ret.ExistSCR & ACI & DSI & DryFGD & HRI | 0 | 0 | 0 | 0 | 0 | 0 | 0
00 Ret.ExistSCR & ACI & DSI & HRI | 0 | 0 | 0 | 0 | 0 | 0 | 0
00 Ret.ExistSCR & ACI & DSI & WetFGD | 0 | 0 | 0 | 0 | 0 | 0 | 0
00 Ret.ExistSCR & ACI & DSI & WetFGD & HRI | 0 | 0 | 0 | 0 | 0 | 0 | 0
00 Ret.ExistSCR & ACI & HRI | 0 | 0 | 0 | 0 | 0 | 0 | 0
00 Ret.ExistSCR & ACI & WetFGD | 0 | 0 | 0 | 0 | 0 | 0 | 0
00 Ret.ExistSCR & ACI & WetFGD & HRI | 0 | 0 | 0 | 0 | 0 | 0 | 0
00 Ret.ExistSCR & DryFGD | 0 | 0 | 0 | 0 | 0 | 0 | 0
00 Ret.ExistSCR & DryFGD & ACI & CCS | 0 | 0 | 0 | 0 | 0 | 0 | 0
00 Ret.ExistSCR & DryFGD & ACI & HRI & CCS | 0 | 0 | 0 | 0 | 0 | 0 | 0
00 Ret.ExistSCR & DryFGD & CCS | 0 | 0 | 0 | 0 | 0 | 0 | 0
00 Ret.ExistSCR & DryFGD & HRI | 0 | 0 | 0 | 0 | 0 | 0 | 0
00 Ret.ExistSCR & DryFGD & HRI & CCS | 0 | 0 | 0 | 0 | 0 | 0 | 0
00 Ret.ExistSCR & DSI | 0 | 0 | 0 | 0 | 0 | 0 | 0
00 Ret.ExistSCR & DSI & DryFGD | 0 | 0 | 0 | 0 | 0 | 0 | 0
00 Ret.ExistSCR & DSI & DryFGD & HRI | 0 | 0 | 0 | 0 | 0 | 0 | 0
00 Ret.ExistSCR & DSI & HRI | 0 | 0 | 0 | 0 | 0 | 0 | 0
00 Ret.ExistSCR & DSI & WetFGD | 0 | 0 | 0 | 0 | 0 | 0 | 0
00 Ret.ExistSCR & DSI & WetFGD & HRI | 0 | 0 | 0 | 0 | 0 | 0 | 0
00 Ret.ExistSCR & HRI | 0 | 0 | 0 | 0 | 0 | 0 | 0
00 Ret.ExistSCR & WetFGD | 0 | 0 | 0 | 0 | 0 | 0 | 0
00 Ret.ExistSCR & WetFGD & ACI & CCS | 0 | 0 | 0 | 0 | 0 | 0 | 0
00 Ret.ExistSCR & WetFGD & ACI & HRI & CCS | 0 | 0 | 0 | 0 | 0 | 0 | 0
00 Ret.ExistSCR & WetFGD & CCS | 0 | 0 | 0 | 0 | 0 | 0 | 0
00 Ret.ExistSCR & WetFGD & HRI | 0 | 0 | 0 | 0 | 0 | 0 | 0
00 Ret.ExistSCR & WetFGD & HRI & CCS | 0 | 0 | 0 | 0 | 0 | 0 | 0
00 Ret.ExistSCR_ACI & DryFGD | 0 | 0 | 0 | 0 | 0 | 0 | 0
00 Ret.ExistSCR_ACI & DryFGD & CCS | 0 | 0 | 0 | 0 | 0 | 0 | 0
00 Ret.ExistSCR_ACI & DryFGD & HRI | 0 | 0 | 0 | 0 | 0 | 0 | 0
00 Ret.ExistSCR_ACI & DryFGD & HRI & CCS | 0 | 0 | 0 | 0 | 0 | 0 | 0
00 Ret.ExistSCR_ACI & DSI | 0 | 0 | 0 | 0 | 0 | 0 | 0
00 Ret.ExistSCR_ACI & DSI & HRI | 0 | 0 | 0 | 0 | 0 | 0 | 0
00 Ret.ExistSCR_ACI & HRI | 0 | 0 | 0 | 0 | 0 | 0 | 0
00 Ret.ExistSCR_ACI & WetFGD | 0 | 0 | 0 | 0 | 0 | 0 | 0
00 Ret.ExistSCR_ACI & WetFGD & CCS | 0 | 0 | 0 | 0 | 0 | 0 | 0
00 Ret.ExistSCR_ACI & WetFGD & HRI | 0 | 0 | 0 | 0 | 0 | 0 | 0
00 Ret.ExistSCR_ACI & WetFGD & HRI & CCS | 0 | 0 | 0 | 0 | 0 | 0 | 0
00 Ret.ExistSCR_ACI_DSI & DryFGD | 0 | 0 | 0 | 0 | 0 | 0 | 0
00 Ret.ExistSCR_ACI_DSI & DryFGD & CCS | 0 | 0 | 0 | 0 | 0 | 0 | 0
00 Ret.ExistSCR_ACI_DSI & DryFGD & HRI | 0 | 0 | 0 | 0 | 0 | 0 | 0
00 Ret.ExistSCR_ACI_DSI & DryFGD & HRI & CCS | 0 | 0 | 0 | 0 | 0 | 0 | 0
00 Ret.ExistSCR_ACI_DSI & HRI | 0 | 0 | 0 | 0 | 0 | 0 | 0
00 Ret.ExistSCR_ACI_DSI & WetFGD | 0 | 0 | 0 | 0 | 0 | 0 | 0
00 Ret.ExistSCR_ACI_DSI & WetFGD & CCS | 0 | 0 | 0 | 0 | 0 | 0 | 0
00 Ret.ExistSCR_ACI_DSI & WetFGD & HRI | 0 | 0 | 0 | 0 | 0 | 0 | 0
00 Ret.ExistSCR_ACI_DSI & WetFGD & HRI & CCS | 0 | 0 | 0 | 0 | 0 | 0 | 0
00 Ret.ExistSCR_DryFGD & ACI | 0 | 0 | 0 | 0 | 0 | 0 | 0
00 Ret.ExistSCR_DryFGD & HRI | 0 | 0 | 0 | 0 | 0 | 0 | 0
00 Ret.ExistSCR_DryFGD & HRI & CCS | 0 | 0 | 0 | 0 | 0 | 0 | 0
00 Ret.ExistSCR_DryFGD_ACI & CCS | 0 | 0 | 0 | 0 | 0 | 0 | 0
00 Ret.ExistSCR_DryFGD_ACI & HRI | 0 | 0 | 0 | 0 | 0 | 0 | 0
00 Ret.ExistSCR_DryFGD_ACI & HRI & CCS | 0 | 0 | 0 | 0 | 0 | 0 | 0
00 Ret.ExistSCR_DSI & ACI | 0 | 0 | 0 | 0 | 0 | 0 | 0
00 Ret.ExistSCR_DSI & ACI & HRI | 0 | 0 | 0 | 0 | 0 | 0 | 0
00 Ret.ExistSCR_DSI & DryFGD | 0 | 0 | 0 | 0 | 0 | 0 | 0
00 Ret.ExistSCR_DSI & DryFGD & ACI | 0 | 0 | 0 | 0 | 0 | 0 | 0
00 Ret.ExistSCR_DSI & DryFGD & ACI & HRI | 0 | 0 | 0 | 0 | 0 | 0 | 0
00 Ret.ExistSCR_DSI & DryFGD & HRI | 0 | 0 | 0 | 0 | 0 | 0 | 0
00 Ret.ExistSCR_DSI & HRI | 0 | 0 | 0 | 0 | 0 | 0 | 0
00 Ret.ExistSCR_DSI & WetFGD | 0 | 0 | 0 | 0 | 0 | 0 | 0
00 Ret.ExistSCR_DSI & WetFGD & ACI | 0 | 0 | 0 | 0 | 0 | 0 | 0
00 Ret.ExistSCR_DSI & WetFGD & ACI & HRI | 0 | 0 | 0 | 0 | 0 | 0 | 0
00 Ret.ExistSCR_DSI & WetFGD & HRI | 0 | 0 | 0 | 0 | 0 | 0 | 0
00 Ret.ExistSCR_WetFGD & ACI | 0 | 0 | 0 | 0 | 0 | 0 | 0
00 Ret.ExistSCR_WetFGD & HRI | 0 | 0 | 0 | 0 | 0 | 0 | 0
00 Ret.ExistSCR_WetFGD & HRI & CCS | 0 | 0 | 0 | 0 | 0 | 0 | 0
00 Ret.ExistSCR_WetFGD_ACI & CCS | 0 | 0 | 0 | 0 | 0 | 0 | 0
00 Ret.ExistSCR_WetFGD_ACI & HRI | 0 | 0 | 0 | 0 | 0 | 0 | 0
00 Ret.ExistSCR_WetFGD_ACI & HRI & CCS | 0 | 0 | 0 | 0 | 0 | 0 | 0
00 Ret.ExistSNCR & ACI | 0 | 0 | 0 | 0 | 0 | 0 | 0
00 Ret.ExistSNCR & ACI & DryFGD | 0 | 0 | 0 | 0 | 0 | 0 | 0
00 Ret.ExistSNCR & ACI & DryFGD & HRI | 0 | 0 | 0 | 0 | 0 | 0 | 0
00 Ret.ExistSNCR & ACI & DSI | 0 | 0 | 0 | 0 | 0 | 0 | 0
00 Ret.ExistSNCR & ACI & DSI & DryFGD | 0 | 0 | 0 | 0 | 0 | 0 | 0
00 Ret.ExistSNCR & ACI & DSI & DryFGD & HRI | 0 | 0 | 0 | 0 | 0 | 0 | 0
00 Ret.ExistSNCR & ACI & DSI & HRI | 0 | 0 | 0 | 0 | 0 | 0 | 0
00 Ret.ExistSNCR & ACI & DSI & WetFGD | 0 | 0 | 0 | 0 | 0 | 0 | 0
00 Ret.ExistSNCR & ACI & DSI & WetFGD & HRI | 0 | 0 | 0 | 0 | 0 | 0 | 0
00 Ret.ExistSNCR & ACI & HRI | 0 | 0 | 0 | 0 | 0 | 0 | 0
00 Ret.ExistSNCR & ACI & WetFGD | 0 | 0 | 0 | 0 | 0 | 0 | 0
00 Ret.ExistSNCR & ACI & WetFGD & HRI | 0 | 0 | 0 | 0 | 0 | 0 | 0
00 Ret.ExistSNCR & DryFGD | 0 | 0 | 0 | 0 | 0 | 0 | 0
00 Ret.ExistSNCR & DryFGD & CCS | 0 | 0 | 0 | 0 | 0 | 0 | 0
00 Ret.ExistSNCR & DryFGD & HRI | 0 | 0 | 0 | 0 | 0 | 0 | 0
00 Ret.ExistSNCR & DryFGD & HRI & CCS | 0 | 0 | 0 | 0 | 0 | 0 | 0
00 Ret.ExistSNCR & DSI | 0 | 0 | 0 | 0 | 0 | 0 | 0
00 Ret.ExistSNCR & DSI & DryFGD | 0 | 0 | 0 | 0 | 0 | 0 | 0
00 Ret.ExistSNCR & DSI & DryFGD & HRI | 0 | 0 | 0 | 0 | 0 | 0 | 0
00 Ret.ExistSNCR & DSI & HRI | 0 | 0 | 0 | 0 | 0 | 0 | 0
00 Ret.ExistSNCR & DSI & WetFGD | 0 | 0 | 0 | 0 | 0 | 0 | 0
00 Ret.ExistSNCR & DSI & WetFGD & HRI | 0 | 0 | 0 | 0 | 0 | 0 | 0
00 Ret.ExistSNCR & HRI | 0 | 0 | 0 | 0 | 0 | 0 | 0
00 Ret.ExistSNCR & WetFGD | 0 | 0 | 0 | 0 | 0 | 0 | 0
00 Ret.ExistSNCR & WetFGD & ACI & CCS | 0 | 0 | 0 | 0 | 0 | 0 | 0
00 Ret.ExistSNCR & WetFGD & ACI & HRI & CCS | 0 | 0 | 0 | 0 | 0 | 0 | 0
00 Ret.ExistSNCR & WetFGD & CCS | 0 | 0 | 0 | 0 | 0 | 0 | 0
00 Ret.ExistSNCR & WetFGD & HRI | 0 | 0 | 0 | 0 | 0 | 0 | 0
00 Ret.ExistSNCR & WetFGD & HRI & CCS | 0 | 0 | 0 | 0 | 0 | 0 | 0
00 Ret.ExistSNCR_ACI & DryFGD | 0 | 0 | 0 | 0 | 0 | 0 | 0
00 Ret.ExistSNCR_ACI & DryFGD & CCS | 0 | 0 | 0 | 0 | 0 | 0 | 0
00 Ret.ExistSNCR_ACI & DryFGD & HRI | 0 | 0 | 0 | 0 | 0 | 0 | 0
00 Ret.ExistSNCR_ACI & DryFGD & HRI & CCS | 0 | 0 | 0 | 0 | 0 | 0 | 0
00 Ret.ExistSNCR_ACI & DSI | 0 | 0 | 0 | 0 | 0 | 0 | 0
00 Ret.ExistSNCR_ACI & DSI & HRI | 0 | 0 | 0 | 0 | 0 | 0 | 0
00 Ret.ExistSNCR_ACI & HRI | 0 | 0 | 0 | 0 | 0 | 0 | 0
00 Ret.ExistSNCR_ACI & WetFGD | 0 | 0 | 0 | 0 | 0 | 0 | 0
00 Ret.ExistSNCR_ACI & WetFGD & CCS | 0 | 0 | 0 | 0 | 0 | 0 | 0
00 Ret.ExistSNCR_ACI & WetFGD & HRI | 0 | 0 | 0 | 0 | 0 | 0 | 0
00 Ret.ExistSNCR_ACI & WetFGD & HRI & CCS | 0 | 0 | 0 | 0 | 0 | 0 | 0
00 Ret.ExistSNCR_ACI_DSI & DryFGD | 0 | 0 | 0 | 0 | 0 | 0 | 0
00 Ret.ExistSNCR_ACI_DSI & DryFGD & HRI | 0 | 0 | 0 | 0 | 0 | 0 | 0
00 Ret.ExistSNCR_ACI_DSI & HRI | 0 | 0 | 0 | 0 | 0 | 0 | 0
00 Ret.ExistSNCR_ACI_DSI & WetFGD | 0 | 0 | 0 | 0 | 0 | 0 | 0
00 Ret.ExistSNCR_ACI_DSI & WetFGD & HRI | 0 | 0 | 0 | 0 | 0 | 0 | 0
00 Ret.ExistSNCR_DryFGD & ACI | 0 | 0 | 0 | 0 | 0 | 0 | 0
00 Ret.ExistSNCR_DryFGD & HRI | 0 | 0 | 0 | 0 | 0 | 0 | 0
00 Ret.ExistSNCR_DryFGD & HRI & CCS | 0 | 0 | 0 | 0 | 0 | 0 | 0
00 Ret.ExistSNCR_DryFGD_ACI & CCS | 0 | 0 | 0 | 0 | 0 | 0 | 0
00 Ret.ExistSNCR_DryFGD_ACI & HRI | 0 | 0 | 0 | 0 | 0 | 0 | 0
00 Ret.ExistSNCR_WetFGD & ACI | 0 | 0 | 0 | 0 | 0 | 0 | 0
00 Ret.ExistSNCR_WetFGD & HRI | 0 | 0 | 0 | 0 | 0 | 0 | 0
00 Ret.ExistSNCR_WetFGD & HRI & CCS | 0 | 0 | 0 | 0 | 0 | 0 | 0
00 Ret.ExistSNCR_WetFGD_ACI & CCS | 0 | 0 | 0 | 0 | 0 | 0 | 0
00 Ret.ExistSNCR_WetFGD_ACI & HRI | 0 | 0 | 0 | 0 | 0 | 0 | 0
00 Ret.ExistSNCR_WetFGD_ACI & HRI & CCS | 0 | 0 | 0 | 0 | 0 | 0 | 0
00 Ret.ExistWetFGD & ACI | 0 | 0 | 0 | 0 | 0 | 0 | 0
00 Ret.ExistWetFGD & ACI & CCS | 0 | 0 | 0 | 0 | 0 | 0 | 0
00 Ret.ExistWetFGD & ACI & HRI | 0 | 0 | 0 | 0 | 0 | 0 | 0
00 Ret.ExistWetFGD & ACI & HRI & CCS | 0 | 0 | 0 | 0 | 0 | 0 | 0
00 Ret.ExistWetFGD & ACI & SCR | 0 | 0 | 0 | 0 | 0 | 0 | 0
00 Ret.ExistWetFGD & ACI & SCR & CCS | 0 | 0 | 0 | 0 | 0 | 0 | 0
00 Ret.ExistWetFGD & ACI & SCR & HRI | 0 | 0 | 0 | 0 | 0 | 0 | 0
00 Ret.ExistWetFGD & ACI & SCR & HRI & CCS | 0 | 0 | 0 | 0 | 0 | 0 | 0
00 Ret.ExistWetFGD & ACI & SNCR | 0 | 0 | 0 | 0 | 0 | 0 | 0
00 Ret.ExistWetFGD & ACI & SNCR & HRI | 0 | 0 | 0 | 0 | 0 | 0 | 0
00 Ret.ExistWetFGD & CCS | 0 | 0 | 0 | 0 | 0 | 0 | 0
00 Ret.ExistWetFGD & HRI | 0 | 0 | 0 | 0 | 0 | 0 | 0
00 Ret.ExistWetFGD & HRI & CCS | 0 | 0 | 0 | 0 | 0 | 0 | 0
00 Ret.ExistWetFGD & SCR | 0 | 0 | 0 | 0 | 0 | 0 | 0
00 Ret.ExistWetFGD & SCR & CCS | 0 | 0 | 0 | 0 | 0 | 0 | 0
00 Ret.ExistWetFGD & SCR & HRI | 0 | 0 | 0 | 0 | 0 | 0 | 0
00 Ret.ExistWetFGD & SCR & HRI & CCS | 0 | 0 | 0 | 0 | 0 | 0 | 0
00 Ret.ExistWetFGD & SNCR | 0 | 0 | 0 | 0 | 0 | 0 | 0
00 Ret.ExistWetFGD & SNCR & HRI | 0 | 0 | 0 | 0 | 0 | 0 | 0
00 Ret.ExistWetFGD_ACI & CCS | 0 | 0 | 0 | 0 | 0 | 0 | 0
00 Ret.ExistWetFGD_ACI & HRI | 0 | 0 | 0 | 0 | 0 | 0 | 0
00 Ret.ExistWetFGD_ACI & HRI & CCS | 0 | 0 | 0 | 0 | 0 | 0 | 0
00 Ret.ExistWetFGD_ACI & SCR | 0 | 0 | 0 | 0 | 0 | 0 | 0
00 Ret.ExistWetFGD_ACI & SCR & CCS | 0 | 0 | 0 | 0 | 0 | 0 | 0
00 Ret.ExistWetFGD_ACI & SCR & HRI | 0 | 0 | 0 | 0 | 0 | 0 | 0
00 Ret.ExistWetFGD_ACI & SCR & HRI & CCS | 0 | 0 | 0 | 0 | 0 | 0 | 0
00 Ret.ExistWetFGD_ACI & SNCR | 0 | 0 | 0 | 0 | 0 | 0 | 0
00 Ret.ExistWetFGD_ACI & SNCR & HRI | 0 | 0 | 0 | 0 | 0 | 0 | 0
00 Ret.ExistWetFGD_SCR & ACI & CCS | 0 | 0 | 0 | 0 | 0 | 0 | 0
00 Ret.ExistWetFGD_SCR & ACI & HRI | 0 | 0 | 0 | 0 | 0 | 0 | 0
00 Ret.ExistWetFGD_SCR & ACI & HRI & CCS | 0 | 0 | 0 | 0 | 0 | 0 | 0
00 Ret.ExistWetFGD_SCR & CCS | 0 | 0 | 0 | 0 | 0 | 0 | 0
00 Ret.ExistWetFGD_SNCR & ACI & CCS | 0 | 0 | 0 | 0 | 0 | 0 | 0
00 Ret.ExistWetFGD_SNCR & ACI & HRI | 0 | 0 | 0 | 0 | 0 | 0 | 0
00 Ret.ExistWetFGD_SNCR & ACI & HRI & CCS | 0 | 0 | 0 | 0 | 0 | 0 | 0
00 Ret.ExistWetFGD_SNCR & CCS | 0 | 0 | 0 | 0 | 0 | 0 | 0
00 Ret.FB & ACI | 0 | 0 | 0 | 0 | 0 | 0 | 0
00 Ret.FB & ACI & HRI | 0 | 0 | 0 | 0 | 0 | 0 | 0
00 Ret.FB & HRI | 0 | 0 | 0 | 0 | 0 | 0 | 0
00 Ret.FB DryFGD | 0 | 0 | 0 | 0 | 0 | 0 | 0
00 Ret.FB DryFGD & ACI | 0 | 0 | 0 | 0 | 0 | 0 | 0
00 Ret.FB DryFGD & ACI & HRI | 0 | 0 | 0 | 0 | 0 | 0 | 0
00 Ret.FB DryFGD & HRI | 0 | 0 | 0 | 0 | 0 | 0 | 0
00 Ret.FB DryFGD & SNCR | 0 | 0 | 0 | 0 | 0 | 0 | 0
00 Ret.FB DryFGD & SNCR & HRI | 0 | 0 | 0 | 0 | 0 | 0 | 0
00 Ret.FB SNCR & DryFGD & ACI | 0 | 0 | 0 | 0 | 0 | 0 | 0
00 Ret.FB SNCR & DryFGD & ACI & HRI | 0 | 0 | 0 | 0 | 0 | 0 | 0
00 Ret.FB-ACI & SNCR | 0 | 0 | 0 | 0 | 0 | 0 | 0
00 Ret.FB-ACI & SNCR & CCS | 0 | 0 | 0 | 0 | 0 | 0 | 0
00 Ret.FB-ACI & SNCR & HRI | 0 | 0 | 0 | 0 | 0 | 0 | 0
00 Ret.FB-ACI & SNCR & HRI & CCS | 0 | 0 | 0 | 0 | 0 | 0 | 0
00 Ret.FB-Exist ACI & DryFGD | 0 | 0 | 0 | 0 | 0 | 0 | 0
00 Ret.FB-Exist ACI & DryFGD & HRI | 0 | 0 | 0 | 0 | 0 | 0 | 0
00 Ret.FB-Exist ACI & DryFGD & SNCR | 0 | 0 | 0 | 0 | 0 | 0 | 0
00 Ret.FB-Exist ACI & DryFGD & SNCR & HRI | 0 | 0 | 0 | 0 | 0 | 0 | 0
00 Ret.FB-Exist ACI & SNCR | 0 | 0 | 0 | 0 | 0 | 0 | 0
00 Ret.FB-Exist ACI & SNCR & HRI | 0 | 0 | 0 | 0 | 0 | 0 | 0
00 Ret.FB-ExistACI & HRI | 0 | 0 | 0 | 0 | 0 | 0 | 0
00 Ret.FB-ExistDryFGD & ACI | 0 | 0 | 0 | 0 | 0 | 0 | 0
00 Ret.FB-ExistDryFGD & ACI & HRI | 0 | 0 | 0 | 0 | 0 | 0 | 0
00 Ret.FB-ExistDryFGD & ACI & SNCR | 0 | 0 | 0 | 0 | 0 | 0 | 0
00 Ret.FB-ExistDryFGD & ACI & SNCR & HRI | 0 | 0 | 0 | 0 | 0 | 0 | 0
00 Ret.FB-ExistDryFGD & CCS | 0 | 0 | 0 | 0 | 0 | 0 | 0
00 Ret.FB-ExistDryFGD & HRI | 0 | 0 | 0 | 0 | 0 | 0 | 0
00 Ret.FB-ExistDryFGD & SNCR | 0 | 0 | 0 | 0 | 0 | 0 | 0
00 Ret.FB-ExistDryFGD & SNCR & HRI | 0 | 0 | 0 | 0 | 0 | 0 | 0
00 Ret.FB-ExistDryFGD_ACI & CCS | 0 | 0 | 0 | 0 | 0 | 0 | 0
00 Ret.FB-ExistDryFGD_SNCR & ACI | 0 | 0 | 0 | 0 | 0 | 0 | 0
00 Ret.FB-ExistDryFGD_SNCR & ACI & HRI | 0 | 0 | 0 | 0 | 0 | 0 | 0
00 Ret.FB-ExistDryFGD_SNCR & CCS | 0 | 0 | 0 | 0 | 0 | 0 | 0
00 Ret.FB-ExistDryFGD_SNCR & HRI | 0 | 0 | 0 | 0 | 0 | 0 | 0
00 Ret.FB-ExistDryFGD_SNCR & HRI & CCS | 0 | 0 | 0 | 0 | 0 | 0 | 0
00 Ret.FB-ExistDryFGD_SNCR_ACI & HRI | 0 | 0 | 0 | 0 | 0 | 0 | 0
00 Ret.FB-ExistWetFGD_SNCR_ACI & HRI | 0 | 0 | 0 | 0 | 0 | 0 | 0
00 Ret.FB-ExistSNCR & ACI | 0 | 0 | 0 | 0 | 0 | 0 | 0
00 Ret.FB-ExistSNCR & ACI & HRI | 0 | 0 | 0 | 0 | 0 | 0 | 0
00 Ret.FB-ExistSNCR & DryFGD | 0 | 0 | 0 | 0 | 0 | 0 | 0
00 Ret.FB-ExistSNCR & DryFGD & ACI | 0 | 0 | 0 | 0 | 0 | 0 | 0
00 Ret.FB-ExistSNCR & DryFGD & ACI & HRI | 0 | 0 | 0 | 0 | 0 | 0 | 0
00 Ret.FB-ExistSNCR & DryFGD & HRI | 0 | 0 | 0 | 0 | 0 | 0 | 0
00 Ret.FB-ExistSNCR & HRI | 0 | 0 | 0 | 0 | 0 | 0 | 0
00 Ret.FB-SNCR | 0 | 0 | 0 | 0 | 0 | 0 | 0
00 Ret.FB-SNCR & HRI | 0 | 0 | 0 | 0 | 0 | 0 | 0
00 Ret.HRI | 0 | 0 | 0 | 0 | 0 | 0 | 0
00 Ret.Oil/Gas Steam SCR | 0 | 0 | 0 | 0 | 0 | 0 | 0
00 Ret.SCR | 0 | 0 | 0 | 0 | 0 | 0 | 0
00 Ret.SCR & DryFGD | 0 | 0 | 0 | 0 | 0 | 0 | 0
00 Ret.SCR & DryFGD & ACI | 0 | 0 | 0 | 0 | 0 | 0 | 0
00 Ret.SCR & DryFGD & CCS | 0 | 0 | 0 | 0 | 0 | 0 | 0
00 Ret.SCR & DryFGD & HRI | 0 | 0 | 0 | 0 | 0 | 0 | 0
00 Ret.SCR & DryFGD & HRI & CCS | 0 | 0 | 0 | 0 | 0 | 0 | 0
00 Ret.SCR & DSI | 0 | 0 | 0 | 0 | 0 | 0 | 0
00 Ret.SCR & DSI & DryFGD | 0 | 0 | 0 | 0 | 0 | 0 | 0
00 Ret.SCR & DSI & DryFGD & HRI | 0 | 0 | 0 | 0 | 0 | 0 | 0
00 Ret.SCR & DSI & HRI | 0 | 0 | 0 | 0 | 0 | 0 | 0
00 Ret.SCR & DSI & WetFGD | 0 | 0 | 0 | 0 | 0 | 0 | 0
00 Ret.SCR & DSI & WetFGD & HRI | 0 | 0 | 0 | 0 | 0 | 0 | 0
00 Ret.SCR & HRI | 0 | 0 | 0 | 0 | 0 | 0 | 0
00 Ret.SCR & WetFGD | 0 | 0 | 0 | 0 | 0 | 0 | 0
00 Ret.SCR & WetFGD & ACI | 0 | 0 | 0 | 0 | 0 | 0 | 0
00 Ret.SCR & WetFGD & CCS | 0 | 0 | 0 | 0 | 0 | 0 | 0
00 Ret.SCR & WetFGD & HRI | 0 | 0 | 0 | 0 | 0 | 0 | 0
00 Ret.SCR & WetFGD & HRI & CCS | 0 | 0 | 0 | 0 | 0 | 0 | 0
00 Ret.SNCR | 0 | 0 | 0 | 0 | 0 | 0 | 0
00 Ret.SNCR & DryFGD | 0 | 0 | 0 | 0 | 0 | 0 | 0
00 Ret.SNCR & DryFGD & ACI | 0 | 0 | 0 | 0 | 0 | 0 | 0
00 Ret.SNCR & DryFGD & ACI & HRI | 0 | 0 | 0 | 0 | 0 | 0 | 0
00 Ret.SNCR & DryFGD & HRI | 0 | 0 | 0 | 0 | 0 | 0 | 0
00 Ret.SNCR & DSI | 0 | 0 | 0 | 0 | 0 | 0 | 0
00 Ret.SNCR & DSI & HRI | 0 | 0 | 0 | 0 | 0 | 0 | 0
00 Ret.SNCR & HRI | 0 | 0 | 0 | 0 | 0 | 0 | 0
00 Ret.SNCR & WetFGD | 0 | 0 | 0 | 0 | 0 | 0 | 0
00 Ret.SNCR & WetFGD & ACI | 0 | 0 | 0 | 0 | 0 | 0 | 0
00 Ret.SNCR & WetFGD & ACI & HRI | 0 | 0 | 0 | 0 | 0 | 0 | 0
00 Ret.SNCR & WetFGD & HRI | 0 | 0 | 0 | 0 | 0 | 0 | 0
00 Ret.WetFGD | 0 | 0 | 0 | 0 | 0 | 0 | 0
00 Ret.WetFGD & ACI & CCS | 0 | 0 | 0 | 0 | 0 | 0 | 0
00 Ret.WetFGD & ACI & HRI & CCS | 0 | 0 | 0 | 0 | 0 | 0 | 0
00 Ret.WetFGD & CCS | 0 | 0 | 0 | 0 | 0 | 0 | 0
00 Ret.WetFGD & HRI | 0 | 0 | 0 | 0 | 0 | 0 | 0
00 Ret.WetFGD & HRI & CCS | 0 | 0 | 0 | 0 | 0 | 0 | 0
00 CC Retirement | 645.809 | 0 | 0 | 0 | 0 | 0 | 0
00 CT Retirement | 502.47 | 0 | 0 | 0 | 0 | 0 | 0
00 O/G Retirement | 1258.2353 | 569.5 | 0 | 0 | 0 | 0 | 0
00 Coal Retirement | 996 | 257.31 | 450 | 0 | 2094.4679 | 329.8017 | 279
00 IGCC Retirement | 0 | 0 | 0 | 0 | 0 | 0 | 0
00 Nuke Retirement | 0 | 0 | 0 | 0 | 0 | 0 | 7579
00 Non-Fossil Retirement | 0 | 0 | 0 | 0 | 0 | 0 | 0
Total | 336655.4776 | 51871.0125 | 443558.1739 | 89646.105 | 140498.0847 | 415505.796 | 509560.5703
(**) Ind. Boiler capacity in MMBtu/hr, not included in the total
12. Generation by Capacity Reporting Type [GWh]
00 New Combined Cycle | 0 | 0 | 0 | 0 | 0 | 0 | 0
00 New Combined Cycle - Uncontrolled | 2000.7155 | 4363.6121 | 4388.7688 | 4664.9507 | 13219.5028 | 28954.4385 | 85180.7164
00 New Combined Cycle with Carbon Capture | 0 | 0 | 0 | 0 | 0 | 0 | 0
00 New Combustion Turbine | 0 | 0 | 288.1353 | 1753.0552 | 18131.4659 | 39241.4666 | 54050.8327
00 New Hydro | 4734.1617 | 5807.7678 | 5860.8724 | 15358.846 | 17541.8722 | 24838.0228 | 29355.4056
00 New Nuclear | 0 | 0 | 0 | 0 | 0 | 0 | 0
00 New Biomass | 323.901 | 323.901 | 323.901 | 323.901 | 323.901 | 323.901 | 323.901
00 New Geothermal | 0 | 0 | 0 | 0 | 0 | 0 | 0
00 New Landfill Gas | 0 | 0 | 0 | 0 | 0 | 0 | 0
00 New Offshore Wind | 0 | 0 | 0 | 0 | 0 | 0 | 0
00 New Onshore Wind | 0 | 5969.1311 | 5969.1311 | 5979.7266 | 5995.6198 | 6913.4732 | 65822.398
00 New Solar PV | 0 | 0 | 0 | 0 | 0 | 0 | 0
00 New Solar Thermal | 0 | 0 | 0 | 0 | 0 | 0 | 0
00 New Fuel Cell | 0 | 0 | 0 | 0 | 0 | 0 | 0
00 New IGCC | 0 | 0 | 0 | 0 | 0 | 0 | 0
00 New Advanced Coal with CCS | 0 | 0 | 0 | 0 | 0 | 0 | 0
00 New SPC - Uncontrolled | 0 | 0 | 0 | 0 | 0 | 0 | 0
00 New SPC-WetFGD_SCR | 0 | 0 | 0 | 0 | 0 | 0 | 0
00 New Future Technology | 0 | 0 | 0 | 0 | 0 | 0 | 0
00 Exist Combined Cycle | 38852.9109 | 34712.3703 | 45159.9944 | 48384.1944 | 57085.406 | 73360.4304 | 72906.8304
00 Exist Combustion Turbine | 863.8482 | 821.184 | 4555.039 | 8641.9076 | 12176.9221 | 12323.6461 | 12394.0417
00 Exist Coal Steam_Uncontrolled | 35289.4127 | 31866.5357 | 27401.4974 | 30106.7832 | 12400.8203 | 3971.2284 | 0
00 Exist Coal Steam_ACI | 0 | 0 | 0 | 0 | 0 | 0 | 0
00 Exist Coal Steam_ACI_DSI | 0 | 0 | 0 | 0 | 0 | 0 | 0
00 Exist Coal Steam_DryFGD | 5327.5045 | 5327.5045 | 5327.5045 | 5327.5045 | 5327.5045 | 5327.5045 | 3228.4926
00 Exist Coal Steam_DryFGD_ACI | 3228.4926 | 3228.4926 | 3228.4926 | 3228.4926 | 3228.4926 | 3228.4926 | 3228.4926
00 Exist Coal Steam_DryFGD_SCR | 0 | 0 | 0 | 0 | 0 | 0 | 0
00 Exist Coal Steam_DryFGD_SCR_ACI | 0 | 0 | 0 | 0 | 0 | 0 | 0
00 Exist Coal Steam_DryFGD_SNCR | 0 | 0 | 0 | 0 | 0 | 0 | 0
00 Exist Coal Steam_DryFGD_SNCR_ACI | 0 | 0 | 0 | 0 | 0 | 0 | 0
00 Exist Coal Steam_DSI | 0 | 0 | 0 | 0 | 0 | 0 | 0
00 Exist Coal Steam_SCR | 0 | 0 | 0 | 0 | 0 | 0 | 0
00 Exist Coal Steam_SCR_ACI | 0 | 0 | 0 | 0 | 0 | 0 | 0
00 Exist Coal Steam_SCR_ACI_DSI | 0 | 0 | 0 | 0 | 0 | 0 | 0
00 Exist Coal Steam_SCR_DSI | 0 | 0 | 0 | 0 | 0 | 0 | 0
00 Exist Coal Steam_SNCR | 0 | 0 | 0 | 0 | 0 | 0 | 0
00 Exist Coal Steam_SNCR_ACI | 0 | 0 | 0 | 0 | 0 | 0 | 0
00 Exist Coal Steam_SNCR_ACI_DSI | 0 | 0 | 0 | 0 | 0 | 0 | 0
00 Exist Coal Steam_WetFGD | 0 | 0 | 0 | 0 | 0 | 0 | 0
00 Exist Coal Steam_WetFGD_ACI | 0 | 0 | 0 | 0 | 0 | 0 | 0
00 Exist Coal Steam_WetFGD_SCR | 0 | 0 | 0 | 0 | 0 | 0 | 0
00 Exist Coal Steam_WetFGD_SCR_ACI | 0 | 0 | 0 | 0 | 0 | 0 | 0
00 Exist Coal Steam_WetFGD_SNCR | 0 | 0 | 0 | 0 | 0 | 0 | 0
00 Exist Coal Steam_WetFGD_SNCR_ACI | 0 | 0 | 0 | 0 | 0 | 0 | 0
00 Exist FBC_Uncontrolled | 0 | 0 | 0 | 1073.0395 | 1165.0293 | 1165.0293 | 0
00 Exist FBC_ACI | 0 | 0 | 0 | 0 | 0 | 0 | 0
00 Exist FBC_DryFGD | 0 | 0 | 0 | 0 | 0 | 0 | 0
00 Exist FBC_DryFGD_SNCR | 0 | 0 | 0 | 0 | 0 | 0 | 0
00 Exist FBC_DryFGD_SNCR_ACI | 0 | 0 | 0 | 0 | 0 | 0 | 0
00 Exist FBC_SNCR | 0 | 0 | 0 | 0 | 0 | 0 | 0
00 Exist FBC_SNCR_ACI | 0 | 0 | 0 | 0 | 0 | 0 | 0
00 Exist FBC_WetFGD_SNCR_ACI | 0 | 0 | 0 | 0 | 0 | 0 | 0
00 Exist IGCC | 0 | 0 | 0 | 0 | 0 | 0 | 0
00 Exist Fossil_Other | 412.2829 | 412.2829 | 412.2829 | 412.2829 | 412.2829 | 412.2829 | 412.2829
00 Exist Fuel Cell | 0 | 0 | 0 | 0 | 0 | 0 | 0
00 Exist Hydro | 359433.9317 | 370159.262 | 370084.234 | 370159.262 | 370084.234 | 370192.149 | 370303.0326
00 Exist Non Fossil_Other | 1133.1969 | 1133.1969 | 1133.1969 | 1133.1969 | 1133.1969 | 1133.1969 | 1133.1969
00 Exist Nuclear | 103321.7365 | 103321.7365 | 103321.7365 | 103321.7365 | 103321.7365 | 103321.7365 | 44435.0287
00 Exist Oil/Gas Steam | 1458.7572 | 883.5767 | 2183.7285 | 1907.447 | 3085.3357 | 3081.7974 | 3079.8897
00 Exist Oil/Gas Steam_SCR | 0 | 0 | 0 | 0 | 0 | 0 | 0
00 Exist Oil/Gas Steam_SNCR | 0 | 0 | 0 | 0 | 0 | 0 | 0
00 Exist Biomass | 15224.9191 | 15321.0945 | 15391.193 | 15391.193 | 15391.193 | 15391.193 | 15391.193
00 Exist Landfill Gas | 370.9877 | 370.9877 | 370.9877 | 370.9877 | 370.9877 | 370.9877 | 370.9877
00 Exist Geothermal | 0 | 0 | 0 | 0 | 0 | 0 | 0
00 Exist Pump Storage | 0 | 0 | 0 | 0 | 5.1897 | 0 | 0
00 Exist Solar PV | 1041.8293 | 1041.8293 | 1041.8293 | 1041.8293 | 1041.8293 | 1041.8293 | 1041.8293
00 Exist Solar Thermal | 0 | 0 | 0 | 0 | 0 | 0 | 0
00 Exist Wind | 23179.2145 | 23179.2145 | 23179.2145 | 23179.2145 | 23179.2145 | 23179.2145 | 23179.2145
00 International Imports | 0 | 0 | 0 | 0 | 0 | 0 | 0
00 Ret.ACI | 10571.1998 | 10571.1998 | 6524.0901 | 6779.9357 | 0 | 0 | 0
00 Ret.ACI & DryFGD | 0 | 0 | 0 | 0 | 0 | 0 | 0
00 Ret.ACI & DryFGD & HRI | 0 | 0 | 0 | 0 | 0 | 0 | 0
00 Ret.ACI & DSI | 0 | 0 | 0 | 0 | 0 | 0 | 0
00 Ret.ACI & DSI & DryFGD | 0 | 0 | 0 | 0 | 0 | 0 | 0
00 Ret.ACI & DSI & DryFGD & HRI | 0 | 0 | 0 | 0 | 0 | 0 | 0
00 Ret.ACI & DSI & HRI | 0 | 0 | 0 | 0 | 0 | 0 | 0
00 Ret.ACI & DSI & WetFGD & HRI | 0 | 0 | 0 | 0 | 0 | 0 | 0
00 Ret.ACI & HRI | 0 | 0 | 0 | 0 | 0 | 0 | 0
00 Ret.ACI & SCR | 0 | 0 | 0 | 0 | 0 | 0 | 0
00 Ret.ACI & SCR & DryFGD & CCS | 0 | 0 | 0 | 0 | 0 | 0 | 0
00 Ret.ACI & SCR & DryFGD & HRI | 0 | 0 | 0 | 0 | 0 | 0 | 0
00 Ret.ACI & SCR & DryFGD & HRI & CCS | 0 | 0 | 0 | 0 | 0 | 0 | 0
00 Ret.ACI & SCR & DSI | 0 | 0 | 0 | 0 | 0 | 0 | 0
00 Ret.ACI & SCR & DSI & DryFGD | 0 | 0 | 0 | 0 | 0 | 0 | 0
00 Ret.ACI & SCR & DSI & DryFGD & HRI | 0 | 0 | 0 | 0 | 0 | 0 | 0
00 Ret.ACI & SCR & DSI & HRI | 0 | 0 | 0 | 0 | 0 | 0 | 0
00 Ret.ACI & SCR & DSI & WetFGD | 0 | 0 | 0 | 0 | 0 | 0 | 0
00 Ret.ACI & SCR & DSI & WetFGD & HRI | 0 | 0 | 0 | 0 | 0 | 0 | 0
00 Ret.ACI & SCR & HRI | 0 | 0 | 0 | 0 | 0 | 0 | 0
00 Ret.ACI & SCR & WetFGD & CCS | 0 | 0 | 0 | 0 | 0 | 0 | 0
00 Ret.ACI & SCR & WetFGD & HRI | 0 | 0 | 0 | 0 | 0 | 0 | 0
00 Ret.ACI & SCR & WetFGD & HRI & CCS | 0 | 0 | 0 | 0 | 0 | 0 | 0
00 Ret.ACI & SNCR | 0 | 0 | 0 | 0 | 0 | 0 | 0
00 Ret.ACI & SNCR & DSI | 0 | 0 | 0 | 0 | 0 | 0 | 0
00 Ret.ACI & SNCR & DSI & DryFGD | 0 | 0 | 0 | 0 | 0 | 0 | 0
00 Ret.ACI & SNCR & DSI & DryFGD & HRI | 0 | 0 | 0 | 0 | 0 | 0 | 0
00 Ret.ACI & SNCR & DSI & HRI | 0 | 0 | 0 | 0 | 0 | 0 | 0
00 Ret.ACI & SNCR & DSI & WetFGD | 0 | 0 | 0 | 0 | 0 | 0 | 0
00 Ret.ACI & SNCR & DSI & WetFGD & HRI | 0 | 0 | 0 | 0 | 0 | 0 | 0
00 Ret.ACI & SNCR & HRI | 0 | 0 | 0 | 0 | 0 | 0 | 0
00 Ret.ACI & WetFGD | 0 | 0 | 0 | 0 | 0 | 0 | 0
00 Ret.ACI & WetFGD & DSI | 0 | 0 | 0 | 0 | 0 | 0 | 0
00 Ret.ACI & WetFGD & HRI | 0 | 0 | 0 | 0 | 0 | 0 | 0
00 Ret.C2G | 0 | 0 | 0 | 0 | 0 | 0 | 0
00 Ret.C2G & SCR | 0 | 0 | 0 | 0 | 0 | 0 | 0
00 Ret.CCG | 0 | 0 | 0 | 0 | 0 | 0 | 0
00 Ret.DryFGD | 0 | 0 | 0 | 0 | 0 | 0 | 0
00 Ret.DryFGD & ACI & CCS | 0 | 0 | 0 | 0 | 0 | 0 | 0
00 Ret.DryFGD & ACI & HRI & CCS | 0 | 0 | 0 | 0 | 0 | 0 | 0
00 Ret.DryFGD & CCS | 0 | 0 | 0 | 0 | 0 | 0 | 0
00 Ret.DryFGD & HRI | 0 | 0 | 0 | 0 | 0 | 0 | 0
00 Ret.DryFGD & HRI & CCS | 0 | 0 | 0 | 0 | 0 | 0 | 0
00 Ret.DSI | 0 | 0 | 0 | 0 | 0 | 0 | 0
00 Ret.DSI & DryFGD | 0 | 0 | 0 | 0 | 0 | 0 | 0
00 Ret.DSI & DryFGD & HRI | 0 | 0 | 0 | 0 | 0 | 0 | 0
00 Ret.DSI & HRI | 0 | 0 | 0 | 0 | 0 | 0 | 0
00 Ret.DSI & WetFGD | 0 | 0 | 0 | 0 | 0 | 0 | 0
00 Ret.DSI & WetFGD & HRI | 0 | 0 | 0 | 0 | 0 | 0 | 0
00 Ret.Exist FBC_DryFGD_SNCR_ACI & CCS | 0 | 0 | 0 | 0 | 0 | 0 | 0
00 Ret.ExistACI & DryFGD | 0 | 0 | 0 | 0 | 0 | 0 | 0
00 Ret.ExistACI & DryFGD & CCS | 0 | 0 | 0 | 0 | 0 | 0 | 0
00 Ret.ExistACI & DryFGD & HRI | 0 | 0 | 0 | 0 | 0 | 0 | 0
00 Ret.ExistACI & DryFGD & HRI & CCS | 0 | 0 | 0 | 0 | 0 | 0 | 0
00 Ret.ExistACI & DSI | 0 | 0 | 0 | 0 | 0 | 0 | 0
00 Ret.ExistACI & DSI & DryFGD | 0 | 0 | 0 | 0 | 0 | 0 | 0
00 Ret.ExistACI & DSI & DryFGD & HRI | 0 | 0 | 0 | 0 | 0 | 0 | 0
00 Ret.ExistACI & DSI & HRI | 0 | 0 | 0 | 0 | 0 | 0 | 0
00 Ret.ExistACI & DSI & WetFGD | 0 | 0 | 0 | 0 | 0 | 0 | 0
00 Ret.ExistACI & DSI & WetFGD & HRI | 0 | 0 | 0 | 0 | 0 | 0 | 0
00 Ret.ExistACI & HRI | 0 | 0 | 0 | 0 | 0 | 0 | 0
00 Ret.ExistACI & HRI & WetFGD | 0 | 0 | 0 | 0 | 0 | 0 | 0
00 Ret.ExistACI & SCR | 0 | 0 | 0 | 0 | 0 | 0 | 0
00 Ret.ExistACI & SCR & DryFGD | 0 | 0 | 0 | 0 | 0 | 0 | 0
00 Ret.ExistACI & SCR & DryFGD & CCS | 0 | 0 | 0 | 0 | 0 | 0 | 0
00 Ret.ExistACI & SCR & DryFGD & HRI | 0 | 0 | 0 | 0 | 0 | 0 | 0
00 Ret.ExistACI & SCR & DryFGD & HRI & CCS | 0 | 0 | 0 | 0 | 0 | 0 | 0
00 Ret.ExistACI & SCR & DSI | 0 | 0 | 0 | 0 | 0 | 0 | 0
00 Ret.ExistACI & SCR & DSI & DryFGD | 0 | 0 | 0 | 0 | 0 | 0 | 0
00 Ret.ExistACI & SCR & DSI & HRI | 0 | 0 | 0 | 0 | 0 | 0 | 0
00 Ret.ExistACI & SCR & DSI & DryFGD & HRI | 0 | 0 | 0 | 0 | 0 | 0 | 0
00 Ret.ExistACI & SCR & HRI | 0 | 0 | 0 | 0 | 0 | 0 | 0
00 Ret.ExistACI & SCR & WetFGD | 0 | 0 | 0 | 0 | 0 | 0 | 0
00 Ret.ExistACI & SCR & WetFGD & CCS | 0 | 0 | 0 | 0 | 0 | 0 | 0
00 Ret.ExistACI & SCR & WetFGD & HRI | 0 | 0 | 0 | 0 | 0 | 0 | 0
00 Ret.ExistACI & SCR & WetFGD & HRI & CCS | 0 | 0 | 0 | 0 | 0 | 0 | 0
00 Ret.ExistACI & SNCR | 0 | 0 | 0 | 0 | 0 | 0 | 0
00 Ret.ExistACI & SNCR & DryFGD | 0 | 0 | 0 | 0 | 0 | 0 | 0
00 Ret.ExistACI & SNCR & DryFGD & HRI | 0 | 0 | 0 | 0 | 0 | 0 | 0
00 Ret.ExistACI & SNCR & DSI | 0 | 0 | 0 | 0 | 0 | 0 | 0
00 Ret.ExistACI & SNCR & DSI & HRI | 0 | 0 | 0 | 0 | 0 | 0 | 0
00 Ret.ExistACI & SNCR & HRI | 0 | 0 | 0 | 0 | 0 | 0 | 0
00 Ret.ExistACI & SNCR & WetFGD | 0 | 0 | 0 | 0 | 0 | 0 | 0
00 Ret.ExistACI & SNCR & WetFGD & HRI | 0 | 0 | 0 | 0 | 0 | 0 | 0
00 Ret.ExistACI & WetFGD | 0 | 0 | 0 | 0 | 0 | 0 | 0
00 Ret.ExistACI & WetFGD & CCS | 0 | 0 | 0 | 0 | 0 | 0 | 0
00 Ret.ExistACI & WetFGD & HRI & CCS | 0 | 0 | 0 | 0 | 0 | 0 | 0
00 Ret.ExistACI_DSI & DryFGD | 0 | 0 | 0 | 0 | 0 | 0 | 0
00 Ret.ExistACI_DSI & DryFGD & HRI | 0 | 0 | 0 | 0 | 0 | 0 | 0
00 Ret.ExistACI_DSI & HRI | 0 | 0 | 0 | 0 | 0 | 0 | 0
00 Ret.ExistACI_DSI & SCR | 0 | 0 | 0 | 0 | 0 | 0 | 0
00 Ret.ExistACI_DSI & SCR & DryFGD | 0 | 0 | 0 | 0 | 0 | 0 | 0
00 Ret.ExistACI_DSI & SCR & DryFGD & HRI | 0 | 0 | 0 | 0 | 0 | 0 | 0
00 Ret.ExistACI_DSI & SCR & HRI | 0 | 0 | 0 | 0 | 0 | 0 | 0
00 Ret.ExistACI_DSI & SCR & WetFGD | 0 | 0 | 0 | 0 | 0 | 0 | 0
00 Ret.ExistACI_DSI & SCR & WetFGD & HRI | 0 | 0 | 0 | 0 | 0 | 0 | 0
00 Ret.ExistACI_DSI & WetFGD | 0 | 0 | 0 | 0 | 0 | 0 | 0
00 Ret.ExistACI_DSI & WetFGD & HRI | 0 | 0 | 0 | 0 | 0 | 0 | 0
00 Ret.ExistDryFGD & ACI | 0 | 0 | 0 | 0 | 0 | 0 | 0
00 Ret.ExistDryFGD & ACI & CCS | 0 | 0 | 0 | 0 | 0 | 0 | 0
00 Ret.ExistDryFGD & ACI & HRI | 0 | 0 | 0 | 0 | 0 | 0 | 0
00 Ret.ExistDryFGD & ACI & HRI & CCS | 0 | 0 | 0 | 0 | 0 | 0 | 0
00 Ret.ExistDryFGD & ACI & SCR | 0 | 0 | 0 | 0 | 0 | 0 | 0
00 Ret.ExistDryFGD & ACI & SCR & CCS | 0 | 0 | 0 | 0 | 0 | 0 | 0
00 Ret.ExistDryFGD & ACI & SCR & HRI | 0 | 0 | 0 | 0 | 0 | 0 | 0
00 Ret.ExistDryFGD & ACI & SCR & HRI & CCS | 0 | 0 | 0 | 0 | 0 | 0 | 0
00 Ret.ExistDryFGD & ACI & SNCR | 0 | 0 | 0 | 0 | 0 | 0 | 0
00 Ret.ExistDryFGD & ACI & SNCR & HRI | 0 | 0 | 0 | 0 | 0 | 0 | 0
00 Ret.ExistDryFGD & CCS | 0 | 0 | 0 | 0 | 0 | 0 | 0
00 Ret.ExistDryFGD & HRI | 0 | 0 | 0 | 0 | 0 | 0 | 0
00 Ret.ExistDryFGD & HRI & CCS | 0 | 0 | 0 | 0 | 0 | 0 | 0
00 Ret.ExistDryFGD & SCR | 0 | 0 | 0 | 0 | 0 | 0 | 0
00 Ret.ExistDryFGD & SCR & CCS | 0 | 0 | 0 | 0 | 0 | 0 | 0
00 Ret.ExistDryFGD & SCR & HRI | 0 | 0 | 0 | 0 | 0 | 0 | 0
00 Ret.ExistDryFGD & SCR & HRI & CCS | 0 | 0 | 0 | 0 | 0 | 0 | 0
00 Ret.ExistDryFGD & SNCR | 0 | 0 | 0 | 0 | 0 | 0 | 0
00 Ret.ExistDryFGD & SNCR & HRI | 0 | 0 | 0 | 0 | 0 | 0 | 0
00 Ret.ExistDryFGD_ACI & CCS | 0 | 0 | 0 | 0 | 0 | 0 | 0
00 Ret.ExistDryFGD_ACI & HRI | 0 | 0 | 0 | 0 | 0 | 0 | 0
00 Ret.ExistDryFGD_ACI & HRI & CCS | 0 | 0 | 0 | 0 | 0 | 0 | 0
00 Ret.ExistDryFGD_ACI & SCR | 0 | 0 | 0 | 0 | 0 | 0 | 0
00 Ret.ExistDryFGD_ACI & SCR & CCS | 0 | 0 | 0 | 0 | 0 | 0 | 0
00 Ret.ExistDryFGD_ACI & SCR & HRI | 0 | 0 | 0 | 0 | 0 | 0 | 0
00 Ret.ExistDryFGD_ACI & SCR & HRI & CCS | 0 | 0 | 0 | 0 | 0 | 0 | 0
00 Ret.ExistDryFGD_SCR & ACI & CCS | 0 | 0 | 0 | 0 | 0 | 0 | 0
00 Ret.ExistDryFGD_SCR & ACI & HRI | 0 | 0 | 0 | 0 | 0 | 0 | 0
00 Ret.ExistDryFGD_SCR & ACI & HRI & CCS | 0 | 0 | 0 | 0 | 0 | 0 | 0
00 Ret.ExistDryFGD_SCR & CCS | 0 | 0 | 0 | 0 | 0 | 0 | 0
00 Ret.ExistDryFGD_SNCR & ACI & CCS | 0 | 0 | 0 | 0 | 0 | 0 | 0
00 Ret.ExistDryFGD_SNCR & ACI & HRI | 0 | 0 | 0 | 0 | 0 | 0 | 0
00 Ret.ExistDryFGD_SNCR & ACI & HRI & CCS | 0 | 0 | 0 | 0 | 0 | 0 | 0
00 Ret.ExistDryFGD_SNCR & CCS | 0 | 0 | 0 | 0 | 0 | 0 | 0
00 Ret.ExistDSI & ACI | 0 | 0 | 0 | 0 | 0 | 0 | 0
00 Ret.ExistDSI & ACI & HRI | 0 | 0 | 0 | 0 | 0 | 0 | 0
00 Ret.ExistDSI & ACI & SCR | 0 | 0 | 0 | 0 | 0 | 0 | 0
00 Ret.ExistDSI & ACI & SCR & DryFGD & CCS | 0 | 0 | 0 | 0 | 0 | 0 | 0
00 Ret.ExistDSI & ACI & SCR & DryFGD & HRI | 0 | 0 | 0 | 0 | 0 | 0 | 0
00 Ret.ExistDSI & ACI & SCR & DryFGD & HRI & CCS | 0 | 0 | 0 | 0 | 0 | 0 | 0
00 Ret.ExistDSI & ACI & SCR & HRI | 0 | 0 | 0 | 0 | 0 | 0 | 0
00 Ret.ExistDSI & DryFGD | 0 | 0 | 0 | 0 | 0 | 0 | 0
00 Ret.ExistDSI & DryFGD & ACI | 0 | 0 | 0 | 0 | 0 | 0 | 0
00 Ret.ExistDSI & DryFGD & ACI & CCS | 0 | 0 | 0 | 0 | 0 | 0 | 0
00 Ret.ExistDSI & DryFGD & ACI & HRI | 0 | 0 | 0 | 0 | 0 | 0 | 0
00 Ret.ExistDSI & DryFGD & ACI & HRI & CCS | 0 | 0 | 0 | 0 | 0 | 0 | 0
00 Ret.ExistDSI & DryFGD & CCS | 0 | 0 | 0 | 0 | 0 | 0 | 0
00 Ret.ExistDSI & DryFGD & HRI | 0 | 0 | 0 | 0 | 0 | 0 | 0
00 Ret.ExistDSI & DryFGD & HRI & CCS | 0 | 0 | 0 | 0 | 0 | 0 | 0
00 Ret.ExistDSI & HRI | 0 | 0 | 0 | 0 | 0 | 0 | 0
00 Ret.ExistDSI & SCR | 0 | 0 | 0 | 0 | 0 | 0 | 0
00 Ret.ExistDSI & SCR & DryFGD | 0 | 0 | 0 | 0 | 0 | 0 | 0
00 Ret.ExistDSI & SCR & DryFGD & ACI | 0 | 0 | 0 | 0 | 0 | 0 | 0
00 Ret.ExistDSI & SCR & DryFGD & CCS | 0 | 0 | 0 | 0 | 0 | 0 | 0
00 Ret.ExistDSI & SCR & DryFGD & HRI | 0 | 0 | 0 | 0 | 0 | 0 | 0
00 Ret.ExistDSI & SCR & DryFGD & HRI & CCS | 0 | 0 | 0 | 0 | 0 | 0 | 0
00 Ret.ExistDSI & SCR & HRI | 0 | 0 | 0 | 0 | 0 | 0 | 0
00 Ret.ExistDSI & SCR & WetFGD | 0 | 0 | 0 | 0 | 0 | 0 | 0
00 Ret.ExistDSI & SCR & WetFGD & CCS | 0 | 0 | 0 | 0 | 0 | 0 | 0
00 Ret.ExistDSI & SCR & WetFGD & HRI | 0 | 0 | 0 | 0 | 0 | 0 | 0
00 Ret.ExistDSI & SCR & WetFGD & HRI & CCS | 0 | 0 | 0 | 0 | 0 | 0 | 0
00 Ret.ExistDSI & WetFGD | 0 | 0 | 0 | 0 | 0 | 0 | 0
00 Ret.ExistDSI & WetFGD & ACI | 0 | 0 | 0 | 0 | 0 | 0 | 0
00 Ret.ExistDSI & WetFGD & ACI & HRI | 0 | 0 | 0 | 0 | 0 | 0 | 0
00 Ret.ExistDSI & WetFGD & CCS | 0 | 0 | 0 | 0 | 0 | 0 | 0
00 Ret.ExistDSI & WetFGD & HRI | 0 | 0 | 0 | 0 | 0 | 0 | 0
00 Ret.ExistDSI & WetFGD & HRI & CCS | 0 | 0 | 0 | 0 | 0 | 0 | 0
00 Ret.ExistIGCC & CCS | 0 | 0 | 0 | 0 | 0 | 0 | 0
00 Ret.ExistSCR & ACI | 0 | 0 | 0 | 0 | 0 | 0 | 0
00 Ret.ExistSCR & ACI & DryFGD | 0 | 0 | 0 | 0 | 0 | 0 | 0
00 Ret.ExistSCR & ACI & DryFGD & HRI | 0 | 0 | 0 | 0 | 0 | 0 | 0
00 Ret.ExistSCR & ACI & DSI | 0 | 0 | 0 | 0 | 0 | 0 | 0
00 Ret.ExistSCR & ACI & DSI & DryFGD | 0 | 0 | 0 | 0 | 0 | 0 | 0
00 Ret.ExistSCR & ACI & DSI & DryFGD & HRI | 0 | 0 | 0 | 0 | 0 | 0 | 0
00 Ret.ExistSCR & ACI & DSI & HRI | 0 | 0 | 0 | 0 | 0 | 0 | 0
00 Ret.ExistSCR & ACI & DSI & WetFGD | 0 | 0 | 0 | 0 | 0 | 0 | 0
00 Ret.ExistSCR & ACI & DSI & WetFGD & HRI | 0 | 0 | 0 | 0 | 0 | 0 | 0
00 Ret.ExistSCR & ACI & HRI | 0 | 0 | 0 | 0 | 0 | 0 | 0
00 Ret.ExistSCR & ACI & WetFGD | 0 | 0 | 0 | 0 | 0 | 0 | 0
00 Ret.ExistSCR & ACI & WetFGD & HRI | 0 | 0 | 0 | 0 | 0 | 0 | 0
00 Ret.ExistSCR & DryFGD | 0 | 0 | 0 | 0 | 0 | 0 | 0
00 Ret.ExistSCR & DryFGD & ACI & CCS | 0 | 0 | 0 | 0 | 0 | 0 | 0
00 Ret.ExistSCR & DryFGD & ACI & HRI & CCS | 0 | 0 | 0 | 0 | 0 | 0 | 0
00 Ret.ExistSCR & DryFGD & CCS | 0 | 0 | 0 | 0 | 0 | 0 | 0
00 Ret.ExistSCR & DryFGD & HRI | 0 | 0 | 0 | 0 | 0 | 0 | 0
00 Ret.ExistSCR & DryFGD & HRI & CCS | 0 | 0 | 0 | 0 | 0 | 0 | 0
00 Ret.ExistSCR & DSI | 0 | 0 | 0 | 0 | 0 | 0 | 0
00 Ret.ExistSCR & DSI & DryFGD | 0 | 0 | 0 | 0 | 0 | 0 | 0
00 Ret.ExistSCR & DSI & DryFGD & HRI | 0 | 0 | 0 | 0 | 0 | 0 | 0
00 Ret.ExistSCR & DSI & HRI | 0 | 0 | 0 | 0 | 0 | 0 | 0
00 Ret.ExistSCR & DSI & WetFGD | 0 | 0 | 0 | 0 | 0 | 0 | 0
00 Ret.ExistSCR & DSI & WetFGD & HRI | 0 | 0 | 0 | 0 | 0 | 0 | 0
00 Ret.ExistSCR & HRI | 0 | 0 | 0 | 0 | 0 | 0 | 0
00 Ret.ExistSCR & WetFGD | 0 | 0 | 0 | 0 | 0 | 0 | 0
00 Ret.ExistSCR & WetFGD & ACI & CCS | 0 | 0 | 0 | 0 | 0 | 0 | 0
00 Ret.ExistSCR & WetFGD & ACI & HRI & CCS | 0 | 0 | 0 | 0 | 0 | 0 | 0
00 Ret.ExistSCR & WetFGD & CCS | 0 | 0 | 0 | 0 | 0 | 0 | 0
00 Ret.ExistSCR & WetFGD & HRI | 0 | 0 | 0 | 0 | 0 | 0 | 0
00 Ret.ExistSCR & WetFGD & HRI & CCS | 0 | 0 | 0 | 0 | 0 | 0 | 0
00 Ret.ExistSCR_ACI & DryFGD | 0 | 0 | 0 | 0 | 0 | 0 | 0
00 Ret.ExistSCR_ACI & DryFGD & CCS | 0 | 0 | 0 | 0 | 0 | 0 | 0
00 Ret.ExistSCR_ACI & DryFGD & HRI | 0 | 0 | 0 | 0 | 0 | 0 | 0
00 Ret.ExistSCR_ACI & DryFGD & HRI & CCS | 0 | 0 | 0 | 0 | 0 | 0 | 0
00 Ret.ExistSCR_ACI & DSI | 0 | 0 | 0 | 0 | 0 | 0 | 0
00 Ret.ExistSCR_ACI & DSI & HRI | 0 | 0 | 0 | 0 | 0 | 0 | 0
00 Ret.ExistSCR_ACI & HRI | 0 | 0 | 0 | 0 | 0 | 0 | 0
00 Ret.ExistSCR_ACI & WetFGD | 0 | 0 | 0 | 0 | 0 | 0 | 0
00 Ret.ExistSCR_ACI & WetFGD & CCS | 0 | 0 | 0 | 0 | 0 | 0 | 0
00 Ret.ExistSCR_ACI & WetFGD & HRI | 0 | 0 | 0 | 0 | 0 | 0 | 0
00 Ret.ExistSCR_ACI & WetFGD & HRI & CCS | 0 | 0 | 0 | 0 | 0 | 0 | 0
00 Ret.ExistSCR_ACI_DSI & DryFGD | 0 | 0 | 0 | 0 | 0 | 0 | 0
00 Ret.ExistSCR_ACI_DSI & DryFGD & CCS | 0 | 0 | 0 | 0 | 0 | 0 | 0
00 Ret.ExistSCR_ACI_DSI & DryFGD & HRI | 0 | 0 | 0 | 0 | 0 | 0 | 0
00 Ret.ExistSCR_ACI_DSI & DryFGD & HRI & CCS | 0 | 0 | 0 | 0 | 0 | 0 | 0
00 Ret.ExistSCR_ACI_DSI & HRI | 0 | 0 | 0 | 0 | 0 | 0 | 0
00 Ret.ExistSCR_ACI_DSI & WetFGD | 0 | 0 | 0 | 0 | 0 | 0 | 0
00 Ret.ExistSCR_ACI_DSI & WetFGD & CCS | 0 | 0 | 0 | 0 | 0 | 0 | 0
00 Ret.ExistSCR_ACI_DSI & WetFGD & HRI | 0 | 0 | 0 | 0 | 0 | 0 | 0
00 Ret.ExistSCR_ACI_DSI & WetFGD & HRI & CCS | 0 | 0 | 0 | 0 | 0 | 0 | 0
00 Ret.ExistSCR_DryFGD & ACI | 0 | 0 | 0 | 0 | 0 | 0 | 0
00 Ret.ExistSCR_DryFGD & HRI | 0 | 0 | 0 | 0 | 0 | 0 | 0
00 Ret.ExistSCR_DryFGD & HRI & CCS | 0 | 0 | 0 | 0 | 0 | 0 | 0
00 Ret.ExistSCR_DryFGD_ACI & CCS | 0 | 0 | 0 | 0 | 0 | 0 | 0
00 Ret.ExistSCR_DryFGD_ACI & HRI | 0 | 0 | 0 | 0 | 0 | 0 | 0
00 Ret.ExistSCR_DryFGD_ACI & HRI & CCS | 0 | 0 | 0 | 0 | 0 | 0 | 0
00 Ret.ExistSCR_DSI & ACI | 0 | 0 | 0 | 0 | 0 | 0 | 0
00 Ret.ExistSCR_DSI & ACI & HRI | 0 | 0 | 0 | 0 | 0 | 0 | 0
00 Ret.ExistSCR_DSI & DryFGD | 0 | 0 | 0 | 0 | 0 | 0 | 0
00 Ret.ExistSCR_DSI & DryFGD & ACI | 0 | 0 | 0 | 0 | 0 | 0 | 0
00 Ret.ExistSCR_DSI & DryFGD & ACI & HRI | 0 | 0 | 0 | 0 | 0 | 0 | 0
00 Ret.ExistSCR_DSI & DryFGD & HRI | 0 | 0 | 0 | 0 | 0 | 0 | 0
00 Ret.ExistSCR_DSI & HRI | 0 | 0 | 0 | 0 | 0 | 0 | 0
00 Ret.ExistSCR_DSI & WetFGD | 0 | 0 | 0 | 0 | 0 | 0 | 0
00 Ret.ExistSCR_DSI & WetFGD & ACI | 0 | 0 | 0 | 0 | 0 | 0 | 0
00 Ret.ExistSCR_DSI & WetFGD & ACI & HRI | 0 | 0 | 0 | 0 | 0 | 0 | 0
00 Ret.ExistSCR_DSI & WetFGD & HRI | 0 | 0 | 0 | 0 | 0 | 0 | 0
00 Ret.ExistSCR_WetFGD & ACI | 0 | 0 | 0 | 0 | 0 | 0 | 0
00 Ret.ExistSCR_WetFGD & HRI | 0 | 0 | 0 | 0 | 0 | 0 | 0
00 Ret.ExistSCR_WetFGD & HRI & CCS | 0 | 0 | 0 | 0 | 0 | 0 | 0
00 Ret.ExistSCR_WetFGD_ACI & CCS | 0 | 0 | 0 | 0 | 0 | 0 | 0
00 Ret.ExistSCR_WetFGD_ACI & HRI | 0 | 0 | 0 | 0 | 0 | 0 | 0
00 Ret.ExistSCR_WetFGD_ACI & HRI & CCS | 0 | 0 | 0 | 0 | 0 | 0 | 0
00 Ret.ExistSNCR & ACI | 0 | 0 | 0 | 0 | 0 | 0 | 0
00 Ret.ExistSNCR & ACI & DryFGD | 0 | 0 | 0 | 0 | 0 | 0 | 0
00 Ret.ExistSNCR & ACI & DryFGD & HRI | 0 | 0 | 0 | 0 | 0 | 0 | 0
00 Ret.ExistSNCR & ACI & DSI | 0 | 0 | 0 | 0 | 0 | 0 | 0
00 Ret.ExistSNCR & ACI & DSI & DryFGD | 0 | 0 | 0 | 0 | 0 | 0 | 0
00 Ret.ExistSNCR & ACI & DSI & DryFGD & HRI | 0 | 0 | 0 | 0 | 0 | 0 | 0
00 Ret.ExistSNCR & ACI & DSI & HRI | 0 | 0 | 0 | 0 | 0 | 0 | 0
00 Ret.ExistSNCR & ACI & DSI & WetFGD | 0 | 0 | 0 | 0 | 0 | 0 | 0
00 Ret.ExistSNCR & ACI & DSI & WetFGD & HRI | 0 | 0 | 0 | 0 | 0 | 0 | 0
00 Ret.ExistSNCR & ACI & HRI | 0 | 0 | 0 | 0 | 0 | 0 | 0
00 Ret.ExistSNCR & ACI & WetFGD | 0 | 0 | 0 | 0 | 0 | 0 | 0
00 Ret.ExistSNCR & ACI & WetFGD & HRI | 0 | 0 | 0 | 0 | 0 | 0 | 0
00 Ret.ExistSNCR & DryFGD | 0 | 0 | 0 | 0 | 0 | 0 | 0
00 Ret.ExistSNCR & DryFGD & CCS | 0 | 0 | 0 | 0 | 0 | 0 | 0
00 Ret.ExistSNCR & DryFGD & HRI | 0 | 0 | 0 | 0 | 0 | 0 | 0
00 Ret.ExistSNCR & DryFGD & HRI & CCS | 0 | 0 | 0 | 0 | 0 | 0 | 0
00 Ret.ExistSNCR & DSI | 0 | 0 | 0 | 0 | 0 | 0 | 0
00 Ret.ExistSNCR & DSI & DryFGD | 0 | 0 | 0 | 0 | 0 | 0 | 0
00 Ret.ExistSNCR & DSI & DryFGD & HRI | 0 | 0 | 0 | 0 | 0 | 0 | 0
00 Ret.ExistSNCR & DSI & HRI | 0 | 0 | 0 | 0 | 0 | 0 | 0
00 Ret.ExistSNCR & DSI & WetFGD | 0 | 0 | 0 | 0 | 0 | 0 | 0
00 Ret.ExistSNCR & DSI & WetFGD & HRI | 0 | 0 | 0 | 0 | 0 | 0 | 0
00 Ret.ExistSNCR & HRI | 0 | 0 | 0 | 0 | 0 | 0 | 0
00 Ret.ExistSNCR & WetFGD | 0 | 0 | 0 | 0 | 0 | 0 | 0
00 Ret.ExistSNCR & WetFGD & ACI & CCS | 0 | 0 | 0 | 0 | 0 | 0 | 0
00 Ret.ExistSNCR & WetFGD & ACI & HRI & CCS | 0 | 0 | 0 | 0 | 0 | 0 | 0
00 Ret.ExistSNCR & WetFGD & CCS | 0 | 0 | 0 | 0 | 0 | 0 | 0
00 Ret.ExistSNCR & WetFGD & HRI | 0 | 0 | 0 | 0 | 0 | 0 | 0
00 Ret.ExistSNCR & WetFGD & HRI & CCS | 0 | 0 | 0 | 0 | 0 | 0 | 0
00 Ret.ExistSNCR_ACI & DryFGD | 0 | 0 | 0 | 0 | 0 | 0 | 0
00 Ret.ExistSNCR_ACI & DryFGD & CCS | 0 | 0 | 0 | 0 | 0 | 0 | 0
00 Ret.ExistSNCR_ACI & DryFGD & HRI | 0 | 0 | 0 | 0 | 0 | 0 | 0
00 Ret.ExistSNCR_ACI & DryFGD & HRI & CCS | 0 | 0 | 0 | 0 | 0 | 0 | 0
00 Ret.ExistSNCR_ACI & DSI | 0 | 0 | 0 | 0 | 0 | 0 | 0
00 Ret.ExistSNCR_ACI & DSI & HRI | 0 | 0 | 0 | 0 | 0 | 0 | 0
00 Ret.ExistSNCR_ACI & HRI | 0 | 0 | 0 | 0 | 0 | 0 | 0
00 Ret.ExistSNCR_ACI & WetFGD | 0 | 0 | 0 | 0 | 0 | 0 | 0
00 Ret.ExistSNCR_ACI & WetFGD & CCS | 0 | 0 | 0 | 0 | 0 | 0 | 0
00 Ret.ExistSNCR_ACI & WetFGD & HRI | 0 | 0 | 0 | 0 | 0 | 0 | 0
00 Ret.ExistSNCR_ACI & WetFGD & HRI & CCS | 0 | 0 | 0 | 0 | 0 | 0 | 0
00 Ret.ExistSNCR_ACI_DSI & DryFGD | 0 | 0 | 0 | 0 | 0 | 0 | 0
00 Ret.ExistSNCR_ACI_DSI & DryFGD & HRI | 0 | 0 | 0 | 0 | 0 | 0 | 0
00 Ret.ExistSNCR_ACI_DSI & HRI | 0 | 0 | 0 | 0 | 0 | 0 | 0
00 Ret.ExistSNCR_ACI_DSI & WetFGD | 0 | 0 | 0 | 0 | 0 | 0 | 0
00 Ret.ExistSNCR_ACI_DSI & WetFGD & HRI | 0 | 0 | 0 | 0 | 0 | 0 | 0
00 Ret.ExistSNCR_DryFGD & ACI | 0 | 0 | 0 | 0 | 0 | 0 | 0
00 Ret.ExistSNCR_DryFGD & HRI | 0 | 0 | 0 | 0 | 0 | 0 | 0
00 Ret.ExistSNCR_DryFGD & HRI & CCS | 0 | 0 | 0 | 0 | 0 | 0 | 0
00 Ret.ExistSNCR_DryFGD_ACI & CCS | 0 | 0 | 0 | 0 | 0 | 0 | 0
00 Ret.ExistSNCR_DryFGD_ACI & HRI | 0 | 0 | 0 | 0 | 0 | 0 | 0
00 Ret.ExistSNCR_WetFGD & ACI | 0 | 0 | 0 | 0 | 0 | 0 | 0
00 Ret.ExistSNCR_WetFGD & HRI | 0 | 0 | 0 | 0 | 0 | 0 | 0
00 Ret.ExistSNCR_WetFGD & HRI & CCS | 0 | 0 | 0 | 0 | 0 | 0 | 0
00 Ret.ExistSNCR_WetFGD_ACI & CCS | 0 | 0 | 0 | 0 | 0 | 0 | 0
00 Ret.ExistSNCR_WetFGD_ACI & HRI | 0 | 0 | 0 | 0 | 0 | 0 | 0
00 Ret.ExistSNCR_WetFGD_ACI & HRI & CCS | 0 | 0 | 0 | 0 | 0 | 0 | 0
00 Ret.ExistWetFGD & ACI | 0 | 0 | 0 | 0 | 0 | 0 | 0
00 Ret.ExistWetFGD & ACI & CCS | 0 | 0 | 0 | 0 | 0 | 0 | 0
00 Ret.ExistWetFGD & ACI & HRI | 0 | 0 | 0 | 0 | 0 | 0 | 0
00 Ret.ExistWetFGD & ACI & HRI & CCS | 0 | 0 | 0 | 0 | 0 | 0 | 0
00 Ret.ExistWetFGD & ACI & SCR | 0 | 0 | 0 | 0 | 0 | 0 | 0
00 Ret.ExistWetFGD & ACI & SCR & CCS | 0 | 0 | 0 | 0 | 0 | 0 | 0
00 Ret.ExistWetFGD & ACI & SCR & HRI | 0 | 0 | 0 | 0 | 0 | 0 | 0
00 Ret.ExistWetFGD & ACI & SCR & HRI & CCS | 0 | 0 | 0 | 0 | 0 | 0 | 0
00 Ret.ExistWetFGD & ACI & SNCR | 0 | 0 | 0 | 0 | 0 | 0 | 0
00 Ret.ExistWetFGD & ACI & SNCR & HRI | 0 | 0 | 0 | 0 | 0 | 0 | 0
00 Ret.ExistWetFGD & CCS | 0 | 0 | 0 | 0 | 0 | 0 | 0
00 Ret.ExistWetFGD & HRI | 0 | 0 | 0 | 0 | 0 | 0 | 0
00 Ret.ExistWetFGD & HRI & CCS | 0 | 0 | 0 | 0 | 0 | 0 | 0
00 Ret.ExistWetFGD & SCR | 0 | 0 | 0 | 0 | 0 | 0 | 0
00 Ret.ExistWetFGD & SCR & CCS | 0 | 0 | 0 | 0 | 0 | 0 | 0
00 Ret.ExistWetFGD & SCR & HRI | 0 | 0 | 0 | 0 | 0 | 0 | 0
00 Ret.ExistWetFGD & SCR & HRI & CCS | 0 | 0 | 0 | 0 | 0 | 0 | 0
00 Ret.ExistWetFGD & SNCR | 0 | 0 | 0 | 0 | 0 | 0 | 0
00 Ret.ExistWetFGD & SNCR & HRI | 0 | 0 | 0 | 0 | 0 | 0 | 0
00 Ret.ExistWetFGD_ACI & CCS | 0 | 0 | 0 | 0 | 0 | 0 | 0
00 Ret.ExistWetFGD_ACI & HRI | 0 | 0 | 0 | 0 | 0 | 0 | 0
00 Ret.ExistWetFGD_ACI & HRI & CCS | 0 | 0 | 0 | 0 | 0 | 0 | 0
00 Ret.ExistWetFGD_ACI & SCR | 0 | 0 | 0 | 0 | 0 | 0 | 0
00 Ret.ExistWetFGD_ACI & SCR & CCS | 0 | 0 | 0 | 0 | 0 | 0 | 0
00 Ret.ExistWetFGD_ACI & SCR & HRI | 0 | 0 | 0 | 0 | 0 | 0 | 0
00 Ret.ExistWetFGD_ACI & SCR & HRI & CCS | 0 | 0 | 0 | 0 | 0 | 0 | 0
00 Ret.ExistWetFGD_ACI & SNCR | 0 | 0 | 0 | 0 | 0 | 0 | 0
00 Ret.ExistWetFGD_ACI & SNCR & HRI | 0 | 0 | 0 | 0 | 0 | 0 | 0
00 Ret.ExistWetFGD_SCR & ACI & CCS | 0 | 0 | 0 | 0 | 0 | 0 | 0
00 Ret.ExistWetFGD_SCR & ACI & HRI | 0 | 0 | 0 | 0 | 0 | 0 | 0
00 Ret.ExistWetFGD_SCR & ACI & HRI & CCS | 0 | 0 | 0 | 0 | 0 | 0 | 0
00 Ret.ExistWetFGD_SCR & CCS | 0 | 0 | 0 | 0 | 0 | 0 | 0
00 Ret.ExistWetFGD_SNCR & ACI & CCS | 0 | 0 | 0 | 0 | 0 | 0 | 0
00 Ret.ExistWetFGD_SNCR & ACI & HRI | 0 | 0 | 0 | 0 | 0 | 0 | 0
00 Ret.ExistWetFGD_SNCR & ACI & HRI & CCS | 0 | 0 | 0 | 0 | 0 | 0 | 0
00 Ret.ExistWetFGD_SNCR & CCS | 0 | 0 | 0 | 0 | 0 | 0 | 0
00 Ret.FB & ACI | 0 | 0 | 0 | 0 | 0 | 0 | 0
00 Ret.FB & ACI & HRI | 0 | 0 | 0 | 0 | 0 | 0 | 0
00 Ret.FB & HRI | 0 | 0 | 0 | 0 | 0 | 0 | 0
00 Ret.FB DryFGD | 0 | 0 | 0 | 0 | 0 | 0 | 0
00 Ret.FB DryFGD & ACI | 0 | 0 | 0 | 0 | 0 | 0 | 0
00 Ret.FB DryFGD & ACI & HRI | 0 | 0 | 0 | 0 | 0 | 0 | 0
00 Ret.FB DryFGD & HRI | 0 | 0 | 0 | 0 | 0 | 0 | 0
00 Ret.FB DryFGD & SNCR | 0 | 0 | 0 | 0 | 0 | 0 | 0
00 Ret.FB DryFGD & SNCR & HRI | 0 | 0 | 0 | 0 | 0 | 0 | 0
00 Ret.FB SNCR & DryFGD & ACI | 0 | 0 | 0 | 0 | 0 | 0 | 0
00 Ret.FB SNCR & DryFGD & ACI & HRI | 0 | 0 | 0 | 0 | 0 | 0 | 0
00 Ret.FB-ACI & SNCR | 0 | 0 | 0 | 0 | 0 | 0 | 0
00 Ret.FB-ACI & SNCR & CCS | 0 | 0 | 0 | 0 | 0 | 0 | 0
00 Ret.FB-ACI & SNCR & HRI | 0 | 0 | 0 | 0 | 0 | 0 | 0
00 Ret.FB-ACI & SNCR & HRI & CCS | 0 | 0 | 0 | 0 | 0 | 0 | 0
00 Ret.FB-Exist ACI & DryFGD | 0 | 0 | 0 | 0 | 0 | 0 | 0
00 Ret.FB-Exist ACI & DryFGD & HRI | 0 | 0 | 0 | 0 | 0 | 0 | 0
00 Ret.FB-Exist ACI & DryFGD & SNCR | 0 | 0 | 0 | 0 | 0 | 0 | 0
00 Ret.FB-Exist ACI & DryFGD & SNCR & HRI | 0 | 0 | 0 | 0 | 0 | 0 | 0
00 Ret.FB-Exist ACI & SNCR | 0 | 0 | 0 | 0 | 0 | 0 | 0
00 Ret.FB-Exist ACI & SNCR & HRI | 0 | 0 | 0 | 0 | 0 | 0 | 0
00 Ret.FB-ExistACI & HRI | 0 | 0 | 0 | 0 | 0 | 0 | 0
00 Ret.FB-ExistDryFGD & ACI | 0 | 0 | 0 | 0 | 0 | 0 | 0
00 Ret.FB-ExistDryFGD & ACI & HRI | 0 | 0 | 0 | 0 | 0 | 0 | 0
00 Ret.FB-ExistDryFGD & ACI & SNCR | 0 | 0 | 0 | 0 | 0 | 0 | 0
00 Ret.FB-ExistDryFGD & ACI & SNCR & HRI | 0 | 0 | 0 | 0 | 0 | 0 | 0
00 Ret.FB-ExistDryFGD & CCS | 0 | 0 | 0 | 0 | 0 | 0 | 0
00 Ret.FB-ExistDryFGD & HRI | 0 | 0 | 0 | 0 | 0 | 0 | 0
00 Ret.FB-ExistDryFGD & SNCR | 0 | 0 | 0 | 0 | 0 | 0 | 0
00 Ret.FB-ExistDryFGD & SNCR & HRI | 0 | 0 | 0 | 0 | 0 | 0 | 0
00 Ret.FB-ExistDryFGD_ACI & CCS | 0 | 0 | 0 | 0 | 0 | 0 | 0
00 Ret.FB-ExistDryFGD_SNCR & ACI | 0 | 0 | 0 | 0 | 0 | 0 | 0
00 Ret.FB-ExistDryFGD_SNCR & ACI & HRI | 0 | 0 | 0 | 0 | 0 | 0 | 0
00 Ret.FB-ExistDryFGD_SNCR & CCS | 0 | 0 | 0 | 0 | 0 | 0 | 0
00 Ret.FB-ExistDryFGD_SNCR & HRI | 0 | 0 | 0 | 0 | 0 | 0 | 0
00 Ret.FB-ExistDryFGD_SNCR & HRI & CCS | 0 | 0 | 0 | 0 | 0 | 0 | 0
00 Ret.FB-ExistDryFGD_SNCR_ACI & HRI | 0 | 0 | 0 | 0 | 0 | 0 | 0
00 Ret.FB-ExistWetFGD_SNCR_ACI & HRI | 0 | 0 | 0 | 0 | 0 | 0 | 0
00 Ret.FB-ExistSNCR & ACI | 0 | 0 | 0 | 0 | 0 | 0 | 0
00 Ret.FB-ExistSNCR & ACI & HRI | 0 | 0 | 0 | 0 | 0 | 0 | 0
00 Ret.FB-ExistSNCR & DryFGD | 0 | 0 | 0 | 0 | 0 | 0 | 0
00 Ret.FB-ExistSNCR & DryFGD & ACI | 0 | 0 | 0 | 0 | 0 | 0 | 0
00 Ret.FB-ExistSNCR & DryFGD & ACI & HRI | 0 | 0 | 0 | 0 | 0 | 0 | 0
00 Ret.FB-ExistSNCR & DryFGD & HRI | 0 | 0 | 0 | 0 | 0 | 0 | 0
00 Ret.FB-ExistSNCR & HRI | 0 | 0 | 0 | 0 | 0 | 0 | 0
00 Ret.FB-SNCR | 0 | 0 | 0 | 0 | 0 | 0 | 0
00 Ret.FB-SNCR & HRI | 0 | 0 | 0 | 0 | 0 | 0 | 0
00 Ret.HRI | 0 | 0 | 0 | 0 | 0 | 0 | 0
00 Ret.Oil/Gas Steam SCR | 0 | 0 | 0 | 0 | 0 | 0 | 0
00 Ret.SCR | 0 | 0 | 0 | 0 | 0 | 0 | 0
00 Ret.SCR & DryFGD | 0 | 0 | 0 | 0 | 0 | 0 | 0
00 Ret.SCR & DryFGD & ACI | 0 | 0 | 0 | 0 | 0 | 0 | 0
00 Ret.SCR & DryFGD & CCS | 0 | 0 | 0 | 0 | 0 | 0 | 0
00 Ret.SCR & DryFGD & HRI | 0 | 0 | 0 | 0 | 0 | 0 | 0
00 Ret.SCR & DryFGD & HRI & CCS | 0 | 0 | 0 | 0 | 0 | 0 | 0
00 Ret.SCR & DSI | 0 | 0 | 0 | 0 | 0 | 0 | 0
00 Ret.SCR & DSI & DryFGD | 0 | 0 | 0 | 0 | 0 | 0 | 0
00 Ret.SCR & DSI & DryFGD & HRI | 0 | 0 | 0 | 0 | 0 | 0 | 0
00 Ret.SCR & DSI & HRI | 0 | 0 | 0 | 0 | 0 | 0 | 0
00 Ret.SCR & DSI & WetFGD | 0 | 0 | 0 | 0 | 0 | 0 | 0
00 Ret.SCR & DSI & WetFGD & HRI | 0 | 0 | 0 | 0 | 0 | 0 | 0
00 Ret.SCR & HRI | 0 | 0 | 0 | 0 | 0 | 0 | 0
00 Ret.SCR & WetFGD | 0 | 0 | 0 | 0 | 0 | 0 | 0
00 Ret.SCR & WetFGD & ACI | 0 | 0 | 0 | 0 | 0 | 0 | 0
00 Ret.SCR & WetFGD & CCS | 0 | 0 | 0 | 0 | 0 | 0 | 0
00 Ret.SCR & WetFGD & HRI | 0 | 0 | 0 | 0 | 0 | 0 | 0
00 Ret.SCR & WetFGD & HRI & CCS | 0 | 0 | 0 | 0 | 0 | 0 | 0
00 Ret.SNCR | 0 | 0 | 0 | 0 | 0 | 0 | 0
00 Ret.SNCR & DryFGD | 0 | 0 | 0 | 0 | 0 | 0 | 0
00 Ret.SNCR & DryFGD & ACI | 0 | 0 | 0 | 0 | 0 | 0 | 0
00 Ret.SNCR & DryFGD & ACI & HRI | 0 | 0 | 0 | 0 | 0 | 0 | 0
00 Ret.SNCR & DryFGD & HRI | 0 | 0 | 0 | 0 | 0 | 0 | 0
00 Ret.SNCR & DSI | 0 | 0 | 0 | 0 | 0 | 0 | 0
00 Ret.SNCR & DSI & HRI | 0 | 0 | 0 | 0 | 0 | 0 | 0
00 Ret.SNCR & HRI | 0 | 0 | 0 | 0 | 0 | 0 | 0
00 Ret.SNCR & WetFGD | 0 | 0 | 0 | 0 | 0 | 0 | 0
00 Ret.SNCR & WetFGD & ACI | 0 | 0 | 0 | 0 | 0 | 0 | 0
00 Ret.SNCR & WetFGD & ACI & HRI | 0 | 0 | 0 | 0 | 0 | 0 | 0
00 Ret.SNCR & WetFGD & HRI | 0 | 0 | 0 | 0 | 0 | 0 | 0
00 Ret.WetFGD | 0 | 0 | 0 | 0 | 0 | 0 | 0
00 Ret.WetFGD & ACI & CCS | 0 | 0 | 0 | 0 | 0 | 0 | 0
00 Ret.WetFGD & ACI & HRI & CCS | 0 | 0 | 0 | 0 | 0 | 0 | 0
00 Ret.WetFGD & CCS | 0 | 0 | 0 | 0 | 0 | 0 | 0
00 Ret.WetFGD & HRI | 0 | 0 | 0 | 0 | 0 | 0 | 0
00 Ret.WetFGD & HRI & CCS | 0 | 0 | 0 | 0 | 0 | 0 | 0
00 CC Retirement | 0 | 0 | 0 | 0 | 0 | 0 | 0
00 CT Retirement | 0 | 0 | 0 | 0 | 0 | 0 | 0
00 O/G Retirement | 0 | 0 | 0 | 0 | 0 | 0 | 0
00 Coal Retirement | 0 | 0 | 0 | 0 | 0 | 0 | 0
00 IGCC Retirement | 0 | 0 | 0 | 0 | 0 | 0 | 0
00 Nuke Retirement | 0 | 0 | 0 | 0 | 0 | 0 | 0
00 Non-Fossil Retirement | 0 | 0 | 0 | 0 | 0 | 0 | 0
Total | 606769.0027 | 618814.8801 | 626145.8299 | 648539.4868 | 664621.7367 | 717772.0207 | 785837.7663
(**) Ind. Boiler generation in BBtu, not included in the total
12a. Generation by Fuel Type [GWh]
Biomass | 16527.8914 | 16624.0668 | 15715.094 | 15715.094 | 15715.094 | 15715.094 | 15715.094
Coal | 53437.5383 | 50014.6614 | 42481.5846 | 46515.7554 | 22121.8466 | 13692.2548 | 6456.9852
Fwaste | 412.2829 | 412.2829 | 412.2829 | 412.2829 | 412.2829 | 412.2829 | 412.2829
Geothermal | 0 | 0 | 0 | 0 | 0 | 0 | 0
Hydro | 364168.0934 | 375967.0298 | 375945.1064 | 385518.108 | 387631.2959 | 395030.1718 | 399658.4382
LF Gas | 370.9877 | 370.9877 | 370.9877 | 370.9877 | 370.9877 | 370.9877 | 370.9877
MSW | 0 | 0 | 0 | 0 | 0 | 0 | 0
NaturalGas | 43167.8882 | 40760.4337 | 56564.9531 | 65342.3756 | 103686.9843 | 156909.2198 | 227559.0157
Non-Fossil | 1133.1969 | 1133.1969 | 1133.1969 | 1133.1969 | 1133.1969 | 1133.1969 | 1133.1969
Nuclear | 103321.7365 | 103321.7365 | 103321.7365 | 103321.7365 | 103321.7365 | 103321.7365 | 44435.0287
Oil | 8.3437 | 20.3095 | 10.7129 | 9.1794 | 11.6482 | 52.5593 | 53.2953
Pet. Coke | 0 | 0 | 0 | 0 | 0 | 0 | 0
Solar | 1041.8293 | 1041.8293 | 1041.8293 | 1041.8293 | 1041.8293 | 1041.8293 | 1041.8293
Waste Coal | 0 | 0 | 0 | 0 | 0 | 0 | 0
Wind | 23179.2145 | 29148.3456 | 29148.3456 | 29158.941 | 29174.8343 | 30092.6877 | 89001.6125
Total | 606769.0027 | 618814.8801 | 626145.8299 | 648539.4868 | 664621.7367 | 717772.0207 | 785837.7663
13. Generation by Capacity Reporting Type [TBtu]
00 New Combined Cycle | 0 | 0 | 0 | 0 | 0 | 0 | 0
00 New Combined Cycle - Uncontrolled | 6.8264 | 14.8886 | 14.9745 | 15.9168 | 45.1049 | 98.7925 | 290.6366
00 New Combined Cycle with Carbon Capture | 0 | 0 | 0 | 0 | 0 | 0 | 0
00 New Combustion Turbine | 0 | 0 | 0.98312 | 5.9814 | 61.8646 | 133.8919 | 184.4214
00 New Hydro | 16.153 | 19.8161 | 19.9973 | 52.4044 | 59.8529 | 84.7473 | 100.1606
00 New Nuclear | 0 | 0 | 0 | 0 | 0 | 0 | 0
00 New Biomass | 1.1052 | 1.1052 | 1.1052 | 1.1052 | 1.1052 | 1.1052 | 1.1052
00 New Geothermal | 0 | 0 | 0 | 0 | 0 | 0 | 0
00 New Landfill Gas | 0 | 0 | 0 | 0 | 0 | 0 | 0
00 New Offshore Wind | 0 | 0 | 0 | 0 | 0 | 0 | 0
00 New Onshore Wind | 0 | 20.3667 | 20.3667 | 20.4028 | 20.4571 | 23.5888 | 224.586
00 New Solar PV | 0 | 0 | 0 | 0 | 0 | 0 | 0
00 New Solar Thermal | 0 | 0 | 0 | 0 | 0 | 0 | 0
00 New Fuel Cell | 0 | 0 | 0 | 0 | 0 | 0 | 0
00 New IGCC | 0 | 0 | 0 | 0 | 0 | 0 | 0
00 New Advanced Coal with CCS | 0 | 0 | 0 | 0 | 0 | 0 | 0
00 New SPC - Uncontrolled | 0 | 0 | 0 | 0 | 0 | 0 | 0
00 New SPC-WetFGD_SCR | 0 | 0 | 0 | 0 | 0 | 0 | 0
00 New Future Technology | 0 | 0 | 0 | 0 | 0 | 0 | 0
00 Exist Combined Cycle | 132.5661 | 118.4386 | 154.0859 | 165.0869 | 194.7754 | 250.3058 | 248.7581
00 Exist Combustion Turbine | 2.9475 | 2.8019 | 15.5418 | 29.4862 | 41.5477 | 42.0483 | 42.2885
00 Exist Coal Steam_Uncontrolled | 120.4075 | 108.7286 | 93.4939 | 102.7243 | 42.3116 | 13.5498 | 0
00 Exist Coal Steam_ACI | 0 | 0 | 0 | 0 | 0 | 0 | 0
00 Exist Coal Steam_ACI_DSI | 0 | 0 | 0 | 0 | 0 | 0 | 0
00 Exist Coal Steam_DryFGD | 18.1774 | 18.1774 | 18.1774 | 18.1774 | 18.1774 | 18.1774 | 11.0156
00 Exist Coal Steam_DryFGD_ACI | 11.0156 | 11.0156 | 11.0156 | 11.0156 | 11.0156 | 11.0156 | 11.0156
00 Exist Coal Steam_DryFGD_SCR | 0 | 0 | 0 | 0 | 0 | 0 | 0
00 Exist Coal Steam_DryFGD_SCR_ACI | 0 | 0 | 0 | 0 | 0 | 0 | 0
00 Exist Coal Steam_DryFGD_SNCR | 0 | 0 | 0 | 0 | 0 | 0 | 0
00 Exist Coal Steam_DryFGD_SNCR_ACI | 0 | 0 | 0 | 0 | 0 | 0 | 0
00 Exist Coal Steam_DSI | 0 | 0 | 0 | 0 | 0 | 0 | 0
00 Exist Coal Steam_SCR | 0 | 0 | 0 | 0 | 0 | 0 | 0
00 Exist Coal Steam_SCR_ACI | 0 | 0 | 0 | 0 | 0 | 0 | 0
00 Exist Coal Steam_SCR_ACI_DSI | 0 | 0 | 0 | 0 | 0 | 0 | 0
00 Exist Coal Steam_SCR_DSI | 0 | 0 | 0 | 0 | 0 | 0 | 0
00 Exist Coal Steam_SNCR | 0 | 0 | 0 | 0 | 0 | 0 | 0
00 Exist Coal Steam_SNCR_ACI | 0 | 0 | 0 | 0 | 0 | 0 | 0
00 Exist Coal Steam_SNCR_ACI_DSI | 0 | 0 | 0 | 0 | 0 | 0 | 0
00 Exist Coal Steam_WetFGD | 0 | 0 | 0 | 0 | 0 | 0 | 0
00 Exist Coal Steam_WetFGD_ACI | 0 | 0 | 0 | 0 | 0 | 0 | 0
00 Exist Coal Steam_WetFGD_SCR | 0 | 0 | 0 | 0 | 0 | 0 | 0
00 Exist Coal Steam_WetFGD_SCR_ACI | 0 | 0 | 0 | 0 | 0 | 0 | 0
00 Exist Coal Steam_WetFGD_SNCR | 0 | 0 | 0 | 0 | 0 | 0 | 0
00 Exist Coal Steam_WetFGD_SNCR_ACI | 0 | 0 | 0 | 0 | 0 | 0 | 0
00 Exist FBC_Uncontrolled | 0 | 0 | 0 | 3.6612 | 3.9751 | 3.9751 | 0
00 Exist FBC_ACI | 0 | 0 | 0 | 0 | 0 | 0 | 0
00 Exist FBC_DryFGD | 0 | 0 | 0 | 0 | 0 | 0 | 0
00 Exist FBC_DryFGD_SNCR | 0 | 0 | 0 | 0 | 0 | 0 | 0
00 Exist FBC_DryFGD_SNCR_ACI | 0 | 0 | 0 | 0 | 0 | 0 | 0
00 Exist FBC_SNCR | 0 | 0 | 0 | 0 | 0 | 0 | 0
00 Exist FBC_SNCR_ACI | 0 | 0 | 0 | 0 | 0 | 0 | 0
00 Exist FBC_WetFGD_SNCR_ACI | 0 | 0 | 0 | 0 | 0 | 0 | 0
00 Exist IGCC | 0 | 0 | 0 | 0 | 0 | 0 | 0
00 Exist Fossil_Other | 1.4067 | 1.4067 | 1.4067 | 1.4067 | 1.4067 | 1.4067 | 1.4067
00 Exist Fuel Cell | 0 | 0 | 0 | 0 | 0 | 0 | 0
00 Exist Hydro | 1226.3886 | 1262.9834 | 1262.7274 | 1262.9834 | 1262.7274 | 1263.0956 | 1263.4739
00 Exist Non Fossil_Other | 3.8665 | 3.8665 | 3.8665 | 3.8665 | 3.8665 | 3.8665 | 3.8665
00 Exist Nuclear | 352.5338 | 352.5338 | 352.5338 | 352.5338 | 352.5338 | 352.5338 | 151.6123
00 Exist Oil/Gas Steam | 4.9773 | 3.0148 | 7.4509 | 6.5082 | 10.5272 | 10.5151 | 10.5086
00 Exist Oil/Gas Steam_SCR | 0 | 0 | 0 | 0 | 0 | 0 | 0
00 Exist Oil/Gas Steam_SNCR | 0 | 0 | 0 | 0 | 0 | 0 | 0
00 Exist Biomass | 51.9474 | 52.2756 | 52.5148 | 52.5148 | 52.5148 | 52.5148 | 52.5148
00 Exist Landfill Gas | 1.2658 | 1.2658 | 1.2658 | 1.2658 | 1.2658 | 1.2658 | 1.2658
00 Exist Geothermal | 0 | 0 | 0 | 0 | 0 | 0 | 0
00 Exist Pump Storage | 0 | 0 | 0 | 0 | 0.017707 | 0 | 0
00 Exist Solar PV | 3.5547 | 3.5547 | 3.5547 | 3.5547 | 3.5547 | 3.5547 | 3.5547
00 Exist Solar Thermal | 0 | 0 | 0 | 0 | 0 | 0 | 0
00 Exist Wind | 79.0875 | 79.0875 | 79.0875 | 79.0875 | 79.0875 | 79.0875 | 79.0875
00 International Imports | 0 | 0 | 0 | 0 | 0 | 0 | 0
00 Ret.ACI | 36.0689 | 36.0689 | 22.2602 | 23.1331 | 0 | 0 | 0
00 Ret.ACI & DryFGD | 0 | 0 | 0 | 0 | 0 | 0 | 0
00 Ret.ACI & DryFGD & HRI | 0 | 0 | 0 | 0 | 0 | 0 | 0
00 Ret.ACI & DSI | 0 | 0 | 0 | 0 | 0 | 0 | 0
00 Ret.ACI & DSI & DryFGD | 0 | 0 | 0 | 0 | 0 | 0 | 0
00 Ret.ACI & DSI & DryFGD & HRI | 0 | 0 | 0 | 0 | 0 | 0 | 0
00 Ret.ACI & DSI & HRI | 0 | 0 | 0 | 0 | 0 | 0 | 0
00 Ret.ACI & DSI & WetFGD & HRI | 0 | 0 | 0 | 0 | 0 | 0 | 0
00 Ret.ACI & HRI | 0 | 0 | 0 | 0 | 0 | 0 | 0
00 Ret.ACI & SCR | 0 | 0 | 0 | 0 | 0 | 0 | 0
00 Ret.ACI & SCR & DryFGD & CCS | 0 | 0 | 0 | 0 | 0 | 0 | 0
00 Ret.ACI & SCR & DryFGD & HRI | 0 | 0 | 0 | 0 | 0 | 0 | 0
00 Ret.ACI & SCR & DryFGD & HRI & CCS | 0 | 0 | 0 | 0 | 0 | 0 | 0
00 Ret.ACI & SCR & DSI | 0 | 0 | 0 | 0 | 0 | 0 | 0
00 Ret.ACI & SCR & DSI & DryFGD | 0 | 0 | 0 | 0 | 0 | 0 | 0
00 Ret.ACI & SCR & DSI & DryFGD & HRI | 0 | 0 | 0 | 0 | 0 | 0 | 0
00 Ret.ACI & SCR & DSI & HRI | 0 | 0 | 0 | 0 | 0 | 0 | 0
00 Ret.ACI & SCR & DSI & WetFGD | 0 | 0 | 0 | 0 | 0 | 0 | 0
00 Ret.ACI & SCR & DSI & WetFGD & HRI | 0 | 0 | 0 | 0 | 0 | 0 | 0
00 Ret.ACI & SCR & HRI | 0 | 0 | 0 | 0 | 0 | 0 | 0
00 Ret.ACI & SCR & WetFGD & CCS | 0 | 0 | 0 | 0 | 0 | 0 | 0
00 Ret.ACI & SCR & WetFGD & HRI | 0 | 0 | 0 | 0 | 0 | 0 | 0
00 Ret.ACI & SCR & WetFGD & HRI & CCS | 0 | 0 | 0 | 0 | 0 | 0 | 0
00 Ret.ACI & SNCR | 0 | 0 | 0 | 0 | 0 | 0 | 0
00 Ret.ACI & SNCR & DSI | 0 | 0 | 0 | 0 | 0 | 0 | 0
00 Ret.ACI & SNCR & DSI & DryFGD | 0 | 0 | 0 | 0 | 0 | 0 | 0
00 Ret.ACI & SNCR & DSI & DryFGD & HRI | 0 | 0 | 0 | 0 | 0 | 0 | 0
00 Ret.ACI & SNCR & DSI & HRI | 0 | 0 | 0 | 0 | 0 | 0 | 0
00 Ret.ACI & SNCR & DSI & WetFGD | 0 | 0 | 0 | 0 | 0 | 0 | 0
00 Ret.ACI & SNCR & DSI & WetFGD & HRI | 0 | 0 | 0 | 0 | 0 | 0 | 0
00 Ret.ACI & SNCR & HRI | 0 | 0 | 0 | 0 | 0 | 0 | 0
00 Ret.ACI & WetFGD | 0 | 0 | 0 | 0 | 0 | 0 | 0
00 Ret.ACI & WetFGD & DSI | 0 | 0 | 0 | 0 | 0 | 0 | 0
00 Ret.ACI & WetFGD & HRI | 0 | 0 | 0 | 0 | 0 | 0 | 0
00 Ret.C2G | 0 | 0 | 0 | 0 | 0 | 0 | 0
00 Ret.C2G & SCR | 0 | 0 | 0 | 0 | 0 | 0 | 0
00 Ret.CCG | 0 | 0 | 0 | 0 | 0 | 0 | 0
00 Ret.DryFGD | 0 | 0 | 0 | 0 | 0 | 0 | 0
00 Ret.DryFGD & ACI & CCS | 0 | 0 | 0 | 0 | 0 | 0 | 0
00 Ret.DryFGD & ACI & HRI & CCS | 0 | 0 | 0 | 0 | 0 | 0 | 0
00 Ret.DryFGD & CCS | 0 | 0 | 0 | 0 | 0 | 0 | 0
00 Ret.DryFGD & HRI | 0 | 0 | 0 | 0 | 0 | 0 | 0
00 Ret.DryFGD & HRI & CCS | 0 | 0 | 0 | 0 | 0 | 0 | 0
00 Ret.DSI | 0 | 0 | 0 | 0 | 0 | 0 | 0
00 Ret.DSI & DryFGD | 0 | 0 | 0 | 0 | 0 | 0 | 0
00 Ret.DSI & DryFGD & HRI | 0 | 0 | 0 | 0 | 0 | 0 | 0
00 Ret.DSI & HRI | 0 | 0 | 0 | 0 | 0 | 0 | 0
00 Ret.DSI & WetFGD | 0 | 0 | 0 | 0 | 0 | 0 | 0
00 Ret.DSI & WetFGD & HRI | 0 | 0 | 0 | 0 | 0 | 0 | 0
00 Ret.Exist FBC_DryFGD_SNCR_ACI & CCS | 0 | 0 | 0 | 0 | 0 | 0 | 0
00 Ret.ExistACI & DryFGD | 0 | 0 | 0 | 0 | 0 | 0 | 0
00 Ret.ExistACI & DryFGD & CCS | 0 | 0 | 0 | 0 | 0 | 0 | 0
00 Ret.ExistACI & DryFGD & HRI | 0 | 0 | 0 | 0 | 0 | 0 | 0
00 Ret.ExistACI & DryFGD & HRI & CCS | 0 | 0 | 0 | 0 | 0 | 0 | 0
00 Ret.ExistACI & DSI | 0 | 0 | 0 | 0 | 0 | 0 | 0
00 Ret.ExistACI & DSI & DryFGD | 0 | 0 | 0 | 0 | 0 | 0 | 0
00 Ret.ExistACI & DSI & DryFGD & HRI | 0 | 0 | 0 | 0 | 0 | 0 | 0
00 Ret.ExistACI & DSI & HRI | 0 | 0 | 0 | 0 | 0 | 0 | 0
00 Ret.ExistACI & DSI & WetFGD | 0 | 0 | 0 | 0 | 0 | 0 | 0
00 Ret.ExistACI & DSI & WetFGD & HRI | 0 | 0 | 0 | 0 | 0 | 0 | 0
00 Ret.ExistACI & HRI | 0 | 0 | 0 | 0 | 0 | 0 | 0
00 Ret.ExistACI & HRI & WetFGD | 0 | 0 | 0 | 0 | 0 | 0 | 0
00 Ret.ExistACI & SCR | 0 | 0 | 0 | 0 | 0 | 0 | 0
00 Ret.ExistACI & SCR & DryFGD | 0 | 0 | 0 | 0 | 0 | 0 | 0
00 Ret.ExistACI & SCR & DryFGD & CCS | 0 | 0 | 0 | 0 | 0 | 0 | 0
00 Ret.ExistACI & SCR & DryFGD & HRI | 0 | 0 | 0 | 0 | 0 | 0 | 0
00 Ret.ExistACI & SCR & DryFGD & HRI & CCS | 0 | 0 | 0 | 0 | 0 | 0 | 0
00 Ret.ExistACI & SCR & DSI | 0 | 0 | 0 | 0 | 0 | 0 | 0
00 Ret.ExistACI & SCR & DSI & DryFGD | 0 | 0 | 0 | 0 | 0 | 0 | 0
00 Ret.ExistACI & SCR & DSI & HRI | 0 | 0 | 0 | 0 | 0 | 0 | 0
00 Ret.ExistACI & SCR & DSI & DryFGD & HRI | 0 | 0 | 0 | 0 | 0 | 0 | 0
00 Ret.ExistACI & SCR & HRI | 0 | 0 | 0 | 0 | 0 | 0 | 0
00 Ret.ExistACI & SCR & WetFGD | 0 | 0 | 0 | 0 | 0 | 0 | 0
00 Ret.ExistACI & SCR & WetFGD & CCS | 0 | 0 | 0 | 0 | 0 | 0 | 0
00 Ret.ExistACI & SCR & WetFGD & HRI | 0 | 0 | 0 | 0 | 0 | 0 | 0
00 Ret.ExistACI & SCR & WetFGD & HRI & CCS | 0 | 0 | 0 | 0 | 0 | 0 | 0
00 Ret.ExistACI & SNCR | 0 | 0 | 0 | 0 | 0 | 0 | 0
00 Ret.ExistACI & SNCR & DryFGD | 0 | 0 | 0 | 0 | 0 | 0 | 0
00 Ret.ExistACI & SNCR & DryFGD & HRI | 0 | 0 | 0 | 0 | 0 | 0 | 0
00 Ret.ExistACI & SNCR & DSI | 0 | 0 | 0 | 0 | 0 | 0 | 0
00 Ret.ExistACI & SNCR & DSI & HRI | 0 | 0 | 0 | 0 | 0 | 0 | 0
00 Ret.ExistACI & SNCR & HRI | 0 | 0 | 0 | 0 | 0 | 0 | 0
00 Ret.ExistACI & SNCR & WetFGD | 0 | 0 | 0 | 0 | 0 | 0 | 0
00 Ret.ExistACI & SNCR & WetFGD & HRI | 0 | 0 | 0 | 0 | 0 | 0 | 0
00 Ret.ExistACI & WetFGD | 0 | 0 | 0 | 0 | 0 | 0 | 0
00 Ret.ExistACI & WetFGD & CCS | 0 | 0 | 0 | 0 | 0 | 0 | 0
00 Ret.ExistACI & WetFGD & HRI & CCS | 0 | 0 | 0 | 0 | 0 | 0 | 0
00 Ret.ExistACI_DSI & DryFGD | 0 | 0 | 0 | 0 | 0 | 0 | 0
00 Ret.ExistACI_DSI & DryFGD & HRI | 0 | 0 | 0 | 0 | 0 | 0 | 0
00 Ret.ExistACI_DSI & HRI | 0 | 0 | 0 | 0 | 0 | 0 | 0
00 Ret.ExistACI_DSI & SCR | 0 | 0 | 0 | 0 | 0 | 0 | 0
00 Ret.ExistACI_DSI & SCR & DryFGD | 0 | 0 | 0 | 0 | 0 | 0 | 0
00 Ret.ExistACI_DSI & SCR & DryFGD & HRI | 0 | 0 | 0 | 0 | 0 | 0 | 0
00 Ret.ExistACI_DSI & SCR & HRI | 0 | 0 | 0 | 0 | 0 | 0 | 0
00 Ret.ExistACI_DSI & SCR & WetFGD | 0 | 0 | 0 | 0 | 0 | 0 | 0
00 Ret.ExistACI_DSI & SCR & WetFGD & HRI | 0 | 0 | 0 | 0 | 0 | 0 | 0
00 Ret.ExistACI_DSI & WetFGD | 0 | 0 | 0 | 0 | 0 | 0 | 0
00 Ret.ExistACI_DSI & WetFGD & HRI | 0 | 0 | 0 | 0 | 0 | 0 | 0
00 Ret.ExistDryFGD & ACI | 0 | 0 | 0 | 0 | 0 | 0 | 0
00 Ret.ExistDryFGD & ACI & CCS | 0 | 0 | 0 | 0 | 0 | 0 | 0
00 Ret.ExistDryFGD & ACI & HRI | 0 | 0 | 0 | 0 | 0 | 0 | 0
00 Ret.ExistDryFGD & ACI & HRI & CCS | 0 | 0 | 0 | 0 | 0 | 0 | 0
00 Ret.ExistDryFGD & ACI & SCR | 0 | 0 | 0 | 0 | 0 | 0 | 0
00 Ret.ExistDryFGD & ACI & SCR & CCS | 0 | 0 | 0 | 0 | 0 | 0 | 0
00 Ret.ExistDryFGD & ACI & SCR & HRI | 0 | 0 | 0 | 0 | 0 | 0 | 0
00 Ret.ExistDryFGD & ACI & SCR & HRI & CCS | 0 | 0 | 0 | 0 | 0 | 0 | 0
00 Ret.ExistDryFGD & ACI & SNCR | 0 | 0 | 0 | 0 | 0 | 0 | 0
00 Ret.ExistDryFGD & ACI & SNCR & HRI | 0 | 0 | 0 | 0 | 0 | 0 | 0
00 Ret.ExistDryFGD & CCS | 0 | 0 | 0 | 0 | 0 | 0 | 0
00 Ret.ExistDryFGD & HRI | 0 | 0 | 0 | 0 | 0 | 0 | 0
00 Ret.ExistDryFGD & HRI & CCS | 0 | 0 | 0 | 0 | 0 | 0 | 0
00 Ret.ExistDryFGD & SCR | 0 | 0 | 0 | 0 | 0 | 0 | 0
00 Ret.ExistDryFGD & SCR & CCS | 0 | 0 | 0 | 0 | 0 | 0 | 0
00 Ret.ExistDryFGD & SCR & HRI | 0 | 0 | 0 | 0 | 0 | 0 | 0
00 Ret.ExistDryFGD & SCR & HRI & CCS | 0 | 0 | 0 | 0 | 0 | 0 | 0
00 Ret.ExistDryFGD & SNCR | 0 | 0 | 0 | 0 | 0 | 0 | 0
00 Ret.ExistDryFGD & SNCR & HRI | 0 | 0 | 0 | 0 | 0 | 0 | 0
00 Ret.ExistDryFGD_ACI & CCS | 0 | 0 | 0 | 0 | 0 | 0 | 0
00 Ret.ExistDryFGD_ACI & HRI | 0 | 0 | 0 | 0 | 0 | 0 | 0
00 Ret.ExistDryFGD_ACI & HRI & CCS | 0 | 0 | 0 | 0 | 0 | 0 | 0
00 Ret.ExistDryFGD_ACI & SCR | 0 | 0 | 0 | 0 | 0 | 0 | 0
00 Ret.ExistDryFGD_ACI & SCR & CCS | 0 | 0 | 0 | 0 | 0 | 0 | 0
00 Ret.ExistDryFGD_ACI & SCR & HRI | 0 | 0 | 0 | 0 | 0 | 0 | 0
00 Ret.ExistDryFGD_ACI & SCR & HRI & CCS | 0 | 0 | 0 | 0 | 0 | 0 | 0
00 Ret.ExistDryFGD_SCR & ACI & CCS | 0 | 0 | 0 | 0 | 0 | 0 | 0
00 Ret.ExistDryFGD_SCR & ACI & HRI | 0 | 0 | 0 | 0 | 0 | 0 | 0
00 Ret.ExistDryFGD_SCR & ACI & HRI & CCS | 0 | 0 | 0 | 0 | 0 | 0 | 0
00 Ret.ExistDryFGD_SCR & CCS | 0 | 0 | 0 | 0 | 0 | 0 | 0
00 Ret.ExistDryFGD_SNCR & ACI & CCS | 0 | 0 | 0 | 0 | 0 | 0 | 0
00 Ret.ExistDryFGD_SNCR & ACI & HRI | 0 | 0 | 0 | 0 | 0 | 0 | 0
00 Ret.ExistDryFGD_SNCR & ACI & HRI & CCS | 0 | 0 | 0 | 0 | 0 | 0 | 0
00 Ret.ExistDryFGD_SNCR & CCS | 0 | 0 | 0 | 0 | 0 | 0 | 0
00 Ret.ExistDSI & ACI | 0 | 0 | 0 | 0 | 0 | 0 | 0
00 Ret.ExistDSI & ACI & HRI | 0 | 0 | 0 | 0 | 0 | 0 | 0
00 Ret.ExistDSI & ACI & SCR | 0 | 0 | 0 | 0 | 0 | 0 | 0
00 Ret.ExistDSI & ACI & SCR & DryFGD & CCS | 0 | 0 | 0 | 0 | 0 | 0 | 0
00 Ret.ExistDSI & ACI & SCR & DryFGD & HRI | 0 | 0 | 0 | 0 | 0 | 0 | 0
00 Ret.ExistDSI & ACI & SCR & DryFGD & HRI & CCS | 0 | 0 | 0 | 0 | 0 | 0 | 0
00 Ret.ExistDSI & ACI & SCR & HRI | 0 | 0 | 0 | 0 | 0 | 0 | 0
00 Ret.ExistDSI & DryFGD | 0 | 0 | 0 | 0 | 0 | 0 | 0
00 Ret.ExistDSI & DryFGD & ACI | 0 | 0 | 0 | 0 | 0 | 0 | 0
00 Ret.ExistDSI & DryFGD & ACI & CCS | 0 | 0 | 0 | 0 | 0 | 0 | 0
00 Ret.ExistDSI & DryFGD & ACI & HRI | 0 | 0 | 0 | 0 | 0 | 0 | 0
00 Ret.ExistDSI & DryFGD & ACI & HRI & CCS | 0 | 0 | 0 | 0 | 0 | 0 | 0
00 Ret.ExistDSI & DryFGD & CCS | 0 | 0 | 0 | 0 | 0 | 0 | 0
00 Ret.ExistDSI & DryFGD & HRI | 0 | 0 | 0 | 0 | 0 | 0 | 0
00 Ret.ExistDSI & DryFGD & HRI & CCS | 0 | 0 | 0 | 0 | 0 | 0 | 0
00 Ret.ExistDSI & HRI | 0 | 0 | 0 | 0 | 0 | 0 | 0
00 Ret.ExistDSI & SCR | 0 | 0 | 0 | 0 | 0 | 0 | 0
00 Ret.ExistDSI & SCR & DryFGD | 0 | 0 | 0 | 0 | 0 | 0 | 0
00 Ret.ExistDSI & SCR & DryFGD & ACI | 0 | 0 | 0 | 0 | 0 | 0 | 0
00 Ret.ExistDSI & SCR & DryFGD & CCS | 0 | 0 | 0 | 0 | 0 | 0 | 0
00 Ret.ExistDSI & SCR & DryFGD & HRI | 0 | 0 | 0 | 0 | 0 | 0 | 0
00 Ret.ExistDSI & SCR & DryFGD & HRI & CCS | 0 | 0 | 0 | 0 | 0 | 0 | 0
00 Ret.ExistDSI & SCR & HRI | 0 | 0 | 0 | 0 | 0 | 0 | 0
00 Ret.ExistDSI & SCR & WetFGD | 0 | 0 | 0 | 0 | 0 | 0 | 0
00 Ret.ExistDSI & SCR & WetFGD & CCS | 0 | 0 | 0 | 0 | 0 | 0 | 0
00 Ret.ExistDSI & SCR & WetFGD & HRI | 0 | 0 | 0 | 0 | 0 | 0 | 0
00 Ret.ExistDSI & SCR & WetFGD & HRI & CCS | 0 | 0 | 0 | 0 | 0 | 0 | 0
00 Ret.ExistDSI & WetFGD | 0 | 0 | 0 | 0 | 0 | 0 | 0
00 Ret.ExistDSI & WetFGD & ACI | 0 | 0 | 0 | 0 | 0 | 0 | 0
00 Ret.ExistDSI & WetFGD & ACI & HRI | 0 | 0 | 0 | 0 | 0 | 0 | 0
00 Ret.ExistDSI & WetFGD & CCS | 0 | 0 | 0 | 0 | 0 | 0 | 0
00 Ret.ExistDSI & WetFGD & HRI | 0 | 0 | 0 | 0 | 0 | 0 | 0
00 Ret.ExistDSI & WetFGD & HRI & CCS | 0 | 0 | 0 | 0 | 0 | 0 | 0
00 Ret.ExistIGCC & CCS | 0 | 0 | 0 | 0 | 0 | 0 | 0
00 Ret.ExistSCR & ACI | 0 | 0 | 0 | 0 | 0 | 0 | 0
00 Ret.ExistSCR & ACI & DryFGD | 0 | 0 | 0 | 0 | 0 | 0 | 0
00 Ret.ExistSCR & ACI & DryFGD & HRI | 0 | 0 | 0 | 0 | 0 | 0 | 0
00 Ret.ExistSCR & ACI & DSI | 0 | 0 | 0 | 0 | 0 | 0 | 0
00 Ret.ExistSCR & ACI & DSI & DryFGD | 0 | 0 | 0 | 0 | 0 | 0 | 0
00 Ret.ExistSCR & ACI & DSI & DryFGD & HRI | 0 | 0 | 0 | 0 | 0 | 0 | 0
00 Ret.ExistSCR & ACI & DSI & HRI | 0 | 0 | 0 | 0 | 0 | 0 | 0
00 Ret.ExistSCR & ACI & DSI & WetFGD | 0 | 0 | 0 | 0 | 0 | 0 | 0
00 Ret.ExistSCR & ACI & DSI & WetFGD & HRI | 0 | 0 | 0 | 0 | 0 | 0 | 0
00 Ret.ExistSCR & ACI & HRI | 0 | 0 | 0 | 0 | 0 | 0 | 0
00 Ret.ExistSCR & ACI & WetFGD | 0 | 0 | 0 | 0 | 0 | 0 | 0
00 Ret.ExistSCR & ACI & WetFGD & HRI | 0 | 0 | 0 | 0 | 0 | 0 | 0
00 Ret.ExistSCR & DryFGD | 0 | 0 | 0 | 0 | 0 | 0 | 0
00 Ret.ExistSCR & DryFGD & ACI & CCS | 0 | 0 | 0 | 0 | 0 | 0 | 0
00 Ret.ExistSCR & DryFGD & ACI & HRI & CCS | 0 | 0 | 0 | 0 | 0 | 0 | 0
00 Ret.ExistSCR & DryFGD & CCS | 0 | 0 | 0 | 0 | 0 | 0 | 0
00 Ret.ExistSCR & DryFGD & HRI | 0 | 0 | 0 | 0 | 0 | 0 | 0
00 Ret.ExistSCR & DryFGD & HRI & CCS | 0 | 0 | 0 | 0 | 0 | 0 | 0
00 Ret.ExistSCR & DSI | 0 | 0 | 0 | 0 | 0 | 0 | 0
00 Ret.ExistSCR & DSI & DryFGD | 0 | 0 | 0 | 0 | 0 | 0 | 0
00 Ret.ExistSCR & DSI & DryFGD & HRI | 0 | 0 | 0 | 0 | 0 | 0 | 0
00 Ret.ExistSCR & DSI & HRI | 0 | 0 | 0 | 0 | 0 | 0 | 0
00 Ret.ExistSCR & DSI & WetFGD | 0 | 0 | 0 | 0 | 0 | 0 | 0
00 Ret.ExistSCR & DSI & WetFGD & HRI | 0 | 0 | 0 | 0 | 0 | 0 | 0
00 Ret.ExistSCR & HRI | 0 | 0 | 0 | 0 | 0 | 0 | 0
00 Ret.ExistSCR & WetFGD | 0 | 0 | 0 | 0 | 0 | 0 | 0
00 Ret.ExistSCR & WetFGD & ACI & CCS | 0 | 0 | 0 | 0 | 0 | 0 | 0
00 Ret.ExistSCR & WetFGD & ACI & HRI & CCS | 0 | 0 | 0 | 0 | 0 | 0 | 0
00 Ret.ExistSCR & WetFGD & CCS | 0 | 0 | 0 | 0 | 0 | 0 | 0
00 Ret.ExistSCR & WetFGD & HRI | 0 | 0 | 0 | 0 | 0 | 0 | 0
00 Ret.ExistSCR & WetFGD & HRI & CCS | 0 | 0 | 0 | 0 | 0 | 0 | 0
00 Ret.ExistSCR_ACI & DryFGD | 0 | 0 | 0 | 0 | 0 | 0 | 0
00 Ret.ExistSCR_ACI & DryFGD & CCS | 0 | 0 | 0 | 0 | 0 | 0 | 0
00 Ret.ExistSCR_ACI & DryFGD & HRI | 0 | 0 | 0 | 0 | 0 | 0 | 0
00 Ret.ExistSCR_ACI & DryFGD & HRI & CCS | 0 | 0 | 0 | 0 | 0 | 0 | 0
00 Ret.ExistSCR_ACI & DSI | 0 | 0 | 0 | 0 | 0 | 0 | 0
00 Ret.ExistSCR_ACI & DSI & HRI | 0 | 0 | 0 | 0 | 0 | 0 | 0
00 Ret.ExistSCR_ACI & HRI | 0 | 0 | 0 | 0 | 0 | 0 | 0
00 Ret.ExistSCR_ACI & WetFGD | 0 | 0 | 0 | 0 | 0 | 0 | 0
00 Ret.ExistSCR_ACI & WetFGD & CCS | 0 | 0 | 0 | 0 | 0 | 0 | 0
00 Ret.ExistSCR_ACI & WetFGD & HRI | 0 | 0 | 0 | 0 | 0 | 0 | 0
00 Ret.ExistSCR_ACI & WetFGD & HRI & CCS | 0 | 0 | 0 | 0 | 0 | 0 | 0
00 Ret.ExistSCR_ACI_DSI & DryFGD | 0 | 0 | 0 | 0 | 0 | 0 | 0
00 Ret.ExistSCR_ACI_DSI & DryFGD & CCS | 0 | 0 | 0 | 0 | 0 | 0 | 0
00 Ret.ExistSCR_ACI_DSI & DryFGD & HRI | 0 | 0 | 0 | 0 | 0 | 0 | 0
00 Ret.ExistSCR_ACI_DSI & DryFGD & HRI & CCS | 0 | 0 | 0 | 0 | 0 | 0 | 0
00 Ret.ExistSCR_ACI_DSI & HRI | 0 | 0 | 0 | 0 | 0 | 0 | 0
00 Ret.ExistSCR_ACI_DSI & WetFGD | 0 | 0 | 0 | 0 | 0 | 0 | 0
00 Ret.ExistSCR_ACI_DSI & WetFGD & CCS | 0 | 0 | 0 | 0 | 0 | 0 | 0
00 Ret.ExistSCR_ACI_DSI & WetFGD & HRI | 0 | 0 | 0 | 0 | 0 | 0 | 0
00 Ret.ExistSCR_ACI_DSI & WetFGD & HRI & CCS | 0 | 0 | 0 | 0 | 0 | 0 | 0
00 Ret.ExistSCR_DryFGD & ACI | 0 | 0 | 0 | 0 | 0 | 0 | 0
00 Ret.ExistSCR_DryFGD & HRI | 0 | 0 | 0 | 0 | 0 | 0 | 0
00 Ret.ExistSCR_DryFGD & HRI & CCS | 0 | 0 | 0 | 0 | 0 | 0 | 0
00 Ret.ExistSCR_DryFGD_ACI & CCS | 0 | 0 | 0 | 0 | 0 | 0 | 0
00 Ret.ExistSCR_DryFGD_ACI & HRI | 0 | 0 | 0 | 0 | 0 | 0 | 0
00 Ret.ExistSCR_DryFGD_ACI & HRI & CCS | 0 | 0 | 0 | 0 | 0 | 0 | 0
00 Ret.ExistSCR_DSI & ACI | 0 | 0 | 0 | 0 | 0 | 0 | 0
00 Ret.ExistSCR_DSI & ACI & HRI | 0 | 0 | 0 | 0 | 0 | 0 | 0
00 Ret.ExistSCR_DSI & DryFGD | 0 | 0 | 0 | 0 | 0 | 0 | 0
00 Ret.ExistSCR_DSI & DryFGD & ACI | 0 | 0 | 0 | 0 | 0 | 0 | 0
00 Ret.ExistSCR_DSI & DryFGD & ACI & HRI | 0 | 0 | 0 | 0 | 0 | 0 | 0
00 Ret.ExistSCR_DSI & DryFGD & HRI | 0 | 0 | 0 | 0 | 0 | 0 | 0
00 Ret.ExistSCR_DSI & HRI | 0 | 0 | 0 | 0 | 0 | 0 | 0
00 Ret.ExistSCR_DSI & WetFGD | 0 | 0 | 0 | 0 | 0 | 0 | 0
00 Ret.ExistSCR_DSI & WetFGD & ACI | 0 | 0 | 0 | 0 | 0 | 0 | 0
00 Ret.ExistSCR_DSI & WetFGD & ACI & HRI | 0 | 0 | 0 | 0 | 0 | 0 | 0
00 Ret.ExistSCR_DSI & WetFGD & HRI | 0 | 0 | 0 | 0 | 0 | 0 | 0
00 Ret.ExistSCR_WetFGD & ACI | 0 | 0 | 0 | 0 | 0 | 0 | 0
00 Ret.ExistSCR_WetFGD & HRI | 0 | 0 | 0 | 0 | 0 | 0 | 0
00 Ret.ExistSCR_WetFGD & HRI & CCS | 0 | 0 | 0 | 0 | 0 | 0 | 0
00 Ret.ExistSCR_WetFGD_ACI & CCS | 0 | 0 | 0 | 0 | 0 | 0 | 0
00 Ret.ExistSCR_WetFGD_ACI & HRI | 0 | 0 | 0 | 0 | 0 | 0 | 0
00 Ret.ExistSCR_WetFGD_ACI & HRI & CCS | 0 | 0 | 0 | 0 | 0 | 0 | 0
00 Ret.ExistSNCR & ACI | 0 | 0 | 0 | 0 | 0 | 0 | 0
00 Ret.ExistSNCR & ACI & DryFGD | 0 | 0 | 0 | 0 | 0 | 0 | 0
00 Ret.ExistSNCR & ACI & DryFGD & HRI | 0 | 0 | 0 | 0 | 0 | 0 | 0
00 Ret.ExistSNCR & ACI & DSI | 0 | 0 | 0 | 0 | 0 | 0 | 0
00 Ret.ExistSNCR & ACI & DSI & DryFGD | 0 | 0 | 0 | 0 | 0 | 0 | 0
00 Ret.ExistSNCR & ACI & DSI & DryFGD & HRI | 0 | 0 | 0 | 0 | 0 | 0 | 0
00 Ret.ExistSNCR & ACI & DSI & HRI | 0 | 0 | 0 | 0 | 0 | 0 | 0
00 Ret.ExistSNCR & ACI & DSI & WetFGD | 0 | 0 | 0 | 0 | 0 | 0 | 0
00 Ret.ExistSNCR & ACI & DSI & WetFGD & HRI | 0 | 0 | 0 | 0 | 0 | 0 | 0
00 Ret.ExistSNCR & ACI & HRI | 0 | 0 | 0 | 0 | 0 | 0 | 0
00 Ret.ExistSNCR & ACI & WetFGD | 0 | 0 | 0 | 0 | 0 | 0 | 0
00 Ret.ExistSNCR & ACI & WetFGD & HRI | 0 | 0 | 0 | 0 | 0 | 0 | 0
00 Ret.ExistSNCR & DryFGD | 0 | 0 | 0 | 0 | 0 | 0 | 0
00 Ret.ExistSNCR & DryFGD & CCS | 0 | 0 | 0 | 0 | 0 | 0 | 0
00 Ret.ExistSNCR & DryFGD & HRI | 0 | 0 | 0 | 0 | 0 | 0 | 0
00 Ret.ExistSNCR & DryFGD & HRI & CCS | 0 | 0 | 0 | 0 | 0 | 0 | 0
00 Ret.ExistSNCR & DSI | 0 | 0 | 0 | 0 | 0 | 0 | 0
00 Ret.ExistSNCR & DSI & DryFGD | 0 | 0 | 0 | 0 | 0 | 0 | 0
00 Ret.ExistSNCR & DSI & DryFGD & HRI | 0 | 0 | 0 | 0 | 0 | 0 | 0
00 Ret.ExistSNCR & DSI & HRI | 0 | 0 | 0 | 0 | 0 | 0 | 0
00 Ret.ExistSNCR & DSI & WetFGD | 0 | 0 | 0 | 0 | 0 | 0 | 0
00 Ret.ExistSNCR & DSI & WetFGD & HRI | 0 | 0 | 0 | 0 | 0 | 0 | 0
00 Ret.ExistSNCR & HRI | 0 | 0 | 0 | 0 | 0 | 0 | 0
00 Ret.ExistSNCR & WetFGD | 0 | 0 | 0 | 0 | 0 | 0 | 0
00 Ret.ExistSNCR & WetFGD & ACI & CCS | 0 | 0 | 0 | 0 | 0 | 0 | 0
00 Ret.ExistSNCR & WetFGD & ACI & HRI & CCS | 0 | 0 | 0 | 0 | 0 | 0 | 0
00 Ret.ExistSNCR & WetFGD & CCS | 0 | 0 | 0 | 0 | 0 | 0 | 0
00 Ret.ExistSNCR & WetFGD & HRI | 0 | 0 | 0 | 0 | 0 | 0 | 0
00 Ret.ExistSNCR & WetFGD & HRI & CCS | 0 | 0 | 0 | 0 | 0 | 0 | 0
00 Ret.ExistSNCR_ACI & DryFGD | 0 | 0 | 0 | 0 | 0 | 0 | 0
00 Ret.ExistSNCR_ACI & DryFGD & CCS | 0 | 0 | 0 | 0 | 0 | 0 | 0
00 Ret.ExistSNCR_ACI & DryFGD & HRI | 0 | 0 | 0 | 0 | 0 | 0 | 0
00 Ret.ExistSNCR_ACI & DryFGD & HRI & CCS | 0 | 0 | 0 | 0 | 0 | 0 | 0
00 Ret.ExistSNCR_ACI & DSI | 0 | 0 | 0 | 0 | 0 | 0 | 0
00 Ret.ExistSNCR_ACI & DSI & HRI | 0 | 0 | 0 | 0 | 0 | 0 | 0
00 Ret.ExistSNCR_ACI & HRI | 0 | 0 | 0 | 0 | 0 | 0 | 0
00 Ret.ExistSNCR_ACI & WetFGD | 0 | 0 | 0 | 0 | 0 | 0 | 0
00 Ret.ExistSNCR_ACI & WetFGD & CCS | 0 | 0 | 0 | 0 | 0 | 0 | 0
00 Ret.ExistSNCR_ACI & WetFGD & HRI | 0 | 0 | 0 | 0 | 0 | 0 | 0
00 Ret.ExistSNCR_ACI & WetFGD & HRI & CCS | 0 | 0 | 0 | 0 | 0 | 0 | 0
00 Ret.ExistSNCR_ACI_DSI & DryFGD | 0 | 0 | 0 | 0 | 0 | 0 | 0
00 Ret.ExistSNCR_ACI_DSI & DryFGD & HRI | 0 | 0 | 0 | 0 | 0 | 0 | 0
00 Ret.ExistSNCR_ACI_DSI & HRI | 0 | 0 | 0 | 0 | 0 | 0 | 0
00 Ret.ExistSNCR_ACI_DSI & WetFGD | 0 | 0 | 0 | 0 | 0 | 0 | 0
00 Ret.ExistSNCR_ACI_DSI & WetFGD & HRI | 0 | 0 | 0 | 0 | 0 | 0 | 0
00 Ret.ExistSNCR_DryFGD & ACI | 0 | 0 | 0 | 0 | 0 | 0 | 0
00 Ret.ExistSNCR_DryFGD & HRI | 0 | 0 | 0 | 0 | 0 | 0 | 0
00 Ret.ExistSNCR_DryFGD & HRI & CCS | 0 | 0 | 0 | 0 | 0 | 0 | 0
00 Ret.ExistSNCR_DryFGD_ACI & CCS | 0 | 0 | 0 | 0 | 0 | 0 | 0
00 Ret.ExistSNCR_DryFGD_ACI & HRI | 0 | 0 | 0 | 0 | 0 | 0 | 0
00 Ret.ExistSNCR_WetFGD & ACI | 0 | 0 | 0 | 0 | 0 | 0 | 0
00 Ret.ExistSNCR_WetFGD & HRI | 0 | 0 | 0 | 0 | 0 | 0 | 0
00 Ret.ExistSNCR_WetFGD & HRI & CCS | 0 | 0 | 0 | 0 | 0 | 0 | 0
00 Ret.ExistSNCR_WetFGD_ACI & CCS | 0 | 0 | 0 | 0 | 0 | 0 | 0
00 Ret.ExistSNCR_WetFGD_ACI & HRI | 0 | 0 | 0 | 0 | 0 | 0 | 0
00 Ret.ExistSNCR_WetFGD_ACI & HRI & CCS | 0 | 0 | 0 | 0 | 0 | 0 | 0
00 Ret.ExistWetFGD & ACI | 0 | 0 | 0 | 0 | 0 | 0 | 0
00 Ret.ExistWetFGD & ACI & CCS | 0 | 0 | 0 | 0 | 0 | 0 | 0
00 Ret.ExistWetFGD & ACI & HRI | 0 | 0 | 0 | 0 | 0 | 0 | 0
00 Ret.ExistWetFGD & ACI & HRI & CCS | 0 | 0 | 0 | 0 | 0 | 0 | 0
00 Ret.ExistWetFGD & ACI & SCR | 0 | 0 | 0 | 0 | 0 | 0 | 0
00 Ret.ExistWetFGD & ACI & SCR & CCS | 0 | 0 | 0 | 0 | 0 | 0 | 0
00 Ret.ExistWetFGD & ACI & SCR & HRI | 0 | 0 | 0 | 0 | 0 | 0 | 0
00 Ret.ExistWetFGD & ACI & SCR & HRI & CCS | 0 | 0 | 0 | 0 | 0 | 0 | 0
00 Ret.ExistWetFGD & ACI & SNCR | 0 | 0 | 0 | 0 | 0 | 0 | 0
00 Ret.ExistWetFGD & ACI & SNCR & HRI | 0 | 0 | 0 | 0 | 0 | 0 | 0
00 Ret.ExistWetFGD & CCS | 0 | 0 | 0 | 0 | 0 | 0 | 0
00 Ret.ExistWetFGD & HRI | 0 | 0 | 0 | 0 | 0 | 0 | 0
00 Ret.ExistWetFGD & HRI & CCS | 0 | 0 | 0 | 0 | 0 | 0 | 0
00 Ret.ExistWetFGD & SCR | 0 | 0 | 0 | 0 | 0 | 0 | 0
00 Ret.ExistWetFGD & SCR & CCS | 0 | 0 | 0 | 0 | 0 | 0 | 0
00 Ret.ExistWetFGD & SCR & HRI | 0 | 0 | 0 | 0 | 0 | 0 | 0
00 Ret.ExistWetFGD & SCR & HRI & CCS | 0 | 0 | 0 | 0 | 0 | 0 | 0
00 Ret.ExistWetFGD & SNCR | 0 | 0 | 0 | 0 | 0 | 0 | 0
00 Ret.ExistWetFGD & SNCR & HRI | 0 | 0 | 0 | 0 | 0 | 0 | 0
00 Ret.ExistWetFGD_ACI & CCS | 0 | 0 | 0 | 0 | 0 | 0 | 0
00 Ret.ExistWetFGD_ACI & HRI | 0 | 0 | 0 | 0 | 0 | 0 | 0
00 Ret.ExistWetFGD_ACI & HRI & CCS | 0 | 0 | 0 | 0 | 0 | 0 | 0
00 Ret.ExistWetFGD_ACI & SCR | 0 | 0 | 0 | 0 | 0 | 0 | 0
00 Ret.ExistWetFGD_ACI & SCR & CCS | 0 | 0 | 0 | 0 | 0 | 0 | 0
00 Ret.ExistWetFGD_ACI & SCR & HRI | 0 | 0 | 0 | 0 | 0 | 0 | 0
00 Ret.ExistWetFGD_ACI & SCR & HRI & CCS | 0 | 0 | 0 | 0 | 0 | 0 | 0
00 Ret.ExistWetFGD_ACI & SNCR | 0 | 0 | 0 | 0 | 0 | 0 | 0
00 Ret.ExistWetFGD_ACI & SNCR & HRI | 0 | 0 | 0 | 0 | 0 | 0 | 0
00 Ret.ExistWetFGD_SCR & ACI & CCS | 0 | 0 | 0 | 0 | 0 | 0 | 0
00 Ret.ExistWetFGD_SCR & ACI & HRI | 0 | 0 | 0 | 0 | 0 | 0 | 0
00 Ret.ExistWetFGD_SCR & ACI & HRI & CCS | 0 | 0 | 0 | 0 | 0 | 0 | 0
00 Ret.ExistWetFGD_SCR & CCS | 0 | 0 | 0 | 0 | 0 | 0 | 0
00 Ret.ExistWetFGD_SNCR & ACI & CCS | 0 | 0 | 0 | 0 | 0 | 0 | 0
00 Ret.ExistWetFGD_SNCR & ACI & HRI | 0 | 0 | 0 | 0 | 0 | 0 | 0
00 Ret.ExistWetFGD_SNCR & ACI & HRI & CCS | 0 | 0 | 0 | 0 | 0 | 0 | 0
00 Ret.ExistWetFGD_SNCR & CCS | 0 | 0 | 0 | 0 | 0 | 0 | 0
00 Ret.FB & ACI | 0 | 0 | 0 | 0 | 0 | 0 | 0
00 Ret.FB & ACI & HRI | 0 | 0 | 0 | 0 | 0 | 0 | 0
00 Ret.FB & HRI | 0 | 0 | 0 | 0 | 0 | 0 | 0
00 Ret.FB DryFGD | 0 | 0 | 0 | 0 | 0 | 0 | 0
00 Ret.FB DryFGD & ACI | 0 | 0 | 0 | 0 | 0 | 0 | 0
00 Ret.FB DryFGD & ACI & HRI | 0 | 0 | 0 | 0 | 0 | 0 | 0
00 Ret.FB DryFGD & HRI | 0 | 0 | 0 | 0 | 0 | 0 | 0
00 Ret.FB DryFGD & SNCR | 0 | 0 | 0 | 0 | 0 | 0 | 0
00 Ret.FB DryFGD & SNCR & HRI | 0 | 0 | 0 | 0 | 0 | 0 | 0
00 Ret.FB SNCR & DryFGD & ACI | 0 | 0 | 0 | 0 | 0 | 0 | 0
00 Ret.FB SNCR & DryFGD & ACI & HRI | 0 | 0 | 0 | 0 | 0 | 0 | 0
00 Ret.FB-ACI & SNCR | 0 | 0 | 0 | 0 | 0 | 0 | 0
00 Ret.FB-ACI & SNCR & CCS | 0 | 0 | 0 | 0 | 0 | 0 | 0
00 Ret.FB-ACI & SNCR & HRI | 0 | 0 | 0 | 0 | 0 | 0 | 0
00 Ret.FB-ACI & SNCR & HRI & CCS | 0 | 0 | 0 | 0 | 0 | 0 | 0
00 Ret.FB-Exist ACI & DryFGD | 0 | 0 | 0 | 0 | 0 | 0 | 0
00 Ret.FB-Exist ACI & DryFGD & HRI | 0 | 0 | 0 | 0 | 0 | 0 | 0
00 Ret.FB-Exist ACI & DryFGD & SNCR | 0 | 0 | 0 | 0 | 0 | 0 | 0
00 Ret.FB-Exist ACI & DryFGD & SNCR & HRI | 0 | 0 | 0 | 0 | 0 | 0 | 0
00 Ret.FB-Exist ACI & SNCR | 0 | 0 | 0 | 0 | 0 | 0 | 0
00 Ret.FB-Exist ACI & SNCR & HRI | 0 | 0 | 0 | 0 | 0 | 0 | 0
00 Ret.FB-ExistACI & HRI | 0 | 0 | 0 | 0 | 0 | 0 | 0
00 Ret.FB-ExistDryFGD & ACI | 0 | 0 | 0 | 0 | 0 | 0 | 0
00 Ret.FB-ExistDryFGD & ACI & HRI | 0 | 0 | 0 | 0 | 0 | 0 | 0
00 Ret.FB-ExistDryFGD & ACI & SNCR | 0 | 0 | 0 | 0 | 0 | 0 | 0
00 Ret.FB-ExistDryFGD & ACI & SNCR & HRI | 0 | 0 | 0 | 0 | 0 | 0 | 0
00 Ret.FB-ExistDryFGD & CCS | 0 | 0 | 0 | 0 | 0 | 0 | 0
00 Ret.FB-ExistDryFGD & HRI | 0 | 0 | 0 | 0 | 0 | 0 | 0
00 Ret.FB-ExistDryFGD & SNCR | 0 | 0 | 0 | 0 | 0 | 0 | 0
00 Ret.FB-ExistDryFGD & SNCR & HRI | 0 | 0 | 0 | 0 | 0 | 0 | 0
00 Ret.FB-ExistDryFGD_ACI & CCS | 0 | 0 | 0 | 0 | 0 | 0 | 0
00 Ret.FB-ExistDryFGD_SNCR & ACI | 0 | 0 | 0 | 0 | 0 | 0 | 0
00 Ret.FB-ExistDryFGD_SNCR & ACI & HRI | 0 | 0 | 0 | 0 | 0 | 0 | 0
00 Ret.FB-ExistDryFGD_SNCR & CCS | 0 | 0 | 0 | 0 | 0 | 0 | 0
00 Ret.FB-ExistDryFGD_SNCR & HRI | 0 | 0 | 0 | 0 | 0 | 0 | 0
00 Ret.FB-ExistDryFGD_SNCR & HRI & CCS | 0 | 0 | 0 | 0 | 0 | 0 | 0
00 Ret.FB-ExistDryFGD_SNCR_ACI & HRI | 0 | 0 | 0 | 0 | 0 | 0 | 0
00 Ret.FB-ExistWetFGD_SNCR_ACI & HRI | 0 | 0 | 0 | 0 | 0 | 0 | 0
00 Ret.FB-ExistSNCR & ACI | 0 | 0 | 0 | 0 | 0 | 0 | 0
00 Ret.FB-ExistSNCR & ACI & HRI | 0 | 0 | 0 | 0 | 0 | 0 | 0
00 Ret.FB-ExistSNCR & DryFGD | 0 | 0 | 0 | 0 | 0 | 0 | 0
00 Ret.FB-ExistSNCR & DryFGD & ACI | 0 | 0 | 0 | 0 | 0 | 0 | 0
00 Ret.FB-ExistSNCR & DryFGD & ACI & HRI | 0 | 0 | 0 | 0 | 0 | 0 | 0
00 Ret.FB-ExistSNCR & DryFGD & HRI | 0 | 0 | 0 | 0 | 0 | 0 | 0
00 Ret.FB-ExistSNCR & HRI | 0 | 0 | 0 | 0 | 0 | 0 | 0
00 Ret.FB-SNCR | 0 | 0 | 0 | 0 | 0 | 0 | 0
00 Ret.FB-SNCR & HRI | 0 | 0 | 0 | 0 | 0 | 0 | 0
00 Ret.HRI | 0 | 0 | 0 | 0 | 0 | 0 | 0
00 Ret.Oil/Gas Steam SCR | 0 | 0 | 0 | 0 | 0 | 0 | 0
00 Ret.SCR | 0 | 0 | 0 | 0 | 0 | 0 | 0
00 Ret.SCR & DryFGD | 0 | 0 | 0 | 0 | 0 | 0 | 0
00 Ret.SCR & DryFGD & ACI | 0 | 0 | 0 | 0 | 0 | 0 | 0
00 Ret.SCR & DryFGD & CCS | 0 | 0 | 0 | 0 | 0 | 0 | 0
00 Ret.SCR & DryFGD & HRI | 0 | 0 | 0 | 0 | 0 | 0 | 0
00 Ret.SCR & DryFGD & HRI & CCS | 0 | 0 | 0 | 0 | 0 | 0 | 0
00 Ret.SCR & DSI | 0 | 0 | 0 | 0 | 0 | 0 | 0
00 Ret.SCR & DSI & DryFGD | 0 | 0 | 0 | 0 | 0 | 0 | 0
00 Ret.SCR & DSI & DryFGD & HRI | 0 | 0 | 0 | 0 | 0 | 0 | 0
00 Ret.SCR & DSI & HRI | 0 | 0 | 0 | 0 | 0 | 0 | 0
00 Ret.SCR & DSI & WetFGD | 0 | 0 | 0 | 0 | 0 | 0 | 0
00 Ret.SCR & DSI & WetFGD & HRI | 0 | 0 | 0 | 0 | 0 | 0 | 0
00 Ret.SCR & HRI | 0 | 0 | 0 | 0 | 0 | 0 | 0
00 Ret.SCR & WetFGD | 0 | 0 | 0 | 0 | 0 | 0 | 0
00 Ret.SCR & WetFGD & ACI | 0 | 0 | 0 | 0 | 0 | 0 | 0
00 Ret.SCR & WetFGD & CCS | 0 | 0 | 0 | 0 | 0 | 0 | 0
00 Ret.SCR & WetFGD & HRI | 0 | 0 | 0 | 0 | 0 | 0 | 0
00 Ret.SCR & WetFGD & HRI & CCS | 0 | 0 | 0 | 0 | 0 | 0 | 0
00 Ret.SNCR | 0 | 0 | 0 | 0 | 0 | 0 | 0
00 Ret.SNCR & DryFGD | 0 | 0 | 0 | 0 | 0 | 0 | 0
00 Ret.SNCR & DryFGD & ACI | 0 | 0 | 0 | 0 | 0 | 0 | 0
00 Ret.SNCR & DryFGD & ACI & HRI | 0 | 0 | 0 | 0 | 0 | 0 | 0
00 Ret.SNCR & DryFGD & HRI | 0 | 0 | 0 | 0 | 0 | 0 | 0
00 Ret.SNCR & DSI | 0 | 0 | 0 | 0 | 0 | 0 | 0
00 Ret.SNCR & DSI & HRI | 0 | 0 | 0 | 0 | 0 | 0 | 0
00 Ret.SNCR & HRI | 0 | 0 | 0 | 0 | 0 | 0 | 0
00 Ret.SNCR & WetFGD | 0 | 0 | 0 | 0 | 0 | 0 | 0
00 Ret.SNCR & WetFGD & ACI | 0 | 0 | 0 | 0 | 0 | 0 | 0
00 Ret.SNCR & WetFGD & ACI & HRI | 0 | 0 | 0 | 0 | 0 | 0 | 0
00 Ret.SNCR & WetFGD & HRI | 0 | 0 | 0 | 0 | 0 | 0 | 0
00 Ret.WetFGD | 0 | 0 | 0 | 0 | 0 | 0 | 0
00 Ret.WetFGD & ACI & CCS | 0 | 0 | 0 | 0 | 0 | 0 | 0
00 Ret.WetFGD & ACI & HRI & CCS | 0 | 0 | 0 | 0 | 0 | 0 | 0
00 Ret.WetFGD & CCS | 0 | 0 | 0 | 0 | 0 | 0 | 0
00 Ret.WetFGD & HRI | 0 | 0 | 0 | 0 | 0 | 0 | 0
00 Ret.WetFGD & HRI & CCS | 0 | 0 | 0 | 0 | 0 | 0 | 0
00 CC Retirement | 0 | 0 | 0 | 0 | 0 | 0 | 0
00 CT Retirement | 0 | 0 | 0 | 0 | 0 | 0 | 0
00 O/G Retirement | 0 | 0 | 0 | 0 | 0 | 0 | 0
00 Coal Retirement | 0 | 0 | 0 | 0 | 0 | 0 | 0
00 IGCC Retirement | 0 | 0 | 0 | 0 | 0 | 0 | 0
00 Nuke Retirement | 0 | 0 | 0 | 0 | 0 | 0 | 0
00 Non-Fossil Retirement | 0 | 0 | 0 | 0 | 0 | 0 | 0
Total | 2070.2958 | 2111.3964 | 2136.4096 | 2212.8167 | 2267.6894 | 2449.0381 | 2681.2785
(**) Ind. Boiler generation, not included in the total
14. Capacity Factor by Capacity Reporting Type [%]
00 New Combined Cycle | N/A | N/A | N/A | N/A | N/A | N/A | N/A
00 New Combined Cycle - Uncontrolled | 87 | 87 | 87 | 87 | 86.7592 | 86.907 | 86.9604
00 New Combined Cycle with Carbon Capture | N/A | N/A | N/A | N/A | N/A | N/A | N/A
00 New Combustion Turbine | 0 | 0 | 4.7294 | 5.8443 | 26.2792 | 30.1326 | 27.9292
00 New Hydro | 88.6478 | 88.6478 | 88.6478 | 88.6478 | 88.6478 | 88.6478 | 88.6478
00 New Nuclear | N/A | N/A | N/A | N/A | N/A | N/A | N/A
00 New Biomass | 85 | 85 | 85 | 85 | 85 | 85 | 85
00 New Geothermal | N/A | N/A | N/A | N/A | N/A | N/A | N/A
00 New Landfill Gas | N/A | N/A | N/A | N/A | N/A | N/A | N/A
00 New Offshore Wind | N/A | N/A | N/A | N/A | N/A | N/A | N/A
00 New Onshore Wind | N/A | 41.3967 | 41.3967 | 41.3862 | 41.3705 | 41.3461 | 41.2568
00 New Solar PV | N/A | N/A | N/A | N/A | N/A | N/A | N/A
00 New Solar Thermal | N/A | N/A | N/A | N/A | N/A | N/A | N/A
00 New Fuel Cell | N/A | N/A | N/A | N/A | N/A | N/A | N/A
00 New IGCC | N/A | N/A | N/A | N/A | N/A | N/A | N/A
00 New Advanced Coal with CCS | N/A | N/A | N/A | N/A | N/A | N/A | N/A
00 New SPC - Uncontrolled | N/A | N/A | N/A | N/A | N/A | N/A | N/A
00 New SPC-WetFGD_SCR | N/A | N/A | N/A | N/A | N/A | N/A | N/A
00 New Future Technology | N/A | N/A | N/A | N/A | N/A | N/A | N/A
00 Exist Combined Cycle | 37.0752 | 33.1242 | 43.0938 | 46.1704 | 54.4735 | 70.0039 | 69.5711
00 Exist Combustion Turbine | 1.5271 | 1.4517 | 8.0522 | 15.2768 | 21.5259 | 21.7853 | 21.9097
00 Exist Coal Steam_Uncontrolled | 79.9198 | 76.0501 | 72.1851 | 79.9814 | 42.9358 | 13.7497 | 0
00 Exist Coal Steam_ACI | N/A | N/A | N/A | N/A | N/A | N/A | N/A
00 Exist Coal Steam_ACI_DSI | N/A | N/A | N/A | N/A | N/A | N/A | N/A
00 Exist Coal Steam_DryFGD | 83.4242 | 83.4242 | 83.4242 | 83.4242 | 83.4242 | 83.4242 | 81.8999
00 Exist Coal Steam_DryFGD_ACI | 81.8999 | 81.8999 | 81.8999 | 81.8999 | 81.8999 | 81.8999 | 81.8999
00 Exist Coal Steam_DryFGD_SCR | N/A | N/A | N/A | N/A | N/A | N/A | N/A
00 Exist Coal Steam_DryFGD_SCR_ACI | N/A | N/A | N/A | N/A | N/A | N/A | N/A
00 Exist Coal Steam_DryFGD_SNCR | N/A | N/A | N/A | N/A | N/A | N/A | N/A
00 Exist Coal Steam_DryFGD_SNCR_ACI | N/A | N/A | N/A | N/A | N/A | N/A | N/A
00 Exist Coal Steam_DSI | N/A | N/A | N/A | N/A | N/A | N/A | N/A
00 Exist Coal Steam_SCR | N/A | N/A | N/A | N/A | N/A | N/A | N/A
00 Exist Coal Steam_SCR_ACI | N/A | N/A | N/A | N/A | N/A | N/A | N/A
00 Exist Coal Steam_SCR_ACI_DSI | N/A | N/A | N/A | N/A | N/A | N/A | N/A
00 Exist Coal Steam_SCR_DSI | N/A | N/A | N/A | N/A | N/A | N/A | N/A
00 Exist Coal Steam_SNCR | N/A | N/A | N/A | N/A | N/A | N/A | N/A
00 Exist Coal Steam_SNCR_ACI | N/A | N/A | N/A | N/A | N/A | N/A | N/A
00 Exist Coal Steam_SNCR_ACI_DSI | N/A | N/A | N/A | N/A | N/A | N/A | N/A
00 Exist Coal Steam_WetFGD | N/A | N/A | N/A | N/A | N/A | N/A | N/A
00 Exist Coal Steam_WetFGD_ACI | N/A | N/A | N/A | N/A | N/A | N/A | N/A
00 Exist Coal Steam_WetFGD_SCR | N/A | N/A | N/A | N/A | N/A | N/A | N/A
00 Exist Coal Steam_WetFGD_SCR_ACI | N/A | N/A | N/A | N/A | N/A | N/A | N/A
00 Exist Coal Steam_WetFGD_SNCR | N/A | N/A | N/A | N/A | N/A | N/A | N/A
00 Exist Coal Steam_WetFGD_SNCR_ACI | N/A | N/A | N/A | N/A | N/A | N/A | N/A
00 Exist FBC_Uncontrolled | 0 | 0 | 0 | 74.2382 | 80.6026 | 80.6026 | 0
00 Exist FBC_ACI | N/A | N/A | N/A | N/A | N/A | N/A | N/A
00 Exist FBC_DryFGD | N/A | N/A | N/A | N/A | N/A | N/A | N/A
00 Exist FBC_DryFGD_SNCR | N/A | N/A | N/A | N/A | N/A | N/A | N/A
00 Exist FBC_DryFGD_SNCR_ACI | N/A | N/A | N/A | N/A | N/A | N/A | N/A
00 Exist FBC_SNCR | N/A | N/A | N/A | N/A | N/A | N/A | N/A
00 Exist FBC_SNCR_ACI | N/A | N/A | N/A | N/A | N/A | N/A | N/A
00 Exist FBC_WetFGD_SNCR_ACI | N/A | N/A | N/A | N/A | N/A | N/A | N/A
00 Exist IGCC | N/A | N/A | N/A | N/A | N/A | N/A | N/A
00 Exist Fossil_Other | 28.5238 | 28.5238 | 28.5238 | 28.5238 | 28.5238 | 28.5238 | 28.5238
00 Exist Fuel Cell | N/A | N/A | N/A | N/A | N/A | N/A | N/A
00 Exist Hydro | 52.7225 | 52.6714 | 52.6607 | 52.6714 | 52.6607 | 52.6761 | 52.6918
00 Exist Non Fossil_Other | 49.6623 | 49.6623 | 49.6623 | 49.6623 | 49.6623 | 49.6623 | 49.6623
00 Exist Nuclear | 88.6954 | 88.6954 | 88.6954 | 88.6954 | 88.6954 | 88.6954 | 88.6954
00 Exist Oil/Gas Steam | 2.836 | 1.9023 | 4.7014 | 4.1066 | 6.6424 | 6.6348 | 6.6307
00 Exist Oil/Gas Steam_SCR | N/A | N/A | N/A | N/A | N/A | N/A | N/A
00 Exist Oil/Gas Steam_SNCR | N/A | N/A | N/A | N/A | N/A | N/A | N/A
00 Exist Biomass | 82.1033 | 82.622 | 83 | 83 | 83 | 83 | 83
00 Exist Landfill Gas | 55.0539 | 55.0539 | 55.0539 | 55.0539 | 55.0539 | 55.0539 | 55.0539
00 Exist Geothermal | N/A | N/A | N/A | N/A | N/A | N/A | N/A
00 Exist Pump Storage | 0 | 0 | 0 | 0 | 0.34048 | 0 | 0
00 Exist Solar PV | 21.656 | 21.656 | 21.656 | 21.656 | 21.656 | 21.656 | 21.656
00 Exist Solar Thermal | N/A | N/A | N/A | N/A | N/A | N/A | N/A
00 Exist Wind | 31.0384 | 31.0384 | 31.0384 | 31.0384 | 31.0384 | 31.0384 | 31.0384
00 International Imports | N/A | N/A | N/A | N/A | N/A | N/A | N/A
00 Ret.ACI | 83.7122 | 83.7122 | 51.6636 | 52.3731 | 0 | 0 | 0
00 Ret.ACI & DryFGD | N/A | N/A | N/A | N/A | N/A | N/A | N/A
00 Ret.ACI & DryFGD & HRI | N/A | N/A | N/A | N/A | N/A | N/A | N/A
00 Ret.ACI & DSI | N/A | N/A | N/A | N/A | N/A | N/A | N/A
00 Ret.ACI & DSI & DryFGD | N/A | N/A | N/A | N/A | N/A | N/A | N/A
00 Ret.ACI & DSI & DryFGD & HRI | N/A | N/A | N/A | N/A | N/A | N/A | N/A
00 Ret.ACI & DSI & HRI | N/A | N/A | N/A | N/A | N/A | N/A | N/A
00 Ret.ACI & DSI & WetFGD & HRI | N/A | N/A | N/A | N/A | N/A | N/A | N/A
00 Ret.ACI & HRI | N/A | N/A | N/A | N/A | N/A | N/A | N/A
00 Ret.ACI & SCR | N/A | N/A | N/A | N/A | N/A | N/A | N/A
00 Ret.ACI & SCR & DryFGD & CCS | N/A | N/A | N/A | N/A | N/A | N/A | N/A
00 Ret.ACI & SCR & DryFGD & HRI | N/A | N/A | N/A | N/A | N/A | N/A | N/A
00 Ret.ACI & SCR & DryFGD & HRI & CCS | N/A | N/A | N/A | N/A | N/A | N/A | N/A
00 Ret.ACI & SCR & DSI | N/A | N/A | N/A | N/A | N/A | N/A | N/A
00 Ret.ACI & SCR & DSI & DryFGD | N/A | N/A | N/A | N/A | N/A | N/A | N/A
00 Ret.ACI & SCR & DSI & DryFGD & HRI | N/A | N/A | N/A | N/A | N/A | N/A | N/A
00 Ret.ACI & SCR & DSI & HRI | N/A | N/A | N/A | N/A | N/A | N/A | N/A
00 Ret.ACI & SCR & DSI & WetFGD | N/A | N/A | N/A | N/A | N/A | N/A | N/A
00 Ret.ACI & SCR & DSI & WetFGD & HRI | N/A | N/A | N/A | N/A | N/A | N/A | N/A
00 Ret.ACI & SCR & HRI | N/A | N/A | N/A | N/A | N/A | N/A | N/A
00 Ret.ACI & SCR & WetFGD & CCS | N/A | N/A | N/A | N/A | N/A | N/A | N/A
00 Ret.ACI & SCR & WetFGD & HRI | N/A | N/A | N/A | N/A | N/A | N/A | N/A
00 Ret.ACI & SCR & WetFGD & HRI & CCS | N/A | N/A | N/A | N/A | N/A | N/A | N/A
00 Ret.ACI & SNCR | N/A | N/A | N/A | N/A | N/A | N/A | N/A
00 Ret.ACI & SNCR & DSI | N/A | N/A | N/A | N/A | N/A | N/A | N/A
00 Ret.ACI & SNCR & DSI & DryFGD | N/A | N/A | N/A | N/A | N/A | N/A | N/A
00 Ret.ACI & SNCR & DSI & DryFGD & HRI | N/A | N/A | N/A | N/A | N/A | N/A | N/A
00 Ret.ACI & SNCR & DSI & HRI | N/A | N/A | N/A | N/A | N/A | N/A | N/A
00 Ret.ACI & SNCR & DSI & WetFGD | N/A | N/A | N/A | N/A | N/A | N/A | N/A
00 Ret.ACI & SNCR & DSI & WetFGD & HRI | N/A | N/A | N/A | N/A | N/A | N/A | N/A
00 Ret.ACI & SNCR & HRI | N/A | N/A | N/A | N/A | N/A | N/A | N/A
00 Ret.ACI & WetFGD | N/A | N/A | N/A | N/A | N/A | N/A | N/A
00 Ret.ACI & WetFGD & DSI | N/A | N/A | N/A | N/A | N/A | N/A | N/A
00 Ret.ACI & WetFGD & HRI | N/A | N/A | N/A | N/A | N/A | N/A | N/A
00 Ret.C2G | N/A | N/A | N/A | N/A | N/A | N/A | N/A
00 Ret.C2G & SCR | N/A | N/A | N/A | N/A | N/A | N/A | N/A
00 Ret.CCG | N/A | N/A | N/A | N/A | N/A | N/A | N/A
00 Ret.DryFGD | N/A | N/A | N/A | N/A | N/A | N/A | N/A
00 Ret.DryFGD & ACI & CCS | N/A | N/A | N/A | N/A | N/A | N/A | N/A
00 Ret.DryFGD & ACI & HRI & CCS | N/A | N/A | N/A | N/A | N/A | N/A | N/A
00 Ret.DryFGD & CCS | N/A | N/A | N/A | N/A | N/A | N/A | N/A
00 Ret.DryFGD & HRI | N/A | N/A | N/A | N/A | N/A | N/A | N/A
00 Ret.DryFGD & HRI & CCS | N/A | N/A | N/A | N/A | N/A | N/A | N/A
00 Ret.DSI | N/A | N/A | N/A | N/A | N/A | N/A | N/A
00 Ret.DSI & DryFGD | N/A | N/A | N/A | N/A | N/A | N/A | N/A
00 Ret.DSI & DryFGD & HRI | N/A | N/A | N/A | N/A | N/A | N/A | N/A
00 Ret.DSI & HRI | N/A | N/A | N/A | N/A | N/A | N/A | N/A
00 Ret.DSI & WetFGD | N/A | N/A | N/A | N/A | N/A | N/A | N/A
00 Ret.DSI & WetFGD & HRI | N/A | N/A | N/A | N/A | N/A | N/A | N/A
00 Ret.Exist FBC_DryFGD_SNCR_ACI & CCS | N/A | N/A | N/A | N/A | N/A | N/A | N/A
00 Ret.ExistACI & DryFGD | N/A | N/A | N/A | N/A | N/A | N/A | N/A
00 Ret.ExistACI & DryFGD & CCS | N/A | N/A | N/A | N/A | N/A | N/A | N/A
00 Ret.ExistACI & DryFGD & HRI | N/A | N/A | N/A | N/A | N/A | N/A | N/A
00 Ret.ExistACI & DryFGD & HRI & CCS | N/A | N/A | N/A | N/A | N/A | N/A | N/A
00 Ret.ExistACI & DSI | N/A | N/A | N/A | N/A | N/A | N/A | N/A
00 Ret.ExistACI & DSI & DryFGD | N/A | N/A | N/A | N/A | N/A | N/A | N/A
00 Ret.ExistACI & DSI & DryFGD & HRI | N/A | N/A | N/A | N/A | N/A | N/A | N/A
00 Ret.ExistACI & DSI & HRI | N/A | N/A | N/A | N/A | N/A | N/A | N/A
00 Ret.ExistACI & DSI & WetFGD | N/A | N/A | N/A | N/A | N/A | N/A | N/A
00 Ret.ExistACI & DSI & WetFGD & HRI | N/A | N/A | N/A | N/A | N/A | N/A | N/A
00 Ret.ExistACI & HRI | N/A | N/A | N/A | N/A | N/A | N/A | N/A
00 Ret.ExistACI & HRI & WetFGD | N/A | N/A | N/A | N/A | N/A | N/A | N/A
00 Ret.ExistACI & SCR | N/A | N/A | N/A | N/A | N/A | N/A | N/A
00 Ret.ExistACI & SCR & DryFGD | N/A | N/A | N/A | N/A | N/A | N/A | N/A
00 Ret.ExistACI & SCR & DryFGD & CCS | N/A | N/A | N/A | N/A | N/A | N/A | N/A
00 Ret.ExistACI & SCR & DryFGD & HRI | N/A | N/A | N/A | N/A | N/A | N/A | N/A
00 Ret.ExistACI & SCR & DryFGD & HRI & CCS | N/A | N/A | N/A | N/A | N/A | N/A | N/A
00 Ret.ExistACI & SCR & DSI | N/A | N/A | N/A | N/A | N/A | N/A | N/A
00 Ret.ExistACI & SCR & DSI & DryFGD | N/A | N/A | N/A | N/A | N/A | N/A | N/A
00 Ret.ExistACI & SCR & DSI & HRI | N/A | N/A | N/A | N/A | N/A | N/A | N/A
00 Ret.ExistACI & SCR & DSI & DryFGD & HRI | N/A | N/A | N/A | N/A | N/A | N/A | N/A
00 Ret.ExistACI & SCR & HRI | N/A | N/A | N/A | N/A | N/A | N/A | N/A
00 Ret.ExistACI & SCR & WetFGD | N/A | N/A | N/A | N/A | N/A | N/A | N/A
00 Ret.ExistACI & SCR & WetFGD & CCS | N/A | N/A | N/A | N/A | N/A | N/A | N/A
00 Ret.ExistACI & SCR & WetFGD & HRI | N/A | N/A | N/A | N/A | N/A | N/A | N/A
00 Ret.ExistACI & SCR & WetFGD & HRI & CCS | N/A | N/A | N/A | N/A | N/A | N/A | N/A
00 Ret.ExistACI & SNCR | N/A | N/A | N/A | N/A | N/A | N/A | N/A
00 Ret.ExistACI & SNCR & DryFGD | N/A | N/A | N/A | N/A | N/A | N/A | N/A
00 Ret.ExistACI & SNCR & DryFGD & HRI | N/A | N/A | N/A | N/A | N/A | N/A | N/A
00 Ret.ExistACI & SNCR & DSI | N/A | N/A | N/A | N/A | N/A | N/A | N/A
00 Ret.ExistACI & SNCR & DSI & HRI | N/A | N/A | N/A | N/A | N/A | N/A | N/A
00 Ret.ExistACI & SNCR & HRI | N/A | N/A | N/A | N/A | N/A | N/A | N/A
00 Ret.ExistACI & SNCR & WetFGD | N/A | N/A | N/A | N/A | N/A | N/A | N/A
00 Ret.ExistACI & SNCR & WetFGD & HRI | N/A | N/A | N/A | N/A | N/A | N/A | N/A
00 Ret.ExistACI & WetFGD | N/A | N/A | N/A | N/A | N/A | N/A | N/A
00 Ret.ExistACI & WetFGD & CCS | N/A | N/A | N/A | N/A | N/A | N/A | N/A
00 Ret.ExistACI & WetFGD & HRI & CCS | N/A | N/A | N/A | N/A | N/A | N/A | N/A
00 Ret.ExistACI_DSI & DryFGD | N/A | N/A | N/A | N/A | N/A | N/A | N/A
00 Ret.ExistACI_DSI & DryFGD & HRI | N/A | N/A | N/A | N/A | N/A | N/A | N/A
00 Ret.ExistACI_DSI & HRI | N/A | N/A | N/A | N/A | N/A | N/A | N/A
00 Ret.ExistACI_DSI & SCR | N/A | N/A | N/A | N/A | N/A | N/A | N/A
00 Ret.ExistACI_DSI & SCR & DryFGD | N/A | N/A | N/A | N/A | N/A | N/A | N/A
00 Ret.ExistACI_DSI & SCR & DryFGD & HRI | N/A | N/A | N/A | N/A | N/A | N/A | N/A
00 Ret.ExistACI_DSI & SCR & HRI | N/A | N/A | N/A | N/A | N/A | N/A | N/A
00 Ret.ExistACI_DSI & SCR & WetFGD | N/A | N/A | N/A | N/A | N/A | N/A | N/A
00 Ret.ExistACI_DSI & SCR & WetFGD & HRI | N/A | N/A | N/A | N/A | N/A | N/A | N/A
00 Ret.ExistACI_DSI & WetFGD | N/A | N/A | N/A | N/A | N/A | N/A | N/A
00 Ret.ExistACI_DSI & WetFGD & HRI | N/A | N/A | N/A | N/A | N/A | N/A | N/A
00 Ret.ExistDryFGD & ACI | N/A | N/A | N/A | N/A | N/A | N/A | N/A
00 Ret.ExistDryFGD & ACI & CCS | N/A | N/A | N/A | N/A | N/A | N/A | N/A
00 Ret.ExistDryFGD & ACI & HRI | N/A | N/A | N/A | N/A | N/A | N/A | N/A
00 Ret.ExistDryFGD & ACI & HRI & CCS | N/A | N/A | N/A | N/A | N/A | N/A | N/A
00 Ret.ExistDryFGD & ACI & SCR | N/A | N/A | N/A | N/A | N/A | N/A | N/A
00 Ret.ExistDryFGD & ACI & SCR & CCS | N/A | N/A | N/A | N/A | N/A | N/A | N/A
00 Ret.ExistDryFGD & ACI & SCR & HRI | N/A | N/A | N/A | N/A | N/A | N/A | N/A
00 Ret.ExistDryFGD & ACI & SCR & HRI & CCS | N/A | N/A | N/A | N/A | N/A | N/A | N/A
00 Ret.ExistDryFGD & ACI & SNCR | N/A | N/A | N/A | N/A | N/A | N/A | N/A
00 Ret.ExistDryFGD & ACI & SNCR & HRI | N/A | N/A | N/A | N/A | N/A | N/A | N/A
00 Ret.ExistDryFGD & CCS | N/A | N/A | N/A | N/A | N/A | N/A | N/A
00 Ret.ExistDryFGD & HRI | N/A | N/A | N/A | N/A | N/A | N/A | N/A
00 Ret.ExistDryFGD & HRI & CCS | N/A | N/A | N/A | N/A | N/A | N/A | N/A
00 Ret.ExistDryFGD & SCR | N/A | N/A | N/A | N/A | N/A | N/A | N/A
00 Ret.ExistDryFGD & SCR & CCS | N/A | N/A | N/A | N/A | N/A | N/A | N/A
00 Ret.ExistDryFGD & SCR & HRI | N/A | N/A | N/A | N/A | N/A | N/A | N/A
00 Ret.ExistDryFGD & SCR & HRI & CCS | N/A | N/A | N/A | N/A | N/A | N/A | N/A
00 Ret.ExistDryFGD & SNCR | N/A | N/A | N/A | N/A | N/A | N/A | N/A
00 Ret.ExistDryFGD & SNCR & HRI | N/A | N/A | N/A | N/A | N/A | N/A | N/A
00 Ret.ExistDryFGD_ACI & CCS | N/A | N/A | N/A | N/A | N/A | N/A | N/A
00 Ret.ExistDryFGD_ACI & HRI | N/A | N/A | N/A | N/A | N/A | N/A | N/A
00 Ret.ExistDryFGD_ACI & HRI & CCS | N/A | N/A | N/A | N/A | N/A | N/A | N/A
00 Ret.ExistDryFGD_ACI & SCR | N/A | N/A | N/A | N/A | N/A | N/A | N/A
00 Ret.ExistDryFGD_ACI & SCR & CCS | N/A | N/A | N/A | N/A | N/A | N/A | N/A
00 Ret.ExistDryFGD_ACI & SCR & HRI | N/A | N/A | N/A | N/A | N/A | N/A | N/A
00 Ret.ExistDryFGD_ACI & SCR & HRI & CCS | N/A | N/A | N/A | N/A | N/A | N/A | N/A
00 Ret.ExistDryFGD_SCR & ACI & CCS | N/A | N/A | N/A | N/A | N/A | N/A | N/A
00 Ret.ExistDryFGD_SCR & ACI & HRI | N/A | N/A | N/A | N/A | N/A | N/A | N/A
00 Ret.ExistDryFGD_SCR & ACI & HRI & CCS | N/A | N/A | N/A | N/A | N/A | N/A | N/A
00 Ret.ExistDryFGD_SCR & CCS | N/A | N/A | N/A | N/A | N/A | N/A | N/A
00 Ret.ExistDryFGD_SNCR & ACI & CCS | N/A | N/A | N/A | N/A | N/A | N/A | N/A
00 Ret.ExistDryFGD_SNCR & ACI & HRI | N/A | N/A | N/A | N/A | N/A | N/A | N/A
00 Ret.ExistDryFGD_SNCR & ACI & HRI & CCS | N/A | N/A | N/A | N/A | N/A | N/A | N/A
00 Ret.ExistDryFGD_SNCR & CCS | N/A | N/A | N/A | N/A | N/A | N/A | N/A
00 Ret.ExistDSI & ACI | N/A | N/A | N/A | N/A | N/A | N/A | N/A
00 Ret.ExistDSI & ACI & HRI | N/A | N/A | N/A | N/A | N/A | N/A | N/A
00 Ret.ExistDSI & ACI & SCR | N/A | N/A | N/A | N/A | N/A | N/A | N/A
00 Ret.ExistDSI & ACI & SCR & DryFGD & CCS | N/A | N/A | N/A | N/A | N/A | N/A | N/A
00 Ret.ExistDSI & ACI & SCR & DryFGD & HRI | N/A | N/A | N/A | N/A | N/A | N/A | N/A
00 Ret.ExistDSI & ACI & SCR & DryFGD & HRI & CCS | N/A | N/A | N/A | N/A | N/A | N/A | N/A
00 Ret.ExistDSI & ACI & SCR & HRI | N/A | N/A | N/A | N/A | N/A | N/A | N/A
00 Ret.ExistDSI & DryFGD | N/A | N/A | N/A | N/A | N/A | N/A | N/A
00 Ret.ExistDSI & DryFGD & ACI | N/A | N/A | N/A | N/A | N/A | N/A | N/A
00 Ret.ExistDSI & DryFGD & ACI & CCS | N/A | N/A | N/A | N/A | N/A | N/A | N/A
00 Ret.ExistDSI & DryFGD & ACI & HRI | N/A | N/A | N/A | N/A | N/A | N/A | N/A
00 Ret.ExistDSI & DryFGD & ACI & HRI & CCS | N/A | N/A | N/A | N/A | N/A | N/A | N/A
00 Ret.ExistDSI & DryFGD & CCS | N/A | N/A | N/A | N/A | N/A | N/A | N/A
00 Ret.ExistDSI & DryFGD & HRI | N/A | N/A | N/A | N/A | N/A | N/A | N/A
00 Ret.ExistDSI & DryFGD & HRI & CCS | N/A | N/A | N/A | N/A | N/A | N/A | N/A
00 Ret.ExistDSI & HRI | N/A | N/A | N/A | N/A | N/A | N/A | N/A
00 Ret.ExistDSI & SCR | N/A | N/A | N/A | N/A | N/A | N/A | N/A
00 Ret.ExistDSI & SCR & DryFGD | N/A | N/A | N/A | N/A | N/A | N/A | N/A
00 Ret.ExistDSI & SCR & DryFGD & ACI | N/A | N/A | N/A | N/A | N/A | N/A | N/A
00 Ret.ExistDSI & SCR & DryFGD & CCS | N/A | N/A | N/A | N/A | N/A | N/A | N/A
00 Ret.ExistDSI & SCR & DryFGD & HRI | N/A | N/A | N/A | N/A | N/A | N/A | N/A
00 Ret.ExistDSI & SCR & DryFGD & HRI & CCS | N/A | N/A | N/A | N/A | N/A | N/A | N/A
00 Ret.ExistDSI & SCR & HRI | N/A | N/A | N/A | N/A | N/A | N/A | N/A
00 Ret.ExistDSI & SCR & WetFGD | N/A | N/A | N/A | N/A | N/A | N/A | N/A
00 Ret.ExistDSI & SCR & WetFGD & CCS | N/A | N/A | N/A | N/A | N/A | N/A | N/A
00 Ret.ExistDSI & SCR & WetFGD & HRI | N/A | N/A | N/A | N/A | N/A | N/A | N/A
00 Ret.ExistDSI & SCR & WetFGD & HRI & CCS | N/A | N/A | N/A | N/A | N/A | N/A | N/A
00 Ret.ExistDSI & WetFGD | N/A | N/A | N/A | N/A | N/A | N/A | N/A
00 Ret.ExistDSI & WetFGD & ACI | N/A | N/A | N/A | N/A | N/A | N/A | N/A
00 Ret.ExistDSI & WetFGD & ACI & HRI | N/A | N/A | N/A | N/A | N/A | N/A | N/A
00 Ret.ExistDSI & WetFGD & CCS | N/A | N/A | N/A | N/A | N/A | N/A | N/A
00 Ret.ExistDSI & WetFGD & HRI | N/A | N/A | N/A | N/A | N/A | N/A | N/A
00 Ret.ExistDSI & WetFGD & HRI & CCS | N/A | N/A | N/A | N/A | N/A | N/A | N/A
00 Ret.ExistIGCC & CCS | N/A | N/A | N/A | N/A | N/A | N/A | N/A
00 Ret.ExistSCR & ACI | N/A | N/A | N/A | N/A | N/A | N/A | N/A
00 Ret.ExistSCR & ACI & DryFGD | N/A | N/A | N/A | N/A | N/A | N/A | N/A
00 Ret.ExistSCR & ACI & DryFGD & HRI | N/A | N/A | N/A | N/A | N/A | N/A | N/A
00 Ret.ExistSCR & ACI & DSI | N/A | N/A | N/A | N/A | N/A | N/A | N/A
00 Ret.ExistSCR & ACI & DSI & DryFGD | N/A | N/A | N/A | N/A | N/A | N/A | N/A
00 Ret.ExistSCR & ACI & DSI & DryFGD & HRI | N/A | N/A | N/A | N/A | N/A | N/A | N/A
00 Ret.ExistSCR & ACI & DSI & HRI | N/A | N/A | N/A | N/A | N/A | N/A | N/A
00 Ret.ExistSCR & ACI & DSI & WetFGD | N/A | N/A | N/A | N/A | N/A | N/A | N/A
00 Ret.ExistSCR & ACI & DSI & WetFGD & HRI | N/A | N/A | N/A | N/A | N/A | N/A | N/A
00 Ret.ExistSCR & ACI & HRI | N/A | N/A | N/A | N/A | N/A | N/A | N/A
00 Ret.ExistSCR & ACI & WetFGD | N/A | N/A | N/A | N/A | N/A | N/A | N/A
00 Ret.ExistSCR & ACI & WetFGD & HRI | N/A | N/A | N/A | N/A | N/A | N/A | N/A
00 Ret.ExistSCR & DryFGD | N/A | N/A | N/A | N/A | N/A | N/A | N/A
00 Ret.ExistSCR & DryFGD & ACI & CCS | N/A | N/A | N/A | N/A | N/A | N/A | N/A
00 Ret.ExistSCR & DryFGD & ACI & HRI & CCS | N/A | N/A | N/A | N/A | N/A | N/A | N/A
00 Ret.ExistSCR & DryFGD & CCS | N/A | N/A | N/A | N/A | N/A | N/A | N/A
00 Ret.ExistSCR & DryFGD & HRI | N/A | N/A | N/A | N/A | N/A | N/A | N/A
00 Ret.ExistSCR & DryFGD & HRI & CCS | N/A | N/A | N/A | N/A | N/A | N/A | N/A
00 Ret.ExistSCR & DSI | N/A | N/A | N/A | N/A | N/A | N/A | N/A
00 Ret.ExistSCR & DSI & DryFGD | N/A | N/A | N/A | N/A | N/A | N/A | N/A
00 Ret.ExistSCR & DSI & DryFGD & HRI | N/A | N/A | N/A | N/A | N/A | N/A | N/A
00 Ret.ExistSCR & DSI & HRI | N/A | N/A | N/A | N/A | N/A | N/A | N/A
00 Ret.ExistSCR & DSI & WetFGD | N/A | N/A | N/A | N/A | N/A | N/A | N/A
00 Ret.ExistSCR & DSI & WetFGD & HRI | N/A | N/A | N/A | N/A | N/A | N/A | N/A
00 Ret.ExistSCR & HRI | N/A | N/A | N/A | N/A | N/A | N/A | N/A
00 Ret.ExistSCR & WetFGD | N/A | N/A | N/A | N/A | N/A | N/A | N/A
00 Ret.ExistSCR & WetFGD & ACI & CCS | N/A | N/A | N/A | N/A | N/A | N/A | N/A
00 Ret.ExistSCR & WetFGD & ACI & HRI & CCS | N/A | N/A | N/A | N/A | N/A | N/A | N/A
00 Ret.ExistSCR & WetFGD & CCS | N/A | N/A | N/A | N/A | N/A | N/A | N/A
00 Ret.ExistSCR & WetFGD & HRI | N/A | N/A | N/A | N/A | N/A | N/A | N/A
00 Ret.ExistSCR & WetFGD & HRI & CCS | N/A | N/A | N/A | N/A | N/A | N/A | N/A
00 Ret.ExistSCR_ACI & DryFGD | N/A | N/A | N/A | N/A | N/A | N/A | N/A
00 Ret.ExistSCR_ACI & DryFGD & CCS | N/A | N/A | N/A | N/A | N/A | N/A | N/A
00 Ret.ExistSCR_ACI & DryFGD & HRI | N/A | N/A | N/A | N/A | N/A | N/A | N/A
00 Ret.ExistSCR_ACI & DryFGD & HRI & CCS | N/A | N/A | N/A | N/A | N/A | N/A | N/A
00 Ret.ExistSCR_ACI & DSI | N/A | N/A | N/A | N/A | N/A | N/A | N/A
00 Ret.ExistSCR_ACI & DSI & HRI | N/A | N/A | N/A | N/A | N/A | N/A | N/A
00 Ret.ExistSCR_ACI & HRI | N/A | N/A | N/A | N/A | N/A | N/A | N/A
00 Ret.ExistSCR_ACI & WetFGD | N/A | N/A | N/A | N/A | N/A | N/A | N/A
00 Ret.ExistSCR_ACI & WetFGD & CCS | N/A | N/A | N/A | N/A | N/A | N/A | N/A
00 Ret.ExistSCR_ACI & WetFGD & HRI | N/A | N/A | N/A | N/A | N/A | N/A | N/A
00 Ret.ExistSCR_ACI & WetFGD & HRI & CCS | N/A | N/A | N/A | N/A | N/A | N/A | N/A
00 Ret.ExistSCR_ACI_DSI & DryFGD | N/A | N/A | N/A | N/A | N/A | N/A | N/A
00 Ret.ExistSCR_ACI_DSI & DryFGD & CCS | N/A | N/A | N/A | N/A | N/A | N/A | N/A
00 Ret.ExistSCR_ACI_DSI & DryFGD & HRI | N/A | N/A | N/A | N/A | N/A | N/A | N/A
00 Ret.ExistSCR_ACI_DSI & DryFGD & HRI & CCS | N/A | N/A | N/A | N/A | N/A | N/A | N/A
00 Ret.ExistSCR_ACI_DSI & HRI | N/A | N/A | N/A | N/A | N/A | N/A | N/A
00 Ret.ExistSCR_ACI_DSI & WetFGD | N/A | N/A | N/A | N/A | N/A | N/A | N/A
00 Ret.ExistSCR_ACI_DSI & WetFGD & CCS | N/A | N/A | N/A | N/A | N/A | N/A | N/A
00 Ret.ExistSCR_ACI_DSI & WetFGD & HRI | N/A | N/A | N/A | N/A | N/A | N/A | N/A
00 Ret.ExistSCR_ACI_DSI & WetFGD & HRI & CCS | N/A | N/A | N/A | N/A | N/A | N/A | N/A
00 Ret.ExistSCR_DryFGD & ACI | N/A | N/A | N/A | N/A | N/A | N/A | N/A
00 Ret.ExistSCR_DryFGD & HRI | N/A | N/A | N/A | N/A | N/A | N/A | N/A
00 Ret.ExistSCR_DryFGD & HRI & CCS | N/A | N/A | N/A | N/A | N/A | N/A | N/A
00 Ret.ExistSCR_DryFGD_ACI & CCS | N/A | N/A | N/A | N/A | N/A | N/A | N/A
00 Ret.ExistSCR_DryFGD_ACI & HRI | N/A | N/A | N/A | N/A | N/A | N/A | N/A
00 Ret.ExistSCR_DryFGD_ACI & HRI & CCS | N/A | N/A | N/A | N/A | N/A | N/A | N/A
00 Ret.ExistSCR_DSI & ACI | N/A | N/A | N/A | N/A | N/A | N/A | N/A
00 Ret.ExistSCR_DSI & ACI & HRI | N/A | N/A | N/A | N/A | N/A | N/A | N/A
00 Ret.ExistSCR_DSI & DryFGD | N/A | N/A | N/A | N/A | N/A | N/A | N/A
00 Ret.ExistSCR_DSI & DryFGD & ACI | N/A | N/A | N/A | N/A | N/A | N/A | N/A
00 Ret.ExistSCR_DSI & DryFGD & ACI & HRI | N/A | N/A | N/A | N/A | N/A | N/A | N/A
00 Ret.ExistSCR_DSI & DryFGD & HRI | N/A | N/A | N/A | N/A | N/A | N/A | N/A
00 Ret.ExistSCR_DSI & HRI | N/A | N/A | N/A | N/A | N/A | N/A | N/A
00 Ret.ExistSCR_DSI & WetFGD | N/A | N/A | N/A | N/A | N/A | N/A | N/A
00 Ret.ExistSCR_DSI & WetFGD & ACI | N/A | N/A | N/A | N/A | N/A | N/A | N/A
00 Ret.ExistSCR_DSI & WetFGD & ACI & HRI | N/A | N/A | N/A | N/A | N/A | N/A | N/A
00 Ret.ExistSCR_DSI & WetFGD & HRI | N/A | N/A | N/A | N/A | N/A | N/A | N/A
00 Ret.ExistSCR_WetFGD & ACI | N/A | N/A | N/A | N/A | N/A | N/A | N/A
00 Ret.ExistSCR_WetFGD & HRI | N/A | N/A | N/A | N/A | N/A | N/A | N/A
00 Ret.ExistSCR_WetFGD & HRI & CCS | N/A | N/A | N/A | N/A | N/A | N/A | N/A
00 Ret.ExistSCR_WetFGD_ACI & CCS | N/A | N/A | N/A | N/A | N/A | N/A | N/A
00 Ret.ExistSCR_WetFGD_ACI & HRI | N/A | N/A | N/A | N/A | N/A | N/A | N/A
00 Ret.ExistSCR_WetFGD_ACI & HRI & CCS | N/A | N/A | N/A | N/A | N/A | N/A | N/A
00 Ret.ExistSNCR & ACI | N/A | N/A | N/A | N/A | N/A | N/A | N/A
00 Ret.ExistSNCR & ACI & DryFGD | N/A | N/A | N/A | N/A | N/A | N/A | N/A
00 Ret.ExistSNCR & ACI & DryFGD & HRI | N/A | N/A | N/A | N/A | N/A | N/A | N/A
00 Ret.ExistSNCR & ACI & DSI | N/A | N/A | N/A | N/A | N/A | N/A | N/A
00 Ret.ExistSNCR & ACI & DSI & DryFGD | N/A | N/A | N/A | N/A | N/A | N/A | N/A
00 Ret.ExistSNCR & ACI & DSI & DryFGD & HRI | N/A | N/A | N/A | N/A | N/A | N/A | N/A
00 Ret.ExistSNCR & ACI & DSI & HRI | N/A | N/A | N/A | N/A | N/A | N/A | N/A
00 Ret.ExistSNCR & ACI & DSI & WetFGD | N/A | N/A | N/A | N/A | N/A | N/A | N/A
00 Ret.ExistSNCR & ACI & DSI & WetFGD & HRI | N/A | N/A | N/A | N/A | N/A | N/A | N/A
00 Ret.ExistSNCR & ACI & HRI | N/A | N/A | N/A | N/A | N/A | N/A | N/A
00 Ret.ExistSNCR & ACI & WetFGD | N/A | N/A | N/A | N/A | N/A | N/A | N/A
00 Ret.ExistSNCR & ACI & WetFGD & HRI | N/A | N/A | N/A | N/A | N/A | N/A | N/A
00 Ret.ExistSNCR & DryFGD | N/A | N/A | N/A | N/A | N/A | N/A | N/A
00 Ret.ExistSNCR & DryFGD & CCS | N/A | N/A | N/A | N/A | N/A | N/A | N/A
00 Ret.ExistSNCR & DryFGD & HRI | N/A | N/A | N/A | N/A | N/A | N/A | N/A
00 Ret.ExistSNCR & DryFGD & HRI & CCS | N/A | N/A | N/A | N/A | N/A | N/A | N/A
00 Ret.ExistSNCR & DSI | N/A | N/A | N/A | N/A | N/A | N/A | N/A
00 Ret.ExistSNCR & DSI & DryFGD | N/A | N/A | N/A | N/A | N/A | N/A | N/A
00 Ret.ExistSNCR & DSI & DryFGD & HRI | N/A | N/A | N/A | N/A | N/A | N/A | N/A
00 Ret.ExistSNCR & DSI & HRI | N/A | N/A | N/A | N/A | N/A | N/A | N/A
00 Ret.ExistSNCR & DSI & WetFGD | N/A | N/A | N/A | N/A | N/A | N/A | N/A
00 Ret.ExistSNCR & DSI & WetFGD & HRI | N/A | N/A | N/A | N/A | N/A | N/A | N/A
00 Ret.ExistSNCR & HRI | N/A | N/A | N/A | N/A | N/A | N/A | N/A
00 Ret.ExistSNCR & WetFGD | N/A | N/A | N/A | N/A | N/A | N/A | N/A
00 Ret.ExistSNCR & WetFGD & ACI & CCS | N/A | N/A | N/A | N/A | N/A | N/A | N/A
00 Ret.ExistSNCR & WetFGD & ACI & HRI & CCS | N/A | N/A | N/A | N/A | N/A | N/A | N/A
00 Ret.ExistSNCR & WetFGD & CCS | N/A | N/A | N/A | N/A | N/A | N/A | N/A
00 Ret.ExistSNCR & WetFGD & HRI | N/A | N/A | N/A | N/A | N/A | N/A | N/A
00 Ret.ExistSNCR & WetFGD & HRI & CCS | N/A | N/A | N/A | N/A | N/A | N/A | N/A
00 Ret.ExistSNCR_ACI & DryFGD | N/A | N/A | N/A | N/A | N/A | N/A | N/A
00 Ret.ExistSNCR_ACI & DryFGD & CCS | N/A | N/A | N/A | N/A | N/A | N/A | N/A
00 Ret.ExistSNCR_ACI & DryFGD & HRI | N/A | N/A | N/A | N/A | N/A | N/A | N/A
00 Ret.ExistSNCR_ACI & DryFGD & HRI & CCS | N/A | N/A | N/A | N/A | N/A | N/A | N/A
00 Ret.ExistSNCR_ACI & DSI | N/A | N/A | N/A | N/A | N/A | N/A | N/A
00 Ret.ExistSNCR_ACI & DSI & HRI | N/A | N/A | N/A | N/A | N/A | N/A | N/A
00 Ret.ExistSNCR_ACI & HRI | N/A | N/A | N/A | N/A | N/A | N/A | N/A
00 Ret.ExistSNCR_ACI & WetFGD | N/A | N/A | N/A | N/A | N/A | N/A | N/A
00 Ret.ExistSNCR_ACI & WetFGD & CCS | N/A | N/A | N/A | N/A | N/A | N/A | N/A
00 Ret.ExistSNCR_ACI & WetFGD & HRI | N/A | N/A | N/A | N/A | N/A | N/A | N/A
00 Ret.ExistSNCR_ACI & WetFGD & HRI & CCS | N/A | N/A | N/A | N/A | N/A | N/A | N/A
00 Ret.ExistSNCR_ACI_DSI & DryFGD | N/A | N/A | N/A | N/A | N/A | N/A | N/A
00 Ret.ExistSNCR_ACI_DSI & DryFGD & HRI | N/A | N/A | N/A | N/A | N/A | N/A | N/A
00 Ret.ExistSNCR_ACI_DSI & HRI | N/A | N/A | N/A | N/A | N/A | N/A | N/A
00 Ret.ExistSNCR_ACI_DSI & WetFGD | N/A | N/A | N/A | N/A | N/A | N/A | N/A
00 Ret.ExistSNCR_ACI_DSI & WetFGD & HRI | N/A | N/A | N/A | N/A | N/A | N/A | N/A
00 Ret.ExistSNCR_DryFGD & ACI | N/A | N/A | N/A | N/A | N/A | N/A | N/A
00 Ret.ExistSNCR_DryFGD & HRI | N/A | N/A | N/A | N/A | N/A | N/A | N/A
00 Ret.ExistSNCR_DryFGD & HRI & CCS | N/A | N/A | N/A | N/A | N/A | N/A | N/A
00 Ret.ExistSNCR_DryFGD_ACI & CCS | N/A | N/A | N/A | N/A | N/A | N/A | N/A
00 Ret.ExistSNCR_DryFGD_ACI & HRI | N/A | N/A | N/A | N/A | N/A | N/A | N/A
00 Ret.ExistSNCR_WetFGD & ACI | N/A | N/A | N/A | N/A | N/A | N/A | N/A
00 Ret.ExistSNCR_WetFGD & HRI | N/A | N/A | N/A | N/A | N/A | N/A | N/A
00 Ret.ExistSNCR_WetFGD & HRI & CCS | N/A | N/A | N/A | N/A | N/A | N/A | N/A
00 Ret.ExistSNCR_WetFGD_ACI & CCS | N/A | N/A | N/A | N/A | N/A | N/A | N/A
00 Ret.ExistSNCR_WetFGD_ACI & HRI | N/A | N/A | N/A | N/A | N/A | N/A | N/A
00 Ret.ExistSNCR_WetFGD_ACI & HRI & CCS | N/A | N/A | N/A | N/A | N/A | N/A | N/A
00 Ret.ExistWetFGD & ACI | N/A | N/A | N/A | N/A | N/A | N/A | N/A
00 Ret.ExistWetFGD & ACI & CCS | N/A | N/A | N/A | N/A | N/A | N/A | N/A
00 Ret.ExistWetFGD & ACI & HRI | N/A | N/A | N/A | N/A | N/A | N/A | N/A
00 Ret.ExistWetFGD & ACI & HRI & CCS | N/A | N/A | N/A | N/A | N/A | N/A | N/A
00 Ret.ExistWetFGD & ACI & SCR | N/A | N/A | N/A | N/A | N/A | N/A | N/A
00 Ret.ExistWetFGD & ACI & SCR & CCS | N/A | N/A | N/A | N/A | N/A | N/A | N/A
00 Ret.ExistWetFGD & ACI & SCR & HRI | N/A | N/A | N/A | N/A | N/A | N/A | N/A
00 Ret.ExistWetFGD & ACI & SCR & HRI & CCS | N/A | N/A | N/A | N/A | N/A | N/A | N/A
00 Ret.ExistWetFGD & ACI & SNCR | N/A | N/A | N/A | N/A | N/A | N/A | N/A
00 Ret.ExistWetFGD & ACI & SNCR & HRI | N/A | N/A | N/A | N/A | N/A | N/A | N/A
00 Ret.ExistWetFGD & CCS | N/A | N/A | N/A | N/A | N/A | N/A | N/A
00 Ret.ExistWetFGD & HRI | N/A | N/A | N/A | N/A | N/A | N/A | N/A
00 Ret.ExistWetFGD & HRI & CCS | N/A | N/A | N/A | N/A | N/A | N/A | N/A
00 Ret.ExistWetFGD & SCR | N/A | N/A | N/A | N/A | N/A | N/A | N/A
00 Ret.ExistWetFGD & SCR & CCS | N/A | N/A | N/A | N/A | N/A | N/A | N/A
00 Ret.ExistWetFGD & SCR & HRI | N/A | N/A | N/A | N/A | N/A | N/A | N/A
00 Ret.ExistWetFGD & SCR & HRI & CCS | N/A | N/A | N/A | N/A | N/A | N/A | N/A
00 Ret.ExistWetFGD & SNCR | N/A | N/A | N/A | N/A | N/A | N/A | N/A
00 Ret.ExistWetFGD & SNCR & HRI | N/A | N/A | N/A | N/A | N/A | N/A | N/A
00 Ret.ExistWetFGD_ACI & CCS | N/A | N/A | N/A | N/A | N/A | N/A | N/A
00 Ret.ExistWetFGD_ACI & HRI | N/A | N/A | N/A | N/A | N/A | N/A | N/A
00 Ret.ExistWetFGD_ACI & HRI & CCS | N/A | N/A | N/A | N/A | N/A | N/A | N/A
00 Ret.ExistWetFGD_ACI & SCR | N/A | N/A | N/A | N/A | N/A | N/A | N/A
00 Ret.ExistWetFGD_ACI & SCR & CCS | N/A | N/A | N/A | N/A | N/A | N/A | N/A
00 Ret.ExistWetFGD_ACI & SCR & HRI | N/A | N/A | N/A | N/A | N/A | N/A | N/A
00 Ret.ExistWetFGD_ACI & SCR & HRI & CCS | N/A | N/A | N/A | N/A | N/A | N/A | N/A
00 Ret.ExistWetFGD_ACI & SNCR | N/A | N/A | N/A | N/A | N/A | N/A | N/A
00 Ret.ExistWetFGD_ACI & SNCR & HRI | N/A | N/A | N/A | N/A | N/A | N/A | N/A
00 Ret.ExistWetFGD_SCR & ACI & CCS | N/A | N/A | N/A | N/A | N/A | N/A | N/A
00 Ret.ExistWetFGD_SCR & ACI & HRI | N/A | N/A | N/A | N/A | N/A | N/A | N/A
00 Ret.ExistWetFGD_SCR & ACI & HRI & CCS | N/A | N/A | N/A | N/A | N/A | N/A | N/A
00 Ret.ExistWetFGD_SCR & CCS | N/A | N/A | N/A | N/A | N/A | N/A | N/A
00 Ret.ExistWetFGD_SNCR & ACI & CCS | N/A | N/A | N/A | N/A | N/A | N/A | N/A
00 Ret.ExistWetFGD_SNCR & ACI & HRI | N/A | N/A | N/A | N/A | N/A | N/A | N/A
00 Ret.ExistWetFGD_SNCR & ACI & HRI & CCS | N/A | N/A | N/A | N/A | N/A | N/A | N/A
00 Ret.ExistWetFGD_SNCR & CCS | N/A | N/A | N/A | N/A | N/A | N/A | N/A
00 Ret.FB & ACI | N/A | N/A | N/A | N/A | N/A | N/A | N/A
00 Ret.FB & ACI & HRI | N/A | N/A | N/A | N/A | N/A | N/A | N/A
00 Ret.FB & HRI | N/A | N/A | N/A | N/A | N/A | N/A | N/A
00 Ret.FB DryFGD | N/A | N/A | N/A | N/A | N/A | N/A | N/A
00 Ret.FB DryFGD & ACI | N/A | N/A | N/A | N/A | N/A | N/A | N/A
00 Ret.FB DryFGD & ACI & HRI | N/A | N/A | N/A | N/A | N/A | N/A | N/A
00 Ret.FB DryFGD & HRI | N/A | N/A | N/A | N/A | N/A | N/A | N/A
00 Ret.FB DryFGD & SNCR | N/A | N/A | N/A | N/A | N/A | N/A | N/A
00 Ret.FB DryFGD & SNCR & HRI | N/A | N/A | N/A | N/A | N/A | N/A | N/A
00 Ret.FB SNCR & DryFGD & ACI | N/A | N/A | N/A | N/A | N/A | N/A | N/A
00 Ret.FB SNCR & DryFGD & ACI & HRI | N/A | N/A | N/A | N/A | N/A | N/A | N/A
00 Ret.FB-ACI & SNCR | N/A | N/A | N/A | N/A | N/A | N/A | N/A
00 Ret.FB-ACI & SNCR & CCS | N/A | N/A | N/A | N/A | N/A | N/A | N/A
00 Ret.FB-ACI & SNCR & HRI | N/A | N/A | N/A | N/A | N/A | N/A | N/A
00 Ret.FB-ACI & SNCR & HRI & CCS | N/A | N/A | N/A | N/A | N/A | N/A | N/A
00 Ret.FB-Exist ACI & DryFGD | N/A | N/A | N/A | N/A | N/A | N/A | N/A
00 Ret.FB-Exist ACI & DryFGD & HRI | N/A | N/A | N/A | N/A | N/A | N/A | N/A
00 Ret.FB-Exist ACI & DryFGD & SNCR | N/A | N/A | N/A | N/A | N/A | N/A | N/A
00 Ret.FB-Exist ACI & DryFGD & SNCR & HRI | N/A | N/A | N/A | N/A | N/A | N/A | N/A
00 Ret.FB-Exist ACI & SNCR | N/A | N/A | N/A | N/A | N/A | N/A | N/A
00 Ret.FB-Exist ACI & SNCR & HRI | N/A | N/A | N/A | N/A | N/A | N/A | N/A
00 Ret.FB-ExistACI & HRI | N/A | N/A | N/A | N/A | N/A | N/A | N/A
00 Ret.FB-ExistDryFGD & ACI | N/A | N/A | N/A | N/A | N/A | N/A | N/A
00 Ret.FB-ExistDryFGD & ACI & HRI | N/A | N/A | N/A | N/A | N/A | N/A | N/A
00 Ret.FB-ExistDryFGD & ACI & SNCR | N/A | N/A | N/A | N/A | N/A | N/A | N/A
00 Ret.FB-ExistDryFGD & ACI & SNCR & HRI | N/A | N/A | N/A | N/A | N/A | N/A | N/A
00 Ret.FB-ExistDryFGD & CCS | N/A | N/A | N/A | N/A | N/A | N/A | N/A
00 Ret.FB-ExistDryFGD & HRI | N/A | N/A | N/A | N/A | N/A | N/A | N/A
00 Ret.FB-ExistDryFGD & SNCR | N/A | N/A | N/A | N/A | N/A | N/A | N/A
00 Ret.FB-ExistDryFGD & SNCR & HRI | N/A | N/A | N/A | N/A | N/A | N/A | N/A
00 Ret.FB-ExistDryFGD_ACI & CCS | N/A | N/A | N/A | N/A | N/A | N/A | N/A
00 Ret.FB-ExistDryFGD_SNCR & ACI | N/A | N/A | N/A | N/A | N/A | N/A | N/A
00 Ret.FB-ExistDryFGD_SNCR & ACI & HRI | N/A | N/A | N/A | N/A | N/A | N/A | N/A
00 Ret.FB-ExistDryFGD_SNCR & CCS | N/A | N/A | N/A | N/A | N/A | N/A | N/A
00 Ret.FB-ExistDryFGD_SNCR & HRI | N/A | N/A | N/A | N/A | N/A | N/A | N/A
00 Ret.FB-ExistDryFGD_SNCR & HRI & CCS | N/A | N/A | N/A | N/A | N/A | N/A | N/A
00 Ret.FB-ExistDryFGD_SNCR_ACI & HRI | N/A | N/A | N/A | N/A | N/A | N/A | N/A
00 Ret.FB-ExistWetFGD_SNCR_ACI & HRI | N/A | N/A | N/A | N/A | N/A | N/A | N/A
00 Ret.FB-ExistSNCR & ACI | N/A | N/A | N/A | N/A | N/A | N/A | N/A
00 Ret.FB-ExistSNCR & ACI & HRI | N/A | N/A | N/A | N/A | N/A | N/A | N/A
00 Ret.FB-ExistSNCR & DryFGD | N/A | N/A | N/A | N/A | N/A | N/A | N/A
00 Ret.FB-ExistSNCR & DryFGD & ACI | N/A | N/A | N/A | N/A | N/A | N/A | N/A
00 Ret.FB-ExistSNCR & DryFGD & ACI & HRI | N/A | N/A | N/A | N/A | N/A | N/A | N/A
00 Ret.FB-ExistSNCR & DryFGD & HRI | N/A | N/A | N/A | N/A | N/A | N/A | N/A
00 Ret.FB-ExistSNCR & HRI | N/A | N/A | N/A | N/A | N/A | N/A | N/A
00 Ret.FB-SNCR | N/A | N/A | N/A | N/A | N/A | N/A | N/A
00 Ret.FB-SNCR & HRI | N/A | N/A | N/A | N/A | N/A | N/A | N/A
00 Ret.HRI | N/A | N/A | N/A | N/A | N/A | N/A | N/A
00 Ret.Oil/Gas Steam SCR | N/A | N/A | N/A | N/A | N/A | N/A | N/A
00 Ret.SCR | N/A | N/A | N/A | N/A | N/A | N/A | N/A
00 Ret.SCR & DryFGD | N/A | N/A | N/A | N/A | N/A | N/A | N/A
00 Ret.SCR & DryFGD & ACI | N/A | N/A | N/A | N/A | N/A | N/A | N/A
00 Ret.SCR & DryFGD & CCS | N/A | N/A | N/A | N/A | N/A | N/A | N/A
00 Ret.SCR & DryFGD & HRI | N/A | N/A | N/A | N/A | N/A | N/A | N/A
00 Ret.SCR & DryFGD & HRI & CCS | N/A | N/A | N/A | N/A | N/A | N/A | N/A
00 Ret.SCR & DSI | N/A | N/A | N/A | N/A | N/A | N/A | N/A
00 Ret.SCR & DSI & DryFGD | N/A | N/A | N/A | N/A | N/A | N/A | N/A
00 Ret.SCR & DSI & DryFGD & HRI | N/A | N/A | N/A | N/A | N/A | N/A | N/A
00 Ret.SCR & DSI & HRI | N/A | N/A | N/A | N/A | N/A | N/A | N/A
00 Ret.SCR & DSI & WetFGD | N/A | N/A | N/A | N/A | N/A | N/A | N/A
00 Ret.SCR & DSI & WetFGD & HRI | N/A | N/A | N/A | N/A | N/A | N/A | N/A
00 Ret.SCR & HRI | N/A | N/A | N/A | N/A | N/A | N/A | N/A
00 Ret.SCR & WetFGD | N/A | N/A | N/A | N/A | N/A | N/A | N/A
00 Ret.SCR & WetFGD & ACI | N/A | N/A | N/A | N/A | N/A | N/A | N/A
00 Ret.SCR & WetFGD & CCS | N/A | N/A | N/A | N/A | N/A | N/A | N/A
00 Ret.SCR & WetFGD & HRI | N/A | N/A | N/A | N/A | N/A | N/A | N/A
00 Ret.SCR & WetFGD & HRI & CCS | N/A | N/A | N/A | N/A | N/A | N/A | N/A
00 Ret.SNCR | N/A | N/A | N/A | N/A | N/A | N/A | N/A
00 Ret.SNCR & DryFGD | N/A | N/A | N/A | N/A | N/A | N/A | N/A
00 Ret.SNCR & DryFGD & ACI | N/A | N/A | N/A | N/A | N/A | N/A | N/A
00 Ret.SNCR & DryFGD & ACI & HRI | N/A | N/A | N/A | N/A | N/A | N/A | N/A
00 Ret.SNCR & DryFGD & HRI | N/A | N/A | N/A | N/A | N/A | N/A | N/A
00 Ret.SNCR & DSI | N/A | N/A | N/A | N/A | N/A | N/A | N/A
00 Ret.SNCR & DSI & HRI | N/A | N/A | N/A | N/A | N/A | N/A | N/A
00 Ret.SNCR & HRI | N/A | N/A | N/A | N/A | N/A | N/A | N/A
00 Ret.SNCR & WetFGD | N/A | N/A | N/A | N/A | N/A | N/A | N/A
00 Ret.SNCR & WetFGD & ACI | N/A | N/A | N/A | N/A | N/A | N/A | N/A
00 Ret.SNCR & WetFGD & ACI & HRI | N/A | N/A | N/A | N/A | N/A | N/A | N/A
00 Ret.SNCR & WetFGD & HRI | N/A | N/A | N/A | N/A | N/A | N/A | N/A
00 Ret.WetFGD | N/A | N/A | N/A | N/A | N/A | N/A | N/A
00 Ret.WetFGD & ACI & CCS | N/A | N/A | N/A | N/A | N/A | N/A | N/A
00 Ret.WetFGD & ACI & HRI & CCS | N/A | N/A | N/A | N/A | N/A | N/A | N/A
00 Ret.WetFGD & CCS | N/A | N/A | N/A | N/A | N/A | N/A | N/A
00 Ret.WetFGD & HRI | N/A | N/A | N/A | N/A | N/A | N/A | N/A
00 Ret.WetFGD & HRI & CCS | N/A | N/A | N/A | N/A | N/A | N/A | N/A
00 CC Retirement | 0 | 0 | 0 | 0 | 0 | 0 | 0
00 CT Retirement | 0 | 0 | 0 | 0 | 0 | 0 | 0
00 O/G Retirement | 0 | 0 | 0 | 0 | 0 | 0 | 0
00 Coal Retirement | 0 | 0 | 0 | 0 | 0 | 0 | 0
00 IGCC Retirement | N/A | N/A | N/A | N/A | N/A | N/A | N/A
00 Nuke Retirement | N/A | N/A | N/A | N/A | N/A | N/A | 0
00 Non-Fossil Retirement | N/A | N/A | N/A | N/A | N/A | N/A | N/A
Average | 49.6022 | 49.0096 | 49.4221 | 49.8149 | 49.112 | 49.7399 | 45.7173
15. Total Annual Production Cost [Million US2011$](*)
Variable O&M | 978.8859 | 997.8284 | 1033.3015 | 1100.9811 | 1288.4883 | 1610.0813 | 1916.7362
Fixed O&M | 5304.8442 | 5436.6187 | 5425.7829 | 5860.6255 | 5871.6789 | 6249.0083 | 5388.0602
Fuel | 3350.0795 | 3446.2527 | 3862.3194 | 5005.6891 | 6912.4247 | 9937.9766 | 14653.785
Capital | 237.0157 | 737.8107 | 783.9872 | 1433.5998 | 2078.0821 | 2969.4615 | 8048.106
Pollutant Transport & Storage | 0 | 0 | 0 | 0 | 0 | 0 | 0
Total | 9870.8253 | 10618.5105 | 11105.391 | 13400.8955 | 16150.6739 | 20766.5277 | 30006.6874
Sales Revenue | 0 | 0 | 0 | 0 | 0 | 0 | 0
(*) Costs include only those items that are important for determining incremental cost of pollution control
16. Emissions
CO2 Thousand Tons | 95327.1027 | 90242.0028 | 88916.3531 | 97893.8302 | 89625.5987 | 104900.0703 | 126079.0444
Carbon Million Tonnes | 23.5829 | 22.3249 | 21.997 | 24.2179 | 22.1724 | 25.9512 | 31.1906
HCL Thousand Tons | 0.76695 | 0.57445 | 0.45239 | 0.62226 | 0.21025 | 0.11101 | 0.0060288
MER lbs | 2428.3584 | 2336.2959 | 2055.2852 | 2132.448 | 1026.5089 | 586.2423 | 247.231
NOX Thousand Tons | 133.0178 | 125.4522 | 119.2109 | 127.3537 | 90.8541 | 78.3569 | 73.9223
SO2 Thousand Tons | 207.4095 | 190.1661 | 146.4495 | 161.9444 | 52.6344 | 26.8516 | 9.6509