## US
| 2016 | 2018 | 2020 | 2025 | 2030 | 2040 | 2050
1. Reserve Margin Capacity Winter [MW] | 886257.039 | 903586.4174 | 909044.112 | 952488.6838 | 1002228.3509 | 1115335.0488 | 1207662.2964
Plus Firm Contract Purchases Winter [MW] | 0 | 0 | 0 | 0 | 0 | 0 | 0
Plus Transmission In Winter [MW] | 12017.0042 | 8504.3218 | 9111.5108 | 10403.4984 | 13375.9871 | 18807.6984 | 17389.5189
Less Firm Contract Sales Winter [MW] | 0 | 0 | 0 | 0 | 0 | 0 | 0
Less Transmission Out Winter [MW] | 15823.173 | 12112.1873 | 12993.1064 | 14638.1877 | 18253.9454 | 24637.4141 | 23473.0171
Total Reserve Margin Capacity Winter [MW] | 882450.8701 | 899978.5518 | 905162.5164 | 948253.9945 | 997350.3926 | 1109505.3331 | 1201578.7982
2. Peak Load Winter [MW] | 656609.9795 | 669953.6443 | 685643.4766 | 724764.8737 | 762895.2731 | 845598.8064 | 915814.1771
Less DSM [MW] | 0 | 0 | 0 | 0 | 0 | 0 | 0
Net Demand Winter [MW] | 656609.9795 | 669953.6443 | 685643.4766 | 724764.8737 | 762895.2731 | 845598.8064 | 915814.1771
3. Reserve Margin Winter [%] | 34.395 | 34.3345 | 32.0165 | 30.8361 | 30.7323 | 31.2094 | 31.2033
1. Reserve Margin Capacity Summer [MW] | 886257.039 | 903586.4174 | 909044.112 | 952488.6838 | 1002228.3509 | 1115335.0488 | 1207662.2964
Plus Firm Contract Purchases Summer [MW] | 0 | 0 | 0 | 0 | 0 | 0 | 0
Plus Transmission In Summer [MW] | 74674.1213 | 62206.5628 | 82029.7461 | 94207.5301 | 96115.6388 | 92436.1778 | 86972.4137
Less Firm Contract Sales Summer [MW] | 0 | 0 | 0 | 0 | 0 | 0 | 0
Less Transmission Out Summer [MW] | 71657.96 | 59057.0454 | 78530.2429 | 90471.3273 | 90531.8625 | 86969.083 | 81311.9367
Total Reserve Margin Capacity Summer [MW] | 889273.2002 | 906735.9348 | 912543.6152 | 956224.8866 | 1007812.1272 | 1120802.1437 | 1213322.7734
2. Peak Load Summer [MW] | 745951.4004 | 760949.7162 | 779557.6602 | 826221.1216 | 872778.1859 | 972251.0956 | 1052576.833
Less DSM [MW] | 0 | 0 | 0 | 0 | 0 | 0 | 0
Net Demand Summer [MW] | 745951.4004 | 760949.7162 | 779557.6602 | 826221.1216 | 872778.1859 | 972251.0956 | 1052576.833
3. Reserve Margin Summer [%] | 19.2133 | 19.1585 | 17.0592 | 15.7347 | 15.4717 | 15.2791 | 15.2717
1. Reserve Margin Capacity Annual [MW] | 886257.039 | 903586.4174 | 909044.112 | 952488.6838 | 1002228.3509 | 1115335.0488 | 1207662.2964
Plus Firm Contract Purchases Annual [MW] | 0 | 0 | 0 | 0 | 0 | 0 | 0
Plus Transmission In Annual [MW] | 75771.7845 | 63841.5759 | 82857.8084 | 96516.4617 | 99929.7173 | 98502.4231 | 93124.3593
Less Firm Contract Sales Annual [MW] | 0 | 0 | 0 | 0 | 0 | 0 | 0
Less Transmission Out Annual [MW] | 67719.3521 | 55214.6633 | 72941.8293 | 80746.181 | 79177.9466 | 74209.3424 | 67401.334
Total Reserve Margin Capacity Annual [MW] | 894309.4714 | 912213.3299 | 918960.0911 | 968258.9646 | 1022980.1215 | 1139628.1295 | 1233385.3217
(for seasonal/annual regions combined)
2. Peak Load Annual [MW] | 753213.7221 | 768324.99 | 787134.6704 | 834919.9557 | 882704.1442 | 984748.0507 | 1066145.7592
Less DSM [MW] | 0 | 0 | 0 | 0 | 0 | 0 | 0
Net Demand Annual [MW] | 753213.7221 | 768324.99 | 787134.6704 | 834919.9557 | 882704.1442 | 984748.0507 | 1066145.7592
(for seasonal/annual regions combined)
3. Reserve Margin Annual [%] | 18.7325 | 18.7275 | 16.7475 | 15.9703 | 15.8916 | 15.7279 | 15.6864
(for seasonal/annual regions combined)
4. Total Generation [GWh] | 4063356.6592 | 4144223.6909 | 4229331.116 | 4403022.1038 | 4556599.9115 | 4906020.5008 | 5290035.8538
Inter-Region Transmission [GWh] | -484.0733 | 2552.811 | 578.7828 | 1375.6286 | -6553.1328 | -10079.5703 | -11439.9715
Pumping & Storage Losses [GWh] | 14155.5001 | 12173.893 | 15013.3571 | 14361.5829 | 14984.2283 | 9073.7385 | 7428.4945
Plus Purchases [GWh] | 0 | 0 | 0 | 0 | 0 | 0 | 0
Less Sales [GWh] | 0 | 0 | 0 | 0 | 0 | 0 | 0
5. Total Supply for Demand [GWh] | 4048717.0858 | 4134602.6088 | 4214896.5417 | 4390036.1495 | 4535062.5504 | 4886867.192 | 5271167.3878
6. Projected Demand [GWh] | 4048717.0858 | 4134602.6088 | 4214896.5417 | 4390036.1495 | 4535062.5504 | 4886867.1921 | 5271167.3877
Energy Not Served [GWh] | 0 | 0 | 0 | 0 | 0 | 0 | 0
Less DSM [GWh] | 0 | 0 | 0 | 0 | 0 | 0 | 0
Energy Demand Response [GWh] | 0 | 0 | 0 | 0 | 0 | 0 | 0
Net Demand [GWh] | 4048717.0858 | 4134602.6088 | 4214896.5417 | 4390036.1495 | 4535062.5504 | 4886867.1921 | 5271167.3877
7. Dumped Energy [GWh] | -1.9369e-05 | 6.1316e-05 | -2.1159e-05 | -2.9709e-06 | -2.8478e-05 | -4.5615e-05 | 3.5152e-05
8. Total Generation [GWh] | 4063356.6592 | 4144223.6909 | 4229331.116 | 4403022.1038 | 4556599.9115 | 4906020.5008 | 5290035.8538
Less T&D Losses [GWh] | 273466.6278 | 268201.1271 | 267949.4389 | 273223.6732 | 283253.8319 | 305954.7838 | 330568.627
9. Total Sales [GWh] | 3789890.0314 | 3876022.5638 | 3961381.6771 | 4129798.4306 | 4273346.0796 | 4600065.7169 | 4959467.2268
Capacity Avoided Costs [US$/kW]
ANNUAL | 7.3828 | 6.2655 | 13.7738 | 47.4405 | 52.0497 | 69.7821 | 70.0592
WINTER | 0.58722 | 0.58604 | 0.58525 | 0.72497 | 0.59466 | 0.63493 | 0.64475
SUMMER | 6.7956 | 5.6794 | 13.1886 | 46.7155 | 51.4551 | 69.1471 | 69.4144
10. Capacity by Capacity Reporting Type [MW]
00 New Combined Cycle | 5088.9625 | 21653.7588 | 39530.7138 | 72891.2606 | 120517.3286 | 237790.059 | 351816.1653
00 New Combined Cycle - Uncontrolled | 0 | 0 | 0 | 0 | 0 | 0 | 0
00 New Combined Cycle with Carbon Capture | 0 | 0 | 0 | 0 | 0 | 0 | 0
00 New Combustion Turbine | 19 | 331.9507 | 1115.8485 | 6717.83 | 12925.6737 | 47580.2997 | 69110.6824
00 New Hydro | 0 | 0 | 0 | 0 | 0 | 0 | 0
00 New Nuclear | 0 | 0 | 0 | 0 | 0 | 0 | 0
00 New Biomass | 161.7505 | 161.7505 | 161.7505 | 161.7505 | 161.7505 | 161.7505 | 216.1699
00 New Geothermal | 0 | 1435 | 1845.4 | 2871.4 | 2936.5111 | 3053.2933 | 3105.7347
00 New Landfill Gas | 14.3867 | 14.3867 | 17.7726 | 17.7726 | 17.7726 | 17.7726 | 17.7726
00 New Offshore Wind | 0 | 0 | 0 | 83.3361 | 83.3361 | 83.3361 | 83.3361
00 New Onshore Wind | 6758.9534 | 23541.6355 | 32431.9216 | 47890.6166 | 53190.5725 | 59664.2416 | 86886.3747
00 New Solar PV | 666.3094 | 4546.992 | 5218.9884 | 6646.9884 | 7408.1478 | 10679.5277 | 26349.7832
00 New Solar Thermal | 90 | 270 | 450 | 675.6097 | 691.2297 | 691.2297 | 708.51
00 New Fuel Cell | 0 | 0 | 0 | 0 | 0 | 0 | 0
00 New IGCC | 0 | 0 | 0 | 0 | 0 | 0 | 0
00 New Advanced Coal with CCS | 0 | 0 | 330 | 330 | 330 | 330 | 330
00 New SPC - Uncontrolled | 0 | 0 | 0 | 0 | 0 | 0 | 0
00 New SPC-WetFGD_SCR | 34.4 | 34.4 | 34.4 | 34.4 | 34.4 | 34.4 | 34.4
00 New Future Technology | 0 | 0 | 0 | 0 | 0 | 0 | 0
00 Exist Combined Cycle | 219387.5659 | 219387.5659 | 219272.1631 | 219272.1631 | 219250.0631 | 219250.0631 | 219008.8753
00 Exist Combustion Turbine | 145112.126 | 145112.126 | 145112.126 | 145112.126 | 145112.126 | 145112.126 | 145112.126
00 Exist Coal Steam_Uncontrolled | 3388.5637 | 3281.2818 | 1868 | 1868 | 1868 | 1868 | 1868
00 Exist Coal Steam_ACI | 419.5 | 164.5 | 164.5 | 164.5 | 164.5 | 164.5 | 164.5
00 Exist Coal Steam_ACI_DSI | 0 | 0 | 0 | 0 | 0 | 0 | 0
00 Exist Coal Steam_DryFGD | 4234.6 | 3698.6 | 672.6 | 672.6 | 672.6 | 672.6 | 672.6
00 Exist Coal Steam_DryFGD_ACI | 2719.2264 | 2403.3549 | 54.3 | 54.3 | 54.3 | 54.3 | 54.3
00 Exist Coal Steam_DryFGD_SCR | 2216 | 1654 | 1139 | 1139 | 1139 | 1139 | 1139
00 Exist Coal Steam_DryFGD_SCR_ACI | 10616 | 10616 | 3035 | 3035 | 3035 | 3035 | 3035
00 Exist Coal Steam_DryFGD_SNCR | 138.8 | 138.8 | 138.8 | 138.8 | 138.8 | 138.8 | 138.8
00 Exist Coal Steam_DryFGD_SNCR_ACI | 189.4087 | 189.4087 | 2.0512e-07 | 2.0512e-07 | 2.0512e-07 | 2.0512e-07 | 2.0512e-07
00 Exist Coal Steam_DSI | 0 | 0 | 0 | 0 | 0 | 0 | 0
00 Exist Coal Steam_SCR | 1172.2067 | 577 | 4.3221e-07 | 4.3221e-07 | 4.3221e-07 | 4.3221e-07 | 4.3221e-07
00 Exist Coal Steam_SCR_ACI | 306 | 305 | 305 | 305 | 305 | 305 | 305
00 Exist Coal Steam_SCR_ACI_DSI | 1158 | 1158 | 0 | 0 | 0 | 0 | 0
00 Exist Coal Steam_SCR_DSI | 0 | 0 | 0 | 0 | 0 | 0 | 0
00 Exist Coal Steam_SNCR | 377.7 | 377.7 | 242.7 | 242.7 | 242.7 | 242.7 | 242.7
00 Exist Coal Steam_SNCR_ACI | 385 | 385 | 385 | 385 | 385 | 385 | 385
00 Exist Coal Steam_SNCR_ACI_DSI | 0 | 0 | 0 | 0 | 0 | 0 | 0
00 Exist Coal Steam_WetFGD | 7854.2772 | 6753.9987 | 5.8155e-06 | 5.8155e-06 | 5.8155e-06 | 5.8155e-06 | 5.8155e-06
00 Exist Coal Steam_WetFGD_ACI | 5417 | 4338.0854 | 5.0446e-07 | 5.0446e-07 | 5.0446e-07 | 5.0446e-07 | 5.0446e-07
00 Exist Coal Steam_WetFGD_SCR | 82776.3338 | 82095.773 | 8088.2992 | 8088.2992 | 7942 | 7942 | 7942
00 Exist Coal Steam_WetFGD_SCR_ACI | 15391.4886 | 14556.8621 | 3714.223 | 3605 | 3605 | 3605 | 3605
00 Exist Coal Steam_WetFGD_SNCR | 3062 | 2995.3613 | 975 | 975 | 975 | 975 | 820.4044
00 Exist Coal Steam_WetFGD_SNCR_ACI | 760 | 760 | 0 | 0 | 0 | 0 | 0
00 Exist FBC_Uncontrolled | 479 | 479 | 183 | 183 | 183 | 183 | 183
00 Exist FBC_ACI | 0 | 0 | 0 | 0 | 0 | 0 | 0
00 Exist FBC_DryFGD | 233.9 | 233.9 | 190.9 | 190.9 | 190.9 | 190.9 | 190.9
00 Exist FBC_DryFGD_SNCR | 2683 | 2552.7377 | 0 | 0 | 0 | 0 | 0
00 Exist FBC_DryFGD_SNCR_ACI | 1254 | 1254 | 684 | 684 | 684 | 684 | 684
00 Exist FBC_SNCR | 755 | 755 | 423 | 423 | 423 | 423 | 423
00 Exist FBC_SNCR_ACI | 10.6 | 10.6 | 10.6 | 10.6 | 10.6 | 10.6 | 10.6
00 Exist FBC_WetFGD_SNCR_ACI | 286 | 286 | 286 | 286 | 286 | 286 | 286
00 Exist IGCC | 1662 | 1662 | 1442 | 1442 | 1442 | 1442 | 1442
00 Exist Fossil_Other | 411.5 | 411.5 | 411.5 | 411.5 | 411.5 | 411.5 | 411.5
00 Exist Fuel Cell | 35.826 | 35.826 | 35.826 | 35.826 | 35.826 | 35.826 | 35.826
00 Exist Hydro | 78694.738 | 78694.738 | 78694.738 | 78694.738 | 78694.738 | 78694.738 | 78634.738
00 Exist Non Fossil_Other | 3984.032 | 3984.032 | 3984.032 | 3984.032 | 3984.032 | 3984.032 | 3984.032
00 Exist Nuclear | 99334.901 | 103809.901 | 103196.901 | 103196.901 | 100529.001 | 59535.501 | 7959.4
00 Exist Oil/Gas Steam | 61497.9624 | 59159.296 | 59159.296 | 59159.296 | 59159.296 | 59159.296 | 59159.296
00 Exist Oil/Gas Steam_SCR | 16288.9 | 15659.9 | 14150.9 | 14150.9 | 14150.9 | 14150.9 | 14150.9
00 Exist Oil/Gas Steam_SNCR | 892.1943 | 892.1943 | 892.1943 | 892.1943 | 892.1943 | 892.1943 | 892.1943
00 Exist Biomass | 4094.352 | 4094.352 | 4094.352 | 4094.352 | 4094.352 | 4094.352 | 4094.352
00 Exist Landfill Gas | 2021.647 | 2021.647 | 2021.647 | 2021.647 | 2021.647 | 2021.647 | 2021.647
00 Exist Geothermal | 2636.61 | 2636.61 | 2636.61 | 2636.61 | 2636.61 | 2636.61 | 2636.61
00 Exist Pump Storage | 22349.9 | 22349.9 | 22349.9 | 22349.9 | 22349.9 | 22349.9 | 22349.9
00 Exist Solar PV | 5651.575 | 5651.575 | 5651.575 | 5651.575 | 5651.575 | 5651.575 | 5651.575
00 Exist Solar Thermal | 2325.047 | 2325.047 | 2325.047 | 2325.047 | 2325.047 | 2325.047 | 2325.047
00 Exist Wind | 58173.904 | 58173.904 | 58173.904 | 58173.904 | 58173.904 | 58173.904 | 58173.904
00 International Imports | 200 | 200 | 200 | 200 | 200 | 200 | 200
00 Ret.ACI | 4750.5659 | 4106.8111 | 6.617e-07 | 6.617e-07 | 6.617e-07 | 6.617e-07 | 6.617e-07
00 Ret.ACI & DryFGD | 2.5935 | 2.5935 | 0 | 0 | 0 | 0 | 0
00 Ret.ACI & DryFGD & HRI | 0 | 0 | 2.5935 | 2.5935 | 2.5935 | 2.5935 | 2.5935
00 Ret.ACI & DSI | 12012.329 | 11787.3154 | 0 | 0 | 0 | 0 | 0
00 Ret.ACI & DSI & DryFGD | 0 | 0 | 0 | 0 | 0 | 0 | 0
00 Ret.ACI & DSI & DryFGD & HRI | 0 | 0 | 0 | 0 | 0 | 0 | 0
00 Ret.ACI & DSI & HRI | 0 | 0 | 11787.3154 | 11787.3154 | 11787.3154 | 11787.3154 | 11787.3154
00 Ret.ACI & DSI & WetFGD & HRI | 0 | 0 | 0 | 0 | 0 | 0 | 0
00 Ret.ACI & HRI | 0 | 0 | 4106.8111 | 4106.8111 | 4106.8111 | 4106.8111 | 4106.8111
00 Ret.ACI & SCR | 0 | 0 | 0 | 0 | 0 | 0 | 0
00 Ret.ACI & SCR & DryFGD & CCS | 0 | 0 | 0 | 0 | 0 | 0 | 0
00 Ret.ACI & SCR & DryFGD & HRI | 0 | 0 | 0 | 0 | 0 | 0 | 0
00 Ret.ACI & SCR & DryFGD & HRI & CCS | 0 | 0 | 0 | 0 | 0 | 0 | 0
00 Ret.ACI & SCR & DSI | 105.6995 | 105.6995 | 0 | 0 | 0 | 0 | 0
00 Ret.ACI & SCR & DSI & DryFGD | 0 | 0 | 0 | 0 | 0 | 0 | 0
00 Ret.ACI & SCR & DSI & DryFGD & HRI | 0 | 0 | 0 | 0 | 0 | 0 | 0
00 Ret.ACI & SCR & DSI & HRI | 0 | 0 | 105.6995 | 105.6995 | 105.6995 | 105.6995 | 105.6995
00 Ret.ACI & SCR & DSI & WetFGD | 0 | 0 | 0 | 0 | 0 | 0 | 0
00 Ret.ACI & SCR & DSI & WetFGD & HRI | 0 | 0 | 0 | 0 | 0 | 0 | 0
00 Ret.ACI & SCR & HRI | 0 | 0 | 0 | 0 | 0 | 0 | 0
00 Ret.ACI & SCR & WetFGD & CCS | 0 | 0 | 0 | 0 | 0 | 0 | 0
00 Ret.ACI & SCR & WetFGD & HRI | 0 | 0 | 0 | 0 | 0 | 0 | 0
00 Ret.ACI & SCR & WetFGD & HRI & CCS | 0 | 0 | 0 | 0 | 0 | 0 | 0
00 Ret.ACI & SNCR | 0 | 0 | 0 | 0 | 0 | 0 | 0
00 Ret.ACI & SNCR & DSI | 0 | 0 | 0 | 0 | 0 | 0 | 0
00 Ret.ACI & SNCR & DSI & DryFGD | 0 | 0 | 0 | 0 | 0 | 0 | 0
00 Ret.ACI & SNCR & DSI & DryFGD & HRI | 0 | 0 | 0 | 0 | 0 | 0 | 0
00 Ret.ACI & SNCR & DSI & HRI | 0 | 0 | 0 | 0 | 0 | 0 | 0
00 Ret.ACI & SNCR & DSI & WetFGD | 0 | 0 | 0 | 0 | 0 | 0 | 0
00 Ret.ACI & SNCR & DSI & WetFGD & HRI | 0 | 0 | 0 | 0 | 0 | 0 | 0
00 Ret.ACI & SNCR & HRI | 0 | 0 | 0 | 0 | 0 | 0 | 0
00 Ret.ACI & WetFGD | 1011.8257 | 1011.8257 | 0 | 0 | 0 | 0 | 0
00 Ret.ACI & WetFGD & DSI | 0 | 0 | 0 | 0 | 0 | 0 | 0
00 Ret.ACI & WetFGD & HRI | 0 | 0 | 1011.8257 | 1011.8257 | 1011.8257 | 1011.8257 | 1011.8257
00 Ret.C2G | 259.9 | 260.9 | 789.9 | 789.9 | 789.9 | 789.9 | 789.9
00 Ret.C2G & SCR | 0 | 0 | 0 | 0 | 0 | 0 | 0
00 Ret.CCG | 0 | 0 | 0 | 0 | 0 | 0 | 0
00 Ret.DryFGD | 0.98634 | 0.98634 | 0 | 0 | 0 | 0 | 0
00 Ret.DryFGD & ACI & CCS | 0 | 0 | 0 | 0 | 0 | 0 | 0
00 Ret.DryFGD & ACI & HRI & CCS | 0 | 0 | 0 | 0 | 0 | 0 | 0
00 Ret.DryFGD & CCS | 0 | 0 | 0 | 0 | 0 | 0 | 0
00 Ret.DryFGD & HRI | 0 | 0 | 0.98634 | 0.98634 | 0.98634 | 0.98634 | 0.98634
00 Ret.DryFGD & HRI & CCS | 0 | 0 | 0 | 0 | 0 | 0 | 0
00 Ret.DSI | 253.0342 | 253.0342 | 0 | 0 | 0 | 0 | 0
00 Ret.DSI & DryFGD | 0 | 0 | 0 | 0 | 0 | 0 | 0
00 Ret.DSI & DryFGD & HRI | 0 | 0 | 0 | 0 | 0 | 0 | 0
00 Ret.DSI & HRI | 0 | 0 | 0 | 0 | 0 | 0 | 0
00 Ret.DSI & WetFGD | 0 | 0 | 0 | 0 | 0 | 0 | 0
00 Ret.DSI & WetFGD & HRI | 0 | 0 | 0 | 0 | 0 | 0 | 0
00 Ret.Exist FBC_DryFGD_SNCR_ACI & CCS | 0 | 0 | 0 | 0 | 0 | 0 | 0
00 Ret.ExistACI & DryFGD | 2215.4387 | 2208.928 | 5.7992 | 5.7992 | 0 | 0 | 0
00 Ret.ExistACI & DryFGD & CCS | 0 | 0 | 0 | 0 | 0 | 0 | 0
00 Ret.ExistACI & DryFGD & HRI | 0 | 0 | 2203.1288 | 2203.1288 | 2203.1288 | 2203.1288 | 2203.1288
00 Ret.ExistACI & DryFGD & HRI & CCS | 0 | 0 | 0 | 0 | 0 | 0 | 0
00 Ret.ExistACI & DSI | 2971.0279 | 2971.0279 | 2582.4152 | 2582.4152 | 0 | 0 | 0
00 Ret.ExistACI & DSI & DryFGD | 0 | 0 | 0 | 0 | 0 | 0 | 0
00 Ret.ExistACI & DSI & DryFGD & HRI | 0 | 0 | 0 | 0 | 0 | 0 | 0
00 Ret.ExistACI & DSI & HRI | 0 | 0 | 388.6127 | 388.6127 | 388.6127 | 388.6127 | 388.6127
00 Ret.ExistACI & DSI & WetFGD | 0 | 0 | 0 | 0 | 0 | 0 | 0
00 Ret.ExistACI & DSI & WetFGD & HRI | 0 | 0 | 0 | 0 | 0 | 0 | 0
00 Ret.ExistACI & HRI | 0 | 0 | 0 | 0 | 0 | 0 | 0
00 Ret.ExistACI & HRI & WetFGD | 0 | 0 | 0 | 0 | 0 | 0 | 0
00 Ret.ExistACI & SCR | 0 | 0 | 0 | 0 | 0 | 0 | 0
00 Ret.ExistACI & SCR & DryFGD | 193.9923 | 200.4644 | 0 | 0 | 0 | 0 | 0
00 Ret.ExistACI & SCR & DryFGD & CCS | 0 | 0 | 0 | 0 | 0 | 0 | 0
00 Ret.ExistACI & SCR & DryFGD & HRI | 0 | 0 | 200.4644 | 200.4644 | 206.2292 | 206.2292 | 206.2292
00 Ret.ExistACI & SCR & DryFGD & HRI & CCS | 0 | 0 | 0 | 0 | 0 | 0 | 0
00 Ret.ExistACI & SCR & DSI | 311.0082 | 311.0082 | 0 | 0 | 0 | 0 | 0
00 Ret.ExistACI & SCR & DSI & DryFGD | 0 | 0 | 0 | 0 | 0 | 0 | 0
00 Ret.ExistACI & SCR & DSI & HRI | 0 | 0 | 311.0082 | 311.0082 | 311.0082 | 311.0082 | 311.0082
00 Ret.ExistACI & SCR & DSI & DryFGD & HRI | 0 | 0 | 0 | 0 | 0 | 0 | 0
00 Ret.ExistACI & SCR & HRI | 0 | 0 | 0 | 0 | 0 | 0 | 0
00 Ret.ExistACI & SCR & WetFGD | 1173.2216 | 1173.2216 | 0 | 0 | 0 | 0 | 0
00 Ret.ExistACI & SCR & WetFGD & CCS | 0 | 0 | 0 | 0 | 0 | 0 | 0
00 Ret.ExistACI & SCR & WetFGD & HRI | 0 | 0 | 1173.2216 | 1173.2216 | 1174.2026 | 1174.2026 | 1174.2026
00 Ret.ExistACI & SCR & WetFGD & HRI & CCS | 0 | 0 | 0 | 0 | 0 | 0 | 0
00 Ret.ExistACI & SNCR | 0 | 0 | 0 | 0 | 0 | 0 | 0
00 Ret.ExistACI & SNCR & DryFGD | 0 | 0 | 0 | 0 | 0 | 0 | 0
00 Ret.ExistACI & SNCR & DryFGD & HRI | 0 | 0 | 0 | 0 | 0 | 0 | 0
00 Ret.ExistACI & SNCR & DSI | 0 | 0 | 0 | 0 | 0 | 0 | 0
00 Ret.ExistACI & SNCR & DSI & HRI | 0 | 0 | 0 | 0 | 0 | 0 | 0
00 Ret.ExistACI & SNCR & HRI | 0 | 0 | 0 | 0 | 0 | 0 | 0
00 Ret.ExistACI & SNCR & WetFGD | 0 | 0 | 0 | 0 | 0 | 0 | 0
00 Ret.ExistACI & SNCR & WetFGD & HRI | 0 | 0 | 0 | 0 | 0 | 0 | 0
00 Ret.ExistACI & WetFGD | 0.98665 | 0.98665 | 0.98665 | 0.98665 | 0 | 0 | 0
00 Ret.ExistACI & WetFGD & CCS | 0 | 0 | 0 | 0 | 0 | 0 | 0
00 Ret.ExistACI & WetFGD & HRI & CCS | 0 | 0 | 0 | 0 | 0 | 0 | 0
00 Ret.ExistACI_DSI & DryFGD | 0 | 0 | 0 | 0 | 0 | 0 | 0
00 Ret.ExistACI_DSI & DryFGD & HRI | 0 | 0 | 0 | 0 | 0 | 0 | 0
00 Ret.ExistACI_DSI & HRI | 0 | 0 | 0 | 0 | 0 | 0 | 0
00 Ret.ExistACI_DSI & SCR | 0 | 0 | 0 | 0 | 0 | 0 | 0
00 Ret.ExistACI_DSI & SCR & DryFGD | 0 | 0 | 0 | 0 | 0 | 0 | 0
00 Ret.ExistACI_DSI & SCR & DryFGD & HRI | 0 | 0 | 0 | 0 | 0 | 0 | 0
00 Ret.ExistACI_DSI & SCR & HRI | 0 | 0 | 0 | 0 | 0 | 0 | 0
00 Ret.ExistACI_DSI & SCR & WetFGD | 0 | 0 | 0 | 0 | 0 | 0 | 0
00 Ret.ExistACI_DSI & SCR & WetFGD & HRI | 0 | 0 | 0 | 0 | 0 | 0 | 0
00 Ret.ExistACI_DSI & WetFGD | 0 | 0 | 0 | 0 | 0 | 0 | 0
00 Ret.ExistACI_DSI & WetFGD & HRI | 0 | 0 | 0 | 0 | 0 | 0 | 0
00 Ret.ExistDryFGD & ACI | 3084.9495 | 3084.9495 | 0 | 0 | 0 | 0 | 0
00 Ret.ExistDryFGD & ACI & CCS | 0 | 0 | 0 | 0 | 0 | 0 | 0
00 Ret.ExistDryFGD & ACI & HRI | 0 | 0 | 3084.9495 | 3084.9495 | 3084.9495 | 3084.9495 | 3084.9495
00 Ret.ExistDryFGD & ACI & HRI & CCS | 0 | 0 | 0 | 0 | 0 | 0 | 0
00 Ret.ExistDryFGD & ACI & SCR | 0 | 0 | 0 | 0 | 0 | 0 | 0
00 Ret.ExistDryFGD & ACI & SCR & CCS | 0 | 0 | 0 | 0 | 0 | 0 | 0
00 Ret.ExistDryFGD & ACI & SCR & HRI | 0 | 0 | 0 | 0 | 0 | 0 | 0
00 Ret.ExistDryFGD & ACI & SCR & HRI & CCS | 0 | 0 | 0 | 0 | 0 | 0 | 0
00 Ret.ExistDryFGD & ACI & SNCR | 0 | 0 | 0 | 0 | 0 | 0 | 0
00 Ret.ExistDryFGD & ACI & SNCR & HRI | 0 | 0 | 0 | 0 | 0 | 0 | 0
00 Ret.ExistDryFGD & CCS | 0 | 0 | 0 | 0 | 0 | 0 | 0
00 Ret.ExistDryFGD & HRI | 0 | 0 | 2574.3442 | 2574.3442 | 2574.3442 | 2574.3442 | 2574.3442
00 Ret.ExistDryFGD & HRI & CCS | 0 | 0 | 0 | 0 | 0 | 0 | 0
00 Ret.ExistDryFGD & SCR | 442.3633 | 442.3633 | 0 | 0 | 0 | 0 | 0
00 Ret.ExistDryFGD & SCR & CCS | 0 | 0 | 0 | 0 | 0 | 0 | 0
00 Ret.ExistDryFGD & SCR & HRI | 0 | 0 | 442.3633 | 442.3633 | 442.3633 | 442.3633 | 442.3633
00 Ret.ExistDryFGD & SCR & HRI & CCS | 0 | 0 | 0 | 0 | 0 | 0 | 0
00 Ret.ExistDryFGD & SNCR | 102.9485 | 102.9485 | 102.9485 | 102.9485 | 102.9485 | 102.9485 | 102.9485
00 Ret.ExistDryFGD & SNCR & HRI | 0 | 0 | 0 | 0 | 0 | 0 | 0
00 Ret.ExistDryFGD_ACI & CCS | 0 | 0 | 0 | 0 | 0 | 0 | 0
00 Ret.ExistDryFGD_ACI & HRI | 0 | 0 | 2034.2257 | 2034.2257 | 2034.2257 | 2034.2257 | 2030.5567
00 Ret.ExistDryFGD_ACI & HRI & CCS | 0 | 0 | 0 | 0 | 0 | 0 | 0
00 Ret.ExistDryFGD_ACI & SCR | 796.0629 | 862.3826 | 0 | 0 | 0 | 0 | 0
00 Ret.ExistDryFGD_ACI & SCR & CCS | 0 | 0 | 0 | 0 | 0 | 0 | 0
00 Ret.ExistDryFGD_ACI & SCR & HRI | 0 | 0 | 862.3826 | 862.3826 | 862.3826 | 862.3826 | 866.031
00 Ret.ExistDryFGD_ACI & SCR & HRI & CCS | 0 | 0 | 0 | 0 | 0 | 0 | 0
00 Ret.ExistDryFGD_SCR & ACI & CCS | 0 | 0 | 0 | 0 | 0 | 0 | 0
00 Ret.ExistDryFGD_SCR & ACI & HRI | 0 | 0 | 2223.1878 | 2369.8859 | 2369.8859 | 2369.8859 | 2369.8859
00 Ret.ExistDryFGD_SCR & ACI & HRI & CCS | 0 | 0 | 0 | 0 | 0 | 0 | 0
00 Ret.ExistDryFGD_SCR & CCS | 0 | 0 | 0 | 0 | 0 | 0 | 0
00 Ret.ExistDryFGD_SNCR & ACI & CCS | 0 | 0 | 0 | 0 | 0 | 0 | 0
00 Ret.ExistDryFGD_SNCR & ACI & HRI | 0 | 0 | 644.6734 | 644.6734 | 644.6734 | 644.6734 | 644.6734
00 Ret.ExistDryFGD_SNCR & ACI & HRI & CCS | 0 | 0 | 0 | 0 | 0 | 0 | 0
00 Ret.ExistDryFGD_SNCR & CCS | 0 | 0 | 0 | 0 | 0 | 0 | 0
00 Ret.ExistDSI & ACI | 0 | 0 | 0 | 0 | 0 | 0 | 0
00 Ret.ExistDSI & ACI & HRI | 0 | 0 | 0 | 0 | 0 | 0 | 0
00 Ret.ExistDSI & ACI & SCR | 0 | 0 | 0 | 0 | 0 | 0 | 0
00 Ret.ExistDSI & ACI & SCR & DryFGD & CCS | 0 | 0 | 0 | 0 | 0 | 0 | 0
00 Ret.ExistDSI & ACI & SCR & DryFGD & HRI | 0 | 0 | 0 | 0 | 0 | 0 | 0
00 Ret.ExistDSI & ACI & SCR & DryFGD & HRI & CCS | 0 | 0 | 0 | 0 | 0 | 0 | 0
00 Ret.ExistDSI & ACI & SCR & HRI | 0 | 0 | 0 | 0 | 0 | 0 | 0
00 Ret.ExistDSI & DryFGD | 0 | 0 | 0 | 0 | 0 | 0 | 0
00 Ret.ExistDSI & DryFGD & ACI | 0 | 0 | 0 | 0 | 0 | 0 | 0
00 Ret.ExistDSI & DryFGD & ACI & CCS | 0 | 0 | 0 | 0 | 0 | 0 | 0
00 Ret.ExistDSI & DryFGD & ACI & HRI | 0 | 0 | 0 | 0 | 0 | 0 | 0
00 Ret.ExistDSI & DryFGD & ACI & HRI & CCS | 0 | 0 | 0 | 0 | 0 | 0 | 0
00 Ret.ExistDSI & DryFGD & CCS | 0 | 0 | 0 | 0 | 0 | 0 | 0
00 Ret.ExistDSI & DryFGD & HRI | 0 | 0 | 0 | 0 | 0 | 0 | 0
00 Ret.ExistDSI & DryFGD & HRI & CCS | 0 | 0 | 0 | 0 | 0 | 0 | 0
00 Ret.ExistDSI & HRI | 0 | 0 | 0 | 0 | 0 | 0 | 0
00 Ret.ExistDSI & SCR | 0 | 0 | 0 | 0 | 0 | 0 | 0
00 Ret.ExistDSI & SCR & DryFGD | 0 | 0 | 0 | 0 | 0 | 0 | 0
00 Ret.ExistDSI & SCR & DryFGD & ACI | 0 | 0 | 0 | 0 | 0 | 0 | 0
00 Ret.ExistDSI & SCR & DryFGD & CCS | 0 | 0 | 0 | 0 | 0 | 0 | 0
00 Ret.ExistDSI & SCR & DryFGD & HRI | 0 | 0 | 0 | 0 | 0 | 0 | 0
00 Ret.ExistDSI & SCR & DryFGD & HRI & CCS | 0 | 0 | 0 | 0 | 0 | 0 | 0
00 Ret.ExistDSI & SCR & HRI | 0 | 0 | 0 | 0 | 0 | 0 | 0
00 Ret.ExistDSI & SCR & WetFGD | 0 | 0 | 0 | 0 | 0 | 0 | 0
00 Ret.ExistDSI & SCR & WetFGD & CCS | 0 | 0 | 0 | 0 | 0 | 0 | 0
00 Ret.ExistDSI & SCR & WetFGD & HRI | 0 | 0 | 0 | 0 | 0 | 0 | 0
00 Ret.ExistDSI & SCR & WetFGD & HRI & CCS | 0 | 0 | 0 | 0 | 0 | 0 | 0
00 Ret.ExistDSI & WetFGD | 0 | 0 | 0 | 0 | 0 | 0 | 0
00 Ret.ExistDSI & WetFGD & ACI | 0 | 0 | 0 | 0 | 0 | 0 | 0
00 Ret.ExistDSI & WetFGD & ACI & HRI | 0 | 0 | 0 | 0 | 0 | 0 | 0
00 Ret.ExistDSI & WetFGD & CCS | 0 | 0 | 0 | 0 | 0 | 0 | 0
00 Ret.ExistDSI & WetFGD & HRI | 0 | 0 | 0 | 0 | 0 | 0 | 0
00 Ret.ExistDSI & WetFGD & HRI & CCS | 0 | 0 | 0 | 0 | 0 | 0 | 0
00 Ret.ExistIGCC & CCS | 0 | 0 | 0 | 0 | 0 | 0 | 0
00 Ret.ExistSCR & ACI | 350.8334 | 350.8334 | 1.0113e-06 | 1.0113e-06 | 1.0113e-06 | 1.0113e-06 | 1.0113e-06
00 Ret.ExistSCR & ACI & DryFGD | 326.9406 | 326.9406 | 140.8469 | 140.8469 | 140.8469 | 140.8469 | 140.8469
00 Ret.ExistSCR & ACI & DryFGD & HRI | 0 | 0 | 186.0938 | 186.0938 | 186.0938 | 186.0938 | 186.0938
00 Ret.ExistSCR & ACI & DSI | 2683.0795 | 2683.0795 | 0 | 0 | 0 | 0 | 0
00 Ret.ExistSCR & ACI & DSI & DryFGD | 0 | 0 | 0 | 0 | 0 | 0 | 0
00 Ret.ExistSCR & ACI & DSI & DryFGD & HRI | 0 | 0 | 0 | 0 | 0 | 0 | 0
00 Ret.ExistSCR & ACI & DSI & HRI | 0 | 0 | 2683.0795 | 2683.0795 | 2683.0795 | 2683.0795 | 2683.0795
00 Ret.ExistSCR & ACI & DSI & WetFGD | 0 | 0 | 0 | 0 | 0 | 0 | 0
00 Ret.ExistSCR & ACI & DSI & WetFGD & HRI | 0 | 0 | 0 | 0 | 0 | 0 | 0
00 Ret.ExistSCR & ACI & HRI | 0 | 0 | 350.8334 | 350.8334 | 350.8334 | 350.8334 | 350.8334
00 Ret.ExistSCR & ACI & WetFGD | 0 | 0 | 0 | 0 | 0 | 0 | 0
00 Ret.ExistSCR & ACI & WetFGD & HRI | 0 | 0 | 0 | 0 | 0 | 0 | 0
00 Ret.ExistSCR & DryFGD | 0 | 0 | 0 | 0 | 0 | 0 | 0
00 Ret.ExistSCR & DryFGD & ACI & CCS | 0 | 0 | 0 | 0 | 0 | 0 | 0
00 Ret.ExistSCR & DryFGD & ACI & HRI & CCS | 0 | 0 | 0 | 0 | 0 | 0 | 0
00 Ret.ExistSCR & DryFGD & CCS | 0 | 0 | 0 | 0 | 0 | 0 | 0
00 Ret.ExistSCR & DryFGD & HRI | 0 | 0 | 0 | 0 | 0 | 0 | 0
00 Ret.ExistSCR & DryFGD & HRI & CCS | 0 | 0 | 0 | 0 | 0 | 0 | 0
00 Ret.ExistSCR & DSI | 0 | 0 | 0 | 0 | 0 | 0 | 0
00 Ret.ExistSCR & DSI & DryFGD | 0 | 0 | 0 | 0 | 0 | 0 | 0
00 Ret.ExistSCR & DSI & DryFGD & HRI | 0 | 0 | 0 | 0 | 0 | 0 | 0
00 Ret.ExistSCR & DSI & HRI | 0 | 0 | 0 | 0 | 0 | 0 | 0
00 Ret.ExistSCR & DSI & WetFGD | 0 | 0 | 0 | 0 | 0 | 0 | 0
00 Ret.ExistSCR & DSI & WetFGD & HRI | 0 | 0 | 0 | 0 | 0 | 0 | 0
00 Ret.ExistSCR & HRI | 0 | 0 | 0 | 0 | 0 | 0 | 0
00 Ret.ExistSCR & WetFGD | 0 | 0 | 0 | 0 | 0 | 0 | 0
00 Ret.ExistSCR & WetFGD & ACI & CCS | 0 | 0 | 0 | 0 | 0 | 0 | 0
00 Ret.ExistSCR & WetFGD & ACI & HRI & CCS | 0 | 0 | 0 | 0 | 0 | 0 | 0
00 Ret.ExistSCR & WetFGD & CCS | 0 | 0 | 0 | 0 | 0 | 0 | 0
00 Ret.ExistSCR & WetFGD & HRI | 0 | 0 | 0 | 0 | 0 | 0 | 0
00 Ret.ExistSCR & WetFGD & HRI & CCS | 0 | 0 | 0 | 0 | 0 | 0 | 0
00 Ret.ExistSCR_ACI & DryFGD | 1043.1033 | 1043.1033 | 0 | 0 | 0 | 0 | 0
00 Ret.ExistSCR_ACI & DryFGD & CCS | 0 | 0 | 0 | 0 | 0 | 0 | 0
00 Ret.ExistSCR_ACI & DryFGD & HRI | 0 | 0 | 1043.1033 | 1043.1033 | 1043.1033 | 1043.1033 | 1043.1033
00 Ret.ExistSCR_ACI & DryFGD & HRI & CCS | 0 | 0 | 0 | 0 | 0 | 0 | 0
00 Ret.ExistSCR_ACI & DSI | 2.9826 | 2.9826 | 0 | 0 | 0 | 0 | 0
00 Ret.ExistSCR_ACI & DSI & HRI | 0 | 0 | 2.9826 | 2.9826 | 2.9826 | 2.9826 | 2.9826
00 Ret.ExistSCR_ACI & HRI | 0 | 0 | 0 | 0 | 0 | 0 | 0
00 Ret.ExistSCR_ACI & WetFGD | 0 | 0 | 0 | 0 | 0 | 0 | 0
00 Ret.ExistSCR_ACI & WetFGD & CCS | 0 | 0 | 0 | 0 | 0 | 0 | 0
00 Ret.ExistSCR_ACI & WetFGD & HRI | 0 | 0 | 0 | 0 | 0 | 0 | 0
00 Ret.ExistSCR_ACI & WetFGD & HRI & CCS | 0 | 0 | 0 | 0 | 0 | 0 | 0
00 Ret.ExistSCR_ACI_DSI & DryFGD | 0 | 0 | 0 | 0 | 0 | 0 | 0
00 Ret.ExistSCR_ACI_DSI & DryFGD & CCS | 0 | 0 | 0 | 0 | 0 | 0 | 0
00 Ret.ExistSCR_ACI_DSI & DryFGD & HRI | 0 | 0 | 0 | 0 | 0 | 0 | 0
00 Ret.ExistSCR_ACI_DSI & DryFGD & HRI & CCS | 0 | 0 | 0 | 0 | 0 | 0 | 0
00 Ret.ExistSCR_ACI_DSI & HRI | 0 | 0 | 1158 | 1158 | 1158 | 1158 | 1158
00 Ret.ExistSCR_ACI_DSI & WetFGD | 0 | 0 | 0 | 0 | 0 | 0 | 0
00 Ret.ExistSCR_ACI_DSI & WetFGD & CCS | 0 | 0 | 0 | 0 | 0 | 0 | 0
00 Ret.ExistSCR_ACI_DSI & WetFGD & HRI | 0 | 0 | 0 | 0 | 0 | 0 | 0
00 Ret.ExistSCR_ACI_DSI & WetFGD & HRI & CCS | 0 | 0 | 0 | 0 | 0 | 0 | 0
00 Ret.ExistSCR_DryFGD & ACI | 2369.8859 | 2369.8859 | 146.6982 | 1e-06 | 1e-06 | 1e-06 | 1e-06
00 Ret.ExistSCR_DryFGD & HRI | 0 | 0 | 515 | 515 | 515 | 515 | 515
00 Ret.ExistSCR_DryFGD & HRI & CCS | 0 | 0 | 0 | 0 | 0 | 0 | 0
00 Ret.ExistSCR_DryFGD_ACI & CCS | 0 | 0 | 0 | 0 | 0 | 0 | 0
00 Ret.ExistSCR_DryFGD_ACI & HRI | 0 | 0 | 6832.3005 | 6832.3005 | 6832.3005 | 6832.3005 | 6524.6826
00 Ret.ExistSCR_DryFGD_ACI & HRI & CCS | 0 | 0 | 0 | 0 | 0 | 0 | 0
00 Ret.ExistSCR_DSI & ACI | 0 | 0 | 0 | 0 | 0 | 0 | 0
00 Ret.ExistSCR_DSI & ACI & HRI | 0 | 0 | 0 | 0 | 0 | 0 | 0
00 Ret.ExistSCR_DSI & DryFGD | 0 | 0 | 0 | 0 | 0 | 0 | 0
00 Ret.ExistSCR_DSI & DryFGD & ACI | 0 | 0 | 0 | 0 | 0 | 0 | 0
00 Ret.ExistSCR_DSI & DryFGD & ACI & HRI | 0 | 0 | 0 | 0 | 0 | 0 | 0
00 Ret.ExistSCR_DSI & DryFGD & HRI | 0 | 0 | 0 | 0 | 0 | 0 | 0
00 Ret.ExistSCR_DSI & HRI | 0 | 0 | 0 | 0 | 0 | 0 | 0
00 Ret.ExistSCR_DSI & WetFGD | 0 | 0 | 0 | 0 | 0 | 0 | 0
00 Ret.ExistSCR_DSI & WetFGD & ACI | 0 | 0 | 0 | 0 | 0 | 0 | 0
00 Ret.ExistSCR_DSI & WetFGD & ACI & HRI | 0 | 0 | 0 | 0 | 0 | 0 | 0
00 Ret.ExistSCR_DSI & WetFGD & HRI | 0 | 0 | 0 | 0 | 0 | 0 | 0
00 Ret.ExistSCR_WetFGD & ACI | 5731.4352 | 5731.4352 | 774.6487 | 774.6487 | 774.6487 | 774.6487 | 774.6487
00 Ret.ExistSCR_WetFGD & HRI | 0 | 0 | 66520.8137 | 66520.8137 | 66520.8137 | 66520.8137 | 65830.9946
00 Ret.ExistSCR_WetFGD & HRI & CCS | 0 | 0 | 0 | 0 | 0 | 0 | 0
00 Ret.ExistSCR_WetFGD_ACI & CCS | 0 | 0 | 0 | 0 | 0 | 0 | 0
00 Ret.ExistSCR_WetFGD_ACI & HRI | 0 | 0 | 10842.6392 | 10951.8621 | 10951.8621 | 10951.8621 | 10951.8621
00 Ret.ExistSCR_WetFGD_ACI & HRI & CCS | 0 | 0 | 0 | 0 | 0 | 0 | 0
00 Ret.ExistSNCR & ACI | 41.4472 | 41.4472 | 0 | 0 | 0 | 0 | 0
00 Ret.ExistSNCR & ACI & DryFGD | 0 | 0 | 0 | 0 | 0 | 0 | 0
00 Ret.ExistSNCR & ACI & DryFGD & HRI | 0 | 0 | 0 | 0 | 0 | 0 | 0
00 Ret.ExistSNCR & ACI & DSI | 132.9289 | 132.9289 | 0 | 0 | 0 | 0 | 0
00 Ret.ExistSNCR & ACI & DSI & DryFGD | 0 | 0 | 0 | 0 | 0 | 0 | 0
00 Ret.ExistSNCR & ACI & DSI & DryFGD & HRI | 0 | 0 | 0 | 0 | 0 | 0 | 0
00 Ret.ExistSNCR & ACI & DSI & HRI | 0 | 0 | 132.9289 | 132.9289 | 132.9289 | 132.9289 | 132.9289
00 Ret.ExistSNCR & ACI & DSI & WetFGD | 0 | 0 | 0 | 0 | 0 | 0 | 0
00 Ret.ExistSNCR & ACI & DSI & WetFGD & HRI | 0 | 0 | 0 | 0 | 0 | 0 | 0
00 Ret.ExistSNCR & ACI & HRI | 0 | 0 | 41.4472 | 41.4472 | 41.4472 | 41.4472 | 41.4472
00 Ret.ExistSNCR & ACI & WetFGD | 0 | 0 | 0 | 0 | 0 | 0 | 0
00 Ret.ExistSNCR & ACI & WetFGD & HRI | 0 | 0 | 0 | 0 | 0 | 0 | 0
00 Ret.ExistSNCR & DryFGD | 98.0594 | 98.0594 | 0 | 0 | 0 | 0 | 0
00 Ret.ExistSNCR & DryFGD & CCS | 0 | 0 | 0 | 0 | 0 | 0 | 0
00 Ret.ExistSNCR & DryFGD & HRI | 0 | 0 | 98.0594 | 98.0594 | 98.0594 | 98.0594 | 98.0594
00 Ret.ExistSNCR & DryFGD & HRI & CCS | 0 | 0 | 0 | 0 | 0 | 0 | 0
00 Ret.ExistSNCR & DSI | 0 | 0 | 0 | 0 | 0 | 0 | 0
00 Ret.ExistSNCR & DSI & DryFGD | 0 | 0 | 0 | 0 | 0 | 0 | 0
00 Ret.ExistSNCR & DSI & DryFGD & HRI | 0 | 0 | 0 | 0 | 0 | 0 | 0
00 Ret.ExistSNCR & DSI & HRI | 0 | 0 | 0 | 0 | 0 | 0 | 0
00 Ret.ExistSNCR & DSI & WetFGD | 0 | 0 | 0 | 0 | 0 | 0 | 0
00 Ret.ExistSNCR & DSI & WetFGD & HRI | 0 | 0 | 0 | 0 | 0 | 0 | 0
00 Ret.ExistSNCR & HRI | 0 | 0 | 135 | 135 | 135 | 135 | 135
00 Ret.ExistSNCR & WetFGD | 0.9849 | 0.9849 | 0 | 0 | 0 | 0 | 0
00 Ret.ExistSNCR & WetFGD & ACI & CCS | 0 | 0 | 0 | 0 | 0 | 0 | 0
00 Ret.ExistSNCR & WetFGD & ACI & HRI & CCS | 0 | 0 | 0 | 0 | 0 | 0 | 0
00 Ret.ExistSNCR & WetFGD & CCS | 0 | 0 | 0 | 0 | 0 | 0 | 0
00 Ret.ExistSNCR & WetFGD & HRI | 0 | 0 | 0.9849 | 0.9849 | 0.9849 | 0.9849 | 0.9849
00 Ret.ExistSNCR & WetFGD & HRI & CCS | 0 | 0 | 0 | 0 | 0 | 0 | 0
00 Ret.ExistSNCR_ACI & DryFGD | 99.6805 | 99.6805 | 0 | 0 | 0 | 0 | 0
00 Ret.ExistSNCR_ACI & DryFGD & CCS | 0 | 0 | 0 | 0 | 0 | 0 | 0
00 Ret.ExistSNCR_ACI & DryFGD & HRI | 0 | 0 | 99.6805 | 99.6805 | 99.6805 | 99.6805 | 99.6805
00 Ret.ExistSNCR_ACI & DryFGD & HRI & CCS | 0 | 0 | 0 | 0 | 0 | 0 | 0
00 Ret.ExistSNCR_ACI & DSI | 0 | 0 | 0 | 0 | 0 | 0 | 0
00 Ret.ExistSNCR_ACI & DSI & HRI | 0 | 0 | 0 | 0 | 0 | 0 | 0
00 Ret.ExistSNCR_ACI & HRI | 0 | 0 | 0 | 0 | 0 | 0 | 0
00 Ret.ExistSNCR_ACI & WetFGD | 0 | 0 | 0 | 0 | 0 | 0 | 0
00 Ret.ExistSNCR_ACI & WetFGD & CCS | 0 | 0 | 0 | 0 | 0 | 0 | 0
00 Ret.ExistSNCR_ACI & WetFGD & HRI | 0 | 0 | 0 | 0 | 0 | 0 | 0
00 Ret.ExistSNCR_ACI & WetFGD & HRI & CCS | 0 | 0 | 0 | 0 | 0 | 0 | 0
00 Ret.ExistSNCR_ACI_DSI & DryFGD | 0 | 0 | 0 | 0 | 0 | 0 | 0
00 Ret.ExistSNCR_ACI_DSI & DryFGD & HRI | 0 | 0 | 0 | 0 | 0 | 0 | 0
00 Ret.ExistSNCR_ACI_DSI & HRI | 0 | 0 | 0 | 0 | 0 | 0 | 0
00 Ret.ExistSNCR_ACI_DSI & WetFGD | 0 | 0 | 0 | 0 | 0 | 0 | 0
00 Ret.ExistSNCR_ACI_DSI & WetFGD & HRI | 0 | 0 | 0 | 0 | 0 | 0 | 0
00 Ret.ExistSNCR_DryFGD & ACI | 644.6734 | 644.6734 | 0 | 0 | 0 | 0 | 0
00 Ret.ExistSNCR_DryFGD & HRI | 0 | 0 | 0 | 0 | 0 | 0 | 0
00 Ret.ExistSNCR_DryFGD & HRI & CCS | 0 | 0 | 0 | 0 | 0 | 0 | 0
00 Ret.ExistSNCR_DryFGD_ACI & CCS | 0 | 0 | 0 | 0 | 0 | 0 | 0
00 Ret.ExistSNCR_DryFGD_ACI & HRI | 0 | 0 | 189.4087 | 189.4087 | 189.4087 | 189.4087 | 189.4087
00 Ret.ExistSNCR_WetFGD & ACI | 5460.8647 | 5460.8647 | 900.6664 | 900.6664 | 900.6664 | 900.6664 | 745.2881
00 Ret.ExistSNCR_WetFGD & HRI | 0 | 0 | 2020.3613 | 2020.3613 | 2020.3613 | 2020.3613 | 2174.9569
00 Ret.ExistSNCR_WetFGD & HRI & CCS | 0 | 0 | 0 | 0 | 0 | 0 | 0
00 Ret.ExistSNCR_WetFGD_ACI & CCS | 0 | 0 | 0 | 0 | 0 | 0 | 0
00 Ret.ExistSNCR_WetFGD_ACI & HRI | 0 | 0 | 760 | 760 | 760 | 760 | 760
00 Ret.ExistSNCR_WetFGD_ACI & HRI & CCS | 0 | 0 | 0 | 0 | 0 | 0 | 0
00 Ret.ExistWetFGD & ACI | 19558.6507 | 16523.4214 | 0 | 0 | 0 | 0 | 0
00 Ret.ExistWetFGD & ACI & CCS | 0 | 0 | 0 | 0 | 0 | 0 | 0
00 Ret.ExistWetFGD & ACI & HRI | 0 | 0 | 15046.3166 | 15046.3166 | 15046.3166 | 15046.3166 | 15046.3166
00 Ret.ExistWetFGD & ACI & HRI & CCS | 0 | 0 | 0 | 0 | 0 | 0 | 0
00 Ret.ExistWetFGD & ACI & SCR | 862.2921 | 2616.606 | 1754.3138 | 1754.3138 | 1754.3138 | 1754.3138 | 1754.3138
00 Ret.ExistWetFGD & ACI & SCR & CCS | 0 | 0 | 0 | 0 | 0 | 0 | 0
00 Ret.ExistWetFGD & ACI & SCR & HRI | 0 | 0 | 862.2921 | 862.2921 | 862.2921 | 862.2921 | 862.2921
00 Ret.ExistWetFGD & ACI & SCR & HRI & CCS | 0 | 0 | 0 | 0 | 0 | 0 | 0
00 Ret.ExistWetFGD & ACI & SNCR | 0 | 0 | 0 | 0 | 0 | 0 | 0
00 Ret.ExistWetFGD & ACI & SNCR & HRI | 0 | 0 | 0 | 0 | 0 | 0 | 0
00 Ret.ExistWetFGD & CCS | 0 | 0 | 0 | 0 | 0 | 0 | 0
00 Ret.ExistWetFGD & HRI | 0 | 0 | 4219.685 | 4218.5104 | 4218.5104 | 4218.5104 | 4218.5104
00 Ret.ExistWetFGD & HRI & CCS | 0 | 0 | 0 | 0 | 0 | 0 | 0
00 Ret.ExistWetFGD & SCR | 2663.1206 | 3490.8495 | 2237.1025 | 2237.1025 | 2237.1025 | 2237.1025 | 2237.1025
00 Ret.ExistWetFGD & SCR & CCS | 0 | 0 | 0 | 0 | 0 | 0 | 0
00 Ret.ExistWetFGD & SCR & HRI | 0 | 0 | 3054.9484 | 3056.1163 | 3056.1163 | 3056.1163 | 3056.1163
00 Ret.ExistWetFGD & SCR & HRI & CCS | 0 | 0 | 0 | 0 | 0 | 0 | 0
00 Ret.ExistWetFGD & SNCR | 0 | 0 | 0 | 0 | 0 | 0 | 0
00 Ret.ExistWetFGD & SNCR & HRI | 0 | 0 | 0 | 0 | 0 | 0 | 0
00 Ret.ExistWetFGD_ACI & CCS | 0 | 0 | 0 | 0 | 0 | 0 | 0
00 Ret.ExistWetFGD_ACI & HRI | 0 | 0 | 4338.0854 | 4338.0854 | 4338.0854 | 4338.0854 | 4338.0854
00 Ret.ExistWetFGD_ACI & HRI & CCS | 0 | 0 | 0 | 0 | 0 | 0 | 0
00 Ret.ExistWetFGD_ACI & SCR | 822.1133 | 1055.6393 | 176.6796 | 176.6796 | 176.6796 | 176.6796 | 176.6796
00 Ret.ExistWetFGD_ACI & SCR & CCS | 0 | 0 | 0 | 0 | 0 | 0 | 0
00 Ret.ExistWetFGD_ACI & SCR & HRI | 0 | 0 | 878.9597 | 878.9597 | 878.9597 | 878.9597 | 878.9597
00 Ret.ExistWetFGD_ACI & SCR & HRI & CCS | 0 | 0 | 0 | 0 | 0 | 0 | 0
00 Ret.ExistWetFGD_ACI & SNCR | 0 | 0 | 0 | 0 | 0 | 0 | 0
00 Ret.ExistWetFGD_ACI & SNCR & HRI | 0 | 0 | 0 | 0 | 0 | 0 | 0
00 Ret.ExistWetFGD_SCR & ACI & CCS | 0 | 0 | 0 | 0 | 0 | 0 | 0
00 Ret.ExistWetFGD_SCR & ACI & HRI | 0 | 0 | 4347.0924 | 4347.0924 | 4347.0924 | 4347.0924 | 4347.0924
00 Ret.ExistWetFGD_SCR & ACI & HRI & CCS | 0 | 0 | 0 | 0 | 0 | 0 | 0
00 Ret.ExistWetFGD_SCR & CCS | 0 | 0 | 0 | 0 | 0 | 0 | 0
00 Ret.ExistWetFGD_SNCR & ACI & CCS | 0 | 0 | 0 | 0 | 0 | 0 | 0
00 Ret.ExistWetFGD_SNCR & ACI & HRI | 0 | 0 | 4287.8009 | 4287.8009 | 4287.8009 | 4287.8009 | 4443.1792
00 Ret.ExistWetFGD_SNCR & ACI & HRI & CCS | 0 | 0 | 0 | 0 | 0 | 0 | 0
00 Ret.ExistWetFGD_SNCR & CCS | 0 | 0 | 0 | 0 | 0 | 0 | 0
00 Ret.FB & ACI | 1104.3498 | 1104.3498 | 799.5311 | 799.5311 | 799.5311 | 799.5311 | 479.7098
00 Ret.FB & ACI & HRI | 0 | 0 | 304.8186 | 304.8186 | 304.8186 | 304.8186 | 624.64
00 Ret.FB & HRI | 0 | 0 | 229 | 229 | 229 | 229 | 229
00 Ret.FB DryFGD | 7.4637e-07 | 7.4637e-07 | 7.4637e-07 | 7.4637e-07 | 7.4637e-07 | 7.4637e-07 | 7.4637e-07
00 Ret.FB DryFGD & ACI | 0 | 0 | 0 | 0 | 0 | 0 | 0
00 Ret.FB DryFGD & ACI & HRI | 0 | 0 | 0 | 0 | 0 | 0 | 0
00 Ret.FB DryFGD & HRI | 0 | 0 | 65.999 | 65.999 | 65.999 | 65.999 | 65.999
00 Ret.FB DryFGD & SNCR | 120.3923 | 120.3923 | 79.048 | 79.048 | 79.048 | 79.048 | 79.048
00 Ret.FB DryFGD & SNCR & HRI | 0 | 0 | 41.3443 | 41.3443 | 41.3443 | 41.3443 | 41.3443
00 Ret.FB SNCR & DryFGD & ACI | 0 | 0 | 0 | 0 | 0 | 0 | 0
00 Ret.FB SNCR & DryFGD & ACI & HRI | 0 | 0 | 0 | 0 | 0 | 0 | 0
00 Ret.FB-ACI & SNCR | 0 | 0 | 0 | 0 | 0 | 0 | 0
00 Ret.FB-ACI & SNCR & CCS | 0 | 0 | 0 | 0 | 0 | 0 | 0
00 Ret.FB-ACI & SNCR & HRI | 0 | 0 | 0 | 0 | 0 | 0 | 0
00 Ret.FB-ACI & SNCR & HRI & CCS | 0 | 0 | 0 | 0 | 0 | 0 | 0
00 Ret.FB-Exist ACI & DryFGD | 0 | 0 | 0 | 0 | 0 | 0 | 0
00 Ret.FB-Exist ACI & DryFGD & HRI | 0 | 0 | 0 | 0 | 0 | 0 | 0
00 Ret.FB-Exist ACI & DryFGD & SNCR | 0 | 0 | 0 | 0 | 0 | 0 | 0
00 Ret.FB-Exist ACI & DryFGD & SNCR & HRI | 0 | 0 | 0 | 0 | 0 | 0 | 0
00 Ret.FB-Exist ACI & SNCR | 0 | 0 | 0 | 0 | 0 | 0 | 0
00 Ret.FB-Exist ACI & SNCR & HRI | 0 | 0 | 0 | 0 | 0 | 0 | 0
00 Ret.FB-ExistACI & HRI | 0 | 0 | 0 | 0 | 0 | 0 | 0
00 Ret.FB-ExistDryFGD & ACI | 0 | 0 | 0 | 0 | 0 | 0 | 0
00 Ret.FB-ExistDryFGD & ACI & HRI | 0 | 0 | 0 | 0 | 0 | 0 | 0
00 Ret.FB-ExistDryFGD & ACI & SNCR | 0 | 0 | 0 | 0 | 0 | 0 | 0
00 Ret.FB-ExistDryFGD & ACI & SNCR & HRI | 0 | 0 | 0 | 0 | 0 | 0 | 0
00 Ret.FB-ExistDryFGD & CCS | 0 | 0 | 0 | 0 | 0 | 0 | 0
00 Ret.FB-ExistDryFGD & HRI | 0 | 0 | 43 | 43 | 43 | 43 | 43
00 Ret.FB-ExistDryFGD & SNCR | 0 | 0 | 0 | 0 | 0 | 0 | 0
00 Ret.FB-ExistDryFGD & SNCR & HRI | 0 | 0 | 0 | 0 | 0 | 0 | 0
00 Ret.FB-ExistDryFGD_ACI & CCS | 0 | 0 | 0 | 0 | 0 | 0 | 0
00 Ret.FB-ExistDryFGD_SNCR & ACI | 0 | 0 | 0 | 0 | 0 | 0 | 0
00 Ret.FB-ExistDryFGD_SNCR & ACI & HRI | 0 | 0 | 0 | 0 | 0 | 0 | 0
00 Ret.FB-ExistDryFGD_SNCR & CCS | 0 | 0 | 0 | 0 | 0 | 0 | 0
00 Ret.FB-ExistDryFGD_SNCR & HRI | 0 | 0 | 1884 | 1884 | 1884 | 1884 | 1884
00 Ret.FB-ExistDryFGD_SNCR & HRI & CCS | 0 | 0 | 0 | 0 | 0 | 0 | 0
00 Ret.FB-ExistDryFGD_SNCR_ACI & HRI | 0 | 0 | 570 | 570 | 570 | 570 | 570
00 Ret.FB-ExistWetFGD_SNCR_ACI & HRI | 0 | 0 | 0 | 0 | 0 | 0 | 0
00 Ret.FB-ExistSNCR & ACI | 59.9671 | 59.9671 | 59.9671 | 59.9671 | 59.9671 | 59.9671 | 59.9671
00 Ret.FB-ExistSNCR & ACI & HRI | 0 | 0 | 0 | 0 | 0 | 0 | 0
00 Ret.FB-ExistSNCR & DryFGD | 0 | 0 | 0 | 0 | 0 | 0 | 0
00 Ret.FB-ExistSNCR & DryFGD & ACI | 0 | 0 | 0 | 0 | 0 | 0 | 0
00 Ret.FB-ExistSNCR & DryFGD & ACI & HRI | 0 | 0 | 0 | 0 | 0 | 0 | 0
00 Ret.FB-ExistSNCR & DryFGD & HRI | 0 | 0 | 110.3887 | 110.3887 | 110.3887 | 110.3887 | 110.3887
00 Ret.FB-ExistSNCR & HRI | 0 | 0 | 220 | 220 | 220 | 220 | 220
00 Ret.FB-SNCR | 0 | 0 | 0 | 0 | 0 | 0 | 0
00 Ret.FB-SNCR & HRI | 0 | 0 | 0 | 0 | 0 | 0 | 0
00 Ret.HRI | 0 | 0 | 628.2818 | 628.2818 | 628.2818 | 628.2818 | 628.2818
00 Ret.Oil/Gas Steam SCR | 1.657 | 0 | 0 | 0 | 0 | 0 | 0
00 Ret.SCR | 0 | 1.6935 | 0 | 0 | 0 | 0 | 0
00 Ret.SCR & DryFGD | 0 | 0 | 0 | 0 | 0 | 0 | 0
00 Ret.SCR & DryFGD & ACI | 0 | 0 | 0 | 0 | 0 | 0 | 0
00 Ret.SCR & DryFGD & CCS | 0 | 0 | 0 | 0 | 0 | 0 | 0
00 Ret.SCR & DryFGD & HRI | 0 | 0 | 0 | 0 | 0 | 0 | 0
00 Ret.SCR & DryFGD & HRI & CCS | 0 | 0 | 0 | 0 | 0 | 0 | 0
00 Ret.SCR & DSI | 0 | 0 | 0 | 0 | 0 | 0 | 0
00 Ret.SCR & DSI & DryFGD | 0 | 0 | 0 | 0 | 0 | 0 | 0
00 Ret.SCR & DSI & DryFGD & HRI | 0 | 0 | 0 | 0 | 0 | 0 | 0
00 Ret.SCR & DSI & HRI | 0 | 0 | 0 | 0 | 0 | 0 | 0
00 Ret.SCR & DSI & WetFGD | 0 | 0 | 0 | 0 | 0 | 0 | 0
00 Ret.SCR & DSI & WetFGD & HRI | 0 | 0 | 0 | 0 | 0 | 0 | 0
00 Ret.SCR & HRI | 0 | 0 | 1.6935 | 1.6935 | 1.6935 | 1.6935 | 1.6935
00 Ret.SCR & WetFGD | 0 | 0 | 0 | 0 | 0 | 0 | 0
00 Ret.SCR & WetFGD & ACI | 0 | 0 | 0 | 0 | 0 | 0 | 0
00 Ret.SCR & WetFGD & CCS | 0 | 0 | 0 | 0 | 0 | 0 | 0
00 Ret.SCR & WetFGD & HRI | 0 | 0 | 0 | 0 | 0 | 0 | 0
00 Ret.SCR & WetFGD & HRI & CCS | 0 | 0 | 0 | 0 | 0 | 0 | 0
00 Ret.SNCR | 0 | 0 | 0 | 0 | 0 | 0 | 0
00 Ret.SNCR & DryFGD | 0 | 0 | 0 | 0 | 0 | 0 | 0
00 Ret.SNCR & DryFGD & ACI | 0 | 0 | 0 | 0 | 0 | 0 | 0
00 Ret.SNCR & DryFGD & ACI & HRI | 0 | 0 | 0 | 0 | 0 | 0 | 0
00 Ret.SNCR & DryFGD & HRI | 0 | 0 | 0 | 0 | 0 | 0 | 0
00 Ret.SNCR & DSI | 0 | 0 | 0 | 0 | 0 | 0 | 0
00 Ret.SNCR & DSI & HRI | 0 | 0 | 0 | 0 | 0 | 0 | 0
00 Ret.SNCR & HRI | 0 | 0 | 0 | 0 | 0 | 0 | 0
00 Ret.SNCR & WetFGD | 0 | 0 | 0 | 0 | 0 | 0 | 0
00 Ret.SNCR & WetFGD & ACI | 0 | 0 | 0 | 0 | 0 | 0 | 0
00 Ret.SNCR & WetFGD & ACI & HRI | 0 | 0 | 0 | 0 | 0 | 0 | 0
00 Ret.SNCR & WetFGD & HRI | 0 | 0 | 0 | 0 | 0 | 0 | 0
00 Ret.WetFGD | 924.791 | 1028.8419 | 0 | 0 | 0 | 0 | 0
00 Ret.WetFGD & ACI & CCS | 0 | 0 | 0 | 0 | 0 | 0 | 0
00 Ret.WetFGD & ACI & HRI & CCS | 0 | 0 | 0 | 0 | 0 | 0 | 0
00 Ret.WetFGD & CCS | 0 | 0 | 0 | 0 | 0 | 0 | 0
00 Ret.WetFGD & HRI | 0 | 0 | 1028.8419 | 1028.8419 | 1028.8419 | 1028.8419 | 1028.8419
00 Ret.WetFGD & HRI & CCS | 0 | 0 | 0 | 0 | 0 | 0 | 0
00 CC Retirement | 3759.8341 | 3759.8341 | 3875.2369 | 3875.2369 | 3897.3369 | 3897.3369 | 4138.5247
00 CT Retirement | 672.818 | 672.818 | 672.818 | 672.818 | 672.818 | 672.818 | 672.818
00 O/G Retirement | 15044.4433 | 18013.7667 | 19522.7667 | 19522.7667 | 19522.7667 | 19522.7667 | 19522.7667
00 Coal Retirement | 67087.8304 | 74248.5242 | 88087.337 | 88087.337 | 90816.0515 | 90816.0515 | 91813.4884
00 IGCC Retirement | 45 | 45 | 265 | 265 | 265 | 265 | 265
00 Nuke Retirement | 617.3 | 617.3 | 1230.3 | 1230.3 | 3898.2 | 44891.7 | 96467.801
00 Non-Fossil Retirement | 0 | 0 | 0 | 0 | 0 | 0 | 0
Total | 1047892.5411 | 1091505.3016 | 1120639.4981 | 1177823.6606 | 1237799.3786 | 1399588.5661 | 1578101.5645
(**) Ind. Boiler capacity in MMBtu/hr, not included in the total
11. Capacity Additions and Changes by Capacity Reporting Type [MW]
00 New Combined Cycle | 5088.9625 | 16564.7963 | 17876.9551 | 33360.5468 | 47626.068 | 117272.7303 | 114026.1063
00 New Combined Cycle - Uncontrolled | 0 | 0 | 0 | 0 | 0 | 0 | 0
00 New Combined Cycle with Carbon Capture | 0 | 0 | 0 | 0 | 0 | 0 | 0
00 New Combustion Turbine | 19 | 312.9507 | 783.8978 | 5601.9815 | 6207.8436 | 34654.6261 | 21530.3827
00 New Hydro | 0 | 0 | 0 | 0 | 0 | 0 | 0
00 New Nuclear | 0 | 0 | 0 | 0 | 0 | 0 | 0
00 New Biomass | 161.7505 | 0 | 0 | 0 | 0 | 0 | 54.4194
00 New Geothermal | 0 | 1435 | 410.4 | 1026 | 65.1111 | 116.7822 | 52.4415
00 New Landfill Gas | 14.3867 | 0 | 3.3859 | 0 | 0 | 0 | 0
00 New Offshore Wind | 0 | 0 | 0 | 83.3361 | 0 | 0 | 0
00 New Onshore Wind | 6758.9534 | 16782.6821 | 8890.2861 | 15458.6951 | 5299.9559 | 6473.6691 | 27222.1332
00 New Solar PV | 666.3094 | 3880.6826 | 671.9964 | 1428 | 761.1594 | 3271.3798 | 15670.2555
00 New Solar Thermal | 90 | 180 | 180 | 225.6097 | 15.62 | 0 | 17.2803
00 New Fuel Cell | 0 | 0 | 0 | 0 | 0 | 0 | 0
00 New IGCC | 0 | 0 | 0 | 0 | 0 | 0 | 0
00 New Advanced Coal with CCS | 0 | 0 | 330 | 0 | 0 | 0 | 0
00 New SPC - Uncontrolled | 0 | 0 | 0 | 0 | 0 | 0 | 0
00 New SPC-WetFGD_SCR | 34.4 | 0 | 0 | 0 | 0 | 0 | 0
00 New Future Technology | 0 | 0 | 0 | 0 | 0 | 0 | 0
00 Exist Combined Cycle | 0 | 0 | 0 | 0 | 0 | 0 | 0
00 Exist Combustion Turbine | 0 | 0 | 0 | 0 | 0 | 0 | 0
00 Exist Coal Steam_Uncontrolled | 0 | 0 | 0 | 0 | 0 | 0 | 0
00 Exist Coal Steam_ACI | 0 | 0 | 0 | 0 | 0 | 0 | 0
00 Exist Coal Steam_ACI_DSI | 0 | 0 | 0 | 0 | 0 | 0 | 0
00 Exist Coal Steam_DryFGD | 0 | 0 | 0 | 0 | 0 | 0 | 0
00 Exist Coal Steam_DryFGD_ACI | 0 | 0 | 0 | 0 | 0 | 0 | 0
00 Exist Coal Steam_DryFGD_SCR | 0 | 0 | 0 | 0 | 0 | 0 | 0
00 Exist Coal Steam_DryFGD_SCR_ACI | 0 | 0 | 0 | 0 | 0 | 0 | 0
00 Exist Coal Steam_DryFGD_SNCR | 0 | 0 | 0 | 0 | 0 | 0 | 0
00 Exist Coal Steam_DryFGD_SNCR_ACI | 0 | 0 | 0 | 0 | 0 | 0 | 0
00 Exist Coal Steam_DSI | 0 | 0 | 0 | 0 | 0 | 0 | 0
00 Exist Coal Steam_SCR | 0 | 0 | 0 | 0 | 0 | 0 | 0
00 Exist Coal Steam_SCR_ACI | 0 | 0 | 0 | 0 | 0 | 0 | 0
00 Exist Coal Steam_SCR_ACI_DSI | 0 | 0 | 0 | 0 | 0 | 0 | 0
00 Exist Coal Steam_SCR_DSI | 0 | 0 | 0 | 0 | 0 | 0 | 0
00 Exist Coal Steam_SNCR | 0 | 0 | 0 | 0 | 0 | 0 | 0
00 Exist Coal Steam_SNCR_ACI | 0 | 0 | 0 | 0 | 0 | 0 | 0
00 Exist Coal Steam_SNCR_ACI_DSI | 0 | 0 | 0 | 0 | 0 | 0 | 0
00 Exist Coal Steam_WetFGD | 0 | 0 | 0 | 0 | 0 | 0 | 0
00 Exist Coal Steam_WetFGD_ACI | 0 | 0 | 0 | 0 | 0 | 0 | 0
00 Exist Coal Steam_WetFGD_SCR | 0 | 0 | 0 | 0 | 0 | 0 | 0
00 Exist Coal Steam_WetFGD_SCR_ACI | 0 | 0 | 0 | 0 | 0 | 0 | 0
00 Exist Coal Steam_WetFGD_SNCR | 0 | 0 | 0 | 0 | 0 | 0 | 0
00 Exist Coal Steam_WetFGD_SNCR_ACI | 0 | 0 | 0 | 0 | 0 | 0 | 0
00 Exist FBC_Uncontrolled | 0 | 0 | 0 | 0 | 0 | 0 | 0
00 Exist FBC_ACI | 0 | 0 | 0 | 0 | 0 | 0 | 0
00 Exist FBC_DryFGD | 0 | 0 | 0 | 0 | 0 | 0 | 0
00 Exist FBC_DryFGD_SNCR | 0 | 0 | 0 | 0 | 0 | 0 | 0
00 Exist FBC_DryFGD_SNCR_ACI | 0 | 0 | 0 | 0 | 0 | 0 | 0
00 Exist FBC_SNCR | 0 | 0 | 0 | 0 | 0 | 0 | 0
00 Exist FBC_SNCR_ACI | 0 | 0 | 0 | 0 | 0 | 0 | 0
00 Exist FBC_WetFGD_SNCR_ACI | 0 | 0 | 0 | 0 | 0 | 0 | 0
00 Exist IGCC | 0 | 0 | 0 | 0 | 0 | 0 | 0
00 Exist Fossil_Other | 0 | 0 | 0 | 0 | 0 | 0 | 0
00 Exist Fuel Cell | 0 | 0 | 0 | 0 | 0 | 0 | 0
00 Exist Hydro | 0 | 0 | 0 | 0 | 0 | 0 | 0
00 Exist Non Fossil_Other | 0 | 0 | 0 | 0 | 0 | 0 | 0
00 Exist Nuclear | 0 | 0 | 0 | 0 | 0 | 0 | 0
00 Exist Oil/Gas Steam | 0 | 0 | 0 | 0 | 0 | 0 | 0
00 Exist Oil/Gas Steam_SCR | 0 | 0 | 0 | 0 | 0 | 0 | 0
00 Exist Oil/Gas Steam_SNCR | 0 | 0 | 0 | 0 | 0 | 0 | 0
00 Exist Biomass | 0 | 0 | 0 | 0 | 0 | 0 | 0
00 Exist Landfill Gas | 0 | 0 | 0 | 0 | 0 | 0 | 0
00 Exist Geothermal | 0 | 0 | 0 | 0 | 0 | 0 | 0
00 Exist Pump Storage | 0 | 0 | 0 | 0 | 0 | 0 | 0
00 Exist Solar PV | 0 | 0 | 0 | 0 | 0 | 0 | 0
00 Exist Solar Thermal | 0 | 0 | 0 | 0 | 0 | 0 | 0
00 Exist Wind | 0 | 0 | 0 | 0 | 0 | 0 | 0
00 International Imports | 0 | 0 | 0 | 0 | 0 | 0 | 0
00 Ret.ACI | 6234.8735 | 0 | 0 | 0 | 0 | 0 | 0
00 Ret.ACI & DryFGD | 2.5935 | 0 | 0 | 0 | 0 | 0 | 0
00 Ret.ACI & DryFGD & HRI | 0 | 0 | 2.5935 | 0 | 0 | 0 | 0
00 Ret.ACI & DSI | 12012.329 | 0 | 0 | 0 | 0 | 0 | 0
00 Ret.ACI & DSI & DryFGD | 0 | 0 | 0 | 0 | 0 | 0 | 0
00 Ret.ACI & DSI & DryFGD & HRI | 0 | 0 | 0 | 0 | 0 | 0 | 0
00 Ret.ACI & DSI & HRI | 0 | 0 | 11787.3154 | 0 | 0 | 0 | 0
00 Ret.ACI & DSI & WetFGD & HRI | 0 | 0 | 0 | 0 | 0 | 0 | 0
00 Ret.ACI & HRI | 0 | 0 | 4106.8111 | 0 | 0 | 0 | 0
00 Ret.ACI & SCR | 0 | 0 | 0 | 0 | 0 | 0 | 0
00 Ret.ACI & SCR & DryFGD & CCS | 0 | 0 | 0 | 0 | 0 | 0 | 0
00 Ret.ACI & SCR & DryFGD & HRI | 0 | 0 | 0 | 0 | 0 | 0 | 0
00 Ret.ACI & SCR & DryFGD & HRI & CCS | 0 | 0 | 0 | 0 | 0 | 0 | 0
00 Ret.ACI & SCR & DSI | 105.6995 | 0 | 0 | 0 | 0 | 0 | 0
00 Ret.ACI & SCR & DSI & DryFGD | 0 | 0 | 0 | 0 | 0 | 0 | 0
00 Ret.ACI & SCR & DSI & DryFGD & HRI | 0 | 0 | 0 | 0 | 0 | 0 | 0
00 Ret.ACI & SCR & DSI & HRI | 0 | 0 | 105.6995 | 0 | 0 | 0 | 0
00 Ret.ACI & SCR & DSI & WetFGD | 0 | 0 | 0 | 0 | 0 | 0 | 0
00 Ret.ACI & SCR & DSI & WetFGD & HRI | 0 | 0 | 0 | 0 | 0 | 0 | 0
00 Ret.ACI & SCR & HRI | 0 | 0 | 0 | 0 | 0 | 0 | 0
00 Ret.ACI & SCR & WetFGD & CCS | 0 | 0 | 0 | 0 | 0 | 0 | 0
00 Ret.ACI & SCR & WetFGD & HRI | 0 | 0 | 0 | 0 | 0 | 0 | 0
00 Ret.ACI & SCR & WetFGD & HRI & CCS | 0 | 0 | 0 | 0 | 0 | 0 | 0
00 Ret.ACI & SNCR | 0 | 0 | 0 | 0 | 0 | 0 | 0
00 Ret.ACI & SNCR & DSI | 0 | 0 | 0 | 0 | 0 | 0 | 0
00 Ret.ACI & SNCR & DSI & DryFGD | 0 | 0 | 0 | 0 | 0 | 0 | 0
00 Ret.ACI & SNCR & DSI & DryFGD & HRI | 0 | 0 | 0 | 0 | 0 | 0 | 0
00 Ret.ACI & SNCR & DSI & HRI | 0 | 0 | 0 | 0 | 0 | 0 | 0
00 Ret.ACI & SNCR & DSI & WetFGD | 0 | 0 | 0 | 0 | 0 | 0 | 0
00 Ret.ACI & SNCR & DSI & WetFGD & HRI | 0 | 0 | 0 | 0 | 0 | 0 | 0
00 Ret.ACI & SNCR & HRI | 0 | 0 | 0 | 0 | 0 | 0 | 0
00 Ret.ACI & WetFGD | 1011.8257 | 0 | 0 | 0 | 0 | 0 | 0
00 Ret.ACI & WetFGD & DSI | 0 | 0 | 0 | 0 | 0 | 0 | 0
00 Ret.ACI & WetFGD & HRI | 0 | 0 | 1011.8257 | 0 | 0 | 0 | 0
00 Ret.C2G | 259.9 | 1 | 529 | 0 | 0 | 0 | 0
00 Ret.C2G & SCR | 0 | 0 | 0 | 0 | 0 | 0 | 0
00 Ret.CCG | 0 | 0 | 0 | 0 | 0 | 0 | 0
00 Ret.DryFGD | 0.98634 | 0 | 0 | 0 | 0 | 0 | 0
00 Ret.DryFGD & ACI & CCS | 0 | 0 | 0 | 0 | 0 | 0 | 0
00 Ret.DryFGD & ACI & HRI & CCS | 0 | 0 | 0 | 0 | 0 | 0 | 0
00 Ret.DryFGD & CCS | 0 | 0 | 0 | 0 | 0 | 0 | 0
00 Ret.DryFGD & HRI | 0 | 0 | 0.98634 | 0 | 0 | 0 | 0
00 Ret.DryFGD & HRI & CCS | 0 | 0 | 0 | 0 | 0 | 0 | 0
00 Ret.DSI | 253.0342 | 0 | 0 | 0 | 0 | 0 | 0
00 Ret.DSI & DryFGD | 0 | 0 | 0 | 0 | 0 | 0 | 0
00 Ret.DSI & DryFGD & HRI | 0 | 0 | 0 | 0 | 0 | 0 | 0
00 Ret.DSI & HRI | 0 | 0 | 0 | 0 | 0 | 0 | 0
00 Ret.DSI & WetFGD | 0 | 0 | 0 | 0 | 0 | 0 | 0
00 Ret.DSI & WetFGD & HRI | 0 | 0 | 0 | 0 | 0 | 0 | 0
00 Ret.Exist FBC_DryFGD_SNCR_ACI & CCS | 0 | 0 | 0 | 0 | 0 | 0 | 0
00 Ret.ExistACI & DryFGD | 2215.4387 | 0 | 0 | 0 | 0 | 0 | 0
00 Ret.ExistACI & DryFGD & CCS | 0 | 0 | 0 | 0 | 0 | 0 | 0
00 Ret.ExistACI & DryFGD & HRI | 0 | 0 | 2203.1288 | 0 | 0 | 0 | 0
00 Ret.ExistACI & DryFGD & HRI & CCS | 0 | 0 | 0 | 0 | 0 | 0 | 0
00 Ret.ExistACI & DSI | 2971.0279 | 0 | 0 | 0 | 0 | 0 | 0
00 Ret.ExistACI & DSI & DryFGD | 0 | 0 | 0 | 0 | 0 | 0 | 0
00 Ret.ExistACI & DSI & DryFGD & HRI | 0 | 0 | 0 | 0 | 0 | 0 | 0
00 Ret.ExistACI & DSI & HRI | 0 | 0 | 388.6127 | 0 | 0 | 0 | 0
00 Ret.ExistACI & DSI & WetFGD | 0 | 0 | 0 | 0 | 0 | 0 | 0
00 Ret.ExistACI & DSI & WetFGD & HRI | 0 | 0 | 0 | 0 | 0 | 0 | 0
00 Ret.ExistACI & HRI | 0 | 0 | 0 | 0 | 0 | 0 | 0
00 Ret.ExistACI & HRI & WetFGD | 0 | 0 | 0 | 0 | 0 | 0 | 0
00 Ret.ExistACI & SCR | 0 | 0 | 0 | 0 | 0 | 0 | 0
00 Ret.ExistACI & SCR & DryFGD | 193.9923 | 6.4721 | 0 | 0 | 5.7648 | 0 | 0
00 Ret.ExistACI & SCR & DryFGD & CCS | 0 | 0 | 0 | 0 | 0 | 0 | 0
00 Ret.ExistACI & SCR & DryFGD & HRI | 0 | 0 | 200.4644 | 0 | 5.7648 | 0 | 0
00 Ret.ExistACI & SCR & DryFGD & HRI & CCS | 0 | 0 | 0 | 0 | 0 | 0 | 0
00 Ret.ExistACI & SCR & DSI | 311.0082 | 0 | 0 | 0 | 0 | 0 | 0
00 Ret.ExistACI & SCR & DSI & DryFGD | 0 | 0 | 0 | 0 | 0 | 0 | 0
00 Ret.ExistACI & SCR & DSI & HRI | 0 | 0 | 311.0082 | 0 | 0 | 0 | 0
00 Ret.ExistACI & SCR & DSI & DryFGD & HRI | 0 | 0 | 0 | 0 | 0 | 0 | 0
00 Ret.ExistACI & SCR & HRI | 0 | 0 | 0 | 0 | 0 | 0 | 0
00 Ret.ExistACI & SCR & WetFGD | 1173.2216 | 0 | 0 | 0 | 0.98104 | 0 | 0
00 Ret.ExistACI & SCR & WetFGD & CCS | 0 | 0 | 0 | 0 | 0 | 0 | 0
00 Ret.ExistACI & SCR & WetFGD & HRI | 0 | 0 | 1173.2216 | 0 | 0.98104 | 0 | 0
00 Ret.ExistACI & SCR & WetFGD & HRI & CCS | 0 | 0 | 0 | 0 | 0 | 0 | 0
00 Ret.ExistACI & SNCR | 0 | 0 | 0 | 0 | 0 | 0 | 0
00 Ret.ExistACI & SNCR & DryFGD | 0 | 0 | 0 | 0 | 0 | 0 | 0
00 Ret.ExistACI & SNCR & DryFGD & HRI | 0 | 0 | 0 | 0 | 0 | 0 | 0
00 Ret.ExistACI & SNCR & DSI | 0 | 0 | 0 | 0 | 0 | 0 | 0
00 Ret.ExistACI & SNCR & DSI & HRI | 0 | 0 | 0 | 0 | 0 | 0 | 0
00 Ret.ExistACI & SNCR & HRI | 0 | 0 | 0 | 0 | 0 | 0 | 0
00 Ret.ExistACI & SNCR & WetFGD | 0 | 0 | 0 | 0 | 0 | 0 | 0
00 Ret.ExistACI & SNCR & WetFGD & HRI | 0 | 0 | 0 | 0 | 0 | 0 | 0
00 Ret.ExistACI & WetFGD | 0.98665 | 0 | 0 | 0 | 0 | 0 | 0
00 Ret.ExistACI & WetFGD & CCS | 0 | 0 | 0 | 0 | 0 | 0 | 0
00 Ret.ExistACI & WetFGD & HRI & CCS | 0 | 0 | 0 | 0 | 0 | 0 | 0
00 Ret.ExistACI_DSI & DryFGD | 0 | 0 | 0 | 0 | 0 | 0 | 0
00 Ret.ExistACI_DSI & DryFGD & HRI | 0 | 0 | 0 | 0 | 0 | 0 | 0
00 Ret.ExistACI_DSI & HRI | 0 | 0 | 0 | 0 | 0 | 0 | 0
00 Ret.ExistACI_DSI & SCR | 0 | 0 | 0 | 0 | 0 | 0 | 0
00 Ret.ExistACI_DSI & SCR & DryFGD | 0 | 0 | 0 | 0 | 0 | 0 | 0
00 Ret.ExistACI_DSI & SCR & DryFGD & HRI | 0 | 0 | 0 | 0 | 0 | 0 | 0
00 Ret.ExistACI_DSI & SCR & HRI | 0 | 0 | 0 | 0 | 0 | 0 | 0
00 Ret.ExistACI_DSI & SCR & WetFGD | 0 | 0 | 0 | 0 | 0 | 0 | 0
00 Ret.ExistACI_DSI & SCR & WetFGD & HRI | 0 | 0 | 0 | 0 | 0 | 0 | 0
00 Ret.ExistACI_DSI & WetFGD | 0 | 0 | 0 | 0 | 0 | 0 | 0
00 Ret.ExistACI_DSI & WetFGD & HRI | 0 | 0 | 0 | 0 | 0 | 0 | 0
00 Ret.ExistDryFGD & ACI | 3084.9495 | 0 | 0 | 0 | 0 | 0 | 0
00 Ret.ExistDryFGD & ACI & CCS | 0 | 0 | 0 | 0 | 0 | 0 | 0
00 Ret.ExistDryFGD & ACI & HRI | 0 | 0 | 3084.9495 | 0 | 0 | 0 | 0
00 Ret.ExistDryFGD & ACI & HRI & CCS | 0 | 0 | 0 | 0 | 0 | 0 | 0
00 Ret.ExistDryFGD & ACI & SCR | 0 | 0 | 0 | 0 | 0 | 0 | 0
00 Ret.ExistDryFGD & ACI & SCR & CCS | 0 | 0 | 0 | 0 | 0 | 0 | 0
00 Ret.ExistDryFGD & ACI & SCR & HRI | 0 | 0 | 0 | 0 | 0 | 0 | 0
00 Ret.ExistDryFGD & ACI & SCR & HRI & CCS | 0 | 0 | 0 | 0 | 0 | 0 | 0
00 Ret.ExistDryFGD & ACI & SNCR | 0 | 0 | 0 | 0 | 0 | 0 | 0
00 Ret.ExistDryFGD & ACI & SNCR & HRI | 0 | 0 | 0 | 0 | 0 | 0 | 0
00 Ret.ExistDryFGD & CCS | 0 | 0 | 0 | 0 | 0 | 0 | 0
00 Ret.ExistDryFGD & HRI | 0 | 0 | 2574.3442 | 0 | 0 | 0 | 0
00 Ret.ExistDryFGD & HRI & CCS | 0 | 0 | 0 | 0 | 0 | 0 | 0
00 Ret.ExistDryFGD & SCR | 442.3633 | 0 | 0 | 0 | 0 | 0 | 0
00 Ret.ExistDryFGD & SCR & CCS | 0 | 0 | 0 | 0 | 0 | 0 | 0
00 Ret.ExistDryFGD & SCR & HRI | 0 | 0 | 442.3633 | 0 | 0 | 0 | 0
00 Ret.ExistDryFGD & SCR & HRI & CCS | 0 | 0 | 0 | 0 | 0 | 0 | 0
00 Ret.ExistDryFGD & SNCR | 102.9485 | 0 | 0 | 0 | 0 | 0 | 0
00 Ret.ExistDryFGD & SNCR & HRI | 0 | 0 | 0 | 0 | 0 | 0 | 0
00 Ret.ExistDryFGD_ACI & CCS | 0 | 0 | 0 | 0 | 0 | 0 | 0
00 Ret.ExistDryFGD_ACI & HRI | 0 | 0 | 2034.2257 | 0 | 0 | 0 | 0
00 Ret.ExistDryFGD_ACI & HRI & CCS | 0 | 0 | 0 | 0 | 0 | 0 | 0
00 Ret.ExistDryFGD_ACI & SCR | 796.0629 | 66.3197 | 0 | 0 | 0 | 0 | 0
00 Ret.ExistDryFGD_ACI & SCR & CCS | 0 | 0 | 0 | 0 | 0 | 0 | 0
00 Ret.ExistDryFGD_ACI & SCR & HRI | 0 | 0 | 862.3826 | 0 | 0 | 0 | 3.6484
00 Ret.ExistDryFGD_ACI & SCR & HRI & CCS | 0 | 0 | 0 | 0 | 0 | 0 | 0
00 Ret.ExistDryFGD_SCR & ACI & CCS | 0 | 0 | 0 | 0 | 0 | 0 | 0
00 Ret.ExistDryFGD_SCR & ACI & HRI | 0 | 0 | 2223.1878 | 146.6982 | 0 | 0 | 0
00 Ret.ExistDryFGD_SCR & ACI & HRI & CCS | 0 | 0 | 0 | 0 | 0 | 0 | 0
00 Ret.ExistDryFGD_SCR & CCS | 0 | 0 | 0 | 0 | 0 | 0 | 0
00 Ret.ExistDryFGD_SNCR & ACI & CCS | 0 | 0 | 0 | 0 | 0 | 0 | 0
00 Ret.ExistDryFGD_SNCR & ACI & HRI | 0 | 0 | 644.6734 | 0 | 0 | 0 | 0
00 Ret.ExistDryFGD_SNCR & ACI & HRI & CCS | 0 | 0 | 0 | 0 | 0 | 0 | 0
00 Ret.ExistDryFGD_SNCR & CCS | 0 | 0 | 0 | 0 | 0 | 0 | 0
00 Ret.ExistDSI & ACI | 0 | 0 | 0 | 0 | 0 | 0 | 0
00 Ret.ExistDSI & ACI & HRI | 0 | 0 | 0 | 0 | 0 | 0 | 0
00 Ret.ExistDSI & ACI & SCR | 0 | 0 | 0 | 0 | 0 | 0 | 0
00 Ret.ExistDSI & ACI & SCR & DryFGD & CCS | 0 | 0 | 0 | 0 | 0 | 0 | 0
00 Ret.ExistDSI & ACI & SCR & DryFGD & HRI | 0 | 0 | 0 | 0 | 0 | 0 | 0
00 Ret.ExistDSI & ACI & SCR & DryFGD & HRI & CCS | 0 | 0 | 0 | 0 | 0 | 0 | 0
00 Ret.ExistDSI & ACI & SCR & HRI | 0 | 0 | 0 | 0 | 0 | 0 | 0
00 Ret.ExistDSI & DryFGD | 0 | 0 | 0 | 0 | 0 | 0 | 0
00 Ret.ExistDSI & DryFGD & ACI | 0 | 0 | 0 | 0 | 0 | 0 | 0
00 Ret.ExistDSI & DryFGD & ACI & CCS | 0 | 0 | 0 | 0 | 0 | 0 | 0
00 Ret.ExistDSI & DryFGD & ACI & HRI | 0 | 0 | 0 | 0 | 0 | 0 | 0
00 Ret.ExistDSI & DryFGD & ACI & HRI & CCS | 0 | 0 | 0 | 0 | 0 | 0 | 0
00 Ret.ExistDSI & DryFGD & CCS | 0 | 0 | 0 | 0 | 0 | 0 | 0
00 Ret.ExistDSI & DryFGD & HRI | 0 | 0 | 0 | 0 | 0 | 0 | 0
00 Ret.ExistDSI & DryFGD & HRI & CCS | 0 | 0 | 0 | 0 | 0 | 0 | 0
00 Ret.ExistDSI & HRI | 0 | 0 | 0 | 0 | 0 | 0 | 0
00 Ret.ExistDSI & SCR | 0 | 0 | 0 | 0 | 0 | 0 | 0
00 Ret.ExistDSI & SCR & DryFGD | 0 | 0 | 0 | 0 | 0 | 0 | 0
00 Ret.ExistDSI & SCR & DryFGD & ACI | 0 | 0 | 0 | 0 | 0 | 0 | 0
00 Ret.ExistDSI & SCR & DryFGD & CCS | 0 | 0 | 0 | 0 | 0 | 0 | 0
00 Ret.ExistDSI & SCR & DryFGD & HRI | 0 | 0 | 0 | 0 | 0 | 0 | 0
00 Ret.ExistDSI & SCR & DryFGD & HRI & CCS | 0 | 0 | 0 | 0 | 0 | 0 | 0
00 Ret.ExistDSI & SCR & HRI | 0 | 0 | 0 | 0 | 0 | 0 | 0
00 Ret.ExistDSI & SCR & WetFGD | 0 | 0 | 0 | 0 | 0 | 0 | 0
00 Ret.ExistDSI & SCR & WetFGD & CCS | 0 | 0 | 0 | 0 | 0 | 0 | 0
00 Ret.ExistDSI & SCR & WetFGD & HRI | 0 | 0 | 0 | 0 | 0 | 0 | 0
00 Ret.ExistDSI & SCR & WetFGD & HRI & CCS | 0 | 0 | 0 | 0 | 0 | 0 | 0
00 Ret.ExistDSI & WetFGD | 0 | 0 | 0 | 0 | 0 | 0 | 0
00 Ret.ExistDSI & WetFGD & ACI | 0 | 0 | 0 | 0 | 0 | 0 | 0
00 Ret.ExistDSI & WetFGD & ACI & HRI | 0 | 0 | 0 | 0 | 0 | 0 | 0
00 Ret.ExistDSI & WetFGD & CCS | 0 | 0 | 0 | 0 | 0 | 0 | 0
00 Ret.ExistDSI & WetFGD & HRI | 0 | 0 | 0 | 0 | 0 | 0 | 0
00 Ret.ExistDSI & WetFGD & HRI & CCS | 0 | 0 | 0 | 0 | 0 | 0 | 0
00 Ret.ExistIGCC & CCS | 0 | 0 | 0 | 0 | 0 | 0 | 0
00 Ret.ExistSCR & ACI | 1881.9918 | 0 | 0 | 0 | 0 | 0 | 0
00 Ret.ExistSCR & ACI & DryFGD | 326.9406 | 0 | 0 | 0 | 0 | 0 | 0
00 Ret.ExistSCR & ACI & DryFGD & HRI | 0 | 0 | 186.0938 | 0 | 0 | 0 | 0
00 Ret.ExistSCR & ACI & DSI | 2683.0795 | 0 | 0 | 0 | 0 | 0 | 0
00 Ret.ExistSCR & ACI & DSI & DryFGD | 0 | 0 | 0 | 0 | 0 | 0 | 0
00 Ret.ExistSCR & ACI & DSI & DryFGD & HRI | 0 | 0 | 0 | 0 | 0 | 0 | 0
00 Ret.ExistSCR & ACI & DSI & HRI | 0 | 0 | 2683.0795 | 0 | 0 | 0 | 0
00 Ret.ExistSCR & ACI & DSI & WetFGD | 0 | 0 | 0 | 0 | 0 | 0 | 0
00 Ret.ExistSCR & ACI & DSI & WetFGD & HRI | 0 | 0 | 0 | 0 | 0 | 0 | 0
00 Ret.ExistSCR & ACI & HRI | 0 | 0 | 350.8334 | 0 | 0 | 0 | 0
00 Ret.ExistSCR & ACI & WetFGD | 0 | 0 | 0 | 0 | 0 | 0 | 0
00 Ret.ExistSCR & ACI & WetFGD & HRI | 0 | 0 | 0 | 0 | 0 | 0 | 0
00 Ret.ExistSCR & DryFGD | 0 | 0 | 0 | 0 | 0 | 0 | 0
00 Ret.ExistSCR & DryFGD & ACI & CCS | 0 | 0 | 0 | 0 | 0 | 0 | 0
00 Ret.ExistSCR & DryFGD & ACI & HRI & CCS | 0 | 0 | 0 | 0 | 0 | 0 | 0
00 Ret.ExistSCR & DryFGD & CCS | 0 | 0 | 0 | 0 | 0 | 0 | 0
00 Ret.ExistSCR & DryFGD & HRI | 0 | 0 | 0 | 0 | 0 | 0 | 0
00 Ret.ExistSCR & DryFGD & HRI & CCS | 0 | 0 | 0 | 0 | 0 | 0 | 0
00 Ret.ExistSCR & DSI | 0 | 0 | 0 | 0 | 0 | 0 | 0
00 Ret.ExistSCR & DSI & DryFGD | 0 | 0 | 0 | 0 | 0 | 0 | 0
00 Ret.ExistSCR & DSI & DryFGD & HRI | 0 | 0 | 0 | 0 | 0 | 0 | 0
00 Ret.ExistSCR & DSI & HRI | 0 | 0 | 0 | 0 | 0 | 0 | 0
00 Ret.ExistSCR & DSI & WetFGD | 0 | 0 | 0 | 0 | 0 | 0 | 0
00 Ret.ExistSCR & DSI & WetFGD & HRI | 0 | 0 | 0 | 0 | 0 | 0 | 0
00 Ret.ExistSCR & HRI | 0 | 0 | 0 | 0 | 0 | 0 | 0
00 Ret.ExistSCR & WetFGD | 0 | 0 | 0 | 0 | 0 | 0 | 0
00 Ret.ExistSCR & WetFGD & ACI & CCS | 0 | 0 | 0 | 0 | 0 | 0 | 0
00 Ret.ExistSCR & WetFGD & ACI & HRI & CCS | 0 | 0 | 0 | 0 | 0 | 0 | 0
00 Ret.ExistSCR & WetFGD & CCS | 0 | 0 | 0 | 0 | 0 | 0 | 0
00 Ret.ExistSCR & WetFGD & HRI | 0 | 0 | 0 | 0 | 0 | 0 | 0
00 Ret.ExistSCR & WetFGD & HRI & CCS | 0 | 0 | 0 | 0 | 0 | 0 | 0
00 Ret.ExistSCR_ACI & DryFGD | 1043.1033 | 0 | 0 | 0 | 0 | 0 | 0
00 Ret.ExistSCR_ACI & DryFGD & CCS | 0 | 0 | 0 | 0 | 0 | 0 | 0
00 Ret.ExistSCR_ACI & DryFGD & HRI | 0 | 0 | 1043.1033 | 0 | 0 | 0 | 0
00 Ret.ExistSCR_ACI & DryFGD & HRI & CCS | 0 | 0 | 0 | 0 | 0 | 0 | 0
00 Ret.ExistSCR_ACI & DSI | 2.9826 | 0 | 0 | 0 | 0 | 0 | 0
00 Ret.ExistSCR_ACI & DSI & HRI | 0 | 0 | 2.9826 | 0 | 0 | 0 | 0
00 Ret.ExistSCR_ACI & HRI | 0 | 0 | 0 | 0 | 0 | 0 | 0
00 Ret.ExistSCR_ACI & WetFGD | 0 | 0 | 0 | 0 | 0 | 0 | 0
00 Ret.ExistSCR_ACI & WetFGD & CCS | 0 | 0 | 0 | 0 | 0 | 0 | 0
00 Ret.ExistSCR_ACI & WetFGD & HRI | 0 | 0 | 0 | 0 | 0 | 0 | 0
00 Ret.ExistSCR_ACI & WetFGD & HRI & CCS | 0 | 0 | 0 | 0 | 0 | 0 | 0
00 Ret.ExistSCR_ACI_DSI & DryFGD | 0 | 0 | 0 | 0 | 0 | 0 | 0
00 Ret.ExistSCR_ACI_DSI & DryFGD & CCS | 0 | 0 | 0 | 0 | 0 | 0 | 0
00 Ret.ExistSCR_ACI_DSI & DryFGD & HRI | 0 | 0 | 0 | 0 | 0 | 0 | 0
00 Ret.ExistSCR_ACI_DSI & DryFGD & HRI & CCS | 0 | 0 | 0 | 0 | 0 | 0 | 0
00 Ret.ExistSCR_ACI_DSI & HRI | 0 | 0 | 1158 | 0 | 0 | 0 | 0
00 Ret.ExistSCR_ACI_DSI & WetFGD | 0 | 0 | 0 | 0 | 0 | 0 | 0
00 Ret.ExistSCR_ACI_DSI & WetFGD & CCS | 0 | 0 | 0 | 0 | 0 | 0 | 0
00 Ret.ExistSCR_ACI_DSI & WetFGD & HRI | 0 | 0 | 0 | 0 | 0 | 0 | 0
00 Ret.ExistSCR_ACI_DSI & WetFGD & HRI & CCS | 0 | 0 | 0 | 0 | 0 | 0 | 0
00 Ret.ExistSCR_DryFGD & ACI | 2369.8859 | 0 | 0 | 0 | 0 | 0 | 0
00 Ret.ExistSCR_DryFGD & HRI | 0 | 0 | 515 | 0 | 0 | 0 | 0
00 Ret.ExistSCR_DryFGD & HRI & CCS | 0 | 0 | 0 | 0 | 0 | 0 | 0
00 Ret.ExistSCR_DryFGD_ACI & CCS | 0 | 0 | 0 | 0 | 0 | 0 | 0
00 Ret.ExistSCR_DryFGD_ACI & HRI | 0 | 0 | 6832.3005 | 0 | 0 | 0 | 0
00 Ret.ExistSCR_DryFGD_ACI & HRI & CCS | 0 | 0 | 0 | 0 | 0 | 0 | 0
00 Ret.ExistSCR_DSI & ACI | 0 | 0 | 0 | 0 | 0 | 0 | 0
00 Ret.ExistSCR_DSI & ACI & HRI | 0 | 0 | 0 | 0 | 0 | 0 | 0
00 Ret.ExistSCR_DSI & DryFGD | 0 | 0 | 0 | 0 | 0 | 0 | 0
00 Ret.ExistSCR_DSI & DryFGD & ACI | 0 | 0 | 0 | 0 | 0 | 0 | 0
00 Ret.ExistSCR_DSI & DryFGD & ACI & HRI | 0 | 0 | 0 | 0 | 0 | 0 | 0
00 Ret.ExistSCR_DSI & DryFGD & HRI | 0 | 0 | 0 | 0 | 0 | 0 | 0
00 Ret.ExistSCR_DSI & HRI | 0 | 0 | 0 | 0 | 0 | 0 | 0
00 Ret.ExistSCR_DSI & WetFGD | 0 | 0 | 0 | 0 | 0 | 0 | 0
00 Ret.ExistSCR_DSI & WetFGD & ACI | 0 | 0 | 0 | 0 | 0 | 0 | 0
00 Ret.ExistSCR_DSI & WetFGD & ACI & HRI | 0 | 0 | 0 | 0 | 0 | 0 | 0
00 Ret.ExistSCR_DSI & WetFGD & HRI | 0 | 0 | 0 | 0 | 0 | 0 | 0
00 Ret.ExistSCR_WetFGD & ACI | 5731.4352 | 0 | 0 | 0 | 0 | 0 | 0
00 Ret.ExistSCR_WetFGD & HRI | 0 | 0 | 66520.8137 | 0 | 0 | 0 | 0
00 Ret.ExistSCR_WetFGD & HRI & CCS | 0 | 0 | 0 | 0 | 0 | 0 | 0
00 Ret.ExistSCR_WetFGD_ACI & CCS | 0 | 0 | 0 | 0 | 0 | 0 | 0
00 Ret.ExistSCR_WetFGD_ACI & HRI | 0 | 0 | 10842.6392 | 109.223 | 0 | 0 | 0
00 Ret.ExistSCR_WetFGD_ACI & HRI & CCS | 0 | 0 | 0 | 0 | 0 | 0 | 0
00 Ret.ExistSNCR & ACI | 41.4472 | 0 | 0 | 0 | 0 | 0 | 0
00 Ret.ExistSNCR & ACI & DryFGD | 0 | 0 | 0 | 0 | 0 | 0 | 0
00 Ret.ExistSNCR & ACI & DryFGD & HRI | 0 | 0 | 0 | 0 | 0 | 0 | 0
00 Ret.ExistSNCR & ACI & DSI | 132.9289 | 0 | 0 | 0 | 0 | 0 | 0
00 Ret.ExistSNCR & ACI & DSI & DryFGD | 0 | 0 | 0 | 0 | 0 | 0 | 0
00 Ret.ExistSNCR & ACI & DSI & DryFGD & HRI | 0 | 0 | 0 | 0 | 0 | 0 | 0
00 Ret.ExistSNCR & ACI & DSI & HRI | 0 | 0 | 132.9289 | 0 | 0 | 0 | 0
00 Ret.ExistSNCR & ACI & DSI & WetFGD | 0 | 0 | 0 | 0 | 0 | 0 | 0
00 Ret.ExistSNCR & ACI & DSI & WetFGD & HRI | 0 | 0 | 0 | 0 | 0 | 0 | 0
00 Ret.ExistSNCR & ACI & HRI | 0 | 0 | 41.4472 | 0 | 0 | 0 | 0
00 Ret.ExistSNCR & ACI & WetFGD | 0 | 0 | 0 | 0 | 0 | 0 | 0
00 Ret.ExistSNCR & ACI & WetFGD & HRI | 0 | 0 | 0 | 0 | 0 | 0 | 0
00 Ret.ExistSNCR & DryFGD | 98.0594 | 0 | 0 | 0 | 0 | 0 | 0
00 Ret.ExistSNCR & DryFGD & CCS | 0 | 0 | 0 | 0 | 0 | 0 | 0
00 Ret.ExistSNCR & DryFGD & HRI | 0 | 0 | 98.0594 | 0 | 0 | 0 | 0
00 Ret.ExistSNCR & DryFGD & HRI & CCS | 0 | 0 | 0 | 0 | 0 | 0 | 0
00 Ret.ExistSNCR & DSI | 0 | 0 | 0 | 0 | 0 | 0 | 0
00 Ret.ExistSNCR & DSI & DryFGD | 0 | 0 | 0 | 0 | 0 | 0 | 0
00 Ret.ExistSNCR & DSI & DryFGD & HRI | 0 | 0 | 0 | 0 | 0 | 0 | 0
00 Ret.ExistSNCR & DSI & HRI | 0 | 0 | 0 | 0 | 0 | 0 | 0
00 Ret.ExistSNCR & DSI & WetFGD | 0 | 0 | 0 | 0 | 0 | 0 | 0
00 Ret.ExistSNCR & DSI & WetFGD & HRI | 0 | 0 | 0 | 0 | 0 | 0 | 0
00 Ret.ExistSNCR & HRI | 0 | 0 | 135 | 0 | 0 | 0 | 0
00 Ret.ExistSNCR & WetFGD | 0.9849 | 0 | 0 | 0 | 0 | 0 | 0
00 Ret.ExistSNCR & WetFGD & ACI & CCS | 0 | 0 | 0 | 0 | 0 | 0 | 0
00 Ret.ExistSNCR & WetFGD & ACI & HRI & CCS | 0 | 0 | 0 | 0 | 0 | 0 | 0
00 Ret.ExistSNCR & WetFGD & CCS | 0 | 0 | 0 | 0 | 0 | 0 | 0
00 Ret.ExistSNCR & WetFGD & HRI | 0 | 0 | 0.9849 | 0 | 0 | 0 | 0
00 Ret.ExistSNCR & WetFGD & HRI & CCS | 0 | 0 | 0 | 0 | 0 | 0 | 0
00 Ret.ExistSNCR_ACI & DryFGD | 99.6805 | 0 | 0 | 0 | 0 | 0 | 0
00 Ret.ExistSNCR_ACI & DryFGD & CCS | 0 | 0 | 0 | 0 | 0 | 0 | 0
00 Ret.ExistSNCR_ACI & DryFGD & HRI | 0 | 0 | 99.6805 | 0 | 0 | 0 | 0
00 Ret.ExistSNCR_ACI & DryFGD & HRI & CCS | 0 | 0 | 0 | 0 | 0 | 0 | 0
00 Ret.ExistSNCR_ACI & DSI | 0 | 0 | 0 | 0 | 0 | 0 | 0
00 Ret.ExistSNCR_ACI & DSI & HRI | 0 | 0 | 0 | 0 | 0 | 0 | 0
00 Ret.ExistSNCR_ACI & HRI | 0 | 0 | 0 | 0 | 0 | 0 | 0
00 Ret.ExistSNCR_ACI & WetFGD | 0 | 0 | 0 | 0 | 0 | 0 | 0
00 Ret.ExistSNCR_ACI & WetFGD & CCS | 0 | 0 | 0 | 0 | 0 | 0 | 0
00 Ret.ExistSNCR_ACI & WetFGD & HRI | 0 | 0 | 0 | 0 | 0 | 0 | 0
00 Ret.ExistSNCR_ACI & WetFGD & HRI & CCS | 0 | 0 | 0 | 0 | 0 | 0 | 0
00 Ret.ExistSNCR_ACI_DSI & DryFGD | 0 | 0 | 0 | 0 | 0 | 0 | 0
00 Ret.ExistSNCR_ACI_DSI & DryFGD & HRI | 0 | 0 | 0 | 0 | 0 | 0 | 0
00 Ret.ExistSNCR_ACI_DSI & HRI | 0 | 0 | 0 | 0 | 0 | 0 | 0
00 Ret.ExistSNCR_ACI_DSI & WetFGD | 0 | 0 | 0 | 0 | 0 | 0 | 0
00 Ret.ExistSNCR_ACI_DSI & WetFGD & HRI | 0 | 0 | 0 | 0 | 0 | 0 | 0
00 Ret.ExistSNCR_DryFGD & ACI | 644.6734 | 0 | 0 | 0 | 0 | 0 | 0
00 Ret.ExistSNCR_DryFGD & HRI | 0 | 0 | 0 | 0 | 0 | 0 | 0
00 Ret.ExistSNCR_DryFGD & HRI & CCS | 0 | 0 | 0 | 0 | 0 | 0 | 0
00 Ret.ExistSNCR_DryFGD_ACI & CCS | 0 | 0 | 0 | 0 | 0 | 0 | 0
00 Ret.ExistSNCR_DryFGD_ACI & HRI | 0 | 0 | 189.4087 | 0 | 0 | 0 | 0
00 Ret.ExistSNCR_WetFGD & ACI | 5460.8647 | 0 | 0 | 0 | 0 | 0 | 0
00 Ret.ExistSNCR_WetFGD & HRI | 0 | 0 | 2020.3613 | 0 | 0 | 0 | 154.5956
00 Ret.ExistSNCR_WetFGD & HRI & CCS | 0 | 0 | 0 | 0 | 0 | 0 | 0
00 Ret.ExistSNCR_WetFGD_ACI & CCS | 0 | 0 | 0 | 0 | 0 | 0 | 0
00 Ret.ExistSNCR_WetFGD_ACI & HRI | 0 | 0 | 760 | 0 | 0 | 0 | 0
00 Ret.ExistSNCR_WetFGD_ACI & HRI & CCS | 0 | 0 | 0 | 0 | 0 | 0 | 0
00 Ret.ExistWetFGD & ACI | 19558.6507 | 0 | 0 | 0 | 0 | 0 | 0
00 Ret.ExistWetFGD & ACI & CCS | 0 | 0 | 0 | 0 | 0 | 0 | 0
00 Ret.ExistWetFGD & ACI & HRI | 0 | 0 | 15046.3166 | 0 | 0 | 0 | 0
00 Ret.ExistWetFGD & ACI & HRI & CCS | 0 | 0 | 0 | 0 | 0 | 0 | 0
00 Ret.ExistWetFGD & ACI & SCR | 862.2921 | 1754.3138 | 0 | 0 | 0 | 0 | 0
00 Ret.ExistWetFGD & ACI & SCR & CCS | 0 | 0 | 0 | 0 | 0 | 0 | 0
00 Ret.ExistWetFGD & ACI & SCR & HRI | 0 | 0 | 862.2921 | 0 | 0 | 0 | 0
00 Ret.ExistWetFGD & ACI & SCR & HRI & CCS | 0 | 0 | 0 | 0 | 0 | 0 | 0
00 Ret.ExistWetFGD & ACI & SNCR | 0 | 0 | 0 | 0 | 0 | 0 | 0
00 Ret.ExistWetFGD & ACI & SNCR & HRI | 0 | 0 | 0 | 0 | 0 | 0 | 0
00 Ret.ExistWetFGD & CCS | 0 | 0 | 0 | 0 | 0 | 0 | 0
00 Ret.ExistWetFGD & HRI | 0 | 0 | 4230.9987 | 0 | 0 | 0 | 0
00 Ret.ExistWetFGD & HRI & CCS | 0 | 0 | 0 | 0 | 0 | 0 | 0
00 Ret.ExistWetFGD & SCR | 2663.1206 | 827.7289 | 1789.9518 | 0 | 0 | 0 | 0
00 Ret.ExistWetFGD & SCR & CCS | 0 | 0 | 0 | 0 | 0 | 0 | 0
00 Ret.ExistWetFGD & SCR & HRI | 0 | 0 | 3054.9484 | 1.1679 | 0 | 0 | 0
00 Ret.ExistWetFGD & SCR & HRI & CCS | 0 | 0 | 0 | 0 | 0 | 0 | 0
00 Ret.ExistWetFGD & SNCR | 0 | 0 | 0 | 0 | 0 | 0 | 0
00 Ret.ExistWetFGD & SNCR & HRI | 0 | 0 | 0 | 0 | 0 | 0 | 0
00 Ret.ExistWetFGD_ACI & CCS | 0 | 0 | 0 | 0 | 0 | 0 | 0
00 Ret.ExistWetFGD_ACI & HRI | 0 | 0 | 4338.0854 | 0 | 0 | 0 | 0
00 Ret.ExistWetFGD_ACI & HRI & CCS | 0 | 0 | 0 | 0 | 0 | 0 | 0
00 Ret.ExistWetFGD_ACI & SCR | 822.1133 | 233.5259 | 0 | 0 | 0 | 0 | 0
00 Ret.ExistWetFGD_ACI & SCR & CCS | 0 | 0 | 0 | 0 | 0 | 0 | 0
00 Ret.ExistWetFGD_ACI & SCR & HRI | 0 | 0 | 878.9597 | 0 | 0 | 0 | 0
00 Ret.ExistWetFGD_ACI & SCR & HRI & CCS | 0 | 0 | 0 | 0 | 0 | 0 | 0
00 Ret.ExistWetFGD_ACI & SNCR | 0 | 0 | 0 | 0 | 0 | 0 | 0
00 Ret.ExistWetFGD_ACI & SNCR & HRI | 0 | 0 | 0 | 0 | 0 | 0 | 0
00 Ret.ExistWetFGD_SCR & ACI & CCS | 0 | 0 | 0 | 0 | 0 | 0 | 0
00 Ret.ExistWetFGD_SCR & ACI & HRI | 0 | 0 | 4347.0924 | 0 | 0 | 0 | 0
00 Ret.ExistWetFGD_SCR & ACI & HRI & CCS | 0 | 0 | 0 | 0 | 0 | 0 | 0
00 Ret.ExistWetFGD_SCR & CCS | 0 | 0 | 0 | 0 | 0 | 0 | 0
00 Ret.ExistWetFGD_SNCR & ACI & CCS | 0 | 0 | 0 | 0 | 0 | 0 | 0
00 Ret.ExistWetFGD_SNCR & ACI & HRI | 0 | 0 | 4287.8009 | 0 | 0 | 0 | 155.3783
00 Ret.ExistWetFGD_SNCR & ACI & HRI & CCS | 0 | 0 | 0 | 0 | 0 | 0 | 0
00 Ret.ExistWetFGD_SNCR & CCS | 0 | 0 | 0 | 0 | 0 | 0 | 0
00 Ret.FB & ACI | 1104.3498 | 0 | 0 | 0 | 0 | 0 | 0
00 Ret.FB & ACI & HRI | 0 | 0 | 304.8186 | 0 | 0 | 0 | 319.8214
00 Ret.FB & HRI | 0 | 0 | 296 | 0 | 0 | 0 | 0
00 Ret.FB DryFGD | 120.4525 | 0 | 0 | 0 | 0 | 0 | 0
00 Ret.FB DryFGD & ACI | 0 | 0 | 0 | 0 | 0 | 0 | 0
00 Ret.FB DryFGD & ACI & HRI | 0 | 0 | 0 | 0 | 0 | 0 | 0
00 Ret.FB DryFGD & HRI | 0 | 0 | 65.999 | 0 | 0 | 0 | 0
00 Ret.FB DryFGD & SNCR | 120.3923 | 0 | 0 | 0 | 0 | 0 | 0
00 Ret.FB DryFGD & SNCR & HRI | 0 | 0 | 41.3443 | 0 | 0 | 0 | 0
00 Ret.FB SNCR & DryFGD & ACI | 0 | 0 | 0 | 0 | 0 | 0 | 0
00 Ret.FB SNCR & DryFGD & ACI & HRI | 0 | 0 | 0 | 0 | 0 | 0 | 0
00 Ret.FB-ACI & SNCR | 0 | 0 | 0 | 0 | 0 | 0 | 0
00 Ret.FB-ACI & SNCR & CCS | 0 | 0 | 0 | 0 | 0 | 0 | 0
00 Ret.FB-ACI & SNCR & HRI | 0 | 0 | 0 | 0 | 0 | 0 | 0
00 Ret.FB-ACI & SNCR & HRI & CCS | 0 | 0 | 0 | 0 | 0 | 0 | 0
00 Ret.FB-Exist ACI & DryFGD | 0 | 0 | 0 | 0 | 0 | 0 | 0
00 Ret.FB-Exist ACI & DryFGD & HRI | 0 | 0 | 0 | 0 | 0 | 0 | 0
00 Ret.FB-Exist ACI & DryFGD & SNCR | 0 | 0 | 0 | 0 | 0 | 0 | 0
00 Ret.FB-Exist ACI & DryFGD & SNCR & HRI | 0 | 0 | 0 | 0 | 0 | 0 | 0
00 Ret.FB-Exist ACI & SNCR | 0 | 0 | 0 | 0 | 0 | 0 | 0
00 Ret.FB-Exist ACI & SNCR & HRI | 0 | 0 | 0 | 0 | 0 | 0 | 0
00 Ret.FB-ExistACI & HRI | 0 | 0 | 0 | 0 | 0 | 0 | 0
00 Ret.FB-ExistDryFGD & ACI | 0 | 0 | 0 | 0 | 0 | 0 | 0
00 Ret.FB-ExistDryFGD & ACI & HRI | 0 | 0 | 0 | 0 | 0 | 0 | 0
00 Ret.FB-ExistDryFGD & ACI & SNCR | 0 | 0 | 0 | 0 | 0 | 0 | 0
00 Ret.FB-ExistDryFGD & ACI & SNCR & HRI | 0 | 0 | 0 | 0 | 0 | 0 | 0
00 Ret.FB-ExistDryFGD & CCS | 0 | 0 | 0 | 0 | 0 | 0 | 0
00 Ret.FB-ExistDryFGD & HRI | 0 | 0 | 43 | 0 | 0 | 0 | 0
00 Ret.FB-ExistDryFGD & SNCR | 0 | 0 | 0 | 0 | 0 | 0 | 0
00 Ret.FB-ExistDryFGD & SNCR & HRI | 0 | 0 | 0 | 0 | 0 | 0 | 0
00 Ret.FB-ExistDryFGD_ACI & CCS | 0 | 0 | 0 | 0 | 0 | 0 | 0
00 Ret.FB-ExistDryFGD_SNCR & ACI | 0 | 0 | 0 | 0 | 0 | 0 | 0
00 Ret.FB-ExistDryFGD_SNCR & ACI & HRI | 0 | 0 | 0 | 0 | 0 | 0 | 0
00 Ret.FB-ExistDryFGD_SNCR & CCS | 0 | 0 | 0 | 0 | 0 | 0 | 0
00 Ret.FB-ExistDryFGD_SNCR & HRI | 0 | 0 | 1884 | 0 | 0 | 0 | 0
00 Ret.FB-ExistDryFGD_SNCR & HRI & CCS | 0 | 0 | 0 | 0 | 0 | 0 | 0
00 Ret.FB-ExistDryFGD_SNCR_ACI & HRI | 0 | 0 | 570 | 0 | 0 | 0 | 0
00 Ret.FB-ExistWetFGD_SNCR_ACI & HRI | 0 | 0 | 0 | 0 | 0 | 0 | 0
00 Ret.FB-ExistSNCR & ACI | 59.9671 | 0 | 0 | 0 | 0 | 0 | 0
00 Ret.FB-ExistSNCR & ACI & HRI | 0 | 0 | 0 | 0 | 0 | 0 | 0
00 Ret.FB-ExistSNCR & DryFGD | 0 | 0 | 0 | 0 | 0 | 0 | 0
00 Ret.FB-ExistSNCR & DryFGD & ACI | 0 | 0 | 0 | 0 | 0 | 0 | 0
00 Ret.FB-ExistSNCR & DryFGD & ACI & HRI | 0 | 0 | 0 | 0 | 0 | 0 | 0
00 Ret.FB-ExistSNCR & DryFGD & HRI | 0 | 0 | 110.3887 | 0 | 0 | 0 | 0
00 Ret.FB-ExistSNCR & HRI | 0 | 0 | 332 | 0 | 0 | 0 | 0
00 Ret.FB-SNCR | 0 | 0 | 0 | 0 | 0 | 0 | 0
00 Ret.FB-SNCR & HRI | 0 | 0 | 0 | 0 | 0 | 0 | 0
00 Ret.HRI | 0 | 0 | 628.2818 | 0 | 0 | 0 | 0
00 Ret.Oil/Gas Steam SCR | 1.657 | 0 | 0 | 0 | 0 | 0 | 0
00 Ret.SCR | 0 | 1.6935 | 0 | 0 | 0 | 0 | 0
00 Ret.SCR & DryFGD | 0 | 0 | 0 | 0 | 0 | 0 | 0
00 Ret.SCR & DryFGD & ACI | 0 | 0 | 0 | 0 | 0 | 0 | 0
00 Ret.SCR & DryFGD & CCS | 0 | 0 | 0 | 0 | 0 | 0 | 0
00 Ret.SCR & DryFGD & HRI | 0 | 0 | 0 | 0 | 0 | 0 | 0
00 Ret.SCR & DryFGD & HRI & CCS | 0 | 0 | 0 | 0 | 0 | 0 | 0
00 Ret.SCR & DSI | 0 | 0 | 0 | 0 | 0 | 0 | 0
00 Ret.SCR & DSI & DryFGD | 0 | 0 | 0 | 0 | 0 | 0 | 0
00 Ret.SCR & DSI & DryFGD & HRI | 0 | 0 | 0 | 0 | 0 | 0 | 0
00 Ret.SCR & DSI & HRI | 0 | 0 | 0 | 0 | 0 | 0 | 0
00 Ret.SCR & DSI & WetFGD | 0 | 0 | 0 | 0 | 0 | 0 | 0
00 Ret.SCR & DSI & WetFGD & HRI | 0 | 0 | 0 | 0 | 0 | 0 | 0
00 Ret.SCR & HRI | 0 | 0 | 1.6935 | 0 | 0 | 0 | 0
00 Ret.SCR & WetFGD | 0 | 0 | 0 | 0 | 0 | 0 | 0
00 Ret.SCR & WetFGD & ACI | 0 | 0 | 0 | 0 | 0 | 0 | 0
00 Ret.SCR & WetFGD & CCS | 0 | 0 | 0 | 0 | 0 | 0 | 0
00 Ret.SCR & WetFGD & HRI | 0 | 0 | 0 | 0 | 0 | 0 | 0
00 Ret.SCR & WetFGD & HRI & CCS | 0 | 0 | 0 | 0 | 0 | 0 | 0
00 Ret.SNCR | 0 | 0 | 0 | 0 | 0 | 0 | 0
00 Ret.SNCR & DryFGD | 0 | 0 | 0 | 0 | 0 | 0 | 0
00 Ret.SNCR & DryFGD & ACI | 0 | 0 | 0 | 0 | 0 | 0 | 0
00 Ret.SNCR & DryFGD & ACI & HRI | 0 | 0 | 0 | 0 | 0 | 0 | 0
00 Ret.SNCR & DryFGD & HRI | 0 | 0 | 0 | 0 | 0 | 0 | 0
00 Ret.SNCR & DSI | 0 | 0 | 0 | 0 | 0 | 0 | 0
00 Ret.SNCR & DSI & HRI | 0 | 0 | 0 | 0 | 0 | 0 | 0
00 Ret.SNCR & HRI | 0 | 0 | 0 | 0 | 0 | 0 | 0
00 Ret.SNCR & WetFGD | 0 | 0 | 0 | 0 | 0 | 0 | 0
00 Ret.SNCR & WetFGD & ACI | 0 | 0 | 0 | 0 | 0 | 0 | 0
00 Ret.SNCR & WetFGD & ACI & HRI | 0 | 0 | 0 | 0 | 0 | 0 | 0
00 Ret.SNCR & WetFGD & HRI | 0 | 0 | 0 | 0 | 0 | 0 | 0
00 Ret.WetFGD | 924.791 | 104.0509 | 0 | 0 | 0 | 0 | 0
00 Ret.WetFGD & ACI & CCS | 0 | 0 | 0 | 0 | 0 | 0 | 0
00 Ret.WetFGD & ACI & HRI & CCS | 0 | 0 | 0 | 0 | 0 | 0 | 0
00 Ret.WetFGD & CCS | 0 | 0 | 0 | 0 | 0 | 0 | 0
00 Ret.WetFGD & HRI | 0 | 0 | 1028.8419 | 0 | 0 | 0 | 0
00 Ret.WetFGD & HRI & CCS | 0 | 0 | 0 | 0 | 0 | 0 | 0
00 CC Retirement | 3759.8341 | 0 | 115.4028 | 0 | 22.1 | 0 | 241.1878
00 CT Retirement | 672.818 | 0 | 0 | 0 | 0 | 0 | 0
00 O/G Retirement | 15044.4433 | 2969.3234 | 1509 | 0 | 0 | 0 | 0
00 Coal Retirement | 67087.8304 | 7160.6939 | 13838.8128 | 0 | 2728.7144 | 0 | 997.4369
00 IGCC Retirement | 45 | 0 | 220 | 0 | 0 | 0 | 0
00 Nuke Retirement | 617.3 | 0 | 613 | 0 | 2667.9 | 40993.5 | 51576.101
00 Non-Fossil Retirement | 0 | 0 | 0 | 0 | 0 | 0 | 0
Total | 362013.6631 | 107482.9939 | 435215.676 | 118700.7334 | 139073.0072 | 418665.7887 | 501494.5172
(**) Ind. Boiler capacity in MMBtu/hr, not included in the total
12. Generation by Capacity Reporting Type [GWh]
00 New Combined Cycle | 37935.1051 | 163411.125 | 281679.1679 | 515888.0853 | 846768.6144 | 1653113.7032 | 2391077.218
00 New Combined Cycle - Uncontrolled | 0 | 0 | 0 | 0 | 0 | 0 | 0
00 New Combined Cycle with Carbon Capture | 0 | 0 | 0 | 0 | 0 | 0 | 0
00 New Combustion Turbine | 0.64193 | 97.9496 | 471.2809 | 2976.8587 | 4822.8839 | 11737.3328 | 14615.962
00 New Hydro | 0 | 0 | 0 | 0 | 0 | 0 | 0
00 New Nuclear | 0 | 0 | 0 | 0 | 0 | 0 | 0
00 New Biomass | 1204.3942 | 1117.2702 | 1190.1767 | 1185.9615 | 1185.9615 | 1185.9615 | 1583.3846
00 New Geothermal | 0 | 10936.422 | 14064.1625 | 21883.5137 | 22379.7382 | 23269.7588 | 23669.4256
00 New Landfill Gas | 113.4246 | 113.4246 | 140.1193 | 140.1193 | 140.1193 | 140.1193 | 140.1193
00 New Offshore Wind | 0 | 0 | 0 | 337.2712 | 337.2712 | 337.2712 | 337.2712
00 New Onshore Wind | 19604.5858 | 71613.4301 | 100812.0008 | 148083.548 | 162643.9767 | 181543.5617 | 264830.5461
00 New Solar PV | 1072.1665 | 7967.7266 | 9080.3115 | 11636.6669 | 13004.8418 | 18438.8634 | 50976.7643
00 New Solar Thermal | 260.0424 | 949.8406 | 1446.5326 | 2320.8283 | 2382.1286 | 2382.1286 | 2449.9447
00 New Fuel Cell | 0 | 0 | 0 | 0 | 0 | 0 | 0
00 New IGCC | 0 | 0 | 0 | 0 | 0 | 0 | 0
00 New Advanced Coal with CCS | 0 | 0 | 2457.18 | 2457.18 | 2457.18 | 2457.18 | 2457.18
00 New SPC - Uncontrolled | 0 | 0 | 0 | 0 | 0 | 0 | 0
00 New SPC-WetFGD_SCR | 256.1424 | 256.1424 | 256.1424 | 256.1424 | 256.1424 | 256.1424 | 256.1424
00 New Future Technology | 0 | 0 | 0 | 0 | 0 | 0 | 0
00 Exist Combined Cycle | 1075539.1883 | 971611.5202 | 1090485.7497 | 1003042.5236 | 908489.7623 | 793153.4305 | 678076.3815
00 Exist Combustion Turbine | 29238.2182 | 18768.3307 | 35393.0994 | 35886.477 | 29269.8996 | 19540.2673 | 16044.8228
00 Exist Coal Steam_Uncontrolled | 18701.8618 | 20033.6768 | 8431.7338 | 8239.1218 | 8256.1334 | 7181.6832 | 8615.1649
00 Exist Coal Steam_ACI | 3014.4923 | 1178.8044 | 1178.8044 | 1178.8044 | 1178.8044 | 1178.8044 | 1178.8044
00 Exist Coal Steam_ACI_DSI | 0 | 0 | 0 | 0 | 0 | 0 | 0
00 Exist Coal Steam_DryFGD | 29027.063 | 24921.2763 | 2422.3368 | 2420.5297 | 2420.5297 | 2493.821 | 2568.788
00 Exist Coal Steam_DryFGD_ACI | 19517.5555 | 17363.9616 | 253.9172 | 253.9172 | 253.9172 | 124.2765 | 288.4407
00 Exist Coal Steam_DryFGD_SCR | 12564.1809 | 10248.0757 | 2719.3447 | 2348.2151 | 1716.6151 | 1213.0205 | 1499.6847
00 Exist Coal Steam_DryFGD_SCR_ACI | 73811.806 | 75215.0222 | 13713.7462 | 13304.3139 | 13088.7947 | 10314.7071 | 13795.1643
00 Exist Coal Steam_DryFGD_SNCR | 942.7395 | 1008.9303 | 1008.9303 | 1008.9303 | 1008.9303 | 1008.9303 | 1008.9303
00 Exist Coal Steam_DryFGD_SNCR_ACI | 1202.9272 | 1202.9272 | 0 | 0 | 0 | 0 | 0
00 Exist Coal Steam_DSI | 0 | 0 | 0 | 0 | 0 | 0 | 0
00 Exist Coal Steam_SCR | 2688.9419 | 3263.5007 | 0 | 0 | 0 | 0 | 0
00 Exist Coal Steam_SCR_ACI | 4.6991 | 0 | 0 | 0 | 0 | 0 | 0
00 Exist Coal Steam_SCR_ACI_DSI | 7846.7555 | 8251.6148 | 0 | 0 | 0 | 0 | 0
00 Exist Coal Steam_SCR_DSI | 0 | 0 | 0 | 0 | 0 | 0 | 0
00 Exist Coal Steam_SNCR | 1436.289 | 1440.9125 | 452.2698 | 456.1213 | 456.1213 | 456.1213 | 456.1213
00 Exist Coal Steam_SNCR_ACI | 0 | 0 | 0 | 0 | 0 | 0 | 0
00 Exist Coal Steam_SNCR_ACI_DSI | 0 | 0 | 0 | 0 | 0 | 0 | 0
00 Exist Coal Steam_WetFGD | 56968.4777 | 49291.133 | 0 | 0 | 0 | 0 | 0
00 Exist Coal Steam_WetFGD_ACI | 40025.3164 | 32061.1734 | 0 | 0 | 0 | 0 | 0
00 Exist Coal Steam_WetFGD_SCR | 573143.2423 | 573803.677 | 56497.4902 | 56059.4332 | 52448.9769 | 51603.9476 | 54053.4294
00 Exist Coal Steam_WetFGD_SCR_ACI | 104951.9817 | 101013.5473 | 22240.9163 | 19746.4277 | 18520.5618 | 17358.7234 | 17358.7234
00 Exist Coal Steam_WetFGD_SNCR | 19879.1517 | 19838.8539 | 2398.4086 | 1984.5657 | 431.7471 | 431.7471 | 431.7471
00 Exist Coal Steam_WetFGD_SNCR_ACI | 5541.2956 | 5541.2956 | 0 | 0 | 0 | 0 | 0
00 Exist FBC_Uncontrolled | 2607.2031 | 2607.2031 | 544.7309 | 544.7309 | 544.7309 | 544.7309 | 544.7309
00 Exist FBC_ACI | 0 | 0 | 0 | 0 | 0 | 0 | 0
00 Exist FBC_DryFGD | 1614.5784 | 1614.5784 | 1365.4906 | 1387.5163 | 1416.6114 | 1288.5309 | 1416.6114
00 Exist FBC_DryFGD_SNCR | 18228.1035 | 17251.5556 | 0 | 0 | 0 | 0 | 0
00 Exist FBC_DryFGD_SNCR_ACI | 8699.2865 | 9230.2304 | 4282.4194 | 3773.6668 | 3773.6668 | 2802.9832 | 2899.4949
00 Exist FBC_SNCR | 2010.5881 | 2010.5881 | 317.8867 | 300.2779 | 300.2779 | 61.1614 | 61.1614
00 Exist FBC_SNCR_ACI | 70.6356 | 70.6356 | 70.6356 | 70.6356 | 70.6356 | 70.6356 | 70.6356
00 Exist FBC_WetFGD_SNCR_ACI | 668.5133 | 668.5133 | 0 | 0 | 0 | 0 | 668.5133
00 Exist IGCC | 11699.7361 | 12037.3453 | 10521.3579 | 10521.3579 | 10521.3579 | 10521.3579 | 10521.3579
00 Exist Fossil_Other | 2204.3309 | 2204.3309 | 2204.3309 | 2204.3309 | 2204.3309 | 2204.3309 | 2204.3309
00 Exist Fuel Cell | 100.6733 | 72.9914 | 21.4442 | 110.9392 | 18.0077 | 15.3107 | 8.8033
00 Exist Hydro | 270077.2507 | 270077.2507 | 270077.2507 | 270077.2507 | 270077.2507 | 270077.2507 | 269857.2444
00 Exist Non Fossil_Other | 23397.2937 | 23397.2937 | 23397.2937 | 23397.2937 | 23397.2937 | 23397.2937 | 23397.2937
00 Exist Nuclear | 788058.3626 | 823422.7594 | 818638.1963 | 818638.1963 | 797305.4605 | 476860.3465 | 63256.1505
00 Exist Oil/Gas Steam | 35488.6489 | 30947.8772 | 14046.4991 | 7547.148 | 5461.6655 | 713.7653 | 608.4705
00 Exist Oil/Gas Steam_SCR | 7650.7121 | 6786.5499 | 2724.6345 | 1551.9141 | 287.0471 | 54.5786 | 54.5786
00 Exist Oil/Gas Steam_SNCR | 106.0974 | 70.318 | 0 | 0 | 0 | 0 | 0
00 Exist Biomass | 20857.5947 | 18558.1142 | 11935.7779 | 13000.3395 | 13452.6416 | 12879.5841 | 15136.5571
00 Exist Landfill Gas | 10319.3673 | 10319.3673 | 10319.3673 | 10319.3673 | 10319.3673 | 10319.3673 | 10319.3673
00 Exist Geothermal | 17033.4882 | 17033.4882 | 17033.4882 | 17033.4882 | 17033.4882 | 17033.4882 | 17033.4882
00 Exist Pump Storage | 11205.8735 | 9682.7482 | 11835.185 | 11331.8331 | 11876.1357 | 7284.3027 | 5958.9458
00 Exist Solar PV | 10353.7833 | 10353.7833 | 10353.7833 | 10353.7833 | 10353.7833 | 10353.7833 | 10353.7833
00 Exist Solar Thermal | 3269.464 | 3269.464 | 3269.464 | 3269.464 | 3269.464 | 3269.464 | 3269.464
00 Exist Wind | 157832.3123 | 157832.3123 | 157832.3123 | 157832.3123 | 157832.3123 | 157832.3123 | 157832.3123
00 International Imports | 944.328 | 833.952 | 613.2 | 63.072 | 1752 | 1752 | 1752
00 Ret.ACI | 33184.7297 | 29897.8191 | 0 | 0 | 0 | 0 | 0
00 Ret.ACI & DryFGD | 18.6133 | 18.6133 | 0 | 0 | 0 | 0 | 0
00 Ret.ACI & DryFGD & HRI | 0 | 0 | 16.3485 | 16.3485 | 15.7222 | 16.3485 | 18.6133
00 Ret.ACI & DSI | 86526.3128 | 85192.317 | 0 | 0 | 0 | 0 | 0
00 Ret.ACI & DSI & DryFGD | 0 | 0 | 0 | 0 | 0 | 0 | 0
00 Ret.ACI & DSI & DryFGD & HRI | 0 | 0 | 0 | 0 | 0 | 0 | 0
00 Ret.ACI & DSI & HRI | 0 | 0 | 80010.4071 | 75956.4545 | 74634.1492 | 74017.745 | 81655.1541
00 Ret.ACI & DSI & WetFGD & HRI | 0 | 0 | 0 | 0 | 0 | 0 | 0
00 Ret.ACI & HRI | 0 | 0 | 27866.2782 | 27174.9538 | 24783.8685 | 25984.4553 | 29818.6512
00 Ret.ACI & SCR | 0 | 0 | 0 | 0 | 0 | 0 | 0
00 Ret.ACI & SCR & DryFGD & CCS | 0 | 0 | 0 | 0 | 0 | 0 | 0
00 Ret.ACI & SCR & DryFGD & HRI | 0 | 0 | 0 | 0 | 0 | 0 | 0
00 Ret.ACI & SCR & DryFGD & HRI & CCS | 0 | 0 | 0 | 0 | 0 | 0 | 0
00 Ret.ACI & SCR & DSI | 764.8596 | 764.8596 | 0 | 0 | 0 | 0 | 0
00 Ret.ACI & SCR & DSI & DryFGD | 0 | 0 | 0 | 0 | 0 | 0 | 0
00 Ret.ACI & SCR & DSI & DryFGD & HRI | 0 | 0 | 0 | 0 | 0 | 0 | 0
00 Ret.ACI & SCR & DSI & HRI | 0 | 0 | 764.8596 | 764.8596 | 764.8596 | 764.8596 | 764.8596
00 Ret.ACI & SCR & DSI & WetFGD | 0 | 0 | 0 | 0 | 0 | 0 | 0
00 Ret.ACI & SCR & DSI & WetFGD & HRI | 0 | 0 | 0 | 0 | 0 | 0 | 0
00 Ret.ACI & SCR & HRI | 0 | 0 | 0 | 0 | 0 | 0 | 0
00 Ret.ACI & SCR & WetFGD & CCS | 0 | 0 | 0 | 0 | 0 | 0 | 0
00 Ret.ACI & SCR & WetFGD & HRI | 0 | 0 | 0 | 0 | 0 | 0 | 0
00 Ret.ACI & SCR & WetFGD & HRI & CCS | 0 | 0 | 0 | 0 | 0 | 0 | 0
00 Ret.ACI & SNCR | 0 | 0 | 0 | 0 | 0 | 0 | 0
00 Ret.ACI & SNCR & DSI | 0 | 0 | 0 | 0 | 0 | 0 | 0
00 Ret.ACI & SNCR & DSI & DryFGD | 0 | 0 | 0 | 0 | 0 | 0 | 0
00 Ret.ACI & SNCR & DSI & DryFGD & HRI | 0 | 0 | 0 | 0 | 0 | 0 | 0
00 Ret.ACI & SNCR & DSI & HRI | 0 | 0 | 0 | 0 | 0 | 0 | 0
00 Ret.ACI & SNCR & DSI & WetFGD | 0 | 0 | 0 | 0 | 0 | 0 | 0
00 Ret.ACI & SNCR & DSI & WetFGD & HRI | 0 | 0 | 0 | 0 | 0 | 0 | 0
00 Ret.ACI & SNCR & HRI | 0 | 0 | 0 | 0 | 0 | 0 | 0
00 Ret.ACI & WetFGD | 7259.521 | 7259.521 | 0 | 0 | 0 | 0 | 0
00 Ret.ACI & WetFGD & DSI | 0 | 0 | 0 | 0 | 0 | 0 | 0
00 Ret.ACI & WetFGD & HRI | 0 | 0 | 6603.5355 | 6341.1916 | 6216.5907 | 6341.1916 | 7259.521
00 Ret.C2G | 0 | 7.1747 | 3942.9707 | 3998.4553 | 4199.4362 | 4879.8684 | 2353.3097
00 Ret.C2G & SCR | 0 | 0 | 0 | 0 | 0 | 0 | 0
00 Ret.CCG | 0 | 0 | 0 | 0 | 0 | 0 | 0
00 Ret.DryFGD | 7.2937 | 7.2937 | 0 | 0 | 0 | 0 | 0
00 Ret.DryFGD & ACI & CCS | 0 | 0 | 0 | 0 | 0 | 0 | 0
00 Ret.DryFGD & ACI & HRI & CCS | 0 | 0 | 0 | 0 | 0 | 0 | 0
00 Ret.DryFGD & CCS | 0 | 0 | 0 | 0 | 0 | 0 | 0
00 Ret.DryFGD & HRI | 0 | 0 | 7.2937 | 7.2937 | 7.2937 | 7.2937 | 7.2937
00 Ret.DryFGD & HRI & CCS | 0 | 0 | 0 | 0 | 0 | 0 | 0
00 Ret.DSI | 1830.998 | 1830.998 | 0 | 0 | 0 | 0 | 0
00 Ret.DSI & DryFGD | 0 | 0 | 0 | 0 | 0 | 0 | 0
00 Ret.DSI & DryFGD & HRI | 0 | 0 | 0 | 0 | 0 | 0 | 0
00 Ret.DSI & HRI | 0 | 0 | 0 | 0 | 0 | 0 | 0
00 Ret.DSI & WetFGD | 0 | 0 | 0 | 0 | 0 | 0 | 0
00 Ret.DSI & WetFGD & HRI | 0 | 0 | 0 | 0 | 0 | 0 | 0
00 Ret.Exist FBC_DryFGD_SNCR_ACI & CCS | 0 | 0 | 0 | 0 | 0 | 0 | 0
00 Ret.ExistACI & DryFGD | 16130.9199 | 16011.9794 | 42.8831 | 42.8831 | 0 | 0 | 0
00 Ret.ExistACI & DryFGD & CCS | 0 | 0 | 0 | 0 | 0 | 0 | 0
00 Ret.ExistACI & DryFGD & HRI | 0 | 0 | 16039.8923 | 16039.8923 | 16039.8923 | 16014.8326 | 16039.8923
00 Ret.ExistACI & DryFGD & HRI & CCS | 0 | 0 | 0 | 0 | 0 | 0 | 0
00 Ret.ExistACI & DSI | 20934.6756 | 20935.1879 | 18123.7947 | 18123.7947 | 0 | 0 | 0
00 Ret.ExistACI & DSI & DryFGD | 0 | 0 | 0 | 0 | 0 | 0 | 0
00 Ret.ExistACI & DSI & DryFGD & HRI | 0 | 0 | 0 | 0 | 0 | 0 | 0
00 Ret.ExistACI & DSI & HRI | 0 | 0 | 2810.8809 | 2810.8809 | 2810.8809 | 2810.8809 | 2811.7931
00 Ret.ExistACI & DSI & WetFGD | 0 | 0 | 0 | 0 | 0 | 0 | 0
00 Ret.ExistACI & DSI & WetFGD & HRI | 0 | 0 | 0 | 0 | 0 | 0 | 0
00 Ret.ExistACI & HRI | 0 | 0 | 0 | 0 | 0 | 0 | 0
00 Ret.ExistACI & HRI & WetFGD | 0 | 0 | 0 | 0 | 0 | 0 | 0
00 Ret.ExistACI & SCR | 0 | 0 | 0 | 0 | 0 | 0 | 0
00 Ret.ExistACI & SCR & DryFGD | 1434.5048 | 1482.3639 | 0 | 0 | 0 | 0 | 0
00 Ret.ExistACI & SCR & DryFGD & CCS | 0 | 0 | 0 | 0 | 0 | 0 | 0
00 Ret.ExistACI & SCR & DryFGD & HRI | 0 | 0 | 1482.3639 | 1482.3639 | 1524.9929 | 1524.9929 | 1524.9929
00 Ret.ExistACI & SCR & DryFGD & HRI & CCS | 0 | 0 | 0 | 0 | 0 | 0 | 0
00 Ret.ExistACI & SCR & DSI | 2299.7965 | 2299.7965 | 0 | 0 | 0 | 0 | 0
00 Ret.ExistACI & SCR & DSI & DryFGD | 0 | 0 | 0 | 0 | 0 | 0 | 0
00 Ret.ExistACI & SCR & DSI & HRI | 0 | 0 | 2299.7965 | 2177.1787 | 2059.1596 | 2264.0058 | 2299.7965
00 Ret.ExistACI & SCR & DSI & DryFGD & HRI | 0 | 0 | 0 | 0 | 0 | 0 | 0
00 Ret.ExistACI & SCR & HRI | 0 | 0 | 0 | 0 | 0 | 0 | 0
00 Ret.ExistACI & SCR & WetFGD | 8417.4839 | 8417.4839 | 0 | 0 | 0 | 0 | 0
00 Ret.ExistACI & SCR & WetFGD & CCS | 0 | 0 | 0 | 0 | 0 | 0 | 0
00 Ret.ExistACI & SCR & WetFGD & HRI | 0 | 0 | 8417.4839 | 8417.4839 | 8424.369 | 8424.369 | 8424.369
00 Ret.ExistACI & SCR & WetFGD & HRI & CCS | 0 | 0 | 0 | 0 | 0 | 0 | 0
00 Ret.ExistACI & SNCR | 0 | 0 | 0 | 0 | 0 | 0 | 0
00 Ret.ExistACI & SNCR & DryFGD | 0 | 0 | 0 | 0 | 0 | 0 | 0
00 Ret.ExistACI & SNCR & DryFGD & HRI | 0 | 0 | 0 | 0 | 0 | 0 | 0
00 Ret.ExistACI & SNCR & DSI | 0 | 0 | 0 | 0 | 0 | 0 | 0
00 Ret.ExistACI & SNCR & DSI & HRI | 0 | 0 | 0 | 0 | 0 | 0 | 0
00 Ret.ExistACI & SNCR & HRI | 0 | 0 | 0 | 0 | 0 | 0 | 0
00 Ret.ExistACI & SNCR & WetFGD | 0 | 0 | 0 | 0 | 0 | 0 | 0
00 Ret.ExistACI & SNCR & WetFGD & HRI | 0 | 0 | 0 | 0 | 0 | 0 | 0
00 Ret.ExistACI & WetFGD | 6.9245 | 6.9245 | 6.9245 | 6.9245 | 0 | 0 | 0
00 Ret.ExistACI & WetFGD & CCS | 0 | 0 | 0 | 0 | 0 | 0 | 0
00 Ret.ExistACI & WetFGD & HRI & CCS | 0 | 0 | 0 | 0 | 0 | 0 | 0
00 Ret.ExistACI_DSI & DryFGD | 0 | 0 | 0 | 0 | 0 | 0 | 0
00 Ret.ExistACI_DSI & DryFGD & HRI | 0 | 0 | 0 | 0 | 0 | 0 | 0
00 Ret.ExistACI_DSI & HRI | 0 | 0 | 0 | 0 | 0 | 0 | 0
00 Ret.ExistACI_DSI & SCR | 0 | 0 | 0 | 0 | 0 | 0 | 0
00 Ret.ExistACI_DSI & SCR & DryFGD | 0 | 0 | 0 | 0 | 0 | 0 | 0
00 Ret.ExistACI_DSI & SCR & DryFGD & HRI | 0 | 0 | 0 | 0 | 0 | 0 | 0
00 Ret.ExistACI_DSI & SCR & HRI | 0 | 0 | 0 | 0 | 0 | 0 | 0
00 Ret.ExistACI_DSI & SCR & WetFGD | 0 | 0 | 0 | 0 | 0 | 0 | 0
00 Ret.ExistACI_DSI & SCR & WetFGD & HRI | 0 | 0 | 0 | 0 | 0 | 0 | 0
00 Ret.ExistACI_DSI & WetFGD | 0 | 0 | 0 | 0 | 0 | 0 | 0
00 Ret.ExistACI_DSI & WetFGD & HRI | 0 | 0 | 0 | 0 | 0 | 0 | 0
00 Ret.ExistDryFGD & ACI | 22427.5403 | 22427.5403 | 0 | 0 | 0 | 0 | 0
00 Ret.ExistDryFGD & ACI & CCS | 0 | 0 | 0 | 0 | 0 | 0 | 0
00 Ret.ExistDryFGD & ACI & HRI | 0 | 0 | 22036.6071 | 21552.9578 | 21265.923 | 20310.3084 | 22466.9781
00 Ret.ExistDryFGD & ACI & HRI & CCS | 0 | 0 | 0 | 0 | 0 | 0 | 0
00 Ret.ExistDryFGD & ACI & SCR | 0 | 0 | 0 | 0 | 0 | 0 | 0
00 Ret.ExistDryFGD & ACI & SCR & CCS | 0 | 0 | 0 | 0 | 0 | 0 | 0
00 Ret.ExistDryFGD & ACI & SCR & HRI | 0 | 0 | 0 | 0 | 0 | 0 | 0
00 Ret.ExistDryFGD & ACI & SCR & HRI & CCS | 0 | 0 | 0 | 0 | 0 | 0 | 0
00 Ret.ExistDryFGD & ACI & SNCR | 0 | 0 | 0 | 0 | 0 | 0 | 0
00 Ret.ExistDryFGD & ACI & SNCR & HRI | 0 | 0 | 0 | 0 | 0 | 0 | 0
00 Ret.ExistDryFGD & CCS | 0 | 0 | 0 | 0 | 0 | 0 | 0
00 Ret.ExistDryFGD & HRI | 0 | 0 | 16403.8499 | 16600.4444 | 16255.2975 | 16602.1003 | 16829.183
00 Ret.ExistDryFGD & HRI & CCS | 0 | 0 | 0 | 0 | 0 | 0 | 0
00 Ret.ExistDryFGD & SCR | 3238.9704 | 3238.9704 | 0 | 0 | 0 | 0 | 0
00 Ret.ExistDryFGD & SCR & CCS | 0 | 0 | 0 | 0 | 0 | 0 | 0
00 Ret.ExistDryFGD & SCR & HRI | 0 | 0 | 2498.128 | 2337.3781 | 2309.2101 | 1021.3762 | 2614.3133
00 Ret.ExistDryFGD & SCR & HRI & CCS | 0 | 0 | 0 | 0 | 0 | 0 | 0
00 Ret.ExistDryFGD & SNCR | 661.9386 | 742.2953 | 2.1067 | 0 | 0 | 0 | 0
00 Ret.ExistDryFGD & SNCR & HRI | 0 | 0 | 0 | 0 | 0 | 0 | 0
00 Ret.ExistDryFGD_ACI & CCS | 0 | 0 | 0 | 0 | 0 | 0 | 0
00 Ret.ExistDryFGD_ACI & HRI | 0 | 0 | 12647.6813 | 12864.9723 | 12396.2317 | 13144.4614 | 14506.3538
00 Ret.ExistDryFGD_ACI & HRI & CCS | 0 | 0 | 0 | 0 | 0 | 0 | 0
00 Ret.ExistDryFGD_ACI & SCR | 5824.1598 | 6314.5708 | 0 | 0 | 0 | 0 | 0
00 Ret.ExistDryFGD_ACI & SCR & CCS | 0 | 0 | 0 | 0 | 0 | 0 | 0
00 Ret.ExistDryFGD_ACI & SCR & HRI | 0 | 0 | 6261.2153 | 6157.8697 | 6189.1369 | 6212.851 | 6307.9317
00 Ret.ExistDryFGD_ACI & SCR & HRI & CCS | 0 | 0 | 0 | 0 | 0 | 0 | 0
00 Ret.ExistDryFGD_SCR & ACI & CCS | 0 | 0 | 0 | 0 | 0 | 0 | 0
00 Ret.ExistDryFGD_SCR & ACI & HRI | 0 | 0 | 14314.1626 | 14346.8886 | 14220.2783 | 14073.1621 | 15363.6015
00 Ret.ExistDryFGD_SCR & ACI & HRI & CCS | 0 | 0 | 0 | 0 | 0 | 0 | 0
00 Ret.ExistDryFGD_SCR & CCS | 0 | 0 | 0 | 0 | 0 | 0 | 0
00 Ret.ExistDryFGD_SNCR & ACI & CCS | 0 | 0 | 0 | 0 | 0 | 0 | 0
00 Ret.ExistDryFGD_SNCR & ACI & HRI | 0 | 0 | 4667.9976 | 4667.9976 | 4667.9976 | 4667.9976 | 4667.9976
00 Ret.ExistDryFGD_SNCR & ACI & HRI & CCS | 0 | 0 | 0 | 0 | 0 | 0 | 0
00 Ret.ExistDryFGD_SNCR & CCS | 0 | 0 | 0 | 0 | 0 | 0 | 0
00 Ret.ExistDSI & ACI | 0 | 0 | 0 | 0 | 0 | 0 | 0
00 Ret.ExistDSI & ACI & HRI | 0 | 0 | 0 | 0 | 0 | 0 | 0
00 Ret.ExistDSI & ACI & SCR | 0 | 0 | 0 | 0 | 0 | 0 | 0
00 Ret.ExistDSI & ACI & SCR & DryFGD & CCS | 0 | 0 | 0 | 0 | 0 | 0 | 0
00 Ret.ExistDSI & ACI & SCR & DryFGD & HRI | 0 | 0 | 0 | 0 | 0 | 0 | 0
00 Ret.ExistDSI & ACI & SCR & DryFGD & HRI & CCS | 0 | 0 | 0 | 0 | 0 | 0 | 0
00 Ret.ExistDSI & ACI & SCR & HRI | 0 | 0 | 0 | 0 | 0 | 0 | 0
00 Ret.ExistDSI & DryFGD | 0 | 0 | 0 | 0 | 0 | 0 | 0
00 Ret.ExistDSI & DryFGD & ACI | 0 | 0 | 0 | 0 | 0 | 0 | 0
00 Ret.ExistDSI & DryFGD & ACI & CCS | 0 | 0 | 0 | 0 | 0 | 0 | 0
00 Ret.ExistDSI & DryFGD & ACI & HRI | 0 | 0 | 0 | 0 | 0 | 0 | 0
00 Ret.ExistDSI & DryFGD & ACI & HRI & CCS | 0 | 0 | 0 | 0 | 0 | 0 | 0
00 Ret.ExistDSI & DryFGD & CCS | 0 | 0 | 0 | 0 | 0 | 0 | 0
00 Ret.ExistDSI & DryFGD & HRI | 0 | 0 | 0 | 0 | 0 | 0 | 0
00 Ret.ExistDSI & DryFGD & HRI & CCS | 0 | 0 | 0 | 0 | 0 | 0 | 0
00 Ret.ExistDSI & HRI | 0 | 0 | 0 | 0 | 0 | 0 | 0
00 Ret.ExistDSI & SCR | 0 | 0 | 0 | 0 | 0 | 0 | 0
00 Ret.ExistDSI & SCR & DryFGD | 0 | 0 | 0 | 0 | 0 | 0 | 0
00 Ret.ExistDSI & SCR & DryFGD & ACI | 0 | 0 | 0 | 0 | 0 | 0 | 0
00 Ret.ExistDSI & SCR & DryFGD & CCS | 0 | 0 | 0 | 0 | 0 | 0 | 0
00 Ret.ExistDSI & SCR & DryFGD & HRI | 0 | 0 | 0 | 0 | 0 | 0 | 0
00 Ret.ExistDSI & SCR & DryFGD & HRI & CCS | 0 | 0 | 0 | 0 | 0 | 0 | 0
00 Ret.ExistDSI & SCR & HRI | 0 | 0 | 0 | 0 | 0 | 0 | 0
00 Ret.ExistDSI & SCR & WetFGD | 0 | 0 | 0 | 0 | 0 | 0 | 0
00 Ret.ExistDSI & SCR & WetFGD & CCS | 0 | 0 | 0 | 0 | 0 | 0 | 0
00 Ret.ExistDSI & SCR & WetFGD & HRI | 0 | 0 | 0 | 0 | 0 | 0 | 0
00 Ret.ExistDSI & SCR & WetFGD & HRI & CCS | 0 | 0 | 0 | 0 | 0 | 0 | 0
00 Ret.ExistDSI & WetFGD | 0 | 0 | 0 | 0 | 0 | 0 | 0
00 Ret.ExistDSI & WetFGD & ACI | 0 | 0 | 0 | 0 | 0 | 0 | 0
00 Ret.ExistDSI & WetFGD & ACI & HRI | 0 | 0 | 0 | 0 | 0 | 0 | 0
00 Ret.ExistDSI & WetFGD & CCS | 0 | 0 | 0 | 0 | 0 | 0 | 0
00 Ret.ExistDSI & WetFGD & HRI | 0 | 0 | 0 | 0 | 0 | 0 | 0
00 Ret.ExistDSI & WetFGD & HRI & CCS | 0 | 0 | 0 | 0 | 0 | 0 | 0
00 Ret.ExistIGCC & CCS | 0 | 0 | 0 | 0 | 0 | 0 | 0
00 Ret.ExistSCR & ACI | 2594.2897 | 2594.2897 | 0 | 0 | 0 | 0 | 0
00 Ret.ExistSCR & ACI & DryFGD | 2034.0271 | 2034.0271 | 0 | 0 | 0 | 0 | 0
00 Ret.ExistSCR & ACI & DryFGD & HRI | 0 | 0 | 1346.6057 | 1346.6057 | 1346.6057 | 1346.6057 | 1346.6057
00 Ret.ExistSCR & ACI & DSI | 19608.649 | 19608.649 | 0 | 0 | 0 | 0 | 0
00 Ret.ExistSCR & ACI & DSI & DryFGD | 0 | 0 | 0 | 0 | 0 | 0 | 0
00 Ret.ExistSCR & ACI & DSI & DryFGD & HRI | 0 | 0 | 0 | 0 | 0 | 0 | 0
00 Ret.ExistSCR & ACI & DSI & HRI | 0 | 0 | 19608.649 | 19608.649 | 19608.649 | 19608.649 | 19608.649
00 Ret.ExistSCR & ACI & DSI & WetFGD | 0 | 0 | 0 | 0 | 0 | 0 | 0
00 Ret.ExistSCR & ACI & DSI & WetFGD & HRI | 0 | 0 | 0 | 0 | 0 | 0 | 0
00 Ret.ExistSCR & ACI & HRI | 0 | 0 | 2594.2897 | 2594.2897 | 2594.2897 | 2594.2897 | 2594.2897
00 Ret.ExistSCR & ACI & WetFGD | 0 | 0 | 0 | 0 | 0 | 0 | 0
00 Ret.ExistSCR & ACI & WetFGD & HRI | 0 | 0 | 0 | 0 | 0 | 0 | 0
00 Ret.ExistSCR & DryFGD | 0 | 0 | 0 | 0 | 0 | 0 | 0
00 Ret.ExistSCR & DryFGD & ACI & CCS | 0 | 0 | 0 | 0 | 0 | 0 | 0
00 Ret.ExistSCR & DryFGD & ACI & HRI & CCS | 0 | 0 | 0 | 0 | 0 | 0 | 0
00 Ret.ExistSCR & DryFGD & CCS | 0 | 0 | 0 | 0 | 0 | 0 | 0
00 Ret.ExistSCR & DryFGD & HRI | 0 | 0 | 0 | 0 | 0 | 0 | 0
00 Ret.ExistSCR & DryFGD & HRI & CCS | 0 | 0 | 0 | 0 | 0 | 0 | 0
00 Ret.ExistSCR & DSI | 0 | 0 | 0 | 0 | 0 | 0 | 0
00 Ret.ExistSCR & DSI & DryFGD | 0 | 0 | 0 | 0 | 0 | 0 | 0
00 Ret.ExistSCR & DSI & DryFGD & HRI | 0 | 0 | 0 | 0 | 0 | 0 | 0
00 Ret.ExistSCR & DSI & HRI | 0 | 0 | 0 | 0 | 0 | 0 | 0
00 Ret.ExistSCR & DSI & WetFGD | 0 | 0 | 0 | 0 | 0 | 0 | 0
00 Ret.ExistSCR & DSI & WetFGD & HRI | 0 | 0 | 0 | 0 | 0 | 0 | 0
00 Ret.ExistSCR & HRI | 0 | 0 | 0 | 0 | 0 | 0 | 0
00 Ret.ExistSCR & WetFGD | 0 | 0 | 0 | 0 | 0 | 0 | 0
00 Ret.ExistSCR & WetFGD & ACI & CCS | 0 | 0 | 0 | 0 | 0 | 0 | 0
00 Ret.ExistSCR & WetFGD & ACI & HRI & CCS | 0 | 0 | 0 | 0 | 0 | 0 | 0
00 Ret.ExistSCR & WetFGD & CCS | 0 | 0 | 0 | 0 | 0 | 0 | 0
00 Ret.ExistSCR & WetFGD & HRI | 0 | 0 | 0 | 0 | 0 | 0 | 0
00 Ret.ExistSCR & WetFGD & HRI & CCS | 0 | 0 | 0 | 0 | 0 | 0 | 0
00 Ret.ExistSCR_ACI & DryFGD | 7570.6231 | 7544.3993 | 0 | 0 | 0 | 0 | 0
00 Ret.ExistSCR_ACI & DryFGD & CCS | 0 | 0 | 0 | 0 | 0 | 0 | 0
00 Ret.ExistSCR_ACI & DryFGD & HRI | 0 | 0 | 7552.0813 | 7552.0813 | 7552.0813 | 7552.0813 | 7552.0813
00 Ret.ExistSCR_ACI & DryFGD & HRI & CCS | 0 | 0 | 0 | 0 | 0 | 0 | 0
00 Ret.ExistSCR_ACI & DSI | 20.7667 | 20.7667 | 0 | 0 | 0 | 0 | 0
00 Ret.ExistSCR_ACI & DSI & HRI | 0 | 0 | 21.6782 | 21.6782 | 21.6782 | 21.6782 | 21.6782
00 Ret.ExistSCR_ACI & HRI | 0 | 0 | 0 | 0 | 0 | 0 | 0
00 Ret.ExistSCR_ACI & WetFGD | 0 | 0 | 0 | 0 | 0 | 0 | 0
00 Ret.ExistSCR_ACI & WetFGD & CCS | 0 | 0 | 0 | 0 | 0 | 0 | 0
00 Ret.ExistSCR_ACI & WetFGD & HRI | 0 | 0 | 0 | 0 | 0 | 0 | 0
00 Ret.ExistSCR_ACI & WetFGD & HRI & CCS | 0 | 0 | 0 | 0 | 0 | 0 | 0
00 Ret.ExistSCR_ACI_DSI & DryFGD | 0 | 0 | 0 | 0 | 0 | 0 | 0
00 Ret.ExistSCR_ACI_DSI & DryFGD & CCS | 0 | 0 | 0 | 0 | 0 | 0 | 0
00 Ret.ExistSCR_ACI_DSI & DryFGD & HRI | 0 | 0 | 0 | 0 | 0 | 0 | 0
00 Ret.ExistSCR_ACI_DSI & DryFGD & HRI & CCS | 0 | 0 | 0 | 0 | 0 | 0 | 0
00 Ret.ExistSCR_ACI_DSI & HRI | 0 | 0 | 7846.7555 | 7257.2772 | 7846.7555 | 7257.2772 | 8308.2739
00 Ret.ExistSCR_ACI_DSI & WetFGD | 0 | 0 | 0 | 0 | 0 | 0 | 0
00 Ret.ExistSCR_ACI_DSI & WetFGD & CCS | 0 | 0 | 0 | 0 | 0 | 0 | 0
00 Ret.ExistSCR_ACI_DSI & WetFGD & HRI | 0 | 0 | 0 | 0 | 0 | 0 | 0
00 Ret.ExistSCR_ACI_DSI & WetFGD & HRI & CCS | 0 | 0 | 0 | 0 | 0 | 0 | 0
00 Ret.ExistSCR_DryFGD & ACI | 17293.9067 | 17293.9067 | 0 | 0 | 0 | 0 | 0
00 Ret.ExistSCR_DryFGD & HRI | 0 | 0 | 3255.2083 | 3255.2083 | 3255.2083 | 3255.2083 | 3726.6265
00 Ret.ExistSCR_DryFGD & HRI & CCS | 0 | 0 | 0 | 0 | 0 | 0 | 0
00 Ret.ExistSCR_DryFGD_ACI & CCS | 0 | 0 | 0 | 0 | 0 | 0 | 0
00 Ret.ExistSCR_DryFGD_ACI & HRI | 0 | 0 | 45774.925 | 44654.3535 | 44313.673 | 41983.021 | 44551.9072
00 Ret.ExistSCR_DryFGD_ACI & HRI & CCS | 0 | 0 | 0 | 0 | 0 | 0 | 0
00 Ret.ExistSCR_DSI & ACI | 0 | 0 | 0 | 0 | 0 | 0 | 0
00 Ret.ExistSCR_DSI & ACI & HRI | 0 | 0 | 0 | 0 | 0 | 0 | 0
00 Ret.ExistSCR_DSI & DryFGD | 0 | 0 | 0 | 0 | 0 | 0 | 0
00 Ret.ExistSCR_DSI & DryFGD & ACI | 0 | 0 | 0 | 0 | 0 | 0 | 0
00 Ret.ExistSCR_DSI & DryFGD & ACI & HRI | 0 | 0 | 0 | 0 | 0 | 0 | 0
00 Ret.ExistSCR_DSI & DryFGD & HRI | 0 | 0 | 0 | 0 | 0 | 0 | 0
00 Ret.ExistSCR_DSI & HRI | 0 | 0 | 0 | 0 | 0 | 0 | 0
00 Ret.ExistSCR_DSI & WetFGD | 0 | 0 | 0 | 0 | 0 | 0 | 0
00 Ret.ExistSCR_DSI & WetFGD & ACI | 0 | 0 | 0 | 0 | 0 | 0 | 0
00 Ret.ExistSCR_DSI & WetFGD & ACI & HRI | 0 | 0 | 0 | 0 | 0 | 0 | 0
00 Ret.ExistSCR_DSI & WetFGD & HRI | 0 | 0 | 0 | 0 | 0 | 0 | 0
00 Ret.ExistSCR_WetFGD & ACI | 40059.4387 | 40665.6394 | 2476.7185 | 1792.2352 | 1792.2352 | 1792.2352 | 4767.2161
00 Ret.ExistSCR_WetFGD & HRI | 0 | 0 | 457908.5989 | 443986.3975 | 415561.5668 | 392205.3506 | 395083.1926
00 Ret.ExistSCR_WetFGD & HRI & CCS | 0 | 0 | 0 | 0 | 0 | 0 | 0
00 Ret.ExistSCR_WetFGD_ACI & CCS | 0 | 0 | 0 | 0 | 0 | 0 | 0
00 Ret.ExistSCR_WetFGD_ACI & HRI | 0 | 0 | 73867.4484 | 74373.8122 | 72781.3522 | 74158.9341 | 76530.5945
00 Ret.ExistSCR_WetFGD_ACI & HRI & CCS | 0 | 0 | 0 | 0 | 0 | 0 | 0
00 Ret.ExistSNCR & ACI | 308.5666 | 308.5666 | 0 | 0 | 0 | 0 | 0
00 Ret.ExistSNCR & ACI & DryFGD | 0 | 0 | 0 | 0 | 0 | 0 | 0
00 Ret.ExistSNCR & ACI & DryFGD & HRI | 0 | 0 | 0 | 0 | 0 | 0 | 0
00 Ret.ExistSNCR & ACI & DSI | 956.1265 | 978.488 | 0 | 0 | 0 | 0 | 0
00 Ret.ExistSNCR & ACI & DSI & DryFGD | 0 | 0 | 0 | 0 | 0 | 0 | 0
00 Ret.ExistSNCR & ACI & DSI & DryFGD & HRI | 0 | 0 | 0 | 0 | 0 | 0 | 0
00 Ret.ExistSNCR & ACI & DSI & HRI | 0 | 0 | 956.1265 | 956.1265 | 956.1265 | 978.488 | 978.488
00 Ret.ExistSNCR & ACI & DSI & WetFGD | 0 | 0 | 0 | 0 | 0 | 0 | 0
00 Ret.ExistSNCR & ACI & DSI & WetFGD & HRI | 0 | 0 | 0 | 0 | 0 | 0 | 0
00 Ret.ExistSNCR & ACI & HRI | 0 | 0 | 308.5666 | 308.5666 | 308.5666 | 308.5666 | 308.5666
00 Ret.ExistSNCR & ACI & WetFGD | 0 | 0 | 0 | 0 | 0 | 0 | 0
00 Ret.ExistSNCR & ACI & WetFGD & HRI | 0 | 0 | 0 | 0 | 0 | 0 | 0
00 Ret.ExistSNCR & DryFGD | 730.0338 | 730.0338 | 0 | 0 | 0 | 0 | 0
00 Ret.ExistSNCR & DryFGD & CCS | 0 | 0 | 0 | 0 | 0 | 0 | 0
00 Ret.ExistSNCR & DryFGD & HRI | 0 | 0 | 730.0338 | 730.0338 | 730.0338 | 730.0338 | 730.0338
00 Ret.ExistSNCR & DryFGD & HRI & CCS | 0 | 0 | 0 | 0 | 0 | 0 | 0
00 Ret.ExistSNCR & DSI | 0 | 0 | 0 | 0 | 0 | 0 | 0
00 Ret.ExistSNCR & DSI & DryFGD | 0 | 0 | 0 | 0 | 0 | 0 | 0
00 Ret.ExistSNCR & DSI & DryFGD & HRI | 0 | 0 | 0 | 0 | 0 | 0 | 0
00 Ret.ExistSNCR & DSI & HRI | 0 | 0 | 0 | 0 | 0 | 0 | 0
00 Ret.ExistSNCR & DSI & WetFGD | 0 | 0 | 0 | 0 | 0 | 0 | 0
00 Ret.ExistSNCR & DSI & WetFGD & HRI | 0 | 0 | 0 | 0 | 0 | 0 | 0
00 Ret.ExistSNCR & HRI | 0 | 0 | 803.0062 | 868.0235 | 868.0235 | 868.0235 | 993.7304
00 Ret.ExistSNCR & WetFGD | 7.3324 | 7.3324 | 0 | 0 | 0 | 0 | 0
00 Ret.ExistSNCR & WetFGD & ACI & CCS | 0 | 0 | 0 | 0 | 0 | 0 | 0
00 Ret.ExistSNCR & WetFGD & ACI & HRI & CCS | 0 | 0 | 0 | 0 | 0 | 0 | 0
00 Ret.ExistSNCR & WetFGD & CCS | 0 | 0 | 0 | 0 | 0 | 0 | 0
00 Ret.ExistSNCR & WetFGD & HRI | 0 | 0 | 7.3324 | 7.3324 | 7.3324 | 7.3324 | 7.3324
00 Ret.ExistSNCR & WetFGD & HRI & CCS | 0 | 0 | 0 | 0 | 0 | 0 | 0
00 Ret.ExistSNCR_ACI & DryFGD | 721.0059 | 721.0059 | 0 | 0 | 0 | 0 | 0
00 Ret.ExistSNCR_ACI & DryFGD & CCS | 0 | 0 | 0 | 0 | 0 | 0 | 0
00 Ret.ExistSNCR_ACI & DryFGD & HRI | 0 | 0 | 721.0059 | 721.0059 | 629.7986 | 669.8771 | 721.0059
00 Ret.ExistSNCR_ACI & DryFGD & HRI & CCS | 0 | 0 | 0 | 0 | 0 | 0 | 0
00 Ret.ExistSNCR_ACI & DSI | 0 | 0 | 0 | 0 | 0 | 0 | 0
00 Ret.ExistSNCR_ACI & DSI & HRI | 0 | 0 | 0 | 0 | 0 | 0 | 0
00 Ret.ExistSNCR_ACI & HRI | 0 | 0 | 0 | 0 | 0 | 0 | 0
00 Ret.ExistSNCR_ACI & WetFGD | 0 | 0 | 0 | 0 | 0 | 0 | 0
00 Ret.ExistSNCR_ACI & WetFGD & CCS | 0 | 0 | 0 | 0 | 0 | 0 | 0
00 Ret.ExistSNCR_ACI & WetFGD & HRI | 0 | 0 | 0 | 0 | 0 | 0 | 0
00 Ret.ExistSNCR_ACI & WetFGD & HRI & CCS | 0 | 0 | 0 | 0 | 0 | 0 | 0
00 Ret.ExistSNCR_ACI_DSI & DryFGD | 0 | 0 | 0 | 0 | 0 | 0 | 0
00 Ret.ExistSNCR_ACI_DSI & DryFGD & HRI | 0 | 0 | 0 | 0 | 0 | 0 | 0
00 Ret.ExistSNCR_ACI_DSI & HRI | 0 | 0 | 0 | 0 | 0 | 0 | 0
00 Ret.ExistSNCR_ACI_DSI & WetFGD | 0 | 0 | 0 | 0 | 0 | 0 | 0
00 Ret.ExistSNCR_ACI_DSI & WetFGD & HRI | 0 | 0 | 0 | 0 | 0 | 0 | 0
00 Ret.ExistSNCR_DryFGD & ACI | 4667.9976 | 4667.9976 | 0 | 0 | 0 | 0 | 0
00 Ret.ExistSNCR_DryFGD & HRI | 0 | 0 | 0 | 0 | 0 | 0 | 0
00 Ret.ExistSNCR_DryFGD & HRI & CCS | 0 | 0 | 0 | 0 | 0 | 0 | 0
00 Ret.ExistSNCR_DryFGD_ACI & CCS | 0 | 0 | 0 | 0 | 0 | 0 | 0
00 Ret.ExistSNCR_DryFGD_ACI & HRI | 0 | 0 | 1300.6815 | 1318.8025 | 1300.6815 | 1300.6815 | 1300.6815
00 Ret.ExistSNCR_WetFGD & ACI | 36077.0606 | 35785.7839 | 3469.1397 | 3060.3795 | 3279.4976 | 3469.1397 | 3469.1397
00 Ret.ExistSNCR_WetFGD & HRI | 0 | 0 | 14714.8616 | 14714.8616 | 14714.8616 | 14714.8616 | 15066.3496
00 Ret.ExistSNCR_WetFGD & HRI & CCS | 0 | 0 | 0 | 0 | 0 | 0 | 0
00 Ret.ExistSNCR_WetFGD_ACI & CCS | 0 | 0 | 0 | 0 | 0 | 0 | 0
00 Ret.ExistSNCR_WetFGD_ACI & HRI | 0 | 0 | 3998.8335 | 3998.8335 | 2586.8283 | 3296.7218 | 5541.2956
00 Ret.ExistSNCR_WetFGD_ACI & HRI & CCS | 0 | 0 | 0 | 0 | 0 | 0 | 0
00 Ret.ExistWetFGD & ACI | 131473.8563 | 113175.6241 | 0 | 0 | 0 | 0 | 0
00 Ret.ExistWetFGD & ACI & CCS | 0 | 0 | 0 | 0 | 0 | 0 | 0
00 Ret.ExistWetFGD & ACI & HRI | 0 | 0 | 92181.8878 | 93186.0979 | 88522.9429 | 88103.321 | 94487.8385
00 Ret.ExistWetFGD & ACI & HRI & CCS | 0 | 0 | 0 | 0 | 0 | 0 | 0
00 Ret.ExistWetFGD & ACI & SCR | 5808.3194 | 18622.267 | 12813.9475 | 12813.9475 | 12813.9475 | 12813.9475 | 12813.9475
00 Ret.ExistWetFGD & ACI & SCR & CCS | 0 | 0 | 0 | 0 | 0 | 0 | 0
00 Ret.ExistWetFGD & ACI & SCR & HRI | 0 | 0 | 5808.3194 | 5412.2897 | 5808.3194 | 5808.3194 | 6232.6561
00 Ret.ExistWetFGD & ACI & SCR & HRI & CCS | 0 | 0 | 0 | 0 | 0 | 0 | 0
00 Ret.ExistWetFGD & ACI & SNCR | 0 | 0 | 0 | 0 | 0 | 0 | 0
00 Ret.ExistWetFGD & ACI & SNCR & HRI | 0 | 0 | 0 | 0 | 0 | 0 | 0
00 Ret.ExistWetFGD & CCS | 0 | 0 | 0 | 0 | 0 | 0 | 0
00 Ret.ExistWetFGD & HRI | 0 | 0 | 29573.104 | 30234.2528 | 28938.9115 | 28962.6442 | 29160.1857
00 Ret.ExistWetFGD & HRI & CCS | 0 | 0 | 0 | 0 | 0 | 0 | 0
00 Ret.ExistWetFGD & SCR | 19261.9829 | 25050.6116 | 16311.1133 | 16311.1133 | 16311.1133 | 16311.1133 | 16311.1133
00 Ret.ExistWetFGD & SCR & CCS | 0 | 0 | 0 | 0 | 0 | 0 | 0
00 Ret.ExistWetFGD & SCR & HRI | 0 | 0 | 22268.9919 | 21687.3298 | 21486.4397 | 21726.806 | 22092.3476
00 Ret.ExistWetFGD & SCR & HRI & CCS | 0 | 0 | 0 | 0 | 0 | 0 | 0
00 Ret.ExistWetFGD & SNCR | 0 | 0 | 0 | 0 | 0 | 0 | 0
00 Ret.ExistWetFGD & SNCR & HRI | 0 | 0 | 0 | 0 | 0 | 0 | 0
00 Ret.ExistWetFGD_ACI & CCS | 0 | 0 | 0 | 0 | 0 | 0 | 0
00 Ret.ExistWetFGD_ACI & HRI | 0 | 0 | 30232.7759 | 29906.8394 | 27139.9609 | 28353.1629 | 32211.6957
00 Ret.ExistWetFGD_ACI & HRI & CCS | 0 | 0 | 0 | 0 | 0 | 0 | 0
00 Ret.ExistWetFGD_ACI & SCR | 5968.5879 | 7695.4303 | 1306.4834 | 1306.4834 | 1306.4834 | 1306.4834 | 1306.4834
00 Ret.ExistWetFGD_ACI & SCR & CCS | 0 | 0 | 0 | 0 | 0 | 0 | 0
00 Ret.ExistWetFGD_ACI & SCR & HRI | 0 | 0 | 6388.9468 | 6388.9468 | 6388.9468 | 6388.9468 | 6388.9468
00 Ret.ExistWetFGD_ACI & SCR & HRI & CCS | 0 | 0 | 0 | 0 | 0 | 0 | 0
00 Ret.ExistWetFGD_ACI & SNCR | 0 | 0 | 0 | 0 | 0 | 0 | 0
00 Ret.ExistWetFGD_ACI & SNCR & HRI | 0 | 0 | 0 | 0 | 0 | 0 | 0
00 Ret.ExistWetFGD_SCR & ACI & CCS | 0 | 0 | 0 | 0 | 0 | 0 | 0
00 Ret.ExistWetFGD_SCR & ACI & HRI | 0 | 0 | 29918.6386 | 28487.2517 | 27700.0823 | 27581.8649 | 29540.463
00 Ret.ExistWetFGD_SCR & ACI & HRI & CCS | 0 | 0 | 0 | 0 | 0 | 0 | 0
00 Ret.ExistWetFGD_SCR & CCS | 0 | 0 | 0 | 0 | 0 | 0 | 0
00 Ret.ExistWetFGD_SNCR & ACI & CCS | 0 | 0 | 0 | 0 | 0 | 0 | 0
00 Ret.ExistWetFGD_SNCR & ACI & HRI | 0 | 0 | 29324.4384 | 29323.9607 | 28072.3322 | 26253.9041 | 28342.7268
00 Ret.ExistWetFGD_SNCR & ACI & HRI & CCS | 0 | 0 | 0 | 0 | 0 | 0 | 0
00 Ret.ExistWetFGD_SNCR & CCS | 0 | 0 | 0 | 0 | 0 | 0 | 0
00 Ret.FB & ACI | 8214.8387 | 8214.8387 | 731.9756 | 731.9756 | 731.9756 | 731.9756 | 0
00 Ret.FB & ACI & HRI | 0 | 0 | 2269.3175 | 2269.3175 | 1982.2488 | 2107.146 | 4442.8604
00 Ret.FB & HRI | 0 | 0 | 1696.0581 | 1696.0581 | 1696.0581 | 1696.0581 | 1696.0581
00 Ret.FB DryFGD | 0 | 0 | 0 | 0 | 0 | 0 | 0
00 Ret.FB DryFGD & ACI | 0 | 0 | 0 | 0 | 0 | 0 | 0
00 Ret.FB DryFGD & ACI & HRI | 0 | 0 | 0 | 0 | 0 | 0 | 0
00 Ret.FB DryFGD & HRI | 0 | 0 | 360.9396 | 360.9396 | 360.9396 | 360.9396 | 360.9396
00 Ret.FB DryFGD & SNCR | 886.2502 | 886.2502 | 581.9001 | 581.9001 | 581.9001 | 581.9001 | 581.9001
00 Ret.FB DryFGD & SNCR & HRI | 0 | 0 | 304.3501 | 304.3501 | 304.3501 | 304.3501 | 304.3501
00 Ret.FB SNCR & DryFGD & ACI | 0 | 0 | 0 | 0 | 0 | 0 | 0
00 Ret.FB SNCR & DryFGD & ACI & HRI | 0 | 0 | 0 | 0 | 0 | 0 | 0
00 Ret.FB-ACI & SNCR | 0 | 0 | 0 | 0 | 0 | 0 | 0
00 Ret.FB-ACI & SNCR & CCS | 0 | 0 | 0 | 0 | 0 | 0 | 0
00 Ret.FB-ACI & SNCR & HRI | 0 | 0 | 0 | 0 | 0 | 0 | 0
00 Ret.FB-ACI & SNCR & HRI & CCS | 0 | 0 | 0 | 0 | 0 | 0 | 0
00 Ret.FB-Exist ACI & DryFGD | 0 | 0 | 0 | 0 | 0 | 0 | 0
00 Ret.FB-Exist ACI & DryFGD & HRI | 0 | 0 | 0 | 0 | 0 | 0 | 0
00 Ret.FB-Exist ACI & DryFGD & SNCR | 0 | 0 | 0 | 0 | 0 | 0 | 0
00 Ret.FB-Exist ACI & DryFGD & SNCR & HRI | 0 | 0 | 0 | 0 | 0 | 0 | 0
00 Ret.FB-Exist ACI & SNCR | 0 | 0 | 0 | 0 | 0 | 0 | 0
00 Ret.FB-Exist ACI & SNCR & HRI | 0 | 0 | 0 | 0 | 0 | 0 | 0
00 Ret.FB-ExistACI & HRI | 0 | 0 | 0 | 0 | 0 | 0 | 0
00 Ret.FB-ExistDryFGD & ACI | 0 | 0 | 0 | 0 | 0 | 0 | 0
00 Ret.FB-ExistDryFGD & ACI & HRI | 0 | 0 | 0 | 0 | 0 | 0 | 0
00 Ret.FB-ExistDryFGD & ACI & SNCR | 0 | 0 | 0 | 0 | 0 | 0 | 0
00 Ret.FB-ExistDryFGD & ACI & SNCR & HRI | 0 | 0 | 0 | 0 | 0 | 0 | 0
00 Ret.FB-ExistDryFGD & CCS | 0 | 0 | 0 | 0 | 0 | 0 | 0
00 Ret.FB-ExistDryFGD & HRI | 0 | 0 | 310.456 | 310.456 | 310.456 | 310.456 | 310.456
00 Ret.FB-ExistDryFGD & SNCR | 0 | 0 | 0 | 0 | 0 | 0 | 0
00 Ret.FB-ExistDryFGD & SNCR & HRI | 0 | 0 | 0 | 0 | 0 | 0 | 0
00 Ret.FB-ExistDryFGD_ACI & CCS | 0 | 0 | 0 | 0 | 0 | 0 | 0
00 Ret.FB-ExistDryFGD_SNCR & ACI | 0 | 0 | 0 | 0 | 0 | 0 | 0
00 Ret.FB-ExistDryFGD_SNCR & ACI & HRI | 0 | 0 | 0 | 0 | 0 | 0 | 0
00 Ret.FB-ExistDryFGD_SNCR & CCS | 0 | 0 | 0 | 0 | 0 | 0 | 0
00 Ret.FB-ExistDryFGD_SNCR & HRI | 0 | 0 | 13365.7887 | 13030.1366 | 13088.0261 | 11691.6094 | 11127.8779
00 Ret.FB-ExistDryFGD_SNCR & HRI & CCS | 0 | 0 | 0 | 0 | 0 | 0 | 0
00 Ret.FB-ExistDryFGD_SNCR_ACI & HRI | 0 | 0 | 3376.7563 | 3376.7563 | 3094.579 | 3094.579 | 4288.245
00 Ret.FB-ExistWetFGD_SNCR_ACI & HRI | 0 | 0 | 0 | 0 | 0 | 0 | 0
00 Ret.FB-ExistSNCR & ACI | 236.9681 | 236.9681 | 236.9681 | 236.9681 | 236.9681 | 236.9681 | 236.9681
00 Ret.FB-ExistSNCR & ACI & HRI | 0 | 0 | 0 | 0 | 0 | 0 | 0
00 Ret.FB-ExistSNCR & DryFGD | 0 | 0 | 0 | 0 | 0 | 0 | 0
00 Ret.FB-ExistSNCR & DryFGD & ACI | 0 | 0 | 0 | 0 | 0 | 0 | 0
00 Ret.FB-ExistSNCR & DryFGD & ACI & HRI | 0 | 0 | 0 | 0 | 0 | 0 | 0
00 Ret.FB-ExistSNCR & DryFGD & HRI | 0 | 0 | 821.8516 | 821.8516 | 821.8516 | 821.8516 | 821.8516
00 Ret.FB-ExistSNCR & HRI | 0 | 0 | 1430.6266 | 1127.1234 | 1127.1234 | 1127.1234 | 1127.1234
00 Ret.FB-SNCR | 0 | 0 | 0 | 0 | 0 | 0 | 0
00 Ret.FB-SNCR & HRI | 0 | 0 | 0 | 0 | 0 | 0 | 0
00 Ret.HRI | 0 | 0 | 3341.1585 | 4033.5618 | 4103.9382 | 4243.0915 | 4269.3183
00 Ret.Oil/Gas Steam SCR | 10.9817 | 0 | 0 | 0 | 0 | 0 | 0
00 Ret.SCR | 0 | 12.4657 | 0 | 0 | 0 | 0 | 0
00 Ret.SCR & DryFGD | 0 | 0 | 0 | 0 | 0 | 0 | 0
00 Ret.SCR & DryFGD & ACI | 0 | 0 | 0 | 0 | 0 | 0 | 0
00 Ret.SCR & DryFGD & CCS | 0 | 0 | 0 | 0 | 0 | 0 | 0
00 Ret.SCR & DryFGD & HRI | 0 | 0 | 0 | 0 | 0 | 0 | 0
00 Ret.SCR & DryFGD & HRI & CCS | 0 | 0 | 0 | 0 | 0 | 0 | 0
00 Ret.SCR & DSI | 0 | 0 | 0 | 0 | 0 | 0 | 0
00 Ret.SCR & DSI & DryFGD | 0 | 0 | 0 | 0 | 0 | 0 | 0
00 Ret.SCR & DSI & DryFGD & HRI | 0 | 0 | 0 | 0 | 0 | 0 | 0
00 Ret.SCR & DSI & HRI | 0 | 0 | 0 | 0 | 0 | 0 | 0
00 Ret.SCR & DSI & WetFGD | 0 | 0 | 0 | 0 | 0 | 0 | 0
00 Ret.SCR & DSI & WetFGD & HRI | 0 | 0 | 0 | 0 | 0 | 0 | 0
00 Ret.SCR & HRI | 0 | 0 | 7.9191 | 3.8759 | 3.8759 | 3.8759 | 3.8759
00 Ret.SCR & WetFGD | 0 | 0 | 0 | 0 | 0 | 0 | 0
00 Ret.SCR & WetFGD & ACI | 0 | 0 | 0 | 0 | 0 | 0 | 0
00 Ret.SCR & WetFGD & CCS | 0 | 0 | 0 | 0 | 0 | 0 | 0
00 Ret.SCR & WetFGD & HRI | 0 | 0 | 0 | 0 | 0 | 0 | 0
00 Ret.SCR & WetFGD & HRI & CCS | 0 | 0 | 0 | 0 | 0 | 0 | 0
00 Ret.SNCR | 0 | 0 | 0 | 0 | 0 | 0 | 0
00 Ret.SNCR & DryFGD | 0 | 0 | 0 | 0 | 0 | 0 | 0
00 Ret.SNCR & DryFGD & ACI | 0 | 0 | 0 | 0 | 0 | 0 | 0
00 Ret.SNCR & DryFGD & ACI & HRI | 0 | 0 | 0 | 0 | 0 | 0 | 0
00 Ret.SNCR & DryFGD & HRI | 0 | 0 | 0 | 0 | 0 | 0 | 0
00 Ret.SNCR & DSI | 0 | 0 | 0 | 0 | 0 | 0 | 0
00 Ret.SNCR & DSI & HRI | 0 | 0 | 0 | 0 | 0 | 0 | 0
00 Ret.SNCR & HRI | 0 | 0 | 0 | 0 | 0 | 0 | 0
00 Ret.SNCR & WetFGD | 0 | 0 | 0 | 0 | 0 | 0 | 0
00 Ret.SNCR & WetFGD & ACI | 0 | 0 | 0 | 0 | 0 | 0 | 0
00 Ret.SNCR & WetFGD & ACI & HRI | 0 | 0 | 0 | 0 | 0 | 0 | 0
00 Ret.SNCR & WetFGD & HRI | 0 | 0 | 0 | 0 | 0 | 0 | 0
00 Ret.WetFGD | 6884.8951 | 7637.8248 | 0 | 0 | 0 | 0 | 0
00 Ret.WetFGD & ACI & CCS | 0 | 0 | 0 | 0 | 0 | 0 | 0
00 Ret.WetFGD & ACI & HRI & CCS | 0 | 0 | 0 | 0 | 0 | 0 | 0
00 Ret.WetFGD & CCS | 0 | 0 | 0 | 0 | 0 | 0 | 0
00 Ret.WetFGD & HRI | 0 | 0 | 7637.8248 | 7637.8248 | 7637.8248 | 7637.8248 | 7637.8248
00 Ret.WetFGD & HRI & CCS | 0 | 0 | 0 | 0 | 0 | 0 | 0
00 CC Retirement | 0 | 0 | 0 | 0 | 0 | 0 | 0
00 CT Retirement | 0 | 0 | 0 | 0 | 0 | 0 | 0
00 O/G Retirement | 0 | 0 | 0 | 0 | 0 | 0 | 0
00 Coal Retirement | 0 | 0 | 0 | 0 | 0 | 0 | 0
00 IGCC Retirement | 0 | 0 | 0 | 0 | 0 | 0 | 0
00 Nuke Retirement | 0 | 0 | 0 | 0 | 0 | 0 | 0
00 Non-Fossil Retirement | 0 | 0 | 0 | 0 | 0 | 0 | 0
Total | 4063356.6592 | 4144223.6909 | 4229331.116 | 4403022.1038 | 4556599.9115 | 4906020.5008 | 5290035.8538
(**) Ind. Boiler generation in BBtu, not included in the total
12a. Generation by Fuel Type [GWh]
Biomass | 37559.9502 | 26820.7769 | 23173.9629 | 26080.811 | 25643.8857 | 24014.108 | 27684.3308
Coal | 1509055.2552 | 1492524.2203 | 1316458.8543 | 1283838.9655 | 1210950.9461 | 1178779.3528 | 1235675.1017
Fwaste | 2204.3309 | 2204.3309 | 2204.3309 | 2204.3309 | 2204.3309 | 2204.3309 | 2204.3309
Geothermal | 17033.4882 | 27969.9102 | 31097.6507 | 38917.0019 | 39413.2264 | 40303.247 | 40702.9138
Hydro | 281283.1242 | 279759.9989 | 281912.4357 | 281409.0838 | 281953.3864 | 277361.5534 | 275816.1902
LF Gas | 10432.7919 | 10432.7919 | 10459.4866 | 10459.4866 | 10459.4866 | 10459.4866 | 10459.4866
MSW | 14648.0657 | 14648.0657 | 14648.0657 | 14648.0657 | 14648.0657 | 14648.0657 | 14648.0657
NaturalGas | 1185439.1984 | 1191681.4321 | 1428729.9156 | 1573809.2434 | 1802008.8441 | 2486126.2422 | 3105719.9639
Non-Fossil | 8749.228 | 8749.228 | 8749.228 | 8749.228 | 8749.228 | 8749.228 | 8749.228
Nuclear | 788058.3626 | 823422.7594 | 818638.1963 | 818638.1963 | 797305.4605 | 476860.3465 | 63256.1505
Oil | 631.0687 | 92.4047 | 34.9309 | 67.3687 | 83.9572 | 0 | 0
Pet. Coke | 7292.1538 | 5464.304 | 1000.7036 | 1487.6257 | 2787.5658 | 1789.4047 | 4502.2555
Solar | 14955.4562 | 22540.8145 | 24150.0914 | 27580.7425 | 29010.2178 | 34444.2393 | 67049.9563
Waste Coal | 7632.9592 | 7632.9592 | 8815.7504 | 8815.7504 | 8815.7504 | 8815.7504 | 8815.7504
Wind | 178381.2261 | 230279.6944 | 259257.5131 | 306316.2035 | 322565.5602 | 341465.1452 | 424752.1295
Total | 4063356.6592 | 4144223.6909 | 4229331.116 | 4403022.1038 | 4556599.9115 | 4906020.5008 | 5290035.8538
13. Generation by Capacity Reporting Type [TBtu]
00 New Combined Cycle | 129.4346 | 557.5588 | 961.0893 | 1760.2101 | 2889.1745 | 5640.424 | 8158.3555
00 New Combined Cycle - Uncontrolled | 0 | 0 | 0 | 0 | 0 | 0 | 0
00 New Combined Cycle with Carbon Capture | 0 | 0 | 0 | 0 | 0 | 0 | 0
00 New Combustion Turbine | 0.0021903 | 0.3342 | 1.608 | 10.157 | 16.4557 | 40.0478 | 49.8697
00 New Hydro | 0 | 0 | 0 | 0 | 0 | 0 | 0
00 New Nuclear | 0 | 0 | 0 | 0 | 0 | 0 | 0
00 New Biomass | 4.1094 | 3.8121 | 4.0609 | 4.0465 | 4.0465 | 4.0465 | 5.4025
00 New Geothermal | 0 | 37.3151 | 47.9869 | 74.6665 | 76.3597 | 79.3964 | 80.7601
00 New Landfill Gas | 0.387 | 0.387 | 0.47809 | 0.47809 | 0.47809 | 0.47809 | 0.47809
00 New Offshore Wind | 0 | 0 | 0 | 1.1508 | 1.1508 | 1.1508 | 1.1508
00 New Onshore Wind | 66.8908 | 244.345 | 343.9705 | 505.2611 | 554.9412 | 619.4266 | 903.6018
00 New Solar PV | 3.6582 | 27.1859 | 30.982 | 39.7043 | 44.3725 | 62.9134 | 173.9327
00 New Solar Thermal | 0.88726 | 3.2409 | 4.9356 | 7.9187 | 8.1278 | 8.1278 | 8.3592
00 New Fuel Cell | 0 | 0 | 0 | 0 | 0 | 0 | 0
00 New IGCC | 0 | 0 | 0 | 0 | 0 | 0 | 0
00 New Advanced Coal with CCS | 0 | 0 | 8.3839 | 8.3839 | 8.3839 | 8.3839 | 8.3839
00 New SPC - Uncontrolled | 0 | 0 | 0 | 0 | 0 | 0 | 0
00 New SPC-WetFGD_SCR | 0.87396 | 0.87396 | 0.87396 | 0.87396 | 0.87396 | 0.87396 | 0.87396
00 New Future Technology | 0 | 0 | 0 | 0 | 0 | 0 | 0
00 Exist Combined Cycle | 3669.7397 | 3315.1385 | 3720.7374 | 3422.3811 | 3099.7671 | 2706.2395 | 2313.5966
00 Exist Combustion Turbine | 99.7608 | 64.0375 | 120.7613 | 122.4447 | 99.8689 | 66.6714 | 54.7449
00 Exist Coal Steam_Uncontrolled | 63.8108 | 68.3549 | 28.7691 | 28.1119 | 28.1699 | 24.5039 | 29.3949
00 Exist Coal Steam_ACI | 10.2854 | 4.0221 | 4.0221 | 4.0221 | 4.0221 | 4.0221 | 4.0221
00 Exist Coal Steam_ACI_DSI | 0 | 0 | 0 | 0 | 0 | 0 | 0
00 Exist Coal Steam_DryFGD | 99.0403 | 85.0314 | 8.265 | 8.2588 | 8.2588 | 8.5089 | 8.7647
00 Exist Coal Steam_DryFGD_ACI | 66.5939 | 59.2458 | 0.86637 | 0.86637 | 0.86637 | 0.42403 | 0.98416
00 Exist Coal Steam_DryFGD_SCR | 42.869 | 34.9664 | 9.2784 | 8.0121 | 5.8571 | 4.1388 | 5.1169
00 Exist Coal Steam_DryFGD_SCR_ACI | 251.8459 | 256.6337 | 46.7913 | 45.3943 | 44.659 | 35.1938 | 47.0691
00 Exist Coal Steam_DryFGD_SNCR | 3.2166 | 3.4425 | 3.4425 | 3.4425 | 3.4425 | 3.4425 | 3.4425
00 Exist Coal Steam_DryFGD_SNCR_ACI | 4.1044 | 4.1044 | 0 | 0 | 0 | 0 | 0
00 Exist Coal Steam_DSI | 0 | 0 | 0 | 0 | 0 | 0 | 0
00 Exist Coal Steam_SCR | 9.1747 | 11.1351 | 0 | 0 | 0 | 0 | 0
00 Exist Coal Steam_SCR_ACI | 0.016033 | 0 | 0 | 0 | 0 | 0 | 0
00 Exist Coal Steam_SCR_ACI_DSI | 26.7731 | 28.1545 | 0 | 0 | 0 | 0 | 0
00 Exist Coal Steam_SCR_DSI | 0 | 0 | 0 | 0 | 0 | 0 | 0
00 Exist Coal Steam_SNCR | 4.9006 | 4.9164 | 1.5431 | 1.5563 | 1.5563 | 1.5563 | 1.5563
00 Exist Coal Steam_SNCR_ACI | 0 | 0 | 0 | 0 | 0 | 0 | 0
00 Exist Coal Steam_SNCR_ACI_DSI | 0 | 0 | 0 | 0 | 0 | 0 | 0
00 Exist Coal Steam_WetFGD | 194.3764 | 168.1813 | 0 | 0 | 0 | 0 | 0
00 Exist Coal Steam_WetFGD_ACI | 136.5664 | 109.3927 | 0 | 0 | 0 | 0 | 0
00 Exist Coal Steam_WetFGD_SCR | 1955.5647 | 1957.8181 | 192.7694 | 191.2748 | 178.9559 | 176.0727 | 184.4303
00 Exist Coal Steam_WetFGD_SCR_ACI | 358.0962 | 344.6582 | 75.886 | 67.3748 | 63.1922 | 59.228 | 59.228
00 Exist Coal Steam_WetFGD_SNCR | 67.8277 | 67.6902 | 8.1834 | 6.7713 | 1.4731 | 1.4731 | 1.4731
00 Exist Coal Steam_WetFGD_SNCR_ACI | 18.9069 | 18.9069 | 0 | 0 | 0 | 0 | 0
00 Exist FBC_Uncontrolled | 8.8958 | 8.8958 | 1.8586 | 1.8586 | 1.8586 | 1.8586 | 1.8586
00 Exist FBC_ACI | 0 | 0 | 0 | 0 | 0 | 0 | 0
00 Exist FBC_DryFGD | 5.5089 | 5.5089 | 4.6591 | 4.7342 | 4.8335 | 4.3965 | 4.8335
00 Exist FBC_DryFGD_SNCR | 62.1943 | 58.8623 | 0 | 0 | 0 | 0 | 0
00 Exist FBC_DryFGD_SNCR_ACI | 29.682 | 31.4935 | 14.6116 | 12.8758 | 12.8758 | 9.5638 | 9.8931
00 Exist FBC_SNCR | 6.8601 | 6.8601 | 1.0846 | 1.0245 | 1.0245 | 0.20868 | 0.20868
00 Exist FBC_SNCR_ACI | 0.24101 | 0.24101 | 0.24101 | 0.24101 | 0.24101 | 0.24101 | 0.24101
00 Exist FBC_WetFGD_SNCR_ACI | 2.281 | 2.281 | 0 | 0 | 0 | 0 | 2.281
00 Exist IGCC | 39.9195 | 41.0714 | 35.8989 | 35.8989 | 35.8989 | 35.8989 | 35.8989
00 Exist Fossil_Other | 7.5212 | 7.5212 | 7.5212 | 7.5212 | 7.5212 | 7.5212 | 7.5212
00 Exist Fuel Cell | 0.3435 | 0.24905 | 0.073168 | 0.37852 | 0.061442 | 0.05224 | 0.030037
00 Exist Hydro | 921.5036 | 921.5036 | 921.5036 | 921.5036 | 921.5036 | 921.5036 | 920.7529
00 Exist Non Fossil_Other | 79.8316 | 79.8316 | 79.8316 | 79.8316 | 79.8316 | 79.8316 | 79.8316
00 Exist Nuclear | 2688.8551 | 2809.5185 | 2793.1935 | 2793.1935 | 2720.4062 | 1627.0475 | 215.83
00 Exist Oil/Gas Steam | 121.0873 | 105.5942 | 47.9267 | 25.7509 | 18.6352 | 2.4354 | 2.0761
00 Exist Oil/Gas Steam_SCR | 26.1042 | 23.1557 | 9.2965 | 5.2951 | 0.9794 | 0.18622 | 0.18622
00 Exist Oil/Gas Steam_SNCR | 0.362 | 0.23993 | 0 | 0 | 0 | 0 | 0
00 Exist Biomass | 71.1661 | 63.3203 | 40.7249 | 44.3572 | 45.9004 | 43.9451 | 51.6459
00 Exist Landfill Gas | 35.2097 | 35.2097 | 35.2097 | 35.2097 | 35.2097 | 35.2097 | 35.2097
00 Exist Geothermal | 58.1183 | 58.1183 | 58.1183 | 58.1183 | 58.1183 | 58.1183 | 58.1183
00 Exist Pump Storage | 38.2344 | 33.0375 | 40.3817 | 38.6642 | 40.5214 | 24.854 | 20.3319
00 Exist Solar PV | 35.3271 | 35.3271 | 35.3271 | 35.3271 | 35.3271 | 35.3271 | 35.3271
00 Exist Solar Thermal | 11.1554 | 11.1554 | 11.1554 | 11.1554 | 11.1554 | 11.1554 | 11.1554
00 Exist Wind | 538.5238 | 538.5238 | 538.5238 | 538.5238 | 538.5238 | 538.5238 | 538.5238
00 International Imports | 3.222 | 2.8454 | 2.0922 | 0.2152 | 5.9778 | 5.9778 | 5.9778
00 Ret.ACI | 113.2263 | 102.0114 | 0 | 0 | 0 | 0 | 0
00 Ret.ACI & DryFGD | 0.063509 | 0.063509 | 0 | 0 | 0 | 0 | 0
00 Ret.ACI & DryFGD & HRI | 0 | 0 | 0.055781 | 0.055781 | 0.053644 | 0.055781 | 0.063509
00 Ret.ACI & DSI | 295.2278 | 290.6762 | 0 | 0 | 0 | 0 | 0
00 Ret.ACI & DSI & DryFGD | 0 | 0 | 0 | 0 | 0 | 0 | 0
00 Ret.ACI & DSI & DryFGD & HRI | 0 | 0 | 0 | 0 | 0 | 0 | 0
00 Ret.ACI & DSI & HRI | 0 | 0 | 272.9955 | 259.1634 | 254.6517 | 252.5485 | 278.6074
00 Ret.ACI & DSI & WetFGD & HRI | 0 | 0 | 0 | 0 | 0 | 0 | 0
00 Ret.ACI & HRI | 0 | 0 | 95.0797 | 92.7209 | 84.5626 | 88.659 | 101.7412
00 Ret.ACI & SCR | 0 | 0 | 0 | 0 | 0 | 0 | 0
00 Ret.ACI & SCR & DryFGD & CCS | 0 | 0 | 0 | 0 | 0 | 0 | 0
00 Ret.ACI & SCR & DryFGD & HRI | 0 | 0 | 0 | 0 | 0 | 0 | 0
00 Ret.ACI & SCR & DryFGD & HRI & CCS | 0 | 0 | 0 | 0 | 0 | 0 | 0
00 Ret.ACI & SCR & DSI | 2.6097 | 2.6097 | 0 | 0 | 0 | 0 | 0
00 Ret.ACI & SCR & DSI & DryFGD | 0 | 0 | 0 | 0 | 0 | 0 | 0
00 Ret.ACI & SCR & DSI & DryFGD & HRI | 0 | 0 | 0 | 0 | 0 | 0 | 0
00 Ret.ACI & SCR & DSI & HRI | 0 | 0 | 2.6097 | 2.6097 | 2.6097 | 2.6097 | 2.6097
00 Ret.ACI & SCR & DSI & WetFGD | 0 | 0 | 0 | 0 | 0 | 0 | 0
00 Ret.ACI & SCR & DSI & WetFGD & HRI | 0 | 0 | 0 | 0 | 0 | 0 | 0
00 Ret.ACI & SCR & HRI | 0 | 0 | 0 | 0 | 0 | 0 | 0
00 Ret.ACI & SCR & WetFGD & CCS | 0 | 0 | 0 | 0 | 0 | 0 | 0
00 Ret.ACI & SCR & WetFGD & HRI | 0 | 0 | 0 | 0 | 0 | 0 | 0
00 Ret.ACI & SCR & WetFGD & HRI & CCS | 0 | 0 | 0 | 0 | 0 | 0 | 0
00 Ret.ACI & SNCR | 0 | 0 | 0 | 0 | 0 | 0 | 0
00 Ret.ACI & SNCR & DSI | 0 | 0 | 0 | 0 | 0 | 0 | 0
00 Ret.ACI & SNCR & DSI & DryFGD | 0 | 0 | 0 | 0 | 0 | 0 | 0
00 Ret.ACI & SNCR & DSI & DryFGD & HRI | 0 | 0 | 0 | 0 | 0 | 0 | 0
00 Ret.ACI & SNCR & DSI & HRI | 0 | 0 | 0 | 0 | 0 | 0 | 0
00 Ret.ACI & SNCR & DSI & WetFGD | 0 | 0 | 0 | 0 | 0 | 0 | 0
00 Ret.ACI & SNCR & DSI & WetFGD & HRI | 0 | 0 | 0 | 0 | 0 | 0 | 0
00 Ret.ACI & SNCR & HRI | 0 | 0 | 0 | 0 | 0 | 0 | 0
00 Ret.ACI & WetFGD | 24.7695 | 24.7695 | 0 | 0 | 0 | 0 | 0
00 Ret.ACI & WetFGD & DSI | 0 | 0 | 0 | 0 | 0 | 0 | 0
00 Ret.ACI & WetFGD & HRI | 0 | 0 | 22.5313 | 21.6361 | 21.211 | 21.6361 | 24.7695
00 Ret.C2G | 0 | 0.02448 | 13.4534 | 13.6427 | 14.3285 | 16.6501 | 8.0295
00 Ret.C2G & SCR | 0 | 0 | 0 | 0 | 0 | 0 | 0
00 Ret.CCG | 0 | 0 | 0 | 0 | 0 | 0 | 0
00 Ret.DryFGD | 0.024886 | 0.024886 | 0 | 0 | 0 | 0 | 0
00 Ret.DryFGD & ACI & CCS | 0 | 0 | 0 | 0 | 0 | 0 | 0
00 Ret.DryFGD & ACI & HRI & CCS | 0 | 0 | 0 | 0 | 0 | 0 | 0
00 Ret.DryFGD & CCS | 0 | 0 | 0 | 0 | 0 | 0 | 0
00 Ret.DryFGD & HRI | 0 | 0 | 0.024886 | 0.024886 | 0.024886 | 0.024886 | 0.024886
00 Ret.DryFGD & HRI & CCS | 0 | 0 | 0 | 0 | 0 | 0 | 0
00 Ret.DSI | 6.2474 | 6.2474 | 0 | 0 | 0 | 0 | 0
00 Ret.DSI & DryFGD | 0 | 0 | 0 | 0 | 0 | 0 | 0
00 Ret.DSI & DryFGD & HRI | 0 | 0 | 0 | 0 | 0 | 0 | 0
00 Ret.DSI & HRI | 0 | 0 | 0 | 0 | 0 | 0 | 0
00 Ret.DSI & WetFGD | 0 | 0 | 0 | 0 | 0 | 0 | 0
00 Ret.DSI & WetFGD & HRI | 0 | 0 | 0 | 0 | 0 | 0 | 0
00 Ret.Exist FBC_DryFGD_SNCR_ACI & CCS | 0 | 0 | 0 | 0 | 0 | 0 | 0
00 Ret.ExistACI & DryFGD | 55.0387 | 54.6329 | 0.14632 | 0.14632 | 0 | 0 | 0
00 Ret.ExistACI & DryFGD & CCS | 0 | 0 | 0 | 0 | 0 | 0 | 0
00 Ret.ExistACI & DryFGD & HRI | 0 | 0 | 54.7281 | 54.7281 | 54.7281 | 54.6426 | 54.7281
00 Ret.ExistACI & DryFGD & HRI & CCS | 0 | 0 | 0 | 0 | 0 | 0 | 0
00 Ret.ExistACI & DSI | 71.4291 | 71.4309 | 61.8384 | 61.8384 | 0 | 0 | 0
00 Ret.ExistACI & DSI & DryFGD | 0 | 0 | 0 | 0 | 0 | 0 | 0
00 Ret.ExistACI & DSI & DryFGD & HRI | 0 | 0 | 0 | 0 | 0 | 0 | 0
00 Ret.ExistACI & DSI & HRI | 0 | 0 | 9.5907 | 9.5907 | 9.5907 | 9.5907 | 9.5938
00 Ret.ExistACI & DSI & WetFGD | 0 | 0 | 0 | 0 | 0 | 0 | 0
00 Ret.ExistACI & DSI & WetFGD & HRI | 0 | 0 | 0 | 0 | 0 | 0 | 0
00 Ret.ExistACI & HRI | 0 | 0 | 0 | 0 | 0 | 0 | 0
00 Ret.ExistACI & HRI & WetFGD | 0 | 0 | 0 | 0 | 0 | 0 | 0
00 Ret.ExistACI & SCR | 0 | 0 | 0 | 0 | 0 | 0 | 0
00 Ret.ExistACI & SCR & DryFGD | 4.8945 | 5.0578 | 0 | 0 | 0 | 0 | 0
00 Ret.ExistACI & SCR & DryFGD & CCS | 0 | 0 | 0 | 0 | 0 | 0 | 0
00 Ret.ExistACI & SCR & DryFGD & HRI | 0 | 0 | 5.0578 | 5.0578 | 5.2033 | 5.2033 | 5.2033
00 Ret.ExistACI & SCR & DryFGD & HRI & CCS | 0 | 0 | 0 | 0 | 0 | 0 | 0
00 Ret.ExistACI & SCR & DSI | 7.8469 | 7.8469 | 0 | 0 | 0 | 0 | 0
00 Ret.ExistACI & SCR & DSI & DryFGD | 0 | 0 | 0 | 0 | 0 | 0 | 0
00 Ret.ExistACI & SCR & DSI & HRI | 0 | 0 | 7.8469 | 7.4285 | 7.0259 | 7.7248 | 7.8469
00 Ret.ExistACI & SCR & DSI & DryFGD & HRI | 0 | 0 | 0 | 0 | 0 | 0 | 0
00 Ret.ExistACI & SCR & HRI | 0 | 0 | 0 | 0 | 0 | 0 | 0
00 Ret.ExistACI & SCR & WetFGD | 28.7205 | 28.7205 | 0 | 0 | 0 | 0 | 0
00 Ret.ExistACI & SCR & WetFGD & CCS | 0 | 0 | 0 | 0 | 0 | 0 | 0
00 Ret.ExistACI & SCR & WetFGD & HRI | 0 | 0 | 28.7205 | 28.7205 | 28.7439 | 28.7439 | 28.7439
00 Ret.ExistACI & SCR & WetFGD & HRI & CCS | 0 | 0 | 0 | 0 | 0 | 0 | 0
00 Ret.ExistACI & SNCR | 0 | 0 | 0 | 0 | 0 | 0 | 0
00 Ret.ExistACI & SNCR & DryFGD | 0 | 0 | 0 | 0 | 0 | 0 | 0
00 Ret.ExistACI & SNCR & DryFGD & HRI | 0 | 0 | 0 | 0 | 0 | 0 | 0
00 Ret.ExistACI & SNCR & DSI | 0 | 0 | 0 | 0 | 0 | 0 | 0
00 Ret.ExistACI & SNCR & DSI & HRI | 0 | 0 | 0 | 0 | 0 | 0 | 0
00 Ret.ExistACI & SNCR & HRI | 0 | 0 | 0 | 0 | 0 | 0 | 0
00 Ret.ExistACI & SNCR & WetFGD | 0 | 0 | 0 | 0 | 0 | 0 | 0
00 Ret.ExistACI & SNCR & WetFGD & HRI | 0 | 0 | 0 | 0 | 0 | 0 | 0
00 Ret.ExistACI & WetFGD | 0.023626 | 0.023626 | 0.023626 | 0.023626 | 0 | 0 | 0
00 Ret.ExistACI & WetFGD & CCS | 0 | 0 | 0 | 0 | 0 | 0 | 0
00 Ret.ExistACI & WetFGD & HRI & CCS | 0 | 0 | 0 | 0 | 0 | 0 | 0
00 Ret.ExistACI_DSI & DryFGD | 0 | 0 | 0 | 0 | 0 | 0 | 0
00 Ret.ExistACI_DSI & DryFGD & HRI | 0 | 0 | 0 | 0 | 0 | 0 | 0
00 Ret.ExistACI_DSI & HRI | 0 | 0 | 0 | 0 | 0 | 0 | 0
00 Ret.ExistACI_DSI & SCR | 0 | 0 | 0 | 0 | 0 | 0 | 0
00 Ret.ExistACI_DSI & SCR & DryFGD | 0 | 0 | 0 | 0 | 0 | 0 | 0
00 Ret.ExistACI_DSI & SCR & DryFGD & HRI | 0 | 0 | 0 | 0 | 0 | 0 | 0
00 Ret.ExistACI_DSI & SCR & HRI | 0 | 0 | 0 | 0 | 0 | 0 | 0
00 Ret.ExistACI_DSI & SCR & WetFGD | 0 | 0 | 0 | 0 | 0 | 0 | 0
00 Ret.ExistACI_DSI & SCR & WetFGD & HRI | 0 | 0 | 0 | 0 | 0 | 0 | 0
00 Ret.ExistACI_DSI & WetFGD | 0 | 0 | 0 | 0 | 0 | 0 | 0
00 Ret.ExistACI_DSI & WetFGD & HRI | 0 | 0 | 0 | 0 | 0 | 0 | 0
00 Ret.ExistDryFGD & ACI | 76.5228 | 76.5228 | 0 | 0 | 0 | 0 | 0
00 Ret.ExistDryFGD & ACI & CCS | 0 | 0 | 0 | 0 | 0 | 0 | 0
00 Ret.ExistDryFGD & ACI & HRI | 0 | 0 | 75.1889 | 73.5387 | 72.5593 | 69.2988 | 76.6573
00 Ret.ExistDryFGD & ACI & HRI & CCS | 0 | 0 | 0 | 0 | 0 | 0 | 0
00 Ret.ExistDryFGD & ACI & SCR | 0 | 0 | 0 | 0 | 0 | 0 | 0
00 Ret.ExistDryFGD & ACI & SCR & CCS | 0 | 0 | 0 | 0 | 0 | 0 | 0
00 Ret.ExistDryFGD & ACI & SCR & HRI | 0 | 0 | 0 | 0 | 0 | 0 | 0
00 Ret.ExistDryFGD & ACI & SCR & HRI & CCS | 0 | 0 | 0 | 0 | 0 | 0 | 0
00 Ret.ExistDryFGD & ACI & SNCR | 0 | 0 | 0 | 0 | 0 | 0 | 0
00 Ret.ExistDryFGD & ACI & SNCR & HRI | 0 | 0 | 0 | 0 | 0 | 0 | 0
00 Ret.ExistDryFGD & CCS | 0 | 0 | 0 | 0 | 0 | 0 | 0
00 Ret.ExistDryFGD & HRI | 0 | 0 | 55.9699 | 56.6407 | 55.4631 | 56.6464 | 57.4212
00 Ret.ExistDryFGD & HRI & CCS | 0 | 0 | 0 | 0 | 0 | 0 | 0
00 Ret.ExistDryFGD & SCR | 11.0514 | 11.0514 | 0 | 0 | 0 | 0 | 0
00 Ret.ExistDryFGD & SCR & CCS | 0 | 0 | 0 | 0 | 0 | 0 | 0
00 Ret.ExistDryFGD & SCR & HRI | 0 | 0 | 8.5236 | 7.9751 | 7.879 | 3.4849 | 8.92
00 Ret.ExistDryFGD & SCR & HRI & CCS | 0 | 0 | 0 | 0 | 0 | 0 | 0
00 Ret.ExistDryFGD & SNCR | 2.2585 | 2.5327 | 0.0071881 | 0 | 0 | 0 | 0
00 Ret.ExistDryFGD & SNCR & HRI | 0 | 0 | 0 | 0 | 0 | 0 | 0
00 Ret.ExistDryFGD_ACI & CCS | 0 | 0 | 0 | 0 | 0 | 0 | 0
00 Ret.ExistDryFGD_ACI & HRI | 0 | 0 | 43.1539 | 43.8953 | 42.2959 | 44.8489 | 49.4957
00 Ret.ExistDryFGD_ACI & HRI & CCS | 0 | 0 | 0 | 0 | 0 | 0 | 0
00 Ret.ExistDryFGD_ACI & SCR | 19.872 | 21.5453 | 0 | 0 | 0 | 0 | 0
00 Ret.ExistDryFGD_ACI & SCR & CCS | 0 | 0 | 0 | 0 | 0 | 0 | 0
00 Ret.ExistDryFGD_ACI & SCR & HRI | 0 | 0 | 21.3633 | 21.0107 | 21.1173 | 21.1982 | 21.5227
00 Ret.ExistDryFGD_ACI & SCR & HRI & CCS | 0 | 0 | 0 | 0 | 0 | 0 | 0
00 Ret.ExistDryFGD_SCR & ACI & CCS | 0 | 0 | 0 | 0 | 0 | 0 | 0
00 Ret.ExistDryFGD_SCR & ACI & HRI | 0 | 0 | 48.8399 | 48.9516 | 48.5196 | 48.0176 | 52.4206
00 Ret.ExistDryFGD_SCR & ACI & HRI & CCS | 0 | 0 | 0 | 0 | 0 | 0 | 0
00 Ret.ExistDryFGD_SCR & CCS | 0 | 0 | 0 | 0 | 0 | 0 | 0
00 Ret.ExistDryFGD_SNCR & ACI & CCS | 0 | 0 | 0 | 0 | 0 | 0 | 0
00 Ret.ExistDryFGD_SNCR & ACI & HRI | 0 | 0 | 15.9272 | 15.9272 | 15.9272 | 15.9272 | 15.9272
00 Ret.ExistDryFGD_SNCR & ACI & HRI & CCS | 0 | 0 | 0 | 0 | 0 | 0 | 0
00 Ret.ExistDryFGD_SNCR & CCS | 0 | 0 | 0 | 0 | 0 | 0 | 0
00 Ret.ExistDSI & ACI | 0 | 0 | 0 | 0 | 0 | 0 | 0
00 Ret.ExistDSI & ACI & HRI | 0 | 0 | 0 | 0 | 0 | 0 | 0
00 Ret.ExistDSI & ACI & SCR | 0 | 0 | 0 | 0 | 0 | 0 | 0
00 Ret.ExistDSI & ACI & SCR & DryFGD & CCS | 0 | 0 | 0 | 0 | 0 | 0 | 0
00 Ret.ExistDSI & ACI & SCR & DryFGD & HRI | 0 | 0 | 0 | 0 | 0 | 0 | 0
00 Ret.ExistDSI & ACI & SCR & DryFGD & HRI & CCS | 0 | 0 | 0 | 0 | 0 | 0 | 0
00 Ret.ExistDSI & ACI & SCR & HRI | 0 | 0 | 0 | 0 | 0 | 0 | 0
00 Ret.ExistDSI & DryFGD | 0 | 0 | 0 | 0 | 0 | 0 | 0
00 Ret.ExistDSI & DryFGD & ACI | 0 | 0 | 0 | 0 | 0 | 0 | 0
00 Ret.ExistDSI & DryFGD & ACI & CCS | 0 | 0 | 0 | 0 | 0 | 0 | 0
00 Ret.ExistDSI & DryFGD & ACI & HRI | 0 | 0 | 0 | 0 | 0 | 0 | 0
00 Ret.ExistDSI & DryFGD & ACI & HRI & CCS | 0 | 0 | 0 | 0 | 0 | 0 | 0
00 Ret.ExistDSI & DryFGD & CCS | 0 | 0 | 0 | 0 | 0 | 0 | 0
00 Ret.ExistDSI & DryFGD & HRI | 0 | 0 | 0 | 0 | 0 | 0 | 0
00 Ret.ExistDSI & DryFGD & HRI & CCS | 0 | 0 | 0 | 0 | 0 | 0 | 0
00 Ret.ExistDSI & HRI | 0 | 0 | 0 | 0 | 0 | 0 | 0
00 Ret.ExistDSI & SCR | 0 | 0 | 0 | 0 | 0 | 0 | 0
00 Ret.ExistDSI & SCR & DryFGD | 0 | 0 | 0 | 0 | 0 | 0 | 0
00 Ret.ExistDSI & SCR & DryFGD & ACI | 0 | 0 | 0 | 0 | 0 | 0 | 0
00 Ret.ExistDSI & SCR & DryFGD & CCS | 0 | 0 | 0 | 0 | 0 | 0 | 0
00 Ret.ExistDSI & SCR & DryFGD & HRI | 0 | 0 | 0 | 0 | 0 | 0 | 0
00 Ret.ExistDSI & SCR & DryFGD & HRI & CCS | 0 | 0 | 0 | 0 | 0 | 0 | 0
00 Ret.ExistDSI & SCR & HRI | 0 | 0 | 0 | 0 | 0 | 0 | 0
00 Ret.ExistDSI & SCR & WetFGD | 0 | 0 | 0 | 0 | 0 | 0 | 0
00 Ret.ExistDSI & SCR & WetFGD & CCS | 0 | 0 | 0 | 0 | 0 | 0 | 0
00 Ret.ExistDSI & SCR & WetFGD & HRI | 0 | 0 | 0 | 0 | 0 | 0 | 0
00 Ret.ExistDSI & SCR & WetFGD & HRI & CCS | 0 | 0 | 0 | 0 | 0 | 0 | 0
00 Ret.ExistDSI & WetFGD | 0 | 0 | 0 | 0 | 0 | 0 | 0
00 Ret.ExistDSI & WetFGD & ACI | 0 | 0 | 0 | 0 | 0 | 0 | 0
00 Ret.ExistDSI & WetFGD & ACI & HRI | 0 | 0 | 0 | 0 | 0 | 0 | 0
00 Ret.ExistDSI & WetFGD & CCS | 0 | 0 | 0 | 0 | 0 | 0 | 0
00 Ret.ExistDSI & WetFGD & HRI | 0 | 0 | 0 | 0 | 0 | 0 | 0
00 Ret.ExistDSI & WetFGD & HRI & CCS | 0 | 0 | 0 | 0 | 0 | 0 | 0
00 Ret.ExistIGCC & CCS | 0 | 0 | 0 | 0 | 0 | 0 | 0
00 Ret.ExistSCR & ACI | 8.8517 | 8.8517 | 0 | 0 | 0 | 0 | 0
00 Ret.ExistSCR & ACI & DryFGD | 6.9401 | 6.9401 | 0 | 0 | 0 | 0 | 0
00 Ret.ExistSCR & ACI & DryFGD & HRI | 0 | 0 | 4.5946 | 4.5946 | 4.5946 | 4.5946 | 4.5946
00 Ret.ExistSCR & ACI & DSI | 66.9047 | 66.9047 | 0 | 0 | 0 | 0 | 0
00 Ret.ExistSCR & ACI & DSI & DryFGD | 0 | 0 | 0 | 0 | 0 | 0 | 0
00 Ret.ExistSCR & ACI & DSI & DryFGD & HRI | 0 | 0 | 0 | 0 | 0 | 0 | 0
00 Ret.ExistSCR & ACI & DSI & HRI | 0 | 0 | 66.9047 | 66.9047 | 66.9047 | 66.9047 | 66.9047
00 Ret.ExistSCR & ACI & DSI & WetFGD | 0 | 0 | 0 | 0 | 0 | 0 | 0
00 Ret.ExistSCR & ACI & DSI & WetFGD & HRI | 0 | 0 | 0 | 0 | 0 | 0 | 0
00 Ret.ExistSCR & ACI & HRI | 0 | 0 | 8.8517 | 8.8517 | 8.8517 | 8.8517 | 8.8517
00 Ret.ExistSCR & ACI & WetFGD | 0 | 0 | 0 | 0 | 0 | 0 | 0
00 Ret.ExistSCR & ACI & WetFGD & HRI | 0 | 0 | 0 | 0 | 0 | 0 | 0
00 Ret.ExistSCR & DryFGD | 0 | 0 | 0 | 0 | 0 | 0 | 0
00 Ret.ExistSCR & DryFGD & ACI & CCS | 0 | 0 | 0 | 0 | 0 | 0 | 0
00 Ret.ExistSCR & DryFGD & ACI & HRI & CCS | 0 | 0 | 0 | 0 | 0 | 0 | 0
00 Ret.ExistSCR & DryFGD & CCS | 0 | 0 | 0 | 0 | 0 | 0 | 0
00 Ret.ExistSCR & DryFGD & HRI | 0 | 0 | 0 | 0 | 0 | 0 | 0
00 Ret.ExistSCR & DryFGD & HRI & CCS | 0 | 0 | 0 | 0 | 0 | 0 | 0
00 Ret.ExistSCR & DSI | 0 | 0 | 0 | 0 | 0 | 0 | 0
00 Ret.ExistSCR & DSI & DryFGD | 0 | 0 | 0 | 0 | 0 | 0 | 0
00 Ret.ExistSCR & DSI & DryFGD & HRI | 0 | 0 | 0 | 0 | 0 | 0 | 0
00 Ret.ExistSCR & DSI & HRI | 0 | 0 | 0 | 0 | 0 | 0 | 0
00 Ret.ExistSCR & DSI & WetFGD | 0 | 0 | 0 | 0 | 0 | 0 | 0
00 Ret.ExistSCR & DSI & WetFGD & HRI | 0 | 0 | 0 | 0 | 0 | 0 | 0
00 Ret.ExistSCR & HRI | 0 | 0 | 0 | 0 | 0 | 0 | 0
00 Ret.ExistSCR & WetFGD | 0 | 0 | 0 | 0 | 0 | 0 | 0
00 Ret.ExistSCR & WetFGD & ACI & CCS | 0 | 0 | 0 | 0 | 0 | 0 | 0
00 Ret.ExistSCR & WetFGD & ACI & HRI & CCS | 0 | 0 | 0 | 0 | 0 | 0 | 0
00 Ret.ExistSCR & WetFGD & CCS | 0 | 0 | 0 | 0 | 0 | 0 | 0
00 Ret.ExistSCR & WetFGD & HRI | 0 | 0 | 0 | 0 | 0 | 0 | 0
00 Ret.ExistSCR & WetFGD & HRI & CCS | 0 | 0 | 0 | 0 | 0 | 0 | 0
00 Ret.ExistSCR_ACI & DryFGD | 25.831 | 25.7415 | 0 | 0 | 0 | 0 | 0
00 Ret.ExistSCR_ACI & DryFGD & CCS | 0 | 0 | 0 | 0 | 0 | 0 | 0
00 Ret.ExistSCR_ACI & DryFGD & HRI | 0 | 0 | 25.7677 | 25.7677 | 25.7677 | 25.7677 | 25.7677
00 Ret.ExistSCR_ACI & DryFGD & HRI & CCS | 0 | 0 | 0 | 0 | 0 | 0 | 0
00 Ret.ExistSCR_ACI & DSI | 0.070856 | 0.070856 | 0 | 0 | 0 | 0 | 0
00 Ret.ExistSCR_ACI & DSI & HRI | 0 | 0 | 0.073966 | 0.073966 | 0.073966 | 0.073966 | 0.073966
00 Ret.ExistSCR_ACI & HRI | 0 | 0 | 0 | 0 | 0 | 0 | 0
00 Ret.ExistSCR_ACI & WetFGD | 0 | 0 | 0 | 0 | 0 | 0 | 0
00 Ret.ExistSCR_ACI & WetFGD & CCS | 0 | 0 | 0 | 0 | 0 | 0 | 0
00 Ret.ExistSCR_ACI & WetFGD & HRI | 0 | 0 | 0 | 0 | 0 | 0 | 0
00 Ret.ExistSCR_ACI & WetFGD & HRI & CCS | 0 | 0 | 0 | 0 | 0 | 0 | 0
00 Ret.ExistSCR_ACI_DSI & DryFGD | 0 | 0 | 0 | 0 | 0 | 0 | 0
00 Ret.ExistSCR_ACI_DSI & DryFGD & CCS | 0 | 0 | 0 | 0 | 0 | 0 | 0
00 Ret.ExistSCR_ACI_DSI & DryFGD & HRI | 0 | 0 | 0 | 0 | 0 | 0 | 0
00 Ret.ExistSCR_ACI_DSI & DryFGD & HRI & CCS | 0 | 0 | 0 | 0 | 0 | 0 | 0
00 Ret.ExistSCR_ACI_DSI & HRI | 0 | 0 | 26.7731 | 24.7618 | 26.7731 | 24.7618 | 28.3478
00 Ret.ExistSCR_ACI_DSI & WetFGD | 0 | 0 | 0 | 0 | 0 | 0 | 0
00 Ret.ExistSCR_ACI_DSI & WetFGD & CCS | 0 | 0 | 0 | 0 | 0 | 0 | 0
00 Ret.ExistSCR_ACI_DSI & WetFGD & HRI | 0 | 0 | 0 | 0 | 0 | 0 | 0
00 Ret.ExistSCR_ACI_DSI & WetFGD & HRI & CCS | 0 | 0 | 0 | 0 | 0 | 0 | 0
00 Ret.ExistSCR_DryFGD & ACI | 59.0068 | 59.0068 | 0 | 0 | 0 | 0 | 0
00 Ret.ExistSCR_DryFGD & HRI | 0 | 0 | 11.1068 | 11.1068 | 11.1068 | 11.1068 | 12.7152
00 Ret.ExistSCR_DryFGD & HRI & CCS | 0 | 0 | 0 | 0 | 0 | 0 | 0
00 Ret.ExistSCR_DryFGD_ACI & CCS | 0 | 0 | 0 | 0 | 0 | 0 | 0
00 Ret.ExistSCR_DryFGD_ACI & HRI | 0 | 0 | 156.184 | 152.3607 | 151.1983 | 143.2461 | 152.0111
00 Ret.ExistSCR_DryFGD_ACI & HRI & CCS | 0 | 0 | 0 | 0 | 0 | 0 | 0
00 Ret.ExistSCR_DSI & ACI | 0 | 0 | 0 | 0 | 0 | 0 | 0
00 Ret.ExistSCR_DSI & ACI & HRI | 0 | 0 | 0 | 0 | 0 | 0 | 0
00 Ret.ExistSCR_DSI & DryFGD | 0 | 0 | 0 | 0 | 0 | 0 | 0
00 Ret.ExistSCR_DSI & DryFGD & ACI | 0 | 0 | 0 | 0 | 0 | 0 | 0
00 Ret.ExistSCR_DSI & DryFGD & ACI & HRI | 0 | 0 | 0 | 0 | 0 | 0 | 0
00 Ret.ExistSCR_DSI & DryFGD & HRI | 0 | 0 | 0 | 0 | 0 | 0 | 0
00 Ret.ExistSCR_DSI & HRI | 0 | 0 | 0 | 0 | 0 | 0 | 0
00 Ret.ExistSCR_DSI & WetFGD | 0 | 0 | 0 | 0 | 0 | 0 | 0
00 Ret.ExistSCR_DSI & WetFGD & ACI | 0 | 0 | 0 | 0 | 0 | 0 | 0
00 Ret.ExistSCR_DSI & WetFGD & ACI & HRI | 0 | 0 | 0 | 0 | 0 | 0 | 0
00 Ret.ExistSCR_DSI & WetFGD & HRI | 0 | 0 | 0 | 0 | 0 | 0 | 0
00 Ret.ExistSCR_WetFGD & ACI | 136.6828 | 138.7512 | 8.4506 | 6.1151 | 6.1151 | 6.1151 | 16.2657
00 Ret.ExistSCR_WetFGD & HRI | 0 | 0 | 1562.3841 | 1514.8816 | 1417.8961 | 1338.2047 | 1348.0239
00 Ret.ExistSCR_WetFGD & HRI & CCS | 0 | 0 | 0 | 0 | 0 | 0 | 0
00 Ret.ExistSCR_WetFGD_ACI & CCS | 0 | 0 | 0 | 0 | 0 | 0 | 0
00 Ret.ExistSCR_WetFGD_ACI & HRI | 0 | 0 | 252.0357 | 253.7634 | 248.33 | 253.0303 | 261.1224
00 Ret.ExistSCR_WetFGD_ACI & HRI & CCS | 0 | 0 | 0 | 0 | 0 | 0 | 0
00 Ret.ExistSNCR & ACI | 1.0528 | 1.0528 | 0 | 0 | 0 | 0 | 0
00 Ret.ExistSNCR & ACI & DryFGD | 0 | 0 | 0 | 0 | 0 | 0 | 0
00 Ret.ExistSNCR & ACI & DryFGD & HRI | 0 | 0 | 0 | 0 | 0 | 0 | 0
00 Ret.ExistSNCR & ACI & DSI | 3.2623 | 3.3386 | 0 | 0 | 0 | 0 | 0
00 Ret.ExistSNCR & ACI & DSI & DryFGD | 0 | 0 | 0 | 0 | 0 | 0 | 0
00 Ret.ExistSNCR & ACI & DSI & DryFGD & HRI | 0 | 0 | 0 | 0 | 0 | 0 | 0
00 Ret.ExistSNCR & ACI & DSI & HRI | 0 | 0 | 3.2623 | 3.2623 | 3.2623 | 3.3386 | 3.3386
00 Ret.ExistSNCR & ACI & DSI & WetFGD | 0 | 0 | 0 | 0 | 0 | 0 | 0
00 Ret.ExistSNCR & ACI & DSI & WetFGD & HRI | 0 | 0 | 0 | 0 | 0 | 0 | 0
00 Ret.ExistSNCR & ACI & HRI | 0 | 0 | 1.0528 | 1.0528 | 1.0528 | 1.0528 | 1.0528
00 Ret.ExistSNCR & ACI & WetFGD | 0 | 0 | 0 | 0 | 0 | 0 | 0
00 Ret.ExistSNCR & ACI & WetFGD & HRI | 0 | 0 | 0 | 0 | 0 | 0 | 0
00 Ret.ExistSNCR & DryFGD | 2.4909 | 2.4909 | 0 | 0 | 0 | 0 | 0
00 Ret.ExistSNCR & DryFGD & CCS | 0 | 0 | 0 | 0 | 0 | 0 | 0
00 Ret.ExistSNCR & DryFGD & HRI | 0 | 0 | 2.4909 | 2.4909 | 2.4909 | 2.4909 | 2.4909
00 Ret.ExistSNCR & DryFGD & HRI & CCS | 0 | 0 | 0 | 0 | 0 | 0 | 0
00 Ret.ExistSNCR & DSI | 0 | 0 | 0 | 0 | 0 | 0 | 0
00 Ret.ExistSNCR & DSI & DryFGD | 0 | 0 | 0 | 0 | 0 | 0 | 0
00 Ret.ExistSNCR & DSI & DryFGD & HRI | 0 | 0 | 0 | 0 | 0 | 0 | 0
00 Ret.ExistSNCR & DSI & HRI | 0 | 0 | 0 | 0 | 0 | 0 | 0
00 Ret.ExistSNCR & DSI & WetFGD | 0 | 0 | 0 | 0 | 0 | 0 | 0
00 Ret.ExistSNCR & DSI & WetFGD & HRI | 0 | 0 | 0 | 0 | 0 | 0 | 0
00 Ret.ExistSNCR & HRI | 0 | 0 | 2.7399 | 2.9617 | 2.9617 | 2.9617 | 3.3906
00 Ret.ExistSNCR & WetFGD | 0.025018 | 0.025018 | 0 | 0 | 0 | 0 | 0
00 Ret.ExistSNCR & WetFGD & ACI & CCS | 0 | 0 | 0 | 0 | 0 | 0 | 0
00 Ret.ExistSNCR & WetFGD & ACI & HRI & CCS | 0 | 0 | 0 | 0 | 0 | 0 | 0
00 Ret.ExistSNCR & WetFGD & CCS | 0 | 0 | 0 | 0 | 0 | 0 | 0
00 Ret.ExistSNCR & WetFGD & HRI | 0 | 0 | 0.025018 | 0.025018 | 0.025018 | 0.025018 | 0.025018
00 Ret.ExistSNCR & WetFGD & HRI & CCS | 0 | 0 | 0 | 0 | 0 | 0 | 0
00 Ret.ExistSNCR_ACI & DryFGD | 2.4601 | 2.4601 | 0 | 0 | 0 | 0 | 0
00 Ret.ExistSNCR_ACI & DryFGD & CCS | 0 | 0 | 0 | 0 | 0 | 0 | 0
00 Ret.ExistSNCR_ACI & DryFGD & HRI | 0 | 0 | 2.4601 | 2.4601 | 2.1489 | 2.2856 | 2.4601
00 Ret.ExistSNCR_ACI & DryFGD & HRI & CCS | 0 | 0 | 0 | 0 | 0 | 0 | 0
00 Ret.ExistSNCR_ACI & DSI | 0 | 0 | 0 | 0 | 0 | 0 | 0
00 Ret.ExistSNCR_ACI & DSI & HRI | 0 | 0 | 0 | 0 | 0 | 0 | 0
00 Ret.ExistSNCR_ACI & HRI | 0 | 0 | 0 | 0 | 0 | 0 | 0
00 Ret.ExistSNCR_ACI & WetFGD | 0 | 0 | 0 | 0 | 0 | 0 | 0
00 Ret.ExistSNCR_ACI & WetFGD & CCS | 0 | 0 | 0 | 0 | 0 | 0 | 0
00 Ret.ExistSNCR_ACI & WetFGD & HRI | 0 | 0 | 0 | 0 | 0 | 0 | 0
00 Ret.ExistSNCR_ACI & WetFGD & HRI & CCS | 0 | 0 | 0 | 0 | 0 | 0 | 0
00 Ret.ExistSNCR_ACI_DSI & DryFGD | 0 | 0 | 0 | 0 | 0 | 0 | 0
00 Ret.ExistSNCR_ACI_DSI & DryFGD & HRI | 0 | 0 | 0 | 0 | 0 | 0 | 0
00 Ret.ExistSNCR_ACI_DSI & HRI | 0 | 0 | 0 | 0 | 0 | 0 | 0
00 Ret.ExistSNCR_ACI_DSI & WetFGD | 0 | 0 | 0 | 0 | 0 | 0 | 0
00 Ret.ExistSNCR_ACI_DSI & WetFGD & HRI | 0 | 0 | 0 | 0 | 0 | 0 | 0
00 Ret.ExistSNCR_DryFGD & ACI | 15.9272 | 15.9272 | 0 | 0 | 0 | 0 | 0
00 Ret.ExistSNCR_DryFGD & HRI | 0 | 0 | 0 | 0 | 0 | 0 | 0
00 Ret.ExistSNCR_DryFGD & HRI & CCS | 0 | 0 | 0 | 0 | 0 | 0 | 0
00 Ret.ExistSNCR_DryFGD_ACI & CCS | 0 | 0 | 0 | 0 | 0 | 0 | 0
00 Ret.ExistSNCR_DryFGD_ACI & HRI | 0 | 0 | 4.4379 | 4.4998 | 4.4379 | 4.4379 | 4.4379
00 Ret.ExistSNCR_WetFGD & ACI | 123.0949 | 122.1011 | 11.8367 | 10.442 | 11.1896 | 11.8367 | 11.8367
00 Ret.ExistSNCR_WetFGD & HRI | 0 | 0 | 50.2071 | 50.2071 | 50.2071 | 50.2071 | 51.4064
00 Ret.ExistSNCR_WetFGD & HRI & CCS | 0 | 0 | 0 | 0 | 0 | 0 | 0
00 Ret.ExistSNCR_WetFGD_ACI & CCS | 0 | 0 | 0 | 0 | 0 | 0 | 0
00 Ret.ExistSNCR_WetFGD_ACI & HRI | 0 | 0 | 13.644 | 13.644 | 8.8263 | 11.2484 | 18.9069
00 Ret.ExistSNCR_WetFGD_ACI & HRI & CCS | 0 | 0 | 0 | 0 | 0 | 0 | 0
00 Ret.ExistWetFGD & ACI | 448.5888 | 386.1552 | 0 | 0 | 0 | 0 | 0
00 Ret.ExistWetFGD & ACI & CCS | 0 | 0 | 0 | 0 | 0 | 0 | 0
00 Ret.ExistWetFGD & ACI & HRI | 0 | 0 | 314.5246 | 317.951 | 302.0403 | 300.6085 | 322.3925
00 Ret.ExistWetFGD & ACI & HRI & CCS | 0 | 0 | 0 | 0 | 0 | 0 | 0
00 Ret.ExistWetFGD & ACI & SCR | 19.818 | 63.5392 | 43.7212 | 43.7212 | 43.7212 | 43.7212 | 43.7212
00 Ret.ExistWetFGD & ACI & SCR & CCS | 0 | 0 | 0 | 0 | 0 | 0 | 0
00 Ret.ExistWetFGD & ACI & SCR & HRI | 0 | 0 | 19.818 | 18.4667 | 19.818 | 19.818 | 21.2658
00 Ret.ExistWetFGD & ACI & SCR & HRI & CCS | 0 | 0 | 0 | 0 | 0 | 0 | 0
00 Ret.ExistWetFGD & ACI & SNCR | 0 | 0 | 0 | 0 | 0 | 0 | 0
00 Ret.ExistWetFGD & ACI & SNCR & HRI | 0 | 0 | 0 | 0 | 0 | 0 | 0
00 Ret.ExistWetFGD & CCS | 0 | 0 | 0 | 0 | 0 | 0 | 0
00 Ret.ExistWetFGD & HRI | 0 | 0 | 100.9034 | 103.1593 | 98.7396 | 98.8205 | 99.4946
00 Ret.ExistWetFGD & HRI & CCS | 0 | 0 | 0 | 0 | 0 | 0 | 0
00 Ret.ExistWetFGD & SCR | 65.7219 | 85.4727 | 55.6535 | 55.6535 | 55.6535 | 55.6535 | 55.6535
00 Ret.ExistWetFGD & SCR & CCS | 0 | 0 | 0 | 0 | 0 | 0 | 0
00 Ret.ExistWetFGD & SCR & HRI | 0 | 0 | 75.9818 | 73.9972 | 73.3117 | 74.1319 | 75.3791
00 Ret.ExistWetFGD & SCR & HRI & CCS | 0 | 0 | 0 | 0 | 0 | 0 | 0
00 Ret.ExistWetFGD & SNCR | 0 | 0 | 0 | 0 | 0 | 0 | 0
00 Ret.ExistWetFGD & SNCR & HRI | 0 | 0 | 0 | 0 | 0 | 0 | 0
00 Ret.ExistWetFGD_ACI & CCS | 0 | 0 | 0 | 0 | 0 | 0 | 0
00 Ret.ExistWetFGD_ACI & HRI | 0 | 0 | 103.1542 | 102.0421 | 92.6015 | 96.741 | 109.9063
00 Ret.ExistWetFGD_ACI & HRI & CCS | 0 | 0 | 0 | 0 | 0 | 0 | 0
00 Ret.ExistWetFGD_ACI & SCR | 20.3648 | 26.2568 | 4.4577 | 4.4577 | 4.4577 | 4.4577 | 4.4577
00 Ret.ExistWetFGD_ACI & SCR & CCS | 0 | 0 | 0 | 0 | 0 | 0 | 0
00 Ret.ExistWetFGD_ACI & SCR & HRI | 0 | 0 | 21.7991 | 21.7991 | 21.7991 | 21.7991 | 21.7991
00 Ret.ExistWetFGD_ACI & SCR & HRI & CCS | 0 | 0 | 0 | 0 | 0 | 0 | 0
00 Ret.ExistWetFGD_ACI & SNCR | 0 | 0 | 0 | 0 | 0 | 0 | 0
00 Ret.ExistWetFGD_ACI & SNCR & HRI | 0 | 0 | 0 | 0 | 0 | 0 | 0
00 Ret.ExistWetFGD_SCR & ACI & CCS | 0 | 0 | 0 | 0 | 0 | 0 | 0
00 Ret.ExistWetFGD_SCR & ACI & HRI | 0 | 0 | 102.0824 | 97.1985 | 94.5127 | 94.1093 | 100.7921
00 Ret.ExistWetFGD_SCR & ACI & HRI & CCS | 0 | 0 | 0 | 0 | 0 | 0 | 0
00 Ret.ExistWetFGD_SCR & CCS | 0 | 0 | 0 | 0 | 0 | 0 | 0
00 Ret.ExistWetFGD_SNCR & ACI & CCS | 0 | 0 | 0 | 0 | 0 | 0 | 0
00 Ret.ExistWetFGD_SNCR & ACI & HRI | 0 | 0 | 100.055 | 100.0534 | 95.7828 | 89.5783 | 96.7054
00 Ret.ExistWetFGD_SNCR & ACI & HRI & CCS | 0 | 0 | 0 | 0 | 0 | 0 | 0
00 Ret.ExistWetFGD_SNCR & CCS | 0 | 0 | 0 | 0 | 0 | 0 | 0
00 Ret.FB & ACI | 28.029 | 28.029 | 2.4975 | 2.4975 | 2.4975 | 2.4975 | 0
00 Ret.FB & ACI & HRI | 0 | 0 | 7.7429 | 7.7429 | 6.7634 | 7.1896 | 15.159
00 Ret.FB & HRI | 0 | 0 | 5.787 | 5.787 | 5.787 | 5.787 | 5.787
00 Ret.FB DryFGD | 0 | 0 | 0 | 0 | 0 | 0 | 0
00 Ret.FB DryFGD & ACI | 0 | 0 | 0 | 0 | 0 | 0 | 0
00 Ret.FB DryFGD & ACI & HRI | 0 | 0 | 0 | 0 | 0 | 0 | 0
00 Ret.FB DryFGD & HRI | 0 | 0 | 1.2315 | 1.2315 | 1.2315 | 1.2315 | 1.2315
00 Ret.FB DryFGD & SNCR | 3.0239 | 3.0239 | 1.9854 | 1.9854 | 1.9854 | 1.9854 | 1.9854
00 Ret.FB DryFGD & SNCR & HRI | 0 | 0 | 1.0384 | 1.0384 | 1.0384 | 1.0384 | 1.0384
00 Ret.FB SNCR & DryFGD & ACI | 0 | 0 | 0 | 0 | 0 | 0 | 0
00 Ret.FB SNCR & DryFGD & ACI & HRI | 0 | 0 | 0 | 0 | 0 | 0 | 0
00 Ret.FB-ACI & SNCR | 0 | 0 | 0 | 0 | 0 | 0 | 0
00 Ret.FB-ACI & SNCR & CCS | 0 | 0 | 0 | 0 | 0 | 0 | 0
00 Ret.FB-ACI & SNCR & HRI | 0 | 0 | 0 | 0 | 0 | 0 | 0
00 Ret.FB-ACI & SNCR & HRI & CCS | 0 | 0 | 0 | 0 | 0 | 0 | 0
00 Ret.FB-Exist ACI & DryFGD | 0 | 0 | 0 | 0 | 0 | 0 | 0
00 Ret.FB-Exist ACI & DryFGD & HRI | 0 | 0 | 0 | 0 | 0 | 0 | 0
00 Ret.FB-Exist ACI & DryFGD & SNCR | 0 | 0 | 0 | 0 | 0 | 0 | 0
00 Ret.FB-Exist ACI & DryFGD & SNCR & HRI | 0 | 0 | 0 | 0 | 0 | 0 | 0
00 Ret.FB-Exist ACI & SNCR | 0 | 0 | 0 | 0 | 0 | 0 | 0
00 Ret.FB-Exist ACI & SNCR & HRI | 0 | 0 | 0 | 0 | 0 | 0 | 0
00 Ret.FB-ExistACI & HRI | 0 | 0 | 0 | 0 | 0 | 0 | 0
00 Ret.FB-ExistDryFGD & ACI | 0 | 0 | 0 | 0 | 0 | 0 | 0
00 Ret.FB-ExistDryFGD & ACI & HRI | 0 | 0 | 0 | 0 | 0 | 0 | 0
00 Ret.FB-ExistDryFGD & ACI & SNCR | 0 | 0 | 0 | 0 | 0 | 0 | 0
00 Ret.FB-ExistDryFGD & ACI & SNCR & HRI | 0 | 0 | 0 | 0 | 0 | 0 | 0
00 Ret.FB-ExistDryFGD & CCS | 0 | 0 | 0 | 0 | 0 | 0 | 0
00 Ret.FB-ExistDryFGD & HRI | 0 | 0 | 1.0593 | 1.0593 | 1.0593 | 1.0593 | 1.0593
00 Ret.FB-ExistDryFGD & SNCR | 0 | 0 | 0 | 0 | 0 | 0 | 0
00 Ret.FB-ExistDryFGD & SNCR & HRI | 0 | 0 | 0 | 0 | 0 | 0 | 0
00 Ret.FB-ExistDryFGD_ACI & CCS | 0 | 0 | 0 | 0 | 0 | 0 | 0
00 Ret.FB-ExistDryFGD_SNCR & ACI | 0 | 0 | 0 | 0 | 0 | 0 | 0
00 Ret.FB-ExistDryFGD_SNCR & ACI & HRI | 0 | 0 | 0 | 0 | 0 | 0 | 0
00 Ret.FB-ExistDryFGD_SNCR & CCS | 0 | 0 | 0 | 0 | 0 | 0 | 0
00 Ret.FB-ExistDryFGD_SNCR & HRI | 0 | 0 | 45.6041 | 44.4588 | 44.6563 | 39.8918 | 37.9683
00 Ret.FB-ExistDryFGD_SNCR & HRI & CCS | 0 | 0 | 0 | 0 | 0 | 0 | 0
00 Ret.FB-ExistDryFGD_SNCR_ACI & HRI | 0 | 0 | 11.5215 | 11.5215 | 10.5587 | 10.5587 | 14.6315
00 Ret.FB-ExistWetFGD_SNCR_ACI & HRI | 0 | 0 | 0 | 0 | 0 | 0 | 0
00 Ret.FB-ExistSNCR & ACI | 0.80854 | 0.80854 | 0.80854 | 0.80854 | 0.80854 | 0.80854 | 0.80854
00 Ret.FB-ExistSNCR & ACI & HRI | 0 | 0 | 0 | 0 | 0 | 0 | 0
00 Ret.FB-ExistSNCR & DryFGD | 0 | 0 | 0 | 0 | 0 | 0 | 0
00 Ret.FB-ExistSNCR & DryFGD & ACI | 0 | 0 | 0 | 0 | 0 | 0 | 0
00 Ret.FB-ExistSNCR & DryFGD & ACI & HRI | 0 | 0 | 0 | 0 | 0 | 0 | 0
00 Ret.FB-ExistSNCR & DryFGD & HRI | 0 | 0 | 2.8042 | 2.8042 | 2.8042 | 2.8042 | 2.8042
00 Ret.FB-ExistSNCR & HRI | 0 | 0 | 4.8813 | 3.8457 | 3.8457 | 3.8457 | 3.8457
00 Ret.FB-SNCR | 0 | 0 | 0 | 0 | 0 | 0 | 0
00 Ret.FB-SNCR & HRI | 0 | 0 | 0 | 0 | 0 | 0 | 0
00 Ret.HRI | 0 | 0 | 11.4 | 13.7625 | 14.0026 | 14.4774 | 14.5669
00 Ret.Oil/Gas Steam SCR | 0.03747 | 0 | 0 | 0 | 0 | 0 | 0
00 Ret.SCR | 0 | 0.042533 | 0 | 0 | 0 | 0 | 0
00 Ret.SCR & DryFGD | 0 | 0 | 0 | 0 | 0 | 0 | 0
00 Ret.SCR & DryFGD & ACI | 0 | 0 | 0 | 0 | 0 | 0 | 0
00 Ret.SCR & DryFGD & CCS | 0 | 0 | 0 | 0 | 0 | 0 | 0
00 Ret.SCR & DryFGD & HRI | 0 | 0 | 0 | 0 | 0 | 0 | 0
00 Ret.SCR & DryFGD & HRI & CCS | 0 | 0 | 0 | 0 | 0 | 0 | 0
00 Ret.SCR & DSI | 0 | 0 | 0 | 0 | 0 | 0 | 0
00 Ret.SCR & DSI & DryFGD | 0 | 0 | 0 | 0 | 0 | 0 | 0
00 Ret.SCR & DSI & DryFGD & HRI | 0 | 0 | 0 | 0 | 0 | 0 | 0
00 Ret.SCR & DSI & HRI | 0 | 0 | 0 | 0 | 0 | 0 | 0
00 Ret.SCR & DSI & WetFGD | 0 | 0 | 0 | 0 | 0 | 0 | 0
00 Ret.SCR & DSI & WetFGD & HRI | 0 | 0 | 0 | 0 | 0 | 0 | 0
00 Ret.SCR & HRI | 0 | 0 | 0.02702 | 0.013225 | 0.013225 | 0.013225 | 0.013225
00 Ret.SCR & WetFGD | 0 | 0 | 0 | 0 | 0 | 0 | 0
00 Ret.SCR & WetFGD & ACI | 0 | 0 | 0 | 0 | 0 | 0 | 0
00 Ret.SCR & WetFGD & CCS | 0 | 0 | 0 | 0 | 0 | 0 | 0
00 Ret.SCR & WetFGD & HRI | 0 | 0 | 0 | 0 | 0 | 0 | 0
00 Ret.SCR & WetFGD & HRI & CCS | 0 | 0 | 0 | 0 | 0 | 0 | 0
00 Ret.SNCR | 0 | 0 | 0 | 0 | 0 | 0 | 0
00 Ret.SNCR & DryFGD | 0 | 0 | 0 | 0 | 0 | 0 | 0
00 Ret.SNCR & DryFGD & ACI | 0 | 0 | 0 | 0 | 0 | 0 | 0
00 Ret.SNCR & DryFGD & ACI & HRI | 0 | 0 | 0 | 0 | 0 | 0 | 0
00 Ret.SNCR & DryFGD & HRI | 0 | 0 | 0 | 0 | 0 | 0 | 0
00 Ret.SNCR & DSI | 0 | 0 | 0 | 0 | 0 | 0 | 0
00 Ret.SNCR & DSI & HRI | 0 | 0 | 0 | 0 | 0 | 0 | 0
00 Ret.SNCR & HRI | 0 | 0 | 0 | 0 | 0 | 0 | 0
00 Ret.SNCR & WetFGD | 0 | 0 | 0 | 0 | 0 | 0 | 0
00 Ret.SNCR & WetFGD & ACI | 0 | 0 | 0 | 0 | 0 | 0 | 0
00 Ret.SNCR & WetFGD & ACI & HRI | 0 | 0 | 0 | 0 | 0 | 0 | 0
00 Ret.SNCR & WetFGD & HRI | 0 | 0 | 0 | 0 | 0 | 0 | 0
00 Ret.WetFGD | 23.4913 | 26.0603 | 0 | 0 | 0 | 0 | 0
00 Ret.WetFGD & ACI & CCS | 0 | 0 | 0 | 0 | 0 | 0 | 0
00 Ret.WetFGD & ACI & HRI & CCS | 0 | 0 | 0 | 0 | 0 | 0 | 0
00 Ret.WetFGD & CCS | 0 | 0 | 0 | 0 | 0 | 0 | 0
00 Ret.WetFGD & HRI | 0 | 0 | 26.0603 | 26.0603 | 26.0603 | 26.0603 | 26.0603
00 Ret.WetFGD & HRI & CCS | 0 | 0 | 0 | 0 | 0 | 0 | 0
00 CC Retirement | 0 | 0 | 0 | 0 | 0 | 0 | 0
00 CT Retirement | 0 | 0 | 0 | 0 | 0 | 0 | 0
00 O/G Retirement | 0 | 0 | 0 | 0 | 0 | 0 | 0
00 Coal Retirement | 0 | 0 | 0 | 0 | 0 | 0 | 0
00 IGCC Retirement | 0 | 0 | 0 | 0 | 0 | 0 | 0
00 Nuke Retirement | 0 | 0 | 0 | 0 | 0 | 0 | 0
00 Non-Fossil Retirement | 0 | 0 | 0 | 0 | 0 | 0 | 0
Total | 13864.1729 | 14140.0912 | 14430.4778 | 15023.1114 | 15547.1189 | 16739.3419 | 18049.6023
(**) Ind. Boiler generation, not included in the total
14. Capacity Factor by Capacity Reporting Type [%]
00 New Combined Cycle | 85.0958 | 86.1478 | 81.3422 | 80.7934 | 80.2068 | 79.3606 | 77.5843
00 New Combined Cycle - Uncontrolled | N/A | N/A | N/A | N/A | N/A | N/A | N/A
00 New Combined Cycle with Carbon Capture | N/A | N/A | N/A | N/A | N/A | N/A | N/A
00 New Combustion Turbine | 0.38568 | 3.3684 | 4.8214 | 5.0585 | 4.2594 | 2.816 | 2.4142
00 New Hydro | N/A | N/A | N/A | N/A | N/A | N/A | N/A
00 New Nuclear | N/A | N/A | N/A | N/A | N/A | N/A | N/A
00 New Biomass | 85 | 78.8512 | 83.9966 | 83.6991 | 83.6991 | 83.6991 | 83.6156
00 New Geothermal | N/A | 87 | 87 | 87 | 87 | 87 | 87
00 New Landfill Gas | 90 | 90 | 90 | 90 | 90 | 90 | 90
00 New Offshore Wind | N/A | N/A | N/A | 46.2 | 46.2 | 46.2 | 46.2
00 New Onshore Wind | 33.1111 | 34.7259 | 35.4842 | 35.2982 | 34.9059 | 34.7346 | 34.7946
00 New Solar PV | 18.3689 | 20.0035 | 19.8614 | 19.9848 | 20.0397 | 19.7096 | 22.0847
00 New Solar Thermal | 32.9836 | 40.159 | 36.6954 | 39.2142 | 39.3404 | 39.3404 | 39.4736
00 New Fuel Cell | N/A | N/A | N/A | N/A | N/A | N/A | N/A
00 New IGCC | N/A | N/A | N/A | N/A | N/A | N/A | N/A
00 New Advanced Coal with CCS | N/A | N/A | 85 | 85 | 85 | 85 | 85
00 New SPC - Uncontrolled | N/A | N/A | N/A | N/A | N/A | N/A | N/A
00 New SPC-WetFGD_SCR | 85 | 85 | 85 | 85 | 85 | 85 | 85
00 New Future Technology | N/A | N/A | N/A | N/A | N/A | N/A | N/A
00 Exist Combined Cycle | 55.9642 | 50.5564 | 56.7718 | 52.2194 | 47.3016 | 41.2965 | 35.3438
00 Exist Combustion Turbine | 2.3001 | 1.4764 | 2.7843 | 2.8231 | 2.3026 | 1.5372 | 1.2622
00 Exist Coal Steam_Uncontrolled | 63.0036 | 69.6968 | 51.5271 | 50.3501 | 50.454 | 43.8879 | 52.6481
00 Exist Coal Steam_ACI | 82.031 | 81.8035 | 81.8035 | 81.8035 | 81.8035 | 81.8035 | 81.8035
00 Exist Coal Steam_ACI_DSI | N/A | N/A | N/A | N/A | N/A | N/A | N/A
00 Exist Coal Steam_DryFGD | 78.2504 | 76.9181 | 41.1125 | 41.0818 | 41.0818 | 42.3257 | 43.5981
00 Exist Coal Steam_DryFGD_ACI | 81.9362 | 82.4758 | 53.3812 | 53.3812 | 53.3812 | 26.1267 | 60.6391
00 Exist Coal Steam_DryFGD_SCR | 64.7233 | 70.7298 | 27.2544 | 23.5348 | 17.2046 | 12.1574 | 15.0305
00 Exist Coal Steam_DryFGD_SCR_ACI | 79.3708 | 80.8797 | 51.5814 | 50.0414 | 49.2308 | 38.7966 | 51.8877
00 Exist Coal Steam_DryFGD_SNCR | 77.5351 | 82.9789 | 82.9789 | 82.9789 | 82.9789 | 82.9789 | 82.9789
00 Exist Coal Steam_DryFGD_SNCR_ACI | 72.4996 | 72.4996 | 0 | 0 | 0 | 0 | 0
00 Exist Coal Steam_DSI | N/A | N/A | N/A | N/A | N/A | N/A | N/A
00 Exist Coal Steam_SCR | 26.1862 | 64.566 | 0 | 0 | 0 | 0 | 0
00 Exist Coal Steam_SCR_ACI | 0.1753 | 0 | 0 | 0 | 0 | 0 | 0
00 Exist Coal Steam_SCR_ACI_DSI | 77.3531 | 81.3441 | N/A | N/A | N/A | N/A | N/A
00 Exist Coal Steam_SCR_DSI | N/A | N/A | N/A | N/A | N/A | N/A | N/A
00 Exist Coal Steam_SNCR | 43.4101 | 43.5498 | 21.2728 | 21.4539 | 21.4539 | 21.4539 | 21.4539
00 Exist Coal Steam_SNCR_ACI | 0 | 0 | 0 | 0 | 0 | 0 | 0
00 Exist Coal Steam_SNCR_ACI_DSI | N/A | N/A | N/A | N/A | N/A | N/A | N/A
00 Exist Coal Steam_WetFGD | 82.7988 | 83.3113 | 0 | 0 | 0 | 0 | 0
00 Exist Coal Steam_WetFGD_ACI | 84.3474 | 84.3679 | 0 | 0 | 0 | 0 | 0
00 Exist Coal Steam_WetFGD_SCR | 79.0411 | 79.7882 | 79.7385 | 79.1202 | 75.3881 | 74.1735 | 77.6943
00 Exist Coal Steam_WetFGD_SCR_ACI | 77.8406 | 79.2151 | 68.3566 | 62.5287 | 58.6469 | 54.9678 | 54.9678
00 Exist Coal Steam_WetFGD_SNCR | 74.112 | 75.6072 | 28.0811 | 23.2358 | 5.055 | 5.055 | 6.0075
00 Exist Coal Steam_WetFGD_SNCR_ACI | 83.2326 | 83.2326 | N/A | N/A | N/A | N/A | N/A
00 Exist FBC_Uncontrolled | 62.1348 | 62.1348 | 33.9803 | 33.9803 | 33.9803 | 33.9803 | 33.9803
00 Exist FBC_ACI | N/A | N/A | N/A | N/A | N/A | N/A | N/A
00 Exist FBC_DryFGD | 78.7997 | 78.7997 | 81.6542 | 82.9713 | 84.7112 | 77.0522 | 84.7112
00 Exist FBC_DryFGD_SNCR | 77.5562 | 77.1468 | N/A | N/A | N/A | N/A | N/A
00 Exist FBC_DryFGD_SNCR_ACI | 79.1921 | 84.0255 | 71.4709 | 62.9801 | 62.9801 | 46.78 | 48.3907
00 Exist FBC_SNCR | 30.3999 | 30.3999 | 8.5788 | 8.1036 | 8.1036 | 1.6506 | 1.6506
00 Exist FBC_SNCR_ACI | 76.07 | 76.07 | 76.07 | 76.07 | 76.07 | 76.07 | 76.07
00 Exist FBC_WetFGD_SNCR_ACI | 26.6833 | 26.6833 | 0 | 0 | 0 | 0 | 26.6833
00 Exist IGCC | 80.3602 | 82.6791 | 83.2918 | 83.2918 | 83.2918 | 83.2918 | 83.2918
00 Exist Fossil_Other | 61.1509 | 61.1509 | 61.1509 | 61.1509 | 61.1509 | 61.1509 | 61.1509
00 Exist Fuel Cell | 32.0783 | 23.2578 | 6.8329 | 35.3494 | 5.7379 | 4.8786 | 2.8051
00 Exist Hydro | 39.1776 | 39.1776 | 39.1776 | 39.1776 | 39.1776 | 39.1776 | 39.1756
00 Exist Non Fossil_Other | 67.0407 | 67.0407 | 67.0407 | 67.0407 | 67.0407 | 67.0407 | 67.0407
00 Exist Nuclear | 90.5633 | 90.5482 | 90.5568 | 90.5568 | 90.5377 | 91.4347 | 90.7232
00 Exist Oil/Gas Steam | 6.5876 | 5.9718 | 2.7104 | 1.4563 | 1.0539 | 0.13773 | 0.11741
00 Exist Oil/Gas Steam_SCR | 5.3617 | 4.9472 | 2.198 | 1.2519 | 0.23156 | 0.044028 | 0.044028
00 Exist Oil/Gas Steam_SNCR | 1.3575 | 0.89971 | 0 | 0 | 0 | 0 | 0
00 Exist Biomass | 58.1534 | 51.7422 | 33.2783 | 36.2464 | 37.5075 | 35.9098 | 42.2025
00 Exist Landfill Gas | 58.2698 | 58.2698 | 58.2698 | 58.2698 | 58.2698 | 58.2698 | 58.2698
00 Exist Geothermal | 73.7486 | 73.7486 | 73.7486 | 73.7486 | 73.7486 | 73.7486 | 73.7486
00 Exist Pump Storage | 5.7236 | 4.9456 | 6.045 | 5.7879 | 6.0659 | 3.7206 | 3.0436
00 Exist Solar PV | 20.9134 | 20.9134 | 20.9134 | 20.9134 | 20.9134 | 20.9134 | 20.9134
00 Exist Solar Thermal | 16.0524 | 16.0524 | 16.0524 | 16.0524 | 16.0524 | 16.0524 | 16.0524
00 Exist Wind | 30.9716 | 30.9716 | 30.9716 | 30.9716 | 30.9716 | 30.9716 | 30.9716
00 International Imports | 53.9 | 47.6 | 35 | 3.6 | 100 | 100 | 100
00 Ret.ACI | 79.7423 | 83.1057 | 0 | 0 | 0 | 0 | 0
00 Ret.ACI & DryFGD | 81.9292 | 81.9292 | N/A | N/A | N/A | N/A | N/A
00 Ret.ACI & DryFGD & HRI | N/A | N/A | 71.9604 | 71.9604 | 69.2038 | 71.9604 | 81.9292
00 Ret.ACI & DSI | 82.2275 | 82.5052 | N/A | N/A | N/A | N/A | N/A
00 Ret.ACI & DSI & DryFGD | N/A | N/A | N/A | N/A | N/A | N/A | N/A
00 Ret.ACI & DSI & DryFGD & HRI | N/A | N/A | N/A | N/A | N/A | N/A | N/A
00 Ret.ACI & DSI & HRI | N/A | N/A | 77.4868 | 73.5607 | 72.2801 | 71.6831 | 79.0796
00 Ret.ACI & DSI & WetFGD & HRI | N/A | N/A | N/A | N/A | N/A | N/A | N/A
00 Ret.ACI & HRI | N/A | N/A | 77.4587 | 75.537 | 68.8906 | 72.2279 | 82.8856
00 Ret.ACI & SCR | N/A | N/A | N/A | N/A | N/A | N/A | N/A
00 Ret.ACI & SCR & DryFGD & CCS | N/A | N/A | N/A | N/A | N/A | N/A | N/A
00 Ret.ACI & SCR & DryFGD & HRI | N/A | N/A | N/A | N/A | N/A | N/A | N/A
00 Ret.ACI & SCR & DryFGD & HRI & CCS | N/A | N/A | N/A | N/A | N/A | N/A | N/A
00 Ret.ACI & SCR & DSI | 82.6047 | 82.6047 | N/A | N/A | N/A | N/A | N/A
00 Ret.ACI & SCR & DSI & DryFGD | N/A | N/A | N/A | N/A | N/A | N/A | N/A
00 Ret.ACI & SCR & DSI & DryFGD & HRI | N/A | N/A | N/A | N/A | N/A | N/A | N/A
00 Ret.ACI & SCR & DSI & HRI | N/A | N/A | 82.6047 | 82.6047 | 82.6047 | 82.6047 | 82.6047
00 Ret.ACI & SCR & DSI & WetFGD | N/A | N/A | N/A | N/A | N/A | N/A | N/A
00 Ret.ACI & SCR & DSI & WetFGD & HRI | N/A | N/A | N/A | N/A | N/A | N/A | N/A
00 Ret.ACI & SCR & HRI | N/A | N/A | N/A | N/A | N/A | N/A | N/A
00 Ret.ACI & SCR & WetFGD & CCS | N/A | N/A | N/A | N/A | N/A | N/A | N/A
00 Ret.ACI & SCR & WetFGD & HRI | N/A | N/A | N/A | N/A | N/A | N/A | N/A
00 Ret.ACI & SCR & WetFGD & HRI & CCS | N/A | N/A | N/A | N/A | N/A | N/A | N/A
00 Ret.ACI & SNCR | N/A | N/A | N/A | N/A | N/A | N/A | N/A
00 Ret.ACI & SNCR & DSI | N/A | N/A | N/A | N/A | N/A | N/A | N/A
00 Ret.ACI & SNCR & DSI & DryFGD | N/A | N/A | N/A | N/A | N/A | N/A | N/A
00 Ret.ACI & SNCR & DSI & DryFGD & HRI | N/A | N/A | N/A | N/A | N/A | N/A | N/A
00 Ret.ACI & SNCR & DSI & HRI | N/A | N/A | N/A | N/A | N/A | N/A | N/A
00 Ret.ACI & SNCR & DSI & WetFGD | N/A | N/A | N/A | N/A | N/A | N/A | N/A
00 Ret.ACI & SNCR & DSI & WetFGD & HRI | N/A | N/A | N/A | N/A | N/A | N/A | N/A
00 Ret.ACI & SNCR & HRI | N/A | N/A | N/A | N/A | N/A | N/A | N/A
00 Ret.ACI & WetFGD | 81.9027 | 81.9027 | N/A | N/A | N/A | N/A | N/A
00 Ret.ACI & WetFGD & DSI | N/A | N/A | N/A | N/A | N/A | N/A | N/A
00 Ret.ACI & WetFGD & HRI | N/A | N/A | 74.5018 | 71.542 | 70.1362 | 71.542 | 81.9027
00 Ret.C2G | 0 | 0.31392 | 56.9833 | 57.7851 | 60.6897 | 70.5232 | 34.0097
00 Ret.C2G & SCR | N/A | N/A | N/A | N/A | N/A | N/A | N/A
00 Ret.CCG | N/A | N/A | N/A | N/A | N/A | N/A | N/A
00 Ret.DryFGD | 84.4138 | 84.4138 | N/A | N/A | N/A | N/A | N/A
00 Ret.DryFGD & ACI & CCS | N/A | N/A | N/A | N/A | N/A | N/A | N/A
00 Ret.DryFGD & ACI & HRI & CCS | N/A | N/A | N/A | N/A | N/A | N/A | N/A
00 Ret.DryFGD & CCS | N/A | N/A | N/A | N/A | N/A | N/A | N/A
00 Ret.DryFGD & HRI | N/A | N/A | 84.4138 | 84.4138 | 84.4138 | 84.4138 | 84.4138
00 Ret.DryFGD & HRI & CCS | N/A | N/A | N/A | N/A | N/A | N/A | N/A
00 Ret.DSI | 82.6047 | 82.6047 | N/A | N/A | N/A | N/A | N/A
00 Ret.DSI & DryFGD | N/A | N/A | N/A | N/A | N/A | N/A | N/A
00 Ret.DSI & DryFGD & HRI | N/A | N/A | N/A | N/A | N/A | N/A | N/A
00 Ret.DSI & HRI | N/A | N/A | N/A | N/A | N/A | N/A | N/A
00 Ret.DSI & WetFGD | N/A | N/A | N/A | N/A | N/A | N/A | N/A
00 Ret.DSI & WetFGD & HRI | N/A | N/A | N/A | N/A | N/A | N/A | N/A
00 Ret.Exist FBC_DryFGD_SNCR_ACI & CCS | N/A | N/A | N/A | N/A | N/A | N/A | N/A
00 Ret.ExistACI & DryFGD | 83.118 | 82.7484 | 84.4138 | 84.4138 | N/A | N/A | N/A
00 Ret.ExistACI & DryFGD & CCS | N/A | N/A | N/A | N/A | N/A | N/A | N/A
00 Ret.ExistACI & DryFGD & HRI | N/A | N/A | 83.1108 | 83.1108 | 83.1108 | 82.981 | 83.1108
00 Ret.ExistACI & DryFGD & HRI & CCS | N/A | N/A | N/A | N/A | N/A | N/A | N/A
00 Ret.ExistACI & DSI | 80.4369 | 80.4389 | 80.1159 | 80.1159 | N/A | N/A | N/A
00 Ret.ExistACI & DSI & DryFGD | N/A | N/A | N/A | N/A | N/A | N/A | N/A
00 Ret.ExistACI & DSI & DryFGD & HRI | N/A | N/A | N/A | N/A | N/A | N/A | N/A
00 Ret.ExistACI & DSI & HRI | N/A | N/A | 82.5698 | 82.5698 | 82.5698 | 82.5698 | 82.5966
00 Ret.ExistACI & DSI & WetFGD | N/A | N/A | N/A | N/A | N/A | N/A | N/A
00 Ret.ExistACI & DSI & WetFGD & HRI | N/A | N/A | N/A | N/A | N/A | N/A | N/A
00 Ret.ExistACI & HRI | N/A | N/A | N/A | N/A | N/A | N/A | N/A
00 Ret.ExistACI & HRI & WetFGD | N/A | N/A | N/A | N/A | N/A | N/A | N/A
00 Ret.ExistACI & SCR | N/A | N/A | N/A | N/A | N/A | N/A | N/A
00 Ret.ExistACI & SCR & DryFGD | 84.4138 | 84.4138 | N/A | N/A | N/A | N/A | N/A
00 Ret.ExistACI & SCR & DryFGD & CCS | N/A | N/A | N/A | N/A | N/A | N/A | N/A
00 Ret.ExistACI & SCR & DryFGD & HRI | N/A | N/A | 84.4138 | 84.4138 | 84.4138 | 84.4138 | 84.4138
00 Ret.ExistACI & SCR & DryFGD & HRI & CCS | N/A | N/A | N/A | N/A | N/A | N/A | N/A
00 Ret.ExistACI & SCR & DSI | 84.4138 | 84.4138 | N/A | N/A | N/A | N/A | N/A
00 Ret.ExistACI & SCR & DSI & DryFGD | N/A | N/A | N/A | N/A | N/A | N/A | N/A
00 Ret.ExistACI & SCR & DSI & HRI | N/A | N/A | 84.4138 | 79.9131 | 75.5813 | 83.1001 | 84.4138
00 Ret.ExistACI & SCR & DSI & DryFGD & HRI | N/A | N/A | N/A | N/A | N/A | N/A | N/A
00 Ret.ExistACI & SCR & HRI | N/A | N/A | N/A | N/A | N/A | N/A | N/A
00 Ret.ExistACI & SCR & WetFGD | 81.9027 | 81.9027 | N/A | N/A | N/A | N/A | N/A
00 Ret.ExistACI & SCR & WetFGD & CCS | N/A | N/A | N/A | N/A | N/A | N/A | N/A
00 Ret.ExistACI & SCR & WetFGD & HRI | N/A | N/A | 81.9027 | 81.9027 | 81.9012 | 81.9012 | 81.9012
00 Ret.ExistACI & SCR & WetFGD & HRI & CCS | N/A | N/A | N/A | N/A | N/A | N/A | N/A
00 Ret.ExistACI & SNCR | N/A | N/A | N/A | N/A | N/A | N/A | N/A
00 Ret.ExistACI & SNCR & DryFGD | N/A | N/A | N/A | N/A | N/A | N/A | N/A
00 Ret.ExistACI & SNCR & DryFGD & HRI | N/A | N/A | N/A | N/A | N/A | N/A | N/A
00 Ret.ExistACI & SNCR & DSI | N/A | N/A | N/A | N/A | N/A | N/A | N/A
00 Ret.ExistACI & SNCR & DSI & HRI | N/A | N/A | N/A | N/A | N/A | N/A | N/A
00 Ret.ExistACI & SNCR & HRI | N/A | N/A | N/A | N/A | N/A | N/A | N/A
00 Ret.ExistACI & SNCR & WetFGD | N/A | N/A | N/A | N/A | N/A | N/A | N/A
00 Ret.ExistACI & SNCR & WetFGD & HRI | N/A | N/A | N/A | N/A | N/A | N/A | N/A
00 Ret.ExistACI & WetFGD | 80.1159 | 80.1159 | 80.1159 | 80.1159 | N/A | N/A | N/A
00 Ret.ExistACI & WetFGD & CCS | N/A | N/A | N/A | N/A | N/A | N/A | N/A
00 Ret.ExistACI & WetFGD & HRI & CCS | N/A | N/A | N/A | N/A | N/A | N/A | N/A
00 Ret.ExistACI_DSI & DryFGD | N/A | N/A | N/A | N/A | N/A | N/A | N/A
00 Ret.ExistACI_DSI & DryFGD & HRI | N/A | N/A | N/A | N/A | N/A | N/A | N/A
00 Ret.ExistACI_DSI & HRI | N/A | N/A | N/A | N/A | N/A | N/A | N/A
00 Ret.ExistACI_DSI & SCR | N/A | N/A | N/A | N/A | N/A | N/A | N/A
00 Ret.ExistACI_DSI & SCR & DryFGD | N/A | N/A | N/A | N/A | N/A | N/A | N/A
00 Ret.ExistACI_DSI & SCR & DryFGD & HRI | N/A | N/A | N/A | N/A | N/A | N/A | N/A
00 Ret.ExistACI_DSI & SCR & HRI | N/A | N/A | N/A | N/A | N/A | N/A | N/A
00 Ret.ExistACI_DSI & SCR & WetFGD | N/A | N/A | N/A | N/A | N/A | N/A | N/A
00 Ret.ExistACI_DSI & SCR & WetFGD & HRI | N/A | N/A | N/A | N/A | N/A | N/A | N/A
00 Ret.ExistACI_DSI & WetFGD | N/A | N/A | N/A | N/A | N/A | N/A | N/A
00 Ret.ExistACI_DSI & WetFGD & HRI | N/A | N/A | N/A | N/A | N/A | N/A | N/A
00 Ret.ExistDryFGD & ACI | 82.9907 | 82.9907 | N/A | N/A | N/A | N/A | N/A
00 Ret.ExistDryFGD & ACI & CCS | N/A | N/A | N/A | N/A | N/A | N/A | N/A
00 Ret.ExistDryFGD & ACI & HRI | N/A | N/A | 81.5441 | 79.7544 | 78.6923 | 75.1561 | 83.1366
00 Ret.ExistDryFGD & ACI & HRI & CCS | N/A | N/A | N/A | N/A | N/A | N/A | N/A
00 Ret.ExistDryFGD & ACI & SCR | N/A | N/A | N/A | N/A | N/A | N/A | N/A
00 Ret.ExistDryFGD & ACI & SCR & CCS | N/A | N/A | N/A | N/A | N/A | N/A | N/A
00 Ret.ExistDryFGD & ACI & SCR & HRI | N/A | N/A | N/A | N/A | N/A | N/A | N/A
00 Ret.ExistDryFGD & ACI & SCR & HRI & CCS | N/A | N/A | N/A | N/A | N/A | N/A | N/A
00 Ret.ExistDryFGD & ACI & SNCR | N/A | N/A | N/A | N/A | N/A | N/A | N/A
00 Ret.ExistDryFGD & ACI & SNCR & HRI | N/A | N/A | N/A | N/A | N/A | N/A | N/A
00 Ret.ExistDryFGD & CCS | N/A | N/A | N/A | N/A | N/A | N/A | N/A
00 Ret.ExistDryFGD & HRI | N/A | N/A | 72.7403 | 73.6121 | 72.0816 | 73.6194 | 74.6264
00 Ret.ExistDryFGD & HRI & CCS | N/A | N/A | N/A | N/A | N/A | N/A | N/A
00 Ret.ExistDryFGD & SCR | 83.5841 | 83.5841 | N/A | N/A | N/A | N/A | N/A
00 Ret.ExistDryFGD & SCR & CCS | N/A | N/A | N/A | N/A | N/A | N/A | N/A
00 Ret.ExistDryFGD & SCR & HRI | N/A | N/A | 64.4661 | 60.3178 | 59.5909 | 26.3574 | 67.4644
00 Ret.ExistDryFGD & SCR & HRI & CCS | N/A | N/A | N/A | N/A | N/A | N/A | N/A
00 Ret.ExistDryFGD & SNCR | 73.3996 | 82.31 | 0.23361 | 0 | 0 | 0 | 0
00 Ret.ExistDryFGD & SNCR & HRI | N/A | N/A | N/A | N/A | N/A | N/A | N/A
00 Ret.ExistDryFGD_ACI & CCS | N/A | N/A | N/A | N/A | N/A | N/A | N/A
00 Ret.ExistDryFGD_ACI & HRI | N/A | N/A | 70.9754 | 72.1948 | 69.5643 | 73.7632 | 81.5528
00 Ret.ExistDryFGD_ACI & HRI & CCS | N/A | N/A | N/A | N/A | N/A | N/A | N/A
00 Ret.ExistDryFGD_ACI & SCR | 83.5183 | 83.5872 | N/A | N/A | N/A | N/A | N/A
00 Ret.ExistDryFGD_ACI & SCR & CCS | N/A | N/A | N/A | N/A | N/A | N/A | N/A
00 Ret.ExistDryFGD_ACI & SCR & HRI | N/A | N/A | 82.8809 | 81.5129 | 81.9268 | 82.2407 | 83.1475
00 Ret.ExistDryFGD_ACI & SCR & HRI & CCS | N/A | N/A | N/A | N/A | N/A | N/A | N/A
00 Ret.ExistDryFGD_SCR & ACI & CCS | N/A | N/A | N/A | N/A | N/A | N/A | N/A
00 Ret.ExistDryFGD_SCR & ACI & HRI | N/A | N/A | 73.4997 | 69.1077 | 68.4978 | 67.7891 | 74.0051
00 Ret.ExistDryFGD_SCR & ACI & HRI & CCS | N/A | N/A | N/A | N/A | N/A | N/A | N/A
00 Ret.ExistDryFGD_SCR & CCS | N/A | N/A | N/A | N/A | N/A | N/A | N/A
00 Ret.ExistDryFGD_SNCR & ACI & CCS | N/A | N/A | N/A | N/A | N/A | N/A | N/A
00 Ret.ExistDryFGD_SNCR & ACI & HRI | N/A | N/A | 82.6584 | 82.6584 | 82.6584 | 82.6584 | 82.6584
00 Ret.ExistDryFGD_SNCR & ACI & HRI & CCS | N/A | N/A | N/A | N/A | N/A | N/A | N/A
00 Ret.ExistDryFGD_SNCR & CCS | N/A | N/A | N/A | N/A | N/A | N/A | N/A
00 Ret.ExistDSI & ACI | N/A | N/A | N/A | N/A | N/A | N/A | N/A
00 Ret.ExistDSI & ACI & HRI | N/A | N/A | N/A | N/A | N/A | N/A | N/A
00 Ret.ExistDSI & ACI & SCR | N/A | N/A | N/A | N/A | N/A | N/A | N/A
00 Ret.ExistDSI & ACI & SCR & DryFGD & CCS | N/A | N/A | N/A | N/A | N/A | N/A | N/A
00 Ret.ExistDSI & ACI & SCR & DryFGD & HRI | N/A | N/A | N/A | N/A | N/A | N/A | N/A
00 Ret.ExistDSI & ACI & SCR & DryFGD & HRI & CCS | N/A | N/A | N/A | N/A | N/A | N/A | N/A
00 Ret.ExistDSI & ACI & SCR & HRI | N/A | N/A | N/A | N/A | N/A | N/A | N/A
00 Ret.ExistDSI & DryFGD | N/A | N/A | N/A | N/A | N/A | N/A | N/A
00 Ret.ExistDSI & DryFGD & ACI | N/A | N/A | N/A | N/A | N/A | N/A | N/A
00 Ret.ExistDSI & DryFGD & ACI & CCS | N/A | N/A | N/A | N/A | N/A | N/A | N/A
00 Ret.ExistDSI & DryFGD & ACI & HRI | N/A | N/A | N/A | N/A | N/A | N/A | N/A
00 Ret.ExistDSI & DryFGD & ACI & HRI & CCS | N/A | N/A | N/A | N/A | N/A | N/A | N/A
00 Ret.ExistDSI & DryFGD & CCS | N/A | N/A | N/A | N/A | N/A | N/A | N/A
00 Ret.ExistDSI & DryFGD & HRI | N/A | N/A | N/A | N/A | N/A | N/A | N/A
00 Ret.ExistDSI & DryFGD & HRI & CCS | N/A | N/A | N/A | N/A | N/A | N/A | N/A
00 Ret.ExistDSI & HRI | N/A | N/A | N/A | N/A | N/A | N/A | N/A
00 Ret.ExistDSI & SCR | N/A | N/A | N/A | N/A | N/A | N/A | N/A
00 Ret.ExistDSI & SCR & DryFGD | N/A | N/A | N/A | N/A | N/A | N/A | N/A
00 Ret.ExistDSI & SCR & DryFGD & ACI | N/A | N/A | N/A | N/A | N/A | N/A | N/A
00 Ret.ExistDSI & SCR & DryFGD & CCS | N/A | N/A | N/A | N/A | N/A | N/A | N/A
00 Ret.ExistDSI & SCR & DryFGD & HRI | N/A | N/A | N/A | N/A | N/A | N/A | N/A
00 Ret.ExistDSI & SCR & DryFGD & HRI & CCS | N/A | N/A | N/A | N/A | N/A | N/A | N/A
00 Ret.ExistDSI & SCR & HRI | N/A | N/A | N/A | N/A | N/A | N/A | N/A
00 Ret.ExistDSI & SCR & WetFGD | N/A | N/A | N/A | N/A | N/A | N/A | N/A
00 Ret.ExistDSI & SCR & WetFGD & CCS | N/A | N/A | N/A | N/A | N/A | N/A | N/A
00 Ret.ExistDSI & SCR & WetFGD & HRI | N/A | N/A | N/A | N/A | N/A | N/A | N/A
00 Ret.ExistDSI & SCR & WetFGD & HRI & CCS | N/A | N/A | N/A | N/A | N/A | N/A | N/A
00 Ret.ExistDSI & WetFGD | N/A | N/A | N/A | N/A | N/A | N/A | N/A
00 Ret.ExistDSI & WetFGD & ACI | N/A | N/A | N/A | N/A | N/A | N/A | N/A
00 Ret.ExistDSI & WetFGD & ACI & HRI | N/A | N/A | N/A | N/A | N/A | N/A | N/A
00 Ret.ExistDSI & WetFGD & CCS | N/A | N/A | N/A | N/A | N/A | N/A | N/A
00 Ret.ExistDSI & WetFGD & HRI | N/A | N/A | N/A | N/A | N/A | N/A | N/A
00 Ret.ExistDSI & WetFGD & HRI & CCS | N/A | N/A | N/A | N/A | N/A | N/A | N/A
00 Ret.ExistIGCC & CCS | N/A | N/A | N/A | N/A | N/A | N/A | N/A
00 Ret.ExistSCR & ACI | 84.4138 | 84.4138 | 0 | 0 | 0 | 0 | 0
00 Ret.ExistSCR & ACI & DryFGD | 71.0205 | 71.0205 | 0 | 0 | 0 | 0 | 0
00 Ret.ExistSCR & ACI & DryFGD & HRI | N/A | N/A | 82.6047 | 82.6047 | 82.6047 | 82.6047 | 82.6047
00 Ret.ExistSCR & ACI & DSI | 83.4277 | 83.4277 | N/A | N/A | N/A | N/A | N/A
00 Ret.ExistSCR & ACI & DSI & DryFGD | N/A | N/A | N/A | N/A | N/A | N/A | N/A
00 Ret.ExistSCR & ACI & DSI & DryFGD & HRI | N/A | N/A | N/A | N/A | N/A | N/A | N/A
00 Ret.ExistSCR & ACI & DSI & HRI | N/A | N/A | 83.4277 | 83.4277 | 83.4277 | 83.4277 | 83.4277
00 Ret.ExistSCR & ACI & DSI & WetFGD | N/A | N/A | N/A | N/A | N/A | N/A | N/A
00 Ret.ExistSCR & ACI & DSI & WetFGD & HRI | N/A | N/A | N/A | N/A | N/A | N/A | N/A
00 Ret.ExistSCR & ACI & HRI | N/A | N/A | 84.4138 | 84.4138 | 84.4138 | 84.4138 | 84.4138
00 Ret.ExistSCR & ACI & WetFGD | N/A | N/A | N/A | N/A | N/A | N/A | N/A
00 Ret.ExistSCR & ACI & WetFGD & HRI | N/A | N/A | N/A | N/A | N/A | N/A | N/A
00 Ret.ExistSCR & DryFGD | N/A | N/A | N/A | N/A | N/A | N/A | N/A
00 Ret.ExistSCR & DryFGD & ACI & CCS | N/A | N/A | N/A | N/A | N/A | N/A | N/A
00 Ret.ExistSCR & DryFGD & ACI & HRI & CCS | N/A | N/A | N/A | N/A | N/A | N/A | N/A
00 Ret.ExistSCR & DryFGD & CCS | N/A | N/A | N/A | N/A | N/A | N/A | N/A
00 Ret.ExistSCR & DryFGD & HRI | N/A | N/A | N/A | N/A | N/A | N/A | N/A
00 Ret.ExistSCR & DryFGD & HRI & CCS | N/A | N/A | N/A | N/A | N/A | N/A | N/A
00 Ret.ExistSCR & DSI | N/A | N/A | N/A | N/A | N/A | N/A | N/A
00 Ret.ExistSCR & DSI & DryFGD | N/A | N/A | N/A | N/A | N/A | N/A | N/A
00 Ret.ExistSCR & DSI & DryFGD & HRI | N/A | N/A | N/A | N/A | N/A | N/A | N/A
00 Ret.ExistSCR & DSI & HRI | N/A | N/A | N/A | N/A | N/A | N/A | N/A
00 Ret.ExistSCR & DSI & WetFGD | N/A | N/A | N/A | N/A | N/A | N/A | N/A
00 Ret.ExistSCR & DSI & WetFGD & HRI | N/A | N/A | N/A | N/A | N/A | N/A | N/A
00 Ret.ExistSCR & HRI | N/A | N/A | N/A | N/A | N/A | N/A | N/A
00 Ret.ExistSCR & WetFGD | N/A | N/A | N/A | N/A | N/A | N/A | N/A
00 Ret.ExistSCR & WetFGD & ACI & CCS | N/A | N/A | N/A | N/A | N/A | N/A | N/A
00 Ret.ExistSCR & WetFGD & ACI & HRI & CCS | N/A | N/A | N/A | N/A | N/A | N/A | N/A
00 Ret.ExistSCR & WetFGD & CCS | N/A | N/A | N/A | N/A | N/A | N/A | N/A
00 Ret.ExistSCR & WetFGD & HRI | N/A | N/A | N/A | N/A | N/A | N/A | N/A
00 Ret.ExistSCR & WetFGD & HRI & CCS | N/A | N/A | N/A | N/A | N/A | N/A | N/A
00 Ret.ExistSCR_ACI & DryFGD | 82.8515 | 82.5645 | N/A | N/A | N/A | N/A | N/A
00 Ret.ExistSCR_ACI & DryFGD & CCS | N/A | N/A | N/A | N/A | N/A | N/A | N/A
00 Ret.ExistSCR_ACI & DryFGD & HRI | N/A | N/A | 82.6486 | 82.6486 | 82.6486 | 82.6486 | 82.6486
00 Ret.ExistSCR_ACI & DryFGD & HRI & CCS | N/A | N/A | N/A | N/A | N/A | N/A | N/A
00 Ret.ExistSCR_ACI & DSI | 79.4824 | 79.4824 | N/A | N/A | N/A | N/A | N/A
00 Ret.ExistSCR_ACI & DSI & HRI | N/A | N/A | 82.971 | 82.971 | 82.971 | 82.971 | 82.971
00 Ret.ExistSCR_ACI & HRI | N/A | N/A | N/A | N/A | N/A | N/A | N/A
00 Ret.ExistSCR_ACI & WetFGD | N/A | N/A | N/A | N/A | N/A | N/A | N/A
00 Ret.ExistSCR_ACI & WetFGD & CCS | N/A | N/A | N/A | N/A | N/A | N/A | N/A
00 Ret.ExistSCR_ACI & WetFGD & HRI | N/A | N/A | N/A | N/A | N/A | N/A | N/A
00 Ret.ExistSCR_ACI & WetFGD & HRI & CCS | N/A | N/A | N/A | N/A | N/A | N/A | N/A
00 Ret.ExistSCR_ACI_DSI & DryFGD | N/A | N/A | N/A | N/A | N/A | N/A | N/A
00 Ret.ExistSCR_ACI_DSI & DryFGD & CCS | N/A | N/A | N/A | N/A | N/A | N/A | N/A
00 Ret.ExistSCR_ACI_DSI & DryFGD & HRI | N/A | N/A | N/A | N/A | N/A | N/A | N/A
00 Ret.ExistSCR_ACI_DSI & DryFGD & HRI & CCS | N/A | N/A | N/A | N/A | N/A | N/A | N/A
00 Ret.ExistSCR_ACI_DSI & HRI | N/A | N/A | 77.3531 | 71.542 | 77.3531 | 71.542 | 81.9027
00 Ret.ExistSCR_ACI_DSI & WetFGD | N/A | N/A | N/A | N/A | N/A | N/A | N/A
00 Ret.ExistSCR_ACI_DSI & WetFGD & CCS | N/A | N/A | N/A | N/A | N/A | N/A | N/A
00 Ret.ExistSCR_ACI_DSI & WetFGD & HRI | N/A | N/A | N/A | N/A | N/A | N/A | N/A
00 Ret.ExistSCR_ACI_DSI & WetFGD & HRI & CCS | N/A | N/A | N/A | N/A | N/A | N/A | N/A
00 Ret.ExistSCR_DryFGD & ACI | 83.3032 | 83.3032 | 0 | 0 | 0 | 0 | 0
00 Ret.ExistSCR_DryFGD & HRI | N/A | N/A | 72.1552 | 72.1552 | 72.1552 | 72.1552 | 82.6047
00 Ret.ExistSCR_DryFGD & HRI & CCS | N/A | N/A | N/A | N/A | N/A | N/A | N/A
00 Ret.ExistSCR_DryFGD_ACI & CCS | N/A | N/A | N/A | N/A | N/A | N/A | N/A
00 Ret.ExistSCR_DryFGD_ACI & HRI | N/A | N/A | 76.4815 | 74.6093 | 74.04 | 70.146 | 77.9476
00 Ret.ExistSCR_DryFGD_ACI & HRI & CCS | N/A | N/A | N/A | N/A | N/A | N/A | N/A
00 Ret.ExistSCR_DSI & ACI | N/A | N/A | N/A | N/A | N/A | N/A | N/A
00 Ret.ExistSCR_DSI & ACI & HRI | N/A | N/A | N/A | N/A | N/A | N/A | N/A
00 Ret.ExistSCR_DSI & DryFGD | N/A | N/A | N/A | N/A | N/A | N/A | N/A
00 Ret.ExistSCR_DSI & DryFGD & ACI | N/A | N/A | N/A | N/A | N/A | N/A | N/A
00 Ret.ExistSCR_DSI & DryFGD & ACI & HRI | N/A | N/A | N/A | N/A | N/A | N/A | N/A
00 Ret.ExistSCR_DSI & DryFGD & HRI | N/A | N/A | N/A | N/A | N/A | N/A | N/A
00 Ret.ExistSCR_DSI & HRI | N/A | N/A | N/A | N/A | N/A | N/A | N/A
00 Ret.ExistSCR_DSI & WetFGD | N/A | N/A | N/A | N/A | N/A | N/A | N/A
00 Ret.ExistSCR_DSI & WetFGD & ACI | N/A | N/A | N/A | N/A | N/A | N/A | N/A
00 Ret.ExistSCR_DSI & WetFGD & ACI & HRI | N/A | N/A | N/A | N/A | N/A | N/A | N/A
00 Ret.ExistSCR_DSI & WetFGD & HRI | N/A | N/A | N/A | N/A | N/A | N/A | N/A
00 Ret.ExistSCR_WetFGD & ACI | 79.788 | 80.9954 | 36.4979 | 26.4111 | 26.4111 | 26.4111 | 70.2516
00 Ret.ExistSCR_WetFGD & HRI | N/A | N/A | 78.5809 | 76.1918 | 71.3138 | 67.3057 | 68.51
00 Ret.ExistSCR_WetFGD & HRI & CCS | N/A | N/A | N/A | N/A | N/A | N/A | N/A
00 Ret.ExistSCR_WetFGD_ACI & CCS | N/A | N/A | N/A | N/A | N/A | N/A | N/A
00 Ret.ExistSCR_WetFGD_ACI & HRI | N/A | N/A | 77.7703 | 77.5225 | 75.8627 | 77.2986 | 79.7706
00 Ret.ExistSCR_WetFGD_ACI & HRI & CCS | N/A | N/A | N/A | N/A | N/A | N/A | N/A
00 Ret.ExistSNCR & ACI | 84.9864 | 84.9864 | N/A | N/A | N/A | N/A | N/A
00 Ret.ExistSNCR & ACI & DryFGD | N/A | N/A | N/A | N/A | N/A | N/A | N/A
00 Ret.ExistSNCR & ACI & DryFGD & HRI | N/A | N/A | N/A | N/A | N/A | N/A | N/A
00 Ret.ExistSNCR & ACI & DSI | 82.1092 | 84.0295 | N/A | N/A | N/A | N/A | N/A
00 Ret.ExistSNCR & ACI & DSI & DryFGD | N/A | N/A | N/A | N/A | N/A | N/A | N/A
00 Ret.ExistSNCR & ACI & DSI & DryFGD & HRI | N/A | N/A | N/A | N/A | N/A | N/A | N/A
00 Ret.ExistSNCR & ACI & DSI & HRI | N/A | N/A | 82.1092 | 82.1092 | 82.1092 | 84.0295 | 84.0295
00 Ret.ExistSNCR & ACI & DSI & WetFGD | N/A | N/A | N/A | N/A | N/A | N/A | N/A
00 Ret.ExistSNCR & ACI & DSI & WetFGD & HRI | N/A | N/A | N/A | N/A | N/A | N/A | N/A
00 Ret.ExistSNCR & ACI & HRI | N/A | N/A | 84.9864 | 84.9864 | 84.9864 | 84.9864 | 84.9864
00 Ret.ExistSNCR & ACI & WetFGD | N/A | N/A | N/A | N/A | N/A | N/A | N/A
00 Ret.ExistSNCR & ACI & WetFGD & HRI | N/A | N/A | N/A | N/A | N/A | N/A | N/A
00 Ret.ExistSNCR & DryFGD | 84.9864 | 84.9864 | N/A | N/A | N/A | N/A | N/A
00 Ret.ExistSNCR & DryFGD & CCS | N/A | N/A | N/A | N/A | N/A | N/A | N/A
00 Ret.ExistSNCR & DryFGD & HRI | N/A | N/A | 84.9864 | 84.9864 | 84.9864 | 84.9864 | 84.9864
00 Ret.ExistSNCR & DryFGD & HRI & CCS | N/A | N/A | N/A | N/A | N/A | N/A | N/A
00 Ret.ExistSNCR & DSI | N/A | N/A | N/A | N/A | N/A | N/A | N/A
00 Ret.ExistSNCR & DSI & DryFGD | N/A | N/A | N/A | N/A | N/A | N/A | N/A
00 Ret.ExistSNCR & DSI & DryFGD & HRI | N/A | N/A | N/A | N/A | N/A | N/A | N/A
00 Ret.ExistSNCR & DSI & HRI | N/A | N/A | N/A | N/A | N/A | N/A | N/A
00 Ret.ExistSNCR & DSI & WetFGD | N/A | N/A | N/A | N/A | N/A | N/A | N/A
00 Ret.ExistSNCR & DSI & WetFGD & HRI | N/A | N/A | N/A | N/A | N/A | N/A | N/A
00 Ret.ExistSNCR & HRI | N/A | N/A | 67.9018 | 73.3996 | 73.3996 | 73.3996 | 84.0293
00 Ret.ExistSNCR & WetFGD | 84.9864 | 84.9864 | N/A | N/A | N/A | N/A | N/A
00 Ret.ExistSNCR & WetFGD & ACI & CCS | N/A | N/A | N/A | N/A | N/A | N/A | N/A
00 Ret.ExistSNCR & WetFGD & ACI & HRI & CCS | N/A | N/A | N/A | N/A | N/A | N/A | N/A
00 Ret.ExistSNCR & WetFGD & CCS | N/A | N/A | N/A | N/A | N/A | N/A | N/A
00 Ret.ExistSNCR & WetFGD & HRI | N/A | N/A | 84.9864 | 84.9864 | 84.9864 | 84.9864 | 84.9864
00 Ret.ExistSNCR & WetFGD & HRI & CCS | N/A | N/A | N/A | N/A | N/A | N/A | N/A
00 Ret.ExistSNCR_ACI & DryFGD | 82.5704 | 82.5704 | N/A | N/A | N/A | N/A | N/A
00 Ret.ExistSNCR_ACI & DryFGD & CCS | N/A | N/A | N/A | N/A | N/A | N/A | N/A
00 Ret.ExistSNCR_ACI & DryFGD & HRI | N/A | N/A | 82.5704 | 82.5704 | 72.1253 | 76.7151 | 82.5704
00 Ret.ExistSNCR_ACI & DryFGD & HRI & CCS | N/A | N/A | N/A | N/A | N/A | N/A | N/A
00 Ret.ExistSNCR_ACI & DSI | N/A | N/A | N/A | N/A | N/A | N/A | N/A
00 Ret.ExistSNCR_ACI & DSI & HRI | N/A | N/A | N/A | N/A | N/A | N/A | N/A
00 Ret.ExistSNCR_ACI & HRI | N/A | N/A | N/A | N/A | N/A | N/A | N/A
00 Ret.ExistSNCR_ACI & WetFGD | N/A | N/A | N/A | N/A | N/A | N/A | N/A
00 Ret.ExistSNCR_ACI & WetFGD & CCS | N/A | N/A | N/A | N/A | N/A | N/A | N/A
00 Ret.ExistSNCR_ACI & WetFGD & HRI | N/A | N/A | N/A | N/A | N/A | N/A | N/A
00 Ret.ExistSNCR_ACI & WetFGD & HRI & CCS | N/A | N/A | N/A | N/A | N/A | N/A | N/A
00 Ret.ExistSNCR_ACI_DSI & DryFGD | N/A | N/A | N/A | N/A | N/A | N/A | N/A
00 Ret.ExistSNCR_ACI_DSI & DryFGD & HRI | N/A | N/A | N/A | N/A | N/A | N/A | N/A
00 Ret.ExistSNCR_ACI_DSI & HRI | N/A | N/A | N/A | N/A | N/A | N/A | N/A
00 Ret.ExistSNCR_ACI_DSI & WetFGD | N/A | N/A | N/A | N/A | N/A | N/A | N/A
00 Ret.ExistSNCR_ACI_DSI & WetFGD & HRI | N/A | N/A | N/A | N/A | N/A | N/A | N/A
00 Ret.ExistSNCR_DryFGD & ACI | 82.6584 | 82.6584 | N/A | N/A | N/A | N/A | N/A
00 Ret.ExistSNCR_DryFGD & HRI | N/A | N/A | N/A | N/A | N/A | N/A | N/A
00 Ret.ExistSNCR_DryFGD & HRI & CCS | N/A | N/A | N/A | N/A | N/A | N/A | N/A
00 Ret.ExistSNCR_DryFGD_ACI & CCS | N/A | N/A | N/A | N/A | N/A | N/A | N/A
00 Ret.ExistSNCR_DryFGD_ACI & HRI | N/A | N/A | 78.3911 | 79.4833 | 78.3911 | 78.3911 | 78.3911
00 Ret.ExistSNCR_WetFGD & ACI | 75.4164 | 74.8075 | 43.9697 | 38.7889 | 41.5661 | 43.9697 | 53.1366
00 Ret.ExistSNCR_WetFGD & HRI | N/A | N/A | 83.1425 | 83.1425 | 83.1425 | 83.1425 | 79.0776
00 Ret.ExistSNCR_WetFGD & HRI & CCS | N/A | N/A | N/A | N/A | N/A | N/A | N/A
00 Ret.ExistSNCR_WetFGD_ACI & CCS | N/A | N/A | N/A | N/A | N/A | N/A | N/A
00 Ret.ExistSNCR_WetFGD_ACI & HRI | N/A | N/A | 60.0642 | 60.0642 | 38.8553 | 49.5182 | 83.2326
00 Ret.ExistSNCR_WetFGD_ACI & HRI & CCS | N/A | N/A | N/A | N/A | N/A | N/A | N/A
00 Ret.ExistWetFGD & ACI | 76.7355 | 78.1896 | N/A | N/A | N/A | N/A | N/A
00 Ret.ExistWetFGD & ACI & CCS | N/A | N/A | N/A | N/A | N/A | N/A | N/A
00 Ret.ExistWetFGD & ACI & HRI | N/A | N/A | 69.9377 | 70.6996 | 67.1617 | 66.8433 | 71.6872
00 Ret.ExistWetFGD & ACI & HRI & CCS | N/A | N/A | N/A | N/A | N/A | N/A | N/A
00 Ret.ExistWetFGD & ACI & SCR | 76.8939 | 81.2438 | 83.3819 | 83.3819 | 83.3819 | 83.3819 | 83.3819
00 Ret.ExistWetFGD & ACI & SCR & CCS | N/A | N/A | N/A | N/A | N/A | N/A | N/A
00 Ret.ExistWetFGD & ACI & SCR & HRI | N/A | N/A | 76.8939 | 71.651 | 76.8939 | 76.8939 | 82.5115
00 Ret.ExistWetFGD & ACI & SCR & HRI & CCS | N/A | N/A | N/A | N/A | N/A | N/A | N/A
00 Ret.ExistWetFGD & ACI & SNCR | N/A | N/A | N/A | N/A | N/A | N/A | N/A
00 Ret.ExistWetFGD & ACI & SNCR & HRI | N/A | N/A | N/A | N/A | N/A | N/A | N/A
00 Ret.ExistWetFGD & CCS | N/A | N/A | N/A | N/A | N/A | N/A | N/A
00 Ret.ExistWetFGD & HRI | N/A | N/A | 80.0042 | 81.8156 | 78.3103 | 78.3745 | 78.9091
00 Ret.ExistWetFGD & HRI & CCS | N/A | N/A | N/A | N/A | N/A | N/A | N/A
00 Ret.ExistWetFGD & SCR | 82.5669 | 81.9187 | 83.2326 | 83.2326 | 83.2326 | 83.2326 | 83.2326
00 Ret.ExistWetFGD & SCR & CCS | N/A | N/A | N/A | N/A | N/A | N/A | N/A
00 Ret.ExistWetFGD & SCR & HRI | N/A | N/A | 83.2133 | 81.0088 | 80.2584 | 81.1562 | 82.5216
00 Ret.ExistWetFGD & SCR & HRI & CCS | N/A | N/A | N/A | N/A | N/A | N/A | N/A
00 Ret.ExistWetFGD & SNCR | N/A | N/A | N/A | N/A | N/A | N/A | N/A
00 Ret.ExistWetFGD & SNCR & HRI | N/A | N/A | N/A | N/A | N/A | N/A | N/A
00 Ret.ExistWetFGD_ACI & CCS | N/A | N/A | N/A | N/A | N/A | N/A | N/A
00 Ret.ExistWetFGD_ACI & HRI | N/A | N/A | 79.5565 | 78.6988 | 71.4179 | 74.6104 | 84.764
00 Ret.ExistWetFGD_ACI & HRI & CCS | N/A | N/A | N/A | N/A | N/A | N/A | N/A
00 Ret.ExistWetFGD_ACI & SCR | 82.8773 | 83.2172 | 84.4138 | 84.4138 | 84.4138 | 84.4138 | 84.4138
00 Ret.ExistWetFGD_ACI & SCR & CCS | N/A | N/A | N/A | N/A | N/A | N/A | N/A
00 Ret.ExistWetFGD_ACI & SCR & HRI | N/A | N/A | 82.9767 | 82.9767 | 82.9767 | 82.9767 | 82.9767
00 Ret.ExistWetFGD_ACI & SCR & HRI & CCS | N/A | N/A | N/A | N/A | N/A | N/A | N/A
00 Ret.ExistWetFGD_ACI & SNCR | N/A | N/A | N/A | N/A | N/A | N/A | N/A
00 Ret.ExistWetFGD_ACI & SNCR & HRI | N/A | N/A | N/A | N/A | N/A | N/A | N/A
00 Ret.ExistWetFGD_SCR & ACI & CCS | N/A | N/A | N/A | N/A | N/A | N/A | N/A
00 Ret.ExistWetFGD_SCR & ACI & HRI | N/A | N/A | 78.5668 | 74.8079 | 72.7408 | 72.4304 | 77.5737
00 Ret.ExistWetFGD_SCR & ACI & HRI & CCS | N/A | N/A | N/A | N/A | N/A | N/A | N/A
00 Ret.ExistWetFGD_SCR & CCS | N/A | N/A | N/A | N/A | N/A | N/A | N/A
00 Ret.ExistWetFGD_SNCR & ACI & CCS | N/A | N/A | N/A | N/A | N/A | N/A | N/A
00 Ret.ExistWetFGD_SNCR & ACI & HRI | N/A | N/A | 78.0712 | 78.07 | 74.7377 | 69.8965 | 72.8188
00 Ret.ExistWetFGD_SNCR & ACI & HRI & CCS | N/A | N/A | N/A | N/A | N/A | N/A | N/A
00 Ret.ExistWetFGD_SNCR & CCS | N/A | N/A | N/A | N/A | N/A | N/A | N/A
00 Ret.FB & ACI | 84.9158 | 84.9158 | 10.451 | 10.451 | 10.451 | 10.451 | 0
00 Ret.FB & ACI & HRI | N/A | N/A | 84.9864 | 84.9864 | 74.2357 | 78.9131 | 81.1949
00 Ret.FB & HRI | N/A | N/A | 84.5476 | 84.5476 | 84.5476 | 84.5476 | 84.5476
00 Ret.FB DryFGD | 0 | 0 | 0 | 0 | 0 | 0 | 0
00 Ret.FB DryFGD & ACI | N/A | N/A | N/A | N/A | N/A | N/A | N/A
00 Ret.FB DryFGD & ACI & HRI | N/A | N/A | N/A | N/A | N/A | N/A | N/A
00 Ret.FB DryFGD & HRI | N/A | N/A | 62.43 | 62.43 | 62.43 | 62.43 | 62.43
00 Ret.FB DryFGD & SNCR | 84.0337 | 84.0337 | 84.0337 | 84.0337 | 84.0337 | 84.0337 | 84.0337
00 Ret.FB DryFGD & SNCR & HRI | N/A | N/A | 84.0337 | 84.0337 | 84.0337 | 84.0337 | 84.0337
00 Ret.FB SNCR & DryFGD & ACI | N/A | N/A | N/A | N/A | N/A | N/A | N/A
00 Ret.FB SNCR & DryFGD & ACI & HRI | N/A | N/A | N/A | N/A | N/A | N/A | N/A
00 Ret.FB-ACI & SNCR | N/A | N/A | N/A | N/A | N/A | N/A | N/A
00 Ret.FB-ACI & SNCR & CCS | N/A | N/A | N/A | N/A | N/A | N/A | N/A
00 Ret.FB-ACI & SNCR & HRI | N/A | N/A | N/A | N/A | N/A | N/A | N/A
00 Ret.FB-ACI & SNCR & HRI & CCS | N/A | N/A | N/A | N/A | N/A | N/A | N/A
00 Ret.FB-Exist ACI & DryFGD | N/A | N/A | N/A | N/A | N/A | N/A | N/A
00 Ret.FB-Exist ACI & DryFGD & HRI | N/A | N/A | N/A | N/A | N/A | N/A | N/A
00 Ret.FB-Exist ACI & DryFGD & SNCR | N/A | N/A | N/A | N/A | N/A | N/A | N/A
00 Ret.FB-Exist ACI & DryFGD & SNCR & HRI | N/A | N/A | N/A | N/A | N/A | N/A | N/A
00 Ret.FB-Exist ACI & SNCR | N/A | N/A | N/A | N/A | N/A | N/A | N/A
00 Ret.FB-Exist ACI & SNCR & HRI | N/A | N/A | N/A | N/A | N/A | N/A | N/A
00 Ret.FB-ExistACI & HRI | N/A | N/A | N/A | N/A | N/A | N/A | N/A
00 Ret.FB-ExistDryFGD & ACI | N/A | N/A | N/A | N/A | N/A | N/A | N/A
00 Ret.FB-ExistDryFGD & ACI & HRI | N/A | N/A | N/A | N/A | N/A | N/A | N/A
00 Ret.FB-ExistDryFGD & ACI & SNCR | N/A | N/A | N/A | N/A | N/A | N/A | N/A
00 Ret.FB-ExistDryFGD & ACI & SNCR & HRI | N/A | N/A | N/A | N/A | N/A | N/A | N/A
00 Ret.FB-ExistDryFGD & CCS | N/A | N/A | N/A | N/A | N/A | N/A | N/A
00 Ret.FB-ExistDryFGD & HRI | N/A | N/A | 82.419 | 82.419 | 82.419 | 82.419 | 82.419
00 Ret.FB-ExistDryFGD & SNCR | N/A | N/A | N/A | N/A | N/A | N/A | N/A
00 Ret.FB-ExistDryFGD & SNCR & HRI | N/A | N/A | N/A | N/A | N/A | N/A | N/A
00 Ret.FB-ExistDryFGD_ACI & CCS | N/A | N/A | N/A | N/A | N/A | N/A | N/A
00 Ret.FB-ExistDryFGD_SNCR & ACI | N/A | N/A | N/A | N/A | N/A | N/A | N/A
00 Ret.FB-ExistDryFGD_SNCR & ACI & HRI | N/A | N/A | N/A | N/A | N/A | N/A | N/A
00 Ret.FB-ExistDryFGD_SNCR & CCS | N/A | N/A | N/A | N/A | N/A | N/A | N/A
00 Ret.FB-ExistDryFGD_SNCR & HRI | N/A | N/A | 80.9859 | 78.9522 | 79.3029 | 70.8418 | 67.426
00 Ret.FB-ExistDryFGD_SNCR & HRI & CCS | N/A | N/A | N/A | N/A | N/A | N/A | N/A
00 Ret.FB-ExistDryFGD_SNCR_ACI & HRI | N/A | N/A | 67.6271 | 67.6271 | 61.9759 | 61.9759 | 85.8817
00 Ret.FB-ExistWetFGD_SNCR_ACI & HRI | N/A | N/A | N/A | N/A | N/A | N/A | N/A
00 Ret.FB-ExistSNCR & ACI | 45.11 | 45.11 | 45.11 | 45.11 | 45.11 | 45.11 | 45.11
00 Ret.FB-ExistSNCR & ACI & HRI | N/A | N/A | N/A | N/A | N/A | N/A | N/A
00 Ret.FB-ExistSNCR & DryFGD | N/A | N/A | N/A | N/A | N/A | N/A | N/A
00 Ret.FB-ExistSNCR & DryFGD & ACI | N/A | N/A | N/A | N/A | N/A | N/A | N/A
00 Ret.FB-ExistSNCR & DryFGD & ACI & HRI | N/A | N/A | N/A | N/A | N/A | N/A | N/A
00 Ret.FB-ExistSNCR & DryFGD & HRI | N/A | N/A | 84.9894 | 84.9894 | 84.9894 | 84.9894 | 84.9894
00 Ret.FB-ExistSNCR & HRI | N/A | N/A | 74.2334 | 58.485 | 58.485 | 58.485 | 58.485
00 Ret.FB-SNCR | N/A | N/A | N/A | N/A | N/A | N/A | N/A
00 Ret.FB-SNCR & HRI | N/A | N/A | N/A | N/A | N/A | N/A | N/A
00 Ret.HRI | N/A | N/A | 60.707 | 73.2875 | 74.5662 | 77.0946 | 77.5711
00 Ret.Oil/Gas Steam SCR | 75.6573 | N/A | N/A | N/A | N/A | N/A | N/A
00 Ret.SCR | N/A | 84.0293 | N/A | N/A | N/A | N/A | N/A
00 Ret.SCR & DryFGD | N/A | N/A | N/A | N/A | N/A | N/A | N/A
00 Ret.SCR & DryFGD & ACI | N/A | N/A | N/A | N/A | N/A | N/A | N/A
00 Ret.SCR & DryFGD & CCS | N/A | N/A | N/A | N/A | N/A | N/A | N/A
00 Ret.SCR & DryFGD & HRI | N/A | N/A | N/A | N/A | N/A | N/A | N/A
00 Ret.SCR & DryFGD & HRI & CCS | N/A | N/A | N/A | N/A | N/A | N/A | N/A
00 Ret.SCR & DSI | N/A | N/A | N/A | N/A | N/A | N/A | N/A
00 Ret.SCR & DSI & DryFGD | N/A | N/A | N/A | N/A | N/A | N/A | N/A
00 Ret.SCR & DSI & DryFGD & HRI | N/A | N/A | N/A | N/A | N/A | N/A | N/A
00 Ret.SCR & DSI & HRI | N/A | N/A | N/A | N/A | N/A | N/A | N/A
00 Ret.SCR & DSI & WetFGD | N/A | N/A | N/A | N/A | N/A | N/A | N/A
00 Ret.SCR & DSI & WetFGD & HRI | N/A | N/A | N/A | N/A | N/A | N/A | N/A
00 Ret.SCR & HRI | N/A | N/A | 53.3812 | 26.1267 | 26.1267 | 26.1267 | 26.1267
00 Ret.SCR & WetFGD | N/A | N/A | N/A | N/A | N/A | N/A | N/A
00 Ret.SCR & WetFGD & ACI | N/A | N/A | N/A | N/A | N/A | N/A | N/A
00 Ret.SCR & WetFGD & CCS | N/A | N/A | N/A | N/A | N/A | N/A | N/A
00 Ret.SCR & WetFGD & HRI | N/A | N/A | N/A | N/A | N/A | N/A | N/A
00 Ret.SCR & WetFGD & HRI & CCS | N/A | N/A | N/A | N/A | N/A | N/A | N/A
00 Ret.SNCR | N/A | N/A | N/A | N/A | N/A | N/A | N/A
00 Ret.SNCR & DryFGD | N/A | N/A | N/A | N/A | N/A | N/A | N/A
00 Ret.SNCR & DryFGD & ACI | N/A | N/A | N/A | N/A | N/A | N/A | N/A
00 Ret.SNCR & DryFGD & ACI & HRI | N/A | N/A | N/A | N/A | N/A | N/A | N/A
00 Ret.SNCR & DryFGD & HRI | N/A | N/A | N/A | N/A | N/A | N/A | N/A
00 Ret.SNCR & DSI | N/A | N/A | N/A | N/A | N/A | N/A | N/A
00 Ret.SNCR & DSI & HRI | N/A | N/A | N/A | N/A | N/A | N/A | N/A
00 Ret.SNCR & HRI | N/A | N/A | N/A | N/A | N/A | N/A | N/A
00 Ret.SNCR & WetFGD | N/A | N/A | N/A | N/A | N/A | N/A | N/A
00 Ret.SNCR & WetFGD & ACI | N/A | N/A | N/A | N/A | N/A | N/A | N/A
00 Ret.SNCR & WetFGD & ACI & HRI | N/A | N/A | N/A | N/A | N/A | N/A | N/A
00 Ret.SNCR & WetFGD & HRI | N/A | N/A | N/A | N/A | N/A | N/A | N/A
00 Ret.WetFGD | 84.9864 | 84.7456 | N/A | N/A | N/A | N/A | N/A
00 Ret.WetFGD & ACI & CCS | N/A | N/A | N/A | N/A | N/A | N/A | N/A
00 Ret.WetFGD & ACI & HRI & CCS | N/A | N/A | N/A | N/A | N/A | N/A | N/A
00 Ret.WetFGD & CCS | N/A | N/A | N/A | N/A | N/A | N/A | N/A
00 Ret.WetFGD & HRI | N/A | N/A | 84.7456 | 84.7456 | 84.7456 | 84.7456 | 84.7456
00 Ret.WetFGD & HRI & CCS | N/A | N/A | N/A | N/A | N/A | N/A | N/A
00 CC Retirement | 0 | 0 | 0 | 0 | 0 | 0 | 0
00 CT Retirement | 0 | 0 | 0 | 0 | 0 | 0 | 0
00 O/G Retirement | 0 | 0 | 0 | 0 | 0 | 0 | 0
00 Coal Retirement | 0 | 0 | 0 | 0 | 0 | 0 | 0
00 IGCC Retirement | 0 | 0 | 0 | 0 | 0 | 0 | 0
00 Nuke Retirement | 0 | 0 | 0 | 0 | 0 | 0 | 0
00 Non-Fossil Retirement | N/A | N/A | N/A | N/A | N/A | N/A | N/A
Average | 44.2654 | 43.3424 | 43.0826 | 42.6743 | 42.0229 | 40.0152 | 38.2666
15. Total Annual Production Cost [Million US2011$](*)
Variable O&M | 13826.9332 | 13829.431 | 13721.8333 | 14091.1231 | 14467.644 | 16409.1921 | 18691.4314
Fixed O&M | 49121.8757 | 51300.4981 | 51721.5249 | 55408.0519 | 58004.4713 | 52901.6752 | 44458.1967
Fuel | 90278.8157 | 91628.363 | 98428.2127 | 109672.2525 | 124857.3054 | 162866.7323 | 231498.6953
Capital | 4409.3706 | 12922.3517 | 20493.1271 | 29670.7937 | 37402.7863 | 40258.7275 | 54172.5151
Pollutant Transport & Storage | 0 | 0 | -26.6075 | -26.6075 | -26.6075 | -26.6075 | -26.6075
Total | 157636.9951 | 169680.6439 | 184338.0906 | 208815.6136 | 234705.5995 | 272409.7197 | 348794.2309
Sales Revenue | 0 | 0 | 0 | 0 | 0 | 0 | 0
(*) Costs include only those items that are important for determining incremental cost of pollution control
16. Emissions
CO2 Thousand Tons | 2229880.1568 | 2187430.7517 | 1994498.3928 | 2013779.7816 | 2019021.2909 | 2232275.4491 | 2526294.6939
Carbon Million Tonnes | 551.6486 | 541.1471 | 493.4177 | 498.1877 | 499.4844 | 552.2412 | 624.9784
HCL Thousand Tons | 5.5734 | 7.2705 | 8.1474 | 8.6465 | 8.5023 | 9.0302 | 9.5342
MER lbs | 14633.3849 | 15608.0763 | 13816.5393 | 14505.8733 | 14012.149 | 13989.4273 | 14696.8313
NOX Thousand Tons | 1513.0523 | 1396.6395 | 1213.7793 | 1200.281 | 1129.0166 | 1113.3166 | 1172.6518
SO2 Thousand Tons | 1393.8803 | 1372.0135 | 1150.7447 | 1135.3602 | 1070.015 | 1048.7682 | 1144.8337

## Canada
| 2016 | 2018 | 2020 | 2025 | 2030 | 2040 | 2050
1. Reserve Margin Capacity Winter [MW] | 116161.1617 | 118376.3365 | 118772.966 | 122138.3749 | 126014.248 | 135314.6171 | 146912.8898
Plus Firm Contract Purchases Winter [MW] | 0 | 0 | 0 | 0 | 0 | 0 | 0
Plus Transmission In Winter [MW] | 9264.2954 | 9279.3634 | 10537.6824 | 11035.3175 | 11479.6265 | 12443.9574 | 11893.6577
Less Firm Contract Sales Winter [MW] | 0 | 0 | 0 | 0 | 0 | 0 | 0
Less Transmission Out Winter [MW] | 6071.1681 | 6183.7851 | 7222.1129 | 7418.2073 | 7317.6735 | 7514.4951 | 6653.7079
Total Reserve Margin Capacity Winter [MW] | 119354.289 | 121471.9148 | 122088.5355 | 125755.4851 | 130176.2009 | 140244.0793 | 152152.8396
2. Peak Load Winter [MW] | 99543.3655 | 101523.5505 | 102685.9294 | 107396.5744 | 111808.7506 | 121643.5547 | 132409.482
Less DSM [MW] | 0 | 0 | 0 | 0 | 0 | 0 | 0
Net Demand Winter [MW] | 99543.3655 | 101523.5505 | 102685.9294 | 107396.5744 | 111808.7506 | 121643.5547 | 132409.482
3. Reserve Margin Winter [%] | 19.9018 | 19.649 | 18.8951 | 17.0945 | 16.4276 | 15.291 | 14.9108
1. Reserve Margin Capacity Summer [MW] | 116161.1617 | 118376.3365 | 118772.966 | 122138.3749 | 126014.248 | 135314.6171 | 146912.8898
Plus Firm Contract Purchases Summer [MW] | 0 | 0 | 0 | 0 | 0 | 0 | 0
Plus Transmission In Summer [MW] | 71.0941 | 257.9766 | 234.6106 | 481.641 | 1277.6166 | 1802.2735 | 2256.8692
Less Firm Contract Sales Summer [MW] | 0 | 0 | 0 | 0 | 0 | 0 | 0
Less Transmission Out Summer [MW] | 5240.4096 | 5206.884 | 6103.8689 | 6945.5154 | 9666.9599 | 9984.0562 | 10487.737
Total Reserve Margin Capacity Summer [MW] | 110991.8461 | 113427.429 | 112903.7077 | 115674.5005 | 117624.9046 | 127132.8343 | 138682.0219
2. Peak Load Summer [MW] | 78681.3111 | 80080.2611 | 81550.8446 | 85090.1226 | 88530.2616 | 96142.6167 | 104467.772
Less DSM [MW] | 0 | 0 | 0 | 0 | 0 | 0 | 0
Net Demand Summer [MW] | 78681.3111 | 80080.2611 | 81550.8446 | 85090.1226 | 88530.2616 | 96142.6167 | 104467.772
3. Reserve Margin Summer [%] | 41.0651 | 41.6422 | 38.4458 | 35.9435 | 32.8641 | 32.2336 | 32.751
1. Reserve Margin Capacity Annual [MW] | 116161.1617 | 118376.3365 | 118772.966 | 122138.3749 | 126014.248 | 135314.6171 | 146912.8898
Plus Firm Contract Purchases Annual [MW] | 0 | 0 | 0 | 0 | 0 | 0 | 0
Plus Transmission In Annual [MW] | 9264.2954 | 9279.3634 | 10537.6824 | 11035.3175 | 11479.6265 | 12443.9574 | 11893.6577
Less Firm Contract Sales Annual [MW] | 0 | 0 | 0 | 0 | 0 | 0 | 0
Less Transmission Out Annual [MW] | 6071.1681 | 6183.7851 | 7222.1129 | 7418.2073 | 7317.6735 | 7514.4951 | 6653.7079
Total Reserve Margin Capacity Annual [MW] | 119354.289 | 121471.9148 | 122088.5355 | 125755.4851 | 130176.2009 | 140244.0793 | 152152.8396
(for seasonal/annual regions combined)
2. Peak Load Annual [MW] | 99543.3655 | 101523.5505 | 102685.9294 | 107396.5744 | 111808.7506 | 121643.5547 | 132409.482
Less DSM [MW] | 0 | 0 | 0 | 0 | 0 | 0 | 0
Net Demand Annual [MW] | 99543.3655 | 101523.5505 | 102685.9294 | 107396.5744 | 111808.7506 | 121643.5547 | 132409.482
(for seasonal/annual regions combined)
3. Reserve Margin Annual [%] | 19.9018 | 19.649 | 18.8951 | 17.0945 | 16.4276 | 15.291 | 14.9108
(for seasonal/annual regions combined)
4. Total Generation [GWh] | 607072.1645 | 617942.0179 | 628873.637 | 651454.3328 | 669953.7631 | 722990.8361 | 784518.3112
Inter-Region Transmission [GWh] | -19981.295 | -22220.7635 | -22656.1857 | -23191.0869 | -16040.9536 | -12119.699 | -11326.1089
Pumping & Storage Losses [GWh] | 0 | 0 | 0 | 6.7051 | 6.7051 | 0 | 0
Plus Purchases [GWh] | 0 | 0 | 0 | 0 | 0 | 0 | 0
Less Sales [GWh] | 0 | 0 | 0 | 0 | 0 | 0 | 0
5. Total Supply for Demand [GWh] | 587090.8695 | 595721.2545 | 606217.4513 | 628256.5408 | 653906.1044 | 710871.1372 | 773192.2023
6. Projected Demand [GWh] | 587090.8695 | 595721.2545 | 606217.4513 | 628256.5408 | 653906.1045 | 710871.1372 | 773192.2023
Energy Not Served [GWh] | 0 | 0 | 0 | 0 | 0 | 0 | 0
Less DSM [GWh] | 0 | 0 | 0 | 0 | 0 | 0 | 0
Energy Demand Response [GWh] | 0 | 0 | 0 | 0 | 0 | 0 | 0
Net Demand [GWh] | 587090.8695 | 595721.2545 | 606217.4513 | 628256.5408 | 653906.1045 | 710871.1372 | 773192.2023
7. Dumped Energy [GWh] | -1.9657e-05 | -3.7076e-05 | -3.0686e-05 | 1.0438e-05 | -5.1851e-05 | -1.7853e-05 | -2.6166e-05
8. Total Generation [GWh] | 607072.1645 | 617942.0179 | 628873.637 | 651454.3328 | 669953.7631 | 722990.8361 | 784518.3112
Less T&D Losses [GWh] | 31839.3024 | 32243.1037 | 32737.2528 | 33734.8486 | 34691.3941 | 37144.0704 | 39890.1169
9. Total Sales [GWh] | 575232.8621 | 585698.9142 | 596136.3841 | 617719.4842 | 635262.369 | 685846.7657 | 744628.1942
Capacity Avoided Costs [US$/kW]
ANNUAL | 33.626 | 5.7828 | 19.3982 | 47.1906 | 40.0136 | 54.0507 | 59.9899
WINTER | 33.3631 | 4.9867 | 18.6021 | 46.1318 | 38.9548 | 48.0656 | 53.8267
SUMMER | 0.26281 | 0.79601 | 0.79601 | 1.0588 | 1.0588 | 5.9851 | 6.1632
10. Capacity by Capacity Reporting Type [MW]
00 New Combined Cycle | 0 | 0 | 0 | 0 | 0 | 0 | 0
00 New Combined Cycle - Uncontrolled | 262.5197 | 390.3905 | 392.9222 | 401.7932 | 1527.6286 | 2887.4567 | 9948.667
00 New Combined Cycle with Carbon Capture | 0 | 0 | 0 | 0 | 0 | 0 | 0
00 New Combustion Turbine | 215.5984 | 215.5984 | 615.3232 | 3424.1732 | 7701.5489 | 14215.9139 | 21050.7172
00 New Hydro | 609.6364 | 754.7273 | 1347.2246 | 2022.8836 | 2777.2717 | 3335.6634 | 3811.8182
00 New Nuclear | 0 | 0 | 0 | 0 | 0 | 0 | 0
00 New Biomass | 43.5 | 43.5 | 43.5 | 43.5 | 43.5 | 43.5 | 1005
00 New Geothermal | 0 | 0 | 0 | 0 | 0 | 0 | 0
00 New Landfill Gas | 0 | 0 | 0 | 0 | 0 | 0 | 0
00 New Offshore Wind | 0 | 0 | 0 | 0 | 0 | 0 | 0
00 New Onshore Wind | 0 | 1890.0433 | 1890.0433 | 2025.4958 | 2030.5077 | 6380.3627 | 20574.5232
00 New Solar PV | 0 | 0 | 0 | 0 | 0 | 0 | 0
00 New Solar Thermal | 0 | 0 | 0 | 0 | 0 | 0 | 0
00 New Fuel Cell | 0 | 0 | 0 | 0 | 0 | 0 | 0
00 New IGCC | 0 | 0 | 0 | 0 | 0 | 0 | 0
00 New Advanced Coal with CCS | 0 | 0 | 0 | 0 | 0 | 0 | 0
00 New SPC - Uncontrolled | 0 | 0 | 0 | 0 | 0 | 0 | 0
00 New SPC-WetFGD_SCR | 0 | 0 | 0 | 0 | 0 | 0 | 0
00 New Future Technology | 0 | 0 | 0 | 0 | 0 | 0 | 0
00 Exist Combined Cycle | 11904.68 | 11904.68 | 11904.68 | 11904.68 | 11904.68 | 11904.68 | 11904.68
00 Exist Combustion Turbine | 6457.62 | 6457.62 | 6457.62 | 6457.62 | 6457.62 | 6457.62 | 6457.62
00 Exist Coal Steam_Uncontrolled | 5040.6457 | 4883.2122 | 4433.2122 | 4243.6139 | 3243.6139 | 3243.6139 | 3206.4159
00 Exist Coal Steam_ACI | 0 | 0 | 0 | 0 | 0 | 0 | 0
00 Exist Coal Steam_ACI_DSI | 0 | 0 | 0 | 0 | 0 | 0 | 0
00 Exist Coal Steam_DryFGD | 729 | 729 | 729 | 729 | 729 | 729 | 450
00 Exist Coal Steam_DryFGD_ACI | 450 | 450 | 450 | 450 | 450 | 450 | 450
00 Exist Coal Steam_DryFGD_SCR | 0 | 0 | 0 | 0 | 0 | 0 | 0
00 Exist Coal Steam_DryFGD_SCR_ACI | 0 | 0 | 0 | 0 | 0 | 0 | 0
00 Exist Coal Steam_DryFGD_SNCR | 0 | 0 | 0 | 0 | 0 | 0 | 0
00 Exist Coal Steam_DryFGD_SNCR_ACI | 0 | 0 | 0 | 0 | 0 | 0 | 0
00 Exist Coal Steam_DSI | 0 | 0 | 0 | 0 | 0 | 0 | 0
00 Exist Coal Steam_SCR | 0 | 0 | 0 | 0 | 0 | 0 | 0
00 Exist Coal Steam_SCR_ACI | 0 | 0 | 0 | 0 | 0 | 0 | 0
00 Exist Coal Steam_SCR_ACI_DSI | 0 | 0 | 0 | 0 | 0 | 0 | 0
00 Exist Coal Steam_SCR_DSI | 0 | 0 | 0 | 0 | 0 | 0 | 0
00 Exist Coal Steam_SNCR | 0 | 0 | 0 | 0 | 0 | 0 | 0
00 Exist Coal Steam_SNCR_ACI | 0 | 0 | 0 | 0 | 0 | 0 | 0
00 Exist Coal Steam_SNCR_ACI_DSI | 0 | 0 | 0 | 0 | 0 | 0 | 0
00 Exist Coal Steam_WetFGD | 0 | 0 | 0 | 0 | 0 | 0 | 0
00 Exist Coal Steam_WetFGD_ACI | 0 | 0 | 0 | 0 | 0 | 0 | 0
00 Exist Coal Steam_WetFGD_SCR | 0 | 0 | 0 | 0 | 0 | 0 | 0
00 Exist Coal Steam_WetFGD_SCR_ACI | 0 | 0 | 0 | 0 | 0 | 0 | 0
00 Exist Coal Steam_WetFGD_SNCR | 0 | 0 | 0 | 0 | 0 | 0 | 0
00 Exist Coal Steam_WetFGD_SNCR_ACI | 0 | 0 | 0 | 0 | 0 | 0 | 0
00 Exist FBC_Uncontrolled | 165 | 165 | 165 | 165 | 165 | 165 | 165
00 Exist FBC_ACI | 0 | 0 | 0 | 0 | 0 | 0 | 0
00 Exist FBC_DryFGD | 0 | 0 | 0 | 0 | 0 | 0 | 0
00 Exist FBC_DryFGD_SNCR | 0 | 0 | 0 | 0 | 0 | 0 | 0
00 Exist FBC_DryFGD_SNCR_ACI | 0 | 0 | 0 | 0 | 0 | 0 | 0
00 Exist FBC_SNCR | 0 | 0 | 0 | 0 | 0 | 0 | 0
00 Exist FBC_SNCR_ACI | 0 | 0 | 0 | 0 | 0 | 0 | 0
00 Exist FBC_WetFGD_SNCR_ACI | 0 | 0 | 0 | 0 | 0 | 0 | 0
00 Exist IGCC | 0 | 0 | 0 | 0 | 0 | 0 | 0
00 Exist Fossil_Other | 165 | 165 | 165 | 165 | 165 | 165 | 165
00 Exist Fuel Cell | 0 | 0 | 0 | 0 | 0 | 0 | 0
00 Exist Hydro | 77824.999 | 80224.999 | 80224.999 | 80224.999 | 80224.999 | 80224.999 | 80224.999
00 Exist Non Fossil_Other | 260.48 | 260.48 | 260.48 | 260.48 | 260.48 | 260.48 | 260.48
00 Exist Nuclear | 13298 | 13298 | 13298 | 13298 | 13298 | 13298 | 5719
00 Exist Oil/Gas Steam | 5871.8747 | 5271.7868 | 5271.7868 | 5271.7868 | 5271.7868 | 5271.7868 | 5271.7868
00 Exist Oil/Gas Steam_SCR | 0 | 0 | 0 | 0 | 0 | 0 | 0
00 Exist Oil/Gas Steam_SNCR | 0 | 0 | 0 | 0 | 0 | 0 | 0
00 Exist Biomass | 2116.85 | 2116.85 | 2116.85 | 2116.85 | 2116.85 | 2116.85 | 2116.85
00 Exist Landfill Gas | 76.925 | 76.925 | 76.925 | 76.925 | 76.925 | 76.925 | 76.925
00 Exist Geothermal | 0 | 0 | 0 | 0 | 0 | 0 | 0
00 Exist Pump Storage | 174 | 174 | 174 | 174 | 174 | 174 | 174
00 Exist Solar PV | 549.18 | 549.18 | 549.18 | 549.18 | 549.18 | 549.18 | 549.18
00 Exist Solar Thermal | 0 | 0 | 0 | 0 | 0 | 0 | 0
00 Exist Wind | 8525.015 | 8525.015 | 8525.015 | 8525.015 | 8525.015 | 8525.015 | 8525.015
00 International Imports | 0 | 0 | 0 | 0 | 0 | 0 | 0
00 Ret.ACI | 1441.5554 | 1441.5554 | 1441.5554 | 1630.9399 | 536.4719 | 218.4984 | 189.3844
00 Ret.ACI & DryFGD | 0 | 0 | 0 | 0 | 0 | 0 | 0
00 Ret.ACI & DryFGD & HRI | 0 | 0 | 0 | 0 | 0 | 0 | 0
00 Ret.ACI & DSI | 0 | 0 | 0 | 0 | 0 | 0 | 0
00 Ret.ACI & DSI & DryFGD | 0 | 0 | 0 | 0 | 0 | 0 | 0
00 Ret.ACI & DSI & DryFGD & HRI | 0 | 0 | 0 | 0 | 0 | 0 | 0
00 Ret.ACI & DSI & HRI | 0 | 0 | 0 | 0 | 0 | 0 | 0
00 Ret.ACI & DSI & WetFGD & HRI | 0 | 0 | 0 | 0 | 0 | 0 | 0
00 Ret.ACI & HRI | 0 | 0 | 0 | 0 | 0 | 0 | 0
00 Ret.ACI & SCR | 0 | 0 | 0 | 0 | 0 | 0 | 0
00 Ret.ACI & SCR & DryFGD & CCS | 0 | 0 | 0 | 0 | 0 | 0 | 0
00 Ret.ACI & SCR & DryFGD & HRI | 0 | 0 | 0 | 0 | 0 | 0 | 0
00 Ret.ACI & SCR & DryFGD & HRI & CCS | 0 | 0 | 0 | 0 | 0 | 0 | 0
00 Ret.ACI & SCR & DSI | 0 | 0 | 0 | 0 | 0 | 0 | 0
00 Ret.ACI & SCR & DSI & DryFGD | 0 | 0 | 0 | 0 | 0 | 0 | 0
00 Ret.ACI & SCR & DSI & DryFGD & HRI | 0 | 0 | 0 | 0 | 0 | 0 | 0
00 Ret.ACI & SCR & DSI & HRI | 0 | 0 | 0 | 0 | 0 | 0 | 0
00 Ret.ACI & SCR & DSI & WetFGD | 0 | 0 | 0 | 0 | 0 | 0 | 0
00 Ret.ACI & SCR & DSI & WetFGD & HRI | 0 | 0 | 0 | 0 | 0 | 0 | 0
00 Ret.ACI & SCR & HRI | 0 | 0 | 0 | 0 | 0 | 0 | 0
00 Ret.ACI & SCR & WetFGD & CCS | 0 | 0 | 0 | 0 | 0 | 0 | 0
00 Ret.ACI & SCR & WetFGD & HRI | 0 | 0 | 0 | 0 | 0 | 0 | 0
00 Ret.ACI & SCR & WetFGD & HRI & CCS | 0 | 0 | 0 | 0 | 0 | 0 | 0
00 Ret.ACI & SNCR | 0 | 0 | 0 | 0 | 0 | 0 | 0
00 Ret.ACI & SNCR & DSI | 0 | 0 | 0 | 0 | 0 | 0 | 0
00 Ret.ACI & SNCR & DSI & DryFGD | 0 | 0 | 0 | 0 | 0 | 0 | 0
00 Ret.ACI & SNCR & DSI & DryFGD & HRI | 0 | 0 | 0 | 0 | 0 | 0 | 0
00 Ret.ACI & SNCR & DSI & HRI | 0 | 0 | 0 | 0 | 0 | 0 | 0
00 Ret.ACI & SNCR & DSI & WetFGD | 0 | 0 | 0 | 0 | 0 | 0 | 0
00 Ret.ACI & SNCR & DSI & WetFGD & HRI | 0 | 0 | 0 | 0 | 0 | 0 | 0
00 Ret.ACI & SNCR & HRI | 0 | 0 | 0 | 0 | 0 | 0 | 0
00 Ret.ACI & WetFGD | 0 | 0 | 0 | 0 | 0 | 0 | 0
00 Ret.ACI & WetFGD & DSI | 0 | 0 | 0 | 0 | 0 | 0 | 0
00 Ret.ACI & WetFGD & HRI | 0 | 0 | 0 | 0 | 0 | 0 | 0
00 Ret.C2G | 0 | 0 | 0 | 0 | 0 | 0 | 0
00 Ret.C2G & SCR | 0 | 0 | 0 | 0 | 0 | 0 | 0
00 Ret.CCG | 0 | 0 | 0 | 0 | 0 | 0 | 0
00 Ret.DryFGD | 0 | 0 | 0 | 0 | 0 | 0 | 0
00 Ret.DryFGD & ACI & CCS | 0 | 0 | 0 | 0 | 0 | 0 | 0
00 Ret.DryFGD & ACI & HRI & CCS | 0 | 0 | 0 | 0 | 0 | 0 | 0
00 Ret.DryFGD & CCS | 0 | 0 | 0 | 0 | 0 | 0 | 0
00 Ret.DryFGD & HRI | 0 | 0 | 0 | 0 | 0 | 0 | 0
00 Ret.DryFGD & HRI & CCS | 0 | 0 | 0 | 0 | 0 | 0 | 0
00 Ret.DSI | 0 | 0 | 0 | 0 | 0 | 0 | 0
00 Ret.DSI & DryFGD | 0 | 0 | 0 | 0 | 0 | 0 | 0
00 Ret.DSI & DryFGD & HRI | 0 | 0 | 0 | 0 | 0 | 0 | 0
00 Ret.DSI & HRI | 0 | 0 | 0 | 0 | 0 | 0 | 0
00 Ret.DSI & WetFGD | 0 | 0 | 0 | 0 | 0 | 0 | 0
00 Ret.DSI & WetFGD & HRI | 0 | 0 | 0 | 0 | 0 | 0 | 0
00 Ret.Exist FBC_DryFGD_SNCR_ACI & CCS | 0 | 0 | 0 | 0 | 0 | 0 | 0
00 Ret.ExistACI & DryFGD | 0 | 0 | 0 | 0 | 0 | 0 | 0
00 Ret.ExistACI & DryFGD & CCS | 0 | 0 | 0 | 0 | 0 | 0 | 0
00 Ret.ExistACI & DryFGD & HRI | 0 | 0 | 0 | 0 | 0 | 0 | 0
00 Ret.ExistACI & DryFGD & HRI & CCS | 0 | 0 | 0 | 0 | 0 | 0 | 0
00 Ret.ExistACI & DSI | 0 | 0 | 0 | 0 | 0 | 0 | 0
00 Ret.ExistACI & DSI & DryFGD | 0 | 0 | 0 | 0 | 0 | 0 | 0
00 Ret.ExistACI & DSI & DryFGD & HRI | 0 | 0 | 0 | 0 | 0 | 0 | 0
00 Ret.ExistACI & DSI & HRI | 0 | 0 | 0 | 0 | 0 | 0 | 0
00 Ret.ExistACI & DSI & WetFGD | 0 | 0 | 0 | 0 | 0 | 0 | 0
00 Ret.ExistACI & DSI & WetFGD & HRI | 0 | 0 | 0 | 0 | 0 | 0 | 0
00 Ret.ExistACI & HRI | 0 | 0 | 0 | 0 | 0 | 0 | 0
00 Ret.ExistACI & HRI & WetFGD | 0 | 0 | 0 | 0 | 0 | 0 | 0
00 Ret.ExistACI & SCR | 0 | 0 | 0 | 0 | 0 | 0 | 0
00 Ret.ExistACI & SCR & DryFGD | 0 | 0 | 0 | 0 | 0 | 0 | 0
00 Ret.ExistACI & SCR & DryFGD & CCS | 0 | 0 | 0 | 0 | 0 | 0 | 0
00 Ret.ExistACI & SCR & DryFGD & HRI | 0 | 0 | 0 | 0 | 0 | 0 | 0
00 Ret.ExistACI & SCR & DryFGD & HRI & CCS | 0 | 0 | 0 | 0 | 0 | 0 | 0
00 Ret.ExistACI & SCR & DSI | 0 | 0 | 0 | 0 | 0 | 0 | 0
00 Ret.ExistACI & SCR & DSI & DryFGD | 0 | 0 | 0 | 0 | 0 | 0 | 0
00 Ret.ExistACI & SCR & DSI & HRI | 0 | 0 | 0 | 0 | 0 | 0 | 0
00 Ret.ExistACI & SCR & DSI & DryFGD & HRI | 0 | 0 | 0 | 0 | 0 | 0 | 0
00 Ret.ExistACI & SCR & HRI | 0 | 0 | 0 | 0 | 0 | 0 | 0
00 Ret.ExistACI & SCR & WetFGD | 0 | 0 | 0 | 0 | 0 | 0 | 0
00 Ret.ExistACI & SCR & WetFGD & CCS | 0 | 0 | 0 | 0 | 0 | 0 | 0
00 Ret.ExistACI & SCR & WetFGD & HRI | 0 | 0 | 0 | 0 | 0 | 0 | 0
00 Ret.ExistACI & SCR & WetFGD & HRI & CCS | 0 | 0 | 0 | 0 | 0 | 0 | 0
00 Ret.ExistACI & SNCR | 0 | 0 | 0 | 0 | 0 | 0 | 0
00 Ret.ExistACI & SNCR & DryFGD | 0 | 0 | 0 | 0 | 0 | 0 | 0
00 Ret.ExistACI & SNCR & DryFGD & HRI | 0 | 0 | 0 | 0 | 0 | 0 | 0
00 Ret.ExistACI & SNCR & DSI | 0 | 0 | 0 | 0 | 0 | 0 | 0
00 Ret.ExistACI & SNCR & DSI & HRI | 0 | 0 | 0 | 0 | 0 | 0 | 0
00 Ret.ExistACI & SNCR & HRI | 0 | 0 | 0 | 0 | 0 | 0 | 0
00 Ret.ExistACI & SNCR & WetFGD | 0 | 0 | 0 | 0 | 0 | 0 | 0
00 Ret.ExistACI & SNCR & WetFGD & HRI | 0 | 0 | 0 | 0 | 0 | 0 | 0
00 Ret.ExistACI & WetFGD | 0 | 0 | 0 | 0 | 0 | 0 | 0
00 Ret.ExistACI & WetFGD & CCS | 0 | 0 | 0 | 0 | 0 | 0 | 0
00 Ret.ExistACI & WetFGD & HRI & CCS | 0 | 0 | 0 | 0 | 0 | 0 | 0
00 Ret.ExistACI_DSI & DryFGD | 0 | 0 | 0 | 0 | 0 | 0 | 0
00 Ret.ExistACI_DSI & DryFGD & HRI | 0 | 0 | 0 | 0 | 0 | 0 | 0
00 Ret.ExistACI_DSI & HRI | 0 | 0 | 0 | 0 | 0 | 0 | 0
00 Ret.ExistACI_DSI & SCR | 0 | 0 | 0 | 0 | 0 | 0 | 0
00 Ret.ExistACI_DSI & SCR & DryFGD | 0 | 0 | 0 | 0 | 0 | 0 | 0
00 Ret.ExistACI_DSI & SCR & DryFGD & HRI | 0 | 0 | 0 | 0 | 0 | 0 | 0
00 Ret.ExistACI_DSI & SCR & HRI | 0 | 0 | 0 | 0 | 0 | 0 | 0
00 Ret.ExistACI_DSI & SCR & WetFGD | 0 | 0 | 0 | 0 | 0 | 0 | 0
00 Ret.ExistACI_DSI & SCR & WetFGD & HRI | 0 | 0 | 0 | 0 | 0 | 0 | 0
00 Ret.ExistACI_DSI & WetFGD | 0 | 0 | 0 | 0 | 0 | 0 | 0
00 Ret.ExistACI_DSI & WetFGD & HRI | 0 | 0 | 0 | 0 | 0 | 0 | 0
00 Ret.ExistDryFGD & ACI | 0 | 0 | 0 | 0 | 0 | 0 | 0
00 Ret.ExistDryFGD & ACI & CCS | 0 | 0 | 0 | 0 | 0 | 0 | 0
00 Ret.ExistDryFGD & ACI & HRI | 0 | 0 | 0 | 0 | 0 | 0 | 0
00 Ret.ExistDryFGD & ACI & HRI & CCS | 0 | 0 | 0 | 0 | 0 | 0 | 0
00 Ret.ExistDryFGD & ACI & SCR | 0 | 0 | 0 | 0 | 0 | 0 | 0
00 Ret.ExistDryFGD & ACI & SCR & CCS | 0 | 0 | 0 | 0 | 0 | 0 | 0
00 Ret.ExistDryFGD & ACI & SCR & HRI | 0 | 0 | 0 | 0 | 0 | 0 | 0
00 Ret.ExistDryFGD & ACI & SCR & HRI & CCS | 0 | 0 | 0 | 0 | 0 | 0 | 0
00 Ret.ExistDryFGD & ACI & SNCR | 0 | 0 | 0 | 0 | 0 | 0 | 0
00 Ret.ExistDryFGD & ACI & SNCR & HRI | 0 | 0 | 0 | 0 | 0 | 0 | 0
00 Ret.ExistDryFGD & CCS | 0 | 0 | 0 | 0 | 0 | 0 | 0
00 Ret.ExistDryFGD & HRI | 0 | 0 | 0 | 0 | 0 | 0 | 0
00 Ret.ExistDryFGD & HRI & CCS | 0 | 0 | 0 | 0 | 0 | 0 | 0
00 Ret.ExistDryFGD & SCR | 0 | 0 | 0 | 0 | 0 | 0 | 0
00 Ret.ExistDryFGD & SCR & CCS | 0 | 0 | 0 | 0 | 0 | 0 | 0
00 Ret.ExistDryFGD & SCR & HRI | 0 | 0 | 0 | 0 | 0 | 0 | 0
00 Ret.ExistDryFGD & SCR & HRI & CCS | 0 | 0 | 0 | 0 | 0 | 0 | 0
00 Ret.ExistDryFGD & SNCR | 0 | 0 | 0 | 0 | 0 | 0 | 0
00 Ret.ExistDryFGD & SNCR & HRI | 0 | 0 | 0 | 0 | 0 | 0 | 0
00 Ret.ExistDryFGD_ACI & CCS | 0 | 0 | 0 | 0 | 0 | 0 | 0
00 Ret.ExistDryFGD_ACI & HRI | 0 | 0 | 0 | 0 | 0 | 0 | 0
00 Ret.ExistDryFGD_ACI & HRI & CCS | 0 | 0 | 0 | 0 | 0 | 0 | 0
00 Ret.ExistDryFGD_ACI & SCR | 0 | 0 | 0 | 0 | 0 | 0 | 0
00 Ret.ExistDryFGD_ACI & SCR & CCS | 0 | 0 | 0 | 0 | 0 | 0 | 0
00 Ret.ExistDryFGD_ACI & SCR & HRI | 0 | 0 | 0 | 0 | 0 | 0 | 0
00 Ret.ExistDryFGD_ACI & SCR & HRI & CCS | 0 | 0 | 0 | 0 | 0 | 0 | 0
00 Ret.ExistDryFGD_SCR & ACI & CCS | 0 | 0 | 0 | 0 | 0 | 0 | 0
00 Ret.ExistDryFGD_SCR & ACI & HRI | 0 | 0 | 0 | 0 | 0 | 0 | 0
00 Ret.ExistDryFGD_SCR & ACI & HRI & CCS | 0 | 0 | 0 | 0 | 0 | 0 | 0
00 Ret.ExistDryFGD_SCR & CCS | 0 | 0 | 0 | 0 | 0 | 0 | 0
00 Ret.ExistDryFGD_SNCR & ACI & CCS | 0 | 0 | 0 | 0 | 0 | 0 | 0
00 Ret.ExistDryFGD_SNCR & ACI & HRI | 0 | 0 | 0 | 0 | 0 | 0 | 0
00 Ret.ExistDryFGD_SNCR & ACI & HRI & CCS | 0 | 0 | 0 | 0 | 0 | 0 | 0
00 Ret.ExistDryFGD_SNCR & CCS | 0 | 0 | 0 | 0 | 0 | 0 | 0
00 Ret.ExistDSI & ACI | 0 | 0 | 0 | 0 | 0 | 0 | 0
00 Ret.ExistDSI & ACI & HRI | 0 | 0 | 0 | 0 | 0 | 0 | 0
00 Ret.ExistDSI & ACI & SCR | 0 | 0 | 0 | 0 | 0 | 0 | 0
00 Ret.ExistDSI & ACI & SCR & DryFGD & CCS | 0 | 0 | 0 | 0 | 0 | 0 | 0
00 Ret.ExistDSI & ACI & SCR & DryFGD & HRI | 0 | 0 | 0 | 0 | 0 | 0 | 0
00 Ret.ExistDSI & ACI & SCR & DryFGD & HRI & CCS | 0 | 0 | 0 | 0 | 0 | 0 | 0
00 Ret.ExistDSI & ACI & SCR & HRI | 0 | 0 | 0 | 0 | 0 | 0 | 0
00 Ret.ExistDSI & DryFGD | 0 | 0 | 0 | 0 | 0 | 0 | 0
00 Ret.ExistDSI & DryFGD & ACI | 0 | 0 | 0 | 0 | 0 | 0 | 0
00 Ret.ExistDSI & DryFGD & ACI & CCS | 0 | 0 | 0 | 0 | 0 | 0 | 0
00 Ret.ExistDSI & DryFGD & ACI & HRI | 0 | 0 | 0 | 0 | 0 | 0 | 0
00 Ret.ExistDSI & DryFGD & ACI & HRI & CCS | 0 | 0 | 0 | 0 | 0 | 0 | 0
00 Ret.ExistDSI & DryFGD & CCS | 0 | 0 | 0 | 0 | 0 | 0 | 0
00 Ret.ExistDSI & DryFGD & HRI | 0 | 0 | 0 | 0 | 0 | 0 | 0
00 Ret.ExistDSI & DryFGD & HRI & CCS | 0 | 0 | 0 | 0 | 0 | 0 | 0
00 Ret.ExistDSI & HRI | 0 | 0 | 0 | 0 | 0 | 0 | 0
00 Ret.ExistDSI & SCR | 0 | 0 | 0 | 0 | 0 | 0 | 0
00 Ret.ExistDSI & SCR & DryFGD | 0 | 0 | 0 | 0 | 0 | 0 | 0
00 Ret.ExistDSI & SCR & DryFGD & ACI | 0 | 0 | 0 | 0 | 0 | 0 | 0
00 Ret.ExistDSI & SCR & DryFGD & CCS | 0 | 0 | 0 | 0 | 0 | 0 | 0
00 Ret.ExistDSI & SCR & DryFGD & HRI | 0 | 0 | 0 | 0 | 0 | 0 | 0
00 Ret.ExistDSI & SCR & DryFGD & HRI & CCS | 0 | 0 | 0 | 0 | 0 | 0 | 0
00 Ret.ExistDSI & SCR & HRI | 0 | 0 | 0 | 0 | 0 | 0 | 0
00 Ret.ExistDSI & SCR & WetFGD | 0 | 0 | 0 | 0 | 0 | 0 | 0
00 Ret.ExistDSI & SCR & WetFGD & CCS | 0 | 0 | 0 | 0 | 0 | 0 | 0
00 Ret.ExistDSI & SCR & WetFGD & HRI | 0 | 0 | 0 | 0 | 0 | 0 | 0
00 Ret.ExistDSI & SCR & WetFGD & HRI & CCS | 0 | 0 | 0 | 0 | 0 | 0 | 0
00 Ret.ExistDSI & WetFGD | 0 | 0 | 0 | 0 | 0 | 0 | 0
00 Ret.ExistDSI & WetFGD & ACI | 0 | 0 | 0 | 0 | 0 | 0 | 0
00 Ret.ExistDSI & WetFGD & ACI & HRI | 0 | 0 | 0 | 0 | 0 | 0 | 0
00 Ret.ExistDSI & WetFGD & CCS | 0 | 0 | 0 | 0 | 0 | 0 | 0
00 Ret.ExistDSI & WetFGD & HRI | 0 | 0 | 0 | 0 | 0 | 0 | 0
00 Ret.ExistDSI & WetFGD & HRI & CCS | 0 | 0 | 0 | 0 | 0 | 0 | 0
00 Ret.ExistIGCC & CCS | 0 | 0 | 0 | 0 | 0 | 0 | 0
00 Ret.ExistSCR & ACI | 0 | 0 | 0 | 0 | 0 | 0 | 0
00 Ret.ExistSCR & ACI & DryFGD | 0 | 0 | 0 | 0 | 0 | 0 | 0
00 Ret.ExistSCR & ACI & DryFGD & HRI | 0 | 0 | 0 | 0 | 0 | 0 | 0
00 Ret.ExistSCR & ACI & DSI | 0 | 0 | 0 | 0 | 0 | 0 | 0
00 Ret.ExistSCR & ACI & DSI & DryFGD | 0 | 0 | 0 | 0 | 0 | 0 | 0
00 Ret.ExistSCR & ACI & DSI & DryFGD & HRI | 0 | 0 | 0 | 0 | 0 | 0 | 0
00 Ret.ExistSCR & ACI & DSI & HRI | 0 | 0 | 0 | 0 | 0 | 0 | 0
00 Ret.ExistSCR & ACI & DSI & WetFGD | 0 | 0 | 0 | 0 | 0 | 0 | 0
00 Ret.ExistSCR & ACI & DSI & WetFGD & HRI | 0 | 0 | 0 | 0 | 0 | 0 | 0
00 Ret.ExistSCR & ACI & HRI | 0 | 0 | 0 | 0 | 0 | 0 | 0
00 Ret.ExistSCR & ACI & WetFGD | 0 | 0 | 0 | 0 | 0 | 0 | 0
00 Ret.ExistSCR & ACI & WetFGD & HRI | 0 | 0 | 0 | 0 | 0 | 0 | 0
00 Ret.ExistSCR & DryFGD | 0 | 0 | 0 | 0 | 0 | 0 | 0
00 Ret.ExistSCR & DryFGD & ACI & CCS | 0 | 0 | 0 | 0 | 0 | 0 | 0
00 Ret.ExistSCR & DryFGD & ACI & HRI & CCS | 0 | 0 | 0 | 0 | 0 | 0 | 0
00 Ret.ExistSCR & DryFGD & CCS | 0 | 0 | 0 | 0 | 0 | 0 | 0
00 Ret.ExistSCR & DryFGD & HRI | 0 | 0 | 0 | 0 | 0 | 0 | 0
00 Ret.ExistSCR & DryFGD & HRI & CCS | 0 | 0 | 0 | 0 | 0 | 0 | 0
00 Ret.ExistSCR & DSI | 0 | 0 | 0 | 0 | 0 | 0 | 0
00 Ret.ExistSCR & DSI & DryFGD | 0 | 0 | 0 | 0 | 0 | 0 | 0
00 Ret.ExistSCR & DSI & DryFGD & HRI | 0 | 0 | 0 | 0 | 0 | 0 | 0
00 Ret.ExistSCR & DSI & HRI | 0 | 0 | 0 | 0 | 0 | 0 | 0
00 Ret.ExistSCR & DSI & WetFGD | 0 | 0 | 0 | 0 | 0 | 0 | 0
00 Ret.ExistSCR & DSI & WetFGD & HRI | 0 | 0 | 0 | 0 | 0 | 0 | 0
00 Ret.ExistSCR & HRI | 0 | 0 | 0 | 0 | 0 | 0 | 0
00 Ret.ExistSCR & WetFGD | 0 | 0 | 0 | 0 | 0 | 0 | 0
00 Ret.ExistSCR & WetFGD & ACI & CCS | 0 | 0 | 0 | 0 | 0 | 0 | 0
00 Ret.ExistSCR & WetFGD & ACI & HRI & CCS | 0 | 0 | 0 | 0 | 0 | 0 | 0
00 Ret.ExistSCR & WetFGD & CCS | 0 | 0 | 0 | 0 | 0 | 0 | 0
00 Ret.ExistSCR & WetFGD & HRI | 0 | 0 | 0 | 0 | 0 | 0 | 0
00 Ret.ExistSCR & WetFGD & HRI & CCS | 0 | 0 | 0 | 0 | 0 | 0 | 0
00 Ret.ExistSCR_ACI & DryFGD | 0 | 0 | 0 | 0 | 0 | 0 | 0
00 Ret.ExistSCR_ACI & DryFGD & CCS | 0 | 0 | 0 | 0 | 0 | 0 | 0
00 Ret.ExistSCR_ACI & DryFGD & HRI | 0 | 0 | 0 | 0 | 0 | 0 | 0
00 Ret.ExistSCR_ACI & DryFGD & HRI & CCS | 0 | 0 | 0 | 0 | 0 | 0 | 0
00 Ret.ExistSCR_ACI & DSI | 0 | 0 | 0 | 0 | 0 | 0 | 0
00 Ret.ExistSCR_ACI & DSI & HRI | 0 | 0 | 0 | 0 | 0 | 0 | 0
00 Ret.ExistSCR_ACI & HRI | 0 | 0 | 0 | 0 | 0 | 0 | 0
00 Ret.ExistSCR_ACI & WetFGD | 0 | 0 | 0 | 0 | 0 | 0 | 0
00 Ret.ExistSCR_ACI & WetFGD & CCS | 0 | 0 | 0 | 0 | 0 | 0 | 0
00 Ret.ExistSCR_ACI & WetFGD & HRI | 0 | 0 | 0 | 0 | 0 | 0 | 0
00 Ret.ExistSCR_ACI & WetFGD & HRI & CCS | 0 | 0 | 0 | 0 | 0 | 0 | 0
00 Ret.ExistSCR_ACI_DSI & DryFGD | 0 | 0 | 0 | 0 | 0 | 0 | 0
00 Ret.ExistSCR_ACI_DSI & DryFGD & CCS | 0 | 0 | 0 | 0 | 0 | 0 | 0
00 Ret.ExistSCR_ACI_DSI & DryFGD & HRI | 0 | 0 | 0 | 0 | 0 | 0 | 0
00 Ret.ExistSCR_ACI_DSI & DryFGD & HRI & CCS | 0 | 0 | 0 | 0 | 0 | 0 | 0
00 Ret.ExistSCR_ACI_DSI & HRI | 0 | 0 | 0 | 0 | 0 | 0 | 0
00 Ret.ExistSCR_ACI_DSI & WetFGD | 0 | 0 | 0 | 0 | 0 | 0 | 0
00 Ret.ExistSCR_ACI_DSI & WetFGD & CCS | 0 | 0 | 0 | 0 | 0 | 0 | 0
00 Ret.ExistSCR_ACI_DSI & WetFGD & HRI | 0 | 0 | 0 | 0 | 0 | 0 | 0
00 Ret.ExistSCR_ACI_DSI & WetFGD & HRI & CCS | 0 | 0 | 0 | 0 | 0 | 0 | 0
00 Ret.ExistSCR_DryFGD & ACI | 0 | 0 | 0 | 0 | 0 | 0 | 0
00 Ret.ExistSCR_DryFGD & HRI | 0 | 0 | 0 | 0 | 0 | 0 | 0
00 Ret.ExistSCR_DryFGD & HRI & CCS | 0 | 0 | 0 | 0 | 0 | 0 | 0
00 Ret.ExistSCR_DryFGD_ACI & CCS | 0 | 0 | 0 | 0 | 0 | 0 | 0
00 Ret.ExistSCR_DryFGD_ACI & HRI | 0 | 0 | 0 | 0 | 0 | 0 | 0
00 Ret.ExistSCR_DryFGD_ACI & HRI & CCS | 0 | 0 | 0 | 0 | 0 | 0 | 0
00 Ret.ExistSCR_DSI & ACI | 0 | 0 | 0 | 0 | 0 | 0 | 0
00 Ret.ExistSCR_DSI & ACI & HRI | 0 | 0 | 0 | 0 | 0 | 0 | 0
00 Ret.ExistSCR_DSI & DryFGD | 0 | 0 | 0 | 0 | 0 | 0 | 0
00 Ret.ExistSCR_DSI & DryFGD & ACI | 0 | 0 | 0 | 0 | 0 | 0 | 0
00 Ret.ExistSCR_DSI & DryFGD & ACI & HRI | 0 | 0 | 0 | 0 | 0 | 0 | 0
00 Ret.ExistSCR_DSI & DryFGD & HRI | 0 | 0 | 0 | 0 | 0 | 0 | 0
00 Ret.ExistSCR_DSI & HRI | 0 | 0 | 0 | 0 | 0 | 0 | 0
00 Ret.ExistSCR_DSI & WetFGD | 0 | 0 | 0 | 0 | 0 | 0 | 0
00 Ret.ExistSCR_DSI & WetFGD & ACI | 0 | 0 | 0 | 0 | 0 | 0 | 0
00 Ret.ExistSCR_DSI & WetFGD & ACI & HRI | 0 | 0 | 0 | 0 | 0 | 0 | 0
00 Ret.ExistSCR_DSI & WetFGD & HRI | 0 | 0 | 0 | 0 | 0 | 0 | 0
00 Ret.ExistSCR_WetFGD & ACI | 0 | 0 | 0 | 0 | 0 | 0 | 0
00 Ret.ExistSCR_WetFGD & HRI | 0 | 0 | 0 | 0 | 0 | 0 | 0
00 Ret.ExistSCR_WetFGD & HRI & CCS | 0 | 0 | 0 | 0 | 0 | 0 | 0
00 Ret.ExistSCR_WetFGD_ACI & CCS | 0 | 0 | 0 | 0 | 0 | 0 | 0
00 Ret.ExistSCR_WetFGD_ACI & HRI | 0 | 0 | 0 | 0 | 0 | 0 | 0
00 Ret.ExistSCR_WetFGD_ACI & HRI & CCS | 0 | 0 | 0 | 0 | 0 | 0 | 0
00 Ret.ExistSNCR & ACI | 0 | 0 | 0 | 0 | 0 | 0 | 0
00 Ret.ExistSNCR & ACI & DryFGD | 0 | 0 | 0 | 0 | 0 | 0 | 0
00 Ret.ExistSNCR & ACI & DryFGD & HRI | 0 | 0 | 0 | 0 | 0 | 0 | 0
00 Ret.ExistSNCR & ACI & DSI | 0 | 0 | 0 | 0 | 0 | 0 | 0
00 Ret.ExistSNCR & ACI & DSI & DryFGD | 0 | 0 | 0 | 0 | 0 | 0 | 0
00 Ret.ExistSNCR & ACI & DSI & DryFGD & HRI | 0 | 0 | 0 | 0 | 0 | 0 | 0
00 Ret.ExistSNCR & ACI & DSI & HRI | 0 | 0 | 0 | 0 | 0 | 0 | 0
00 Ret.ExistSNCR & ACI & DSI & WetFGD | 0 | 0 | 0 | 0 | 0 | 0 | 0
00 Ret.ExistSNCR & ACI & DSI & WetFGD & HRI | 0 | 0 | 0 | 0 | 0 | 0 | 0
00 Ret.ExistSNCR & ACI & HRI | 0 | 0 | 0 | 0 | 0 | 0 | 0
00 Ret.ExistSNCR & ACI & WetFGD | 0 | 0 | 0 | 0 | 0 | 0 | 0
00 Ret.ExistSNCR & ACI & WetFGD & HRI | 0 | 0 | 0 | 0 | 0 | 0 | 0
00 Ret.ExistSNCR & DryFGD | 0 | 0 | 0 | 0 | 0 | 0 | 0
00 Ret.ExistSNCR & DryFGD & CCS | 0 | 0 | 0 | 0 | 0 | 0 | 0
00 Ret.ExistSNCR & DryFGD & HRI | 0 | 0 | 0 | 0 | 0 | 0 | 0
00 Ret.ExistSNCR & DryFGD & HRI & CCS | 0 | 0 | 0 | 0 | 0 | 0 | 0
00 Ret.ExistSNCR & DSI | 0 | 0 | 0 | 0 | 0 | 0 | 0
00 Ret.ExistSNCR & DSI & DryFGD | 0 | 0 | 0 | 0 | 0 | 0 | 0
00 Ret.ExistSNCR & DSI & DryFGD & HRI | 0 | 0 | 0 | 0 | 0 | 0 | 0
00 Ret.ExistSNCR & DSI & HRI | 0 | 0 | 0 | 0 | 0 | 0 | 0
00 Ret.ExistSNCR & DSI & WetFGD | 0 | 0 | 0 | 0 | 0 | 0 | 0
00 Ret.ExistSNCR & DSI & WetFGD & HRI | 0 | 0 | 0 | 0 | 0 | 0 | 0
00 Ret.ExistSNCR & HRI | 0 | 0 | 0 | 0 | 0 | 0 | 0
00 Ret.ExistSNCR & WetFGD | 0 | 0 | 0 | 0 | 0 | 0 | 0
00 Ret.ExistSNCR & WetFGD & ACI & CCS | 0 | 0 | 0 | 0 | 0 | 0 | 0
00 Ret.ExistSNCR & WetFGD & ACI & HRI & CCS | 0 | 0 | 0 | 0 | 0 | 0 | 0
00 Ret.ExistSNCR & WetFGD & CCS | 0 | 0 | 0 | 0 | 0 | 0 | 0
00 Ret.ExistSNCR & WetFGD & HRI | 0 | 0 | 0 | 0 | 0 | 0 | 0
00 Ret.ExistSNCR & WetFGD & HRI & CCS | 0 | 0 | 0 | 0 | 0 | 0 | 0
00 Ret.ExistSNCR_ACI & DryFGD | 0 | 0 | 0 | 0 | 0 | 0 | 0
00 Ret.ExistSNCR_ACI & DryFGD & CCS | 0 | 0 | 0 | 0 | 0 | 0 | 0
00 Ret.ExistSNCR_ACI & DryFGD & HRI | 0 | 0 | 0 | 0 | 0 | 0 | 0
00 Ret.ExistSNCR_ACI & DryFGD & HRI & CCS | 0 | 0 | 0 | 0 | 0 | 0 | 0
00 Ret.ExistSNCR_ACI & DSI | 0 | 0 | 0 | 0 | 0 | 0 | 0
00 Ret.ExistSNCR_ACI & DSI & HRI | 0 | 0 | 0 | 0 | 0 | 0 | 0
00 Ret.ExistSNCR_ACI & HRI | 0 | 0 | 0 | 0 | 0 | 0 | 0
00 Ret.ExistSNCR_ACI & WetFGD | 0 | 0 | 0 | 0 | 0 | 0 | 0
00 Ret.ExistSNCR_ACI & WetFGD & CCS | 0 | 0 | 0 | 0 | 0 | 0 | 0
00 Ret.ExistSNCR_ACI & WetFGD & HRI | 0 | 0 | 0 | 0 | 0 | 0 | 0
00 Ret.ExistSNCR_ACI & WetFGD & HRI & CCS | 0 | 0 | 0 | 0 | 0 | 0 | 0
00 Ret.ExistSNCR_ACI_DSI & DryFGD | 0 | 0 | 0 | 0 | 0 | 0 | 0
00 Ret.ExistSNCR_ACI_DSI & DryFGD & HRI | 0 | 0 | 0 | 0 | 0 | 0 | 0
00 Ret.ExistSNCR_ACI_DSI & HRI | 0 | 0 | 0 | 0 | 0 | 0 | 0
00 Ret.ExistSNCR_ACI_DSI & WetFGD | 0 | 0 | 0 | 0 | 0 | 0 | 0
00 Ret.ExistSNCR_ACI_DSI & WetFGD & HRI | 0 | 0 | 0 | 0 | 0 | 0 | 0
00 Ret.ExistSNCR_DryFGD & ACI | 0 | 0 | 0 | 0 | 0 | 0 | 0
00 Ret.ExistSNCR_DryFGD & HRI | 0 | 0 | 0 | 0 | 0 | 0 | 0
00 Ret.ExistSNCR_DryFGD & HRI & CCS | 0 | 0 | 0 | 0 | 0 | 0 | 0
00 Ret.ExistSNCR_DryFGD_ACI & CCS | 0 | 0 | 0 | 0 | 0 | 0 | 0
00 Ret.ExistSNCR_DryFGD_ACI & HRI | 0 | 0 | 0 | 0 | 0 | 0 | 0
00 Ret.ExistSNCR_WetFGD & ACI | 0 | 0 | 0 | 0 | 0 | 0 | 0
00 Ret.ExistSNCR_WetFGD & HRI | 0 | 0 | 0 | 0 | 0 | 0 | 0
00 Ret.ExistSNCR_WetFGD & HRI & CCS | 0 | 0 | 0 | 0 | 0 | 0 | 0
00 Ret.ExistSNCR_WetFGD_ACI & CCS | 0 | 0 | 0 | 0 | 0 | 0 | 0
00 Ret.ExistSNCR_WetFGD_ACI & HRI | 0 | 0 | 0 | 0 | 0 | 0 | 0
00 Ret.ExistSNCR_WetFGD_ACI & HRI & CCS | 0 | 0 | 0 | 0 | 0 | 0 | 0
00 Ret.ExistWetFGD & ACI | 0 | 0 | 0 | 0 | 0 | 0 | 0
00 Ret.ExistWetFGD & ACI & CCS | 0 | 0 | 0 | 0 | 0 | 0 | 0
00 Ret.ExistWetFGD & ACI & HRI | 0 | 0 | 0 | 0 | 0 | 0 | 0
00 Ret.ExistWetFGD & ACI & HRI & CCS | 0 | 0 | 0 | 0 | 0 | 0 | 0
00 Ret.ExistWetFGD & ACI & SCR | 0 | 0 | 0 | 0 | 0 | 0 | 0
00 Ret.ExistWetFGD & ACI & SCR & CCS | 0 | 0 | 0 | 0 | 0 | 0 | 0
00 Ret.ExistWetFGD & ACI & SCR & HRI | 0 | 0 | 0 | 0 | 0 | 0 | 0
00 Ret.ExistWetFGD & ACI & SCR & HRI & CCS | 0 | 0 | 0 | 0 | 0 | 0 | 0
00 Ret.ExistWetFGD & ACI & SNCR | 0 | 0 | 0 | 0 | 0 | 0 | 0
00 Ret.ExistWetFGD & ACI & SNCR & HRI | 0 | 0 | 0 | 0 | 0 | 0 | 0
00 Ret.ExistWetFGD & CCS | 0 | 0 | 0 | 0 | 0 | 0 | 0
00 Ret.ExistWetFGD & HRI | 0 | 0 | 0 | 0 | 0 | 0 | 0
00 Ret.ExistWetFGD & HRI & CCS | 0 | 0 | 0 | 0 | 0 | 0 | 0
00 Ret.ExistWetFGD & SCR | 0 | 0 | 0 | 0 | 0 | 0 | 0
00 Ret.ExistWetFGD & SCR & CCS | 0 | 0 | 0 | 0 | 0 | 0 | 0
00 Ret.ExistWetFGD & SCR & HRI | 0 | 0 | 0 | 0 | 0 | 0 | 0
00 Ret.ExistWetFGD & SCR & HRI & CCS | 0 | 0 | 0 | 0 | 0 | 0 | 0
00 Ret.ExistWetFGD & SNCR | 0 | 0 | 0 | 0 | 0 | 0 | 0
00 Ret.ExistWetFGD & SNCR & HRI | 0 | 0 | 0 | 0 | 0 | 0 | 0
00 Ret.ExistWetFGD_ACI & CCS | 0 | 0 | 0 | 0 | 0 | 0 | 0
00 Ret.ExistWetFGD_ACI & HRI | 0 | 0 | 0 | 0 | 0 | 0 | 0
00 Ret.ExistWetFGD_ACI & HRI & CCS | 0 | 0 | 0 | 0 | 0 | 0 | 0
00 Ret.ExistWetFGD_ACI & SCR | 0 | 0 | 0 | 0 | 0 | 0 | 0
00 Ret.ExistWetFGD_ACI & SCR & CCS | 0 | 0 | 0 | 0 | 0 | 0 | 0
00 Ret.ExistWetFGD_ACI & SCR & HRI | 0 | 0 | 0 | 0 | 0 | 0 | 0
00 Ret.ExistWetFGD_ACI & SCR & HRI & CCS | 0 | 0 | 0 | 0 | 0 | 0 | 0
00 Ret.ExistWetFGD_ACI & SNCR | 0 | 0 | 0 | 0 | 0 | 0 | 0
00 Ret.ExistWetFGD_ACI & SNCR & HRI | 0 | 0 | 0 | 0 | 0 | 0 | 0
00 Ret.ExistWetFGD_SCR & ACI & CCS | 0 | 0 | 0 | 0 | 0 | 0 | 0
00 Ret.ExistWetFGD_SCR & ACI & HRI | 0 | 0 | 0 | 0 | 0 | 0 | 0
00 Ret.ExistWetFGD_SCR & ACI & HRI & CCS | 0 | 0 | 0 | 0 | 0 | 0 | 0
00 Ret.ExistWetFGD_SCR & CCS | 0 | 0 | 0 | 0 | 0 | 0 | 0
00 Ret.ExistWetFGD_SNCR & ACI & CCS | 0 | 0 | 0 | 0 | 0 | 0 | 0
00 Ret.ExistWetFGD_SNCR & ACI & HRI | 0 | 0 | 0 | 0 | 0 | 0 | 0
00 Ret.ExistWetFGD_SNCR & ACI & HRI & CCS | 0 | 0 | 0 | 0 | 0 | 0 | 0
00 Ret.ExistWetFGD_SNCR & CCS | 0 | 0 | 0 | 0 | 0 | 0 | 0
00 Ret.FB & ACI | 0 | 0 | 0 | 0 | 0 | 0 | 0
00 Ret.FB & ACI & HRI | 0 | 0 | 0 | 0 | 0 | 0 | 0
00 Ret.FB & HRI | 0 | 0 | 0 | 0 | 0 | 0 | 0
00 Ret.FB DryFGD | 0 | 0 | 0 | 0 | 0 | 0 | 0
00 Ret.FB DryFGD & ACI | 0 | 0 | 0 | 0 | 0 | 0 | 0
00 Ret.FB DryFGD & ACI & HRI | 0 | 0 | 0 | 0 | 0 | 0 | 0
00 Ret.FB DryFGD & HRI | 0 | 0 | 0 | 0 | 0 | 0 | 0
00 Ret.FB DryFGD & SNCR | 0 | 0 | 0 | 0 | 0 | 0 | 0
00 Ret.FB DryFGD & SNCR & HRI | 0 | 0 | 0 | 0 | 0 | 0 | 0
00 Ret.FB SNCR & DryFGD & ACI | 0 | 0 | 0 | 0 | 0 | 0 | 0
00 Ret.FB SNCR & DryFGD & ACI & HRI | 0 | 0 | 0 | 0 | 0 | 0 | 0
00 Ret.FB-ACI & SNCR | 0 | 0 | 0 | 0 | 0 | 0 | 0
00 Ret.FB-ACI & SNCR & CCS | 0 | 0 | 0 | 0 | 0 | 0 | 0
00 Ret.FB-ACI & SNCR & HRI | 0 | 0 | 0 | 0 | 0 | 0 | 0
00 Ret.FB-ACI & SNCR & HRI & CCS | 0 | 0 | 0 | 0 | 0 | 0 | 0
00 Ret.FB-Exist ACI & DryFGD | 0 | 0 | 0 | 0 | 0 | 0 | 0
00 Ret.FB-Exist ACI & DryFGD & HRI | 0 | 0 | 0 | 0 | 0 | 0 | 0
00 Ret.FB-Exist ACI & DryFGD & SNCR | 0 | 0 | 0 | 0 | 0 | 0 | 0
00 Ret.FB-Exist ACI & DryFGD & SNCR & HRI | 0 | 0 | 0 | 0 | 0 | 0 | 0
00 Ret.FB-Exist ACI & SNCR | 0 | 0 | 0 | 0 | 0 | 0 | 0
00 Ret.FB-Exist ACI & SNCR & HRI | 0 | 0 | 0 | 0 | 0 | 0 | 0
00 Ret.FB-ExistACI & HRI | 0 | 0 | 0 | 0 | 0 | 0 | 0
00 Ret.FB-ExistDryFGD & ACI | 0 | 0 | 0 | 0 | 0 | 0 | 0
00 Ret.FB-ExistDryFGD & ACI & HRI | 0 | 0 | 0 | 0 | 0 | 0 | 0
00 Ret.FB-ExistDryFGD & ACI & SNCR | 0 | 0 | 0 | 0 | 0 | 0 | 0
00 Ret.FB-ExistDryFGD & ACI & SNCR & HRI | 0 | 0 | 0 | 0 | 0 | 0 | 0
00 Ret.FB-ExistDryFGD & CCS | 0 | 0 | 0 | 0 | 0 | 0 | 0
00 Ret.FB-ExistDryFGD & HRI | 0 | 0 | 0 | 0 | 0 | 0 | 0
00 Ret.FB-ExistDryFGD & SNCR | 0 | 0 | 0 | 0 | 0 | 0 | 0
00 Ret.FB-ExistDryFGD & SNCR & HRI | 0 | 0 | 0 | 0 | 0 | 0 | 0
00 Ret.FB-ExistDryFGD_ACI & CCS | 0 | 0 | 0 | 0 | 0 | 0 | 0
00 Ret.FB-ExistDryFGD_SNCR & ACI | 0 | 0 | 0 | 0 | 0 | 0 | 0
00 Ret.FB-ExistDryFGD_SNCR & ACI & HRI | 0 | 0 | 0 | 0 | 0 | 0 | 0
00 Ret.FB-ExistDryFGD_SNCR & CCS | 0 | 0 | 0 | 0 | 0 | 0 | 0
00 Ret.FB-ExistDryFGD_SNCR & HRI | 0 | 0 | 0 | 0 | 0 | 0 | 0
00 Ret.FB-ExistDryFGD_SNCR & HRI & CCS | 0 | 0 | 0 | 0 | 0 | 0 | 0
00 Ret.FB-ExistDryFGD_SNCR_ACI & HRI | 0 | 0 | 0 | 0 | 0 | 0 | 0
00 Ret.FB-ExistWetFGD_SNCR_ACI & HRI | 0 | 0 | 0 | 0 | 0 | 0 | 0
00 Ret.FB-ExistSNCR & ACI | 0 | 0 | 0 | 0 | 0 | 0 | 0
00 Ret.FB-ExistSNCR & ACI & HRI | 0 | 0 | 0 | 0 | 0 | 0 | 0
00 Ret.FB-ExistSNCR & DryFGD | 0 | 0 | 0 | 0 | 0 | 0 | 0
00 Ret.FB-ExistSNCR & DryFGD & ACI | 0 | 0 | 0 | 0 | 0 | 0 | 0
00 Ret.FB-ExistSNCR & DryFGD & ACI & HRI | 0 | 0 | 0 | 0 | 0 | 0 | 0
00 Ret.FB-ExistSNCR & DryFGD & HRI | 0 | 0 | 0 | 0 | 0 | 0 | 0
00 Ret.FB-ExistSNCR & HRI | 0 | 0 | 0 | 0 | 0 | 0 | 0
00 Ret.FB-SNCR | 0 | 0 | 0 | 0 | 0 | 0 | 0
00 Ret.FB-SNCR & HRI | 0 | 0 | 0 | 0 | 0 | 0 | 0
00 Ret.HRI | 0 | 0 | 0 | 0 | 0 | 0 | 0
00 Ret.Oil/Gas Steam SCR | 0 | 0 | 0 | 0 | 0 | 0 | 0
00 Ret.SCR | 0 | 0 | 0 | 0 | 0 | 0 | 0
00 Ret.SCR & DryFGD | 0 | 0 | 0 | 0 | 0 | 0 | 0
00 Ret.SCR & DryFGD & ACI | 0 | 0 | 0 | 0 | 0 | 0 | 0
00 Ret.SCR & DryFGD & CCS | 0 | 0 | 0 | 0 | 0 | 0 | 0
00 Ret.SCR & DryFGD & HRI | 0 | 0 | 0 | 0 | 0 | 0 | 0
00 Ret.SCR & DryFGD & HRI & CCS | 0 | 0 | 0 | 0 | 0 | 0 | 0
00 Ret.SCR & DSI | 0 | 0 | 0 | 0 | 0 | 0 | 0
00 Ret.SCR & DSI & DryFGD | 0 | 0 | 0 | 0 | 0 | 0 | 0
00 Ret.SCR & DSI & DryFGD & HRI | 0 | 0 | 0 | 0 | 0 | 0 | 0
00 Ret.SCR & DSI & HRI | 0 | 0 | 0 | 0 | 0 | 0 | 0
00 Ret.SCR & DSI & WetFGD | 0 | 0 | 0 | 0 | 0 | 0 | 0
00 Ret.SCR & DSI & WetFGD & HRI | 0 | 0 | 0 | 0 | 0 | 0 | 0
00 Ret.SCR & HRI | 0 | 0 | 0 | 0 | 0 | 0 | 0
00 Ret.SCR & WetFGD | 0 | 0 | 0 | 0 | 0 | 0 | 0
00 Ret.SCR & WetFGD & ACI | 0 | 0 | 0 | 0 | 0 | 0 | 0
00 Ret.SCR & WetFGD & CCS | 0 | 0 | 0 | 0 | 0 | 0 | 0
00 Ret.SCR & WetFGD & HRI | 0 | 0 | 0 | 0 | 0 | 0 | 0
00 Ret.SCR & WetFGD & HRI & CCS | 0 | 0 | 0 | 0 | 0 | 0 | 0
00 Ret.SNCR | 0 | 0 | 0 | 0 | 0 | 0 | 0
00 Ret.SNCR & DryFGD | 0 | 0 | 0 | 0 | 0 | 0 | 0
00 Ret.SNCR & DryFGD & ACI | 0 | 0 | 0 | 0 | 0 | 0 | 0
00 Ret.SNCR & DryFGD & ACI & HRI | 0 | 0 | 0 | 0 | 0 | 0 | 0
00 Ret.SNCR & DryFGD & HRI | 0 | 0 | 0 | 0 | 0 | 0 | 0
00 Ret.SNCR & DSI | 0 | 0 | 0 | 0 | 0 | 0 | 0
00 Ret.SNCR & DSI & HRI | 0 | 0 | 0 | 0 | 0 | 0 | 0
00 Ret.SNCR & HRI | 0 | 0 | 0 | 0 | 0 | 0 | 0
00 Ret.SNCR & WetFGD | 0 | 0 | 0 | 0 | 0 | 0 | 0
00 Ret.SNCR & WetFGD & ACI | 0 | 0 | 0 | 0 | 0 | 0 | 0
00 Ret.SNCR & WetFGD & ACI & HRI | 0 | 0 | 0 | 0 | 0 | 0 | 0
00 Ret.SNCR & WetFGD & HRI | 0 | 0 | 0 | 0 | 0 | 0 | 0
00 Ret.WetFGD | 0 | 0 | 0 | 0 | 0 | 0 | 0
00 Ret.WetFGD & ACI & CCS | 0 | 0 | 0 | 0 | 0 | 0 | 0
00 Ret.WetFGD & ACI & HRI & CCS | 0 | 0 | 0 | 0 | 0 | 0 | 0
00 Ret.WetFGD & CCS | 0 | 0 | 0 | 0 | 0 | 0 | 0
00 Ret.WetFGD & HRI | 0 | 0 | 0 | 0 | 0 | 0 | 0
00 Ret.WetFGD & HRI & CCS | 0 | 0 | 0 | 0 | 0 | 0 | 0
00 CC Retirement | 704 | 704 | 704 | 704 | 704 | 704 | 704
00 CT Retirement | 502.47 | 502.47 | 502.47 | 502.47 | 502.47 | 502.47 | 502.47
00 O/G Retirement | 1258.2353 | 1858.3232 | 1858.3232 | 1858.3232 | 1858.3232 | 1858.3232 | 1858.3232
00 Coal Retirement | 996 | 1153.4334 | 1603.4334 | 1603.4334 | 3697.9014 | 4015.875 | 4361.1869
00 IGCC Retirement | 0 | 0 | 0 | 0 | 0 | 0 | 0
00 Nuke Retirement | 0 | 0 | 0 | 0 | 0 | 0 | 7579
00 Non-Fossil Retirement | 0 | 0 | 0 | 0 | 0 | 0 | 0
Total | 139642.7846 | 144205.7895 | 145200.5434 | 148829.1621 | 154991.7731 | 167774.2131 | 197302.0419
(**) Ind. Boiler capacity in MMBtu/hr, not included in the total
11. Capacity Additions and Changes by Capacity Reporting Type [MW]
00 New Combined Cycle | 0 | 0 | 0 | 0 | 0 | 0 | 0
00 New Combined Cycle - Uncontrolled | 262.5197 | 127.8707 | 2.5318 | 8.871 | 1125.8354 | 1359.8281 | 7061.2103
00 New Combined Cycle with Carbon Capture | 0 | 0 | 0 | 0 | 0 | 0 | 0
00 New Combustion Turbine | 215.5984 | 0 | 399.7248 | 2808.85 | 4277.3757 | 6514.365 | 6834.8033
00 New Hydro | 609.6364 | 145.0909 | 592.4973 | 675.6591 | 754.388 | 558.3917 | 476.1548
00 New Nuclear | 0 | 0 | 0 | 0 | 0 | 0 | 0
00 New Biomass | 43.5 | 0 | 0 | 0 | 0 | 0 | 961.5
00 New Geothermal | 0 | 0 | 0 | 0 | 0 | 0 | 0
00 New Landfill Gas | 0 | 0 | 0 | 0 | 0 | 0 | 0
00 New Offshore Wind | 0 | 0 | 0 | 0 | 0 | 0 | 0
00 New Onshore Wind | 0 | 1890.0433 | 0 | 135.4525 | 5.0119 | 4349.8551 | 14194.1604
00 New Solar PV | 0 | 0 | 0 | 0 | 0 | 0 | 0
00 New Solar Thermal | 0 | 0 | 0 | 0 | 0 | 0 | 0
00 New Fuel Cell | 0 | 0 | 0 | 0 | 0 | 0 | 0
00 New IGCC | 0 | 0 | 0 | 0 | 0 | 0 | 0
00 New Advanced Coal with CCS | 0 | 0 | 0 | 0 | 0 | 0 | 0
00 New SPC - Uncontrolled | 0 | 0 | 0 | 0 | 0 | 0 | 0
00 New SPC-WetFGD_SCR | 0 | 0 | 0 | 0 | 0 | 0 | 0
00 New Future Technology | 0 | 0 | 0 | 0 | 0 | 0 | 0
00 Exist Combined Cycle | 0 | 0 | 0 | 0 | 0 | 0 | 0
00 Exist Combustion Turbine | 0 | 0 | 0 | 0 | 0 | 0 | 0
00 Exist Coal Steam_Uncontrolled | 0 | 0 | 0 | 0 | 0 | 0 | 0
00 Exist Coal Steam_ACI | 0 | 0 | 0 | 0 | 0 | 0 | 0
00 Exist Coal Steam_ACI_DSI | 0 | 0 | 0 | 0 | 0 | 0 | 0
00 Exist Coal Steam_DryFGD | 0 | 0 | 0 | 0 | 0 | 0 | 0
00 Exist Coal Steam_DryFGD_ACI | 0 | 0 | 0 | 0 | 0 | 0 | 0
00 Exist Coal Steam_DryFGD_SCR | 0 | 0 | 0 | 0 | 0 | 0 | 0
00 Exist Coal Steam_DryFGD_SCR_ACI | 0 | 0 | 0 | 0 | 0 | 0 | 0
00 Exist Coal Steam_DryFGD_SNCR | 0 | 0 | 0 | 0 | 0 | 0 | 0
00 Exist Coal Steam_DryFGD_SNCR_ACI | 0 | 0 | 0 | 0 | 0 | 0 | 0
00 Exist Coal Steam_DSI | 0 | 0 | 0 | 0 | 0 | 0 | 0
00 Exist Coal Steam_SCR | 0 | 0 | 0 | 0 | 0 | 0 | 0
00 Exist Coal Steam_SCR_ACI | 0 | 0 | 0 | 0 | 0 | 0 | 0
00 Exist Coal Steam_SCR_ACI_DSI | 0 | 0 | 0 | 0 | 0 | 0 | 0
00 Exist Coal Steam_SCR_DSI | 0 | 0 | 0 | 0 | 0 | 0 | 0
00 Exist Coal Steam_SNCR | 0 | 0 | 0 | 0 | 0 | 0 | 0
00 Exist Coal Steam_SNCR_ACI | 0 | 0 | 0 | 0 | 0 | 0 | 0
00 Exist Coal Steam_SNCR_ACI_DSI | 0 | 0 | 0 | 0 | 0 | 0 | 0
00 Exist Coal Steam_WetFGD | 0 | 0 | 0 | 0 | 0 | 0 | 0
00 Exist Coal Steam_WetFGD_ACI | 0 | 0 | 0 | 0 | 0 | 0 | 0
00 Exist Coal Steam_WetFGD_SCR | 0 | 0 | 0 | 0 | 0 | 0 | 0
00 Exist Coal Steam_WetFGD_SCR_ACI | 0 | 0 | 0 | 0 | 0 | 0 | 0
00 Exist Coal Steam_WetFGD_SNCR | 0 | 0 | 0 | 0 | 0 | 0 | 0
00 Exist Coal Steam_WetFGD_SNCR_ACI | 0 | 0 | 0 | 0 | 0 | 0 | 0
00 Exist FBC_Uncontrolled | 0 | 0 | 0 | 0 | 0 | 0 | 0
00 Exist FBC_ACI | 0 | 0 | 0 | 0 | 0 | 0 | 0
00 Exist FBC_DryFGD | 0 | 0 | 0 | 0 | 0 | 0 | 0
00 Exist FBC_DryFGD_SNCR | 0 | 0 | 0 | 0 | 0 | 0 | 0
00 Exist FBC_DryFGD_SNCR_ACI | 0 | 0 | 0 | 0 | 0 | 0 | 0
00 Exist FBC_SNCR | 0 | 0 | 0 | 0 | 0 | 0 | 0
00 Exist FBC_SNCR_ACI | 0 | 0 | 0 | 0 | 0 | 0 | 0
00 Exist FBC_WetFGD_SNCR_ACI | 0 | 0 | 0 | 0 | 0 | 0 | 0
00 Exist IGCC | 0 | 0 | 0 | 0 | 0 | 0 | 0
00 Exist Fossil_Other | 0 | 0 | 0 | 0 | 0 | 0 | 0
00 Exist Fuel Cell | 0 | 0 | 0 | 0 | 0 | 0 | 0
00 Exist Hydro | 0 | 0 | 0 | 0 | 0 | 0 | 0
00 Exist Non Fossil_Other | 0 | 0 | 0 | 0 | 0 | 0 | 0
00 Exist Nuclear | 0 | 0 | 0 | 0 | 0 | 0 | 0
00 Exist Oil/Gas Steam | 0 | 0 | 0 | 0 | 0 | 0 | 0
00 Exist Oil/Gas Steam_SCR | 0 | 0 | 0 | 0 | 0 | 0 | 0
00 Exist Oil/Gas Steam_SNCR | 0 | 0 | 0 | 0 | 0 | 0 | 0
00 Exist Biomass | 0 | 0 | 0 | 0 | 0 | 0 | 0
00 Exist Landfill Gas | 0 | 0 | 0 | 0 | 0 | 0 | 0
00 Exist Geothermal | 0 | 0 | 0 | 0 | 0 | 0 | 0
00 Exist Pump Storage | 0 | 0 | 0 | 0 | 0 | 0 | 0
00 Exist Solar PV | 0 | 0 | 0 | 0 | 0 | 0 | 0
00 Exist Solar Thermal | 0 | 0 | 0 | 0 | 0 | 0 | 0
00 Exist Wind | 0 | 0 | 0 | 0 | 0 | 0 | 0
00 International Imports | 0 | 0 | 0 | 0 | 0 | 0 | 0
00 Ret.ACI | 1441.5554 | 0 | 0 | 189.3844 | 0 | 0 | 0
00 Ret.ACI & DryFGD | 0 | 0 | 0 | 0 | 0 | 0 | 0
00 Ret.ACI & DryFGD & HRI | 0 | 0 | 0 | 0 | 0 | 0 | 0
00 Ret.ACI & DSI | 0 | 0 | 0 | 0 | 0 | 0 | 0
00 Ret.ACI & DSI & DryFGD | 0 | 0 | 0 | 0 | 0 | 0 | 0
00 Ret.ACI & DSI & DryFGD & HRI | 0 | 0 | 0 | 0 | 0 | 0 | 0
00 Ret.ACI & DSI & HRI | 0 | 0 | 0 | 0 | 0 | 0 | 0
00 Ret.ACI & DSI & WetFGD & HRI | 0 | 0 | 0 | 0 | 0 | 0 | 0
00 Ret.ACI & HRI | 0 | 0 | 0 | 0 | 0 | 0 | 0
00 Ret.ACI & SCR | 0 | 0 | 0 | 0 | 0 | 0 | 0
00 Ret.ACI & SCR & DryFGD & CCS | 0 | 0 | 0 | 0 | 0 | 0 | 0
00 Ret.ACI & SCR & DryFGD & HRI | 0 | 0 | 0 | 0 | 0 | 0 | 0
00 Ret.ACI & SCR & DryFGD & HRI & CCS | 0 | 0 | 0 | 0 | 0 | 0 | 0
00 Ret.ACI & SCR & DSI | 0 | 0 | 0 | 0 | 0 | 0 | 0
00 Ret.ACI & SCR & DSI & DryFGD | 0 | 0 | 0 | 0 | 0 | 0 | 0
00 Ret.ACI & SCR & DSI & DryFGD & HRI | 0 | 0 | 0 | 0 | 0 | 0 | 0
00 Ret.ACI & SCR & DSI & HRI | 0 | 0 | 0 | 0 | 0 | 0 | 0
00 Ret.ACI & SCR & DSI & WetFGD | 0 | 0 | 0 | 0 | 0 | 0 | 0
00 Ret.ACI & SCR & DSI & WetFGD & HRI | 0 | 0 | 0 | 0 | 0 | 0 | 0
00 Ret.ACI & SCR & HRI | 0 | 0 | 0 | 0 | 0 | 0 | 0
00 Ret.ACI & SCR & WetFGD & CCS | 0 | 0 | 0 | 0 | 0 | 0 | 0
00 Ret.ACI & SCR & WetFGD & HRI | 0 | 0 | 0 | 0 | 0 | 0 | 0
00 Ret.ACI & SCR & WetFGD & HRI & CCS | 0 | 0 | 0 | 0 | 0 | 0 | 0
00 Ret.ACI & SNCR | 0 | 0 | 0 | 0 | 0 | 0 | 0
00 Ret.ACI & SNCR & DSI | 0 | 0 | 0 | 0 | 0 | 0 | 0
00 Ret.ACI & SNCR & DSI & DryFGD | 0 | 0 | 0 | 0 | 0 | 0 | 0
00 Ret.ACI & SNCR & DSI & DryFGD & HRI | 0 | 0 | 0 | 0 | 0 | 0 | 0
00 Ret.ACI & SNCR & DSI & HRI | 0 | 0 | 0 | 0 | 0 | 0 | 0
00 Ret.ACI & SNCR & DSI & WetFGD | 0 | 0 | 0 | 0 | 0 | 0 | 0
00 Ret.ACI & SNCR & DSI & WetFGD & HRI | 0 | 0 | 0 | 0 | 0 | 0 | 0
00 Ret.ACI & SNCR & HRI | 0 | 0 | 0 | 0 | 0 | 0 | 0
00 Ret.ACI & WetFGD | 0 | 0 | 0 | 0 | 0 | 0 | 0
00 Ret.ACI & WetFGD & DSI | 0 | 0 | 0 | 0 | 0 | 0 | 0
00 Ret.ACI & WetFGD & HRI | 0 | 0 | 0 | 0 | 0 | 0 | 0
00 Ret.C2G | 0 | 0 | 0 | 0 | 0 | 0 | 0
00 Ret.C2G & SCR | 0 | 0 | 0 | 0 | 0 | 0 | 0
00 Ret.CCG | 0 | 0 | 0 | 0 | 0 | 0 | 0
00 Ret.DryFGD | 0 | 0 | 0 | 0 | 0 | 0 | 0
00 Ret.DryFGD & ACI & CCS | 0 | 0 | 0 | 0 | 0 | 0 | 0
00 Ret.DryFGD & ACI & HRI & CCS | 0 | 0 | 0 | 0 | 0 | 0 | 0
00 Ret.DryFGD & CCS | 0 | 0 | 0 | 0 | 0 | 0 | 0
00 Ret.DryFGD & HRI | 0 | 0 | 0 | 0 | 0 | 0 | 0
00 Ret.DryFGD & HRI & CCS | 0 | 0 | 0 | 0 | 0 | 0 | 0
00 Ret.DSI | 0 | 0 | 0 | 0 | 0 | 0 | 0
00 Ret.DSI & DryFGD | 0 | 0 | 0 | 0 | 0 | 0 | 0
00 Ret.DSI & DryFGD & HRI | 0 | 0 | 0 | 0 | 0 | 0 | 0
00 Ret.DSI & HRI | 0 | 0 | 0 | 0 | 0 | 0 | 0
00 Ret.DSI & WetFGD | 0 | 0 | 0 | 0 | 0 | 0 | 0
00 Ret.DSI & WetFGD & HRI | 0 | 0 | 0 | 0 | 0 | 0 | 0
00 Ret.Exist FBC_DryFGD_SNCR_ACI & CCS | 0 | 0 | 0 | 0 | 0 | 0 | 0
00 Ret.ExistACI & DryFGD | 0 | 0 | 0 | 0 | 0 | 0 | 0
00 Ret.ExistACI & DryFGD & CCS | 0 | 0 | 0 | 0 | 0 | 0 | 0
00 Ret.ExistACI & DryFGD & HRI | 0 | 0 | 0 | 0 | 0 | 0 | 0
00 Ret.ExistACI & DryFGD & HRI & CCS | 0 | 0 | 0 | 0 | 0 | 0 | 0
00 Ret.ExistACI & DSI | 0 | 0 | 0 | 0 | 0 | 0 | 0
00 Ret.ExistACI & DSI & DryFGD | 0 | 0 | 0 | 0 | 0 | 0 | 0
00 Ret.ExistACI & DSI & DryFGD & HRI | 0 | 0 | 0 | 0 | 0 | 0 | 0
00 Ret.ExistACI & DSI & HRI | 0 | 0 | 0 | 0 | 0 | 0 | 0
00 Ret.ExistACI & DSI & WetFGD | 0 | 0 | 0 | 0 | 0 | 0 | 0
00 Ret.ExistACI & DSI & WetFGD & HRI | 0 | 0 | 0 | 0 | 0 | 0 | 0
00 Ret.ExistACI & HRI | 0 | 0 | 0 | 0 | 0 | 0 | 0
00 Ret.ExistACI & HRI & WetFGD | 0 | 0 | 0 | 0 | 0 | 0 | 0
00 Ret.ExistACI & SCR | 0 | 0 | 0 | 0 | 0 | 0 | 0
00 Ret.ExistACI & SCR & DryFGD | 0 | 0 | 0 | 0 | 0 | 0 | 0
00 Ret.ExistACI & SCR & DryFGD & CCS | 0 | 0 | 0 | 0 | 0 | 0 | 0
00 Ret.ExistACI & SCR & DryFGD & HRI | 0 | 0 | 0 | 0 | 0 | 0 | 0
00 Ret.ExistACI & SCR & DryFGD & HRI & CCS | 0 | 0 | 0 | 0 | 0 | 0 | 0
00 Ret.ExistACI & SCR & DSI | 0 | 0 | 0 | 0 | 0 | 0 | 0
00 Ret.ExistACI & SCR & DSI & DryFGD | 0 | 0 | 0 | 0 | 0 | 0 | 0
00 Ret.ExistACI & SCR & DSI & HRI | 0 | 0 | 0 | 0 | 0 | 0 | 0
00 Ret.ExistACI & SCR & DSI & DryFGD & HRI | 0 | 0 | 0 | 0 | 0 | 0 | 0
00 Ret.ExistACI & SCR & HRI | 0 | 0 | 0 | 0 | 0 | 0 | 0
00 Ret.ExistACI & SCR & WetFGD | 0 | 0 | 0 | 0 | 0 | 0 | 0
00 Ret.ExistACI & SCR & WetFGD & CCS | 0 | 0 | 0 | 0 | 0 | 0 | 0
00 Ret.ExistACI & SCR & WetFGD & HRI | 0 | 0 | 0 | 0 | 0 | 0 | 0
00 Ret.ExistACI & SCR & WetFGD & HRI & CCS | 0 | 0 | 0 | 0 | 0 | 0 | 0
00 Ret.ExistACI & SNCR | 0 | 0 | 0 | 0 | 0 | 0 | 0
00 Ret.ExistACI & SNCR & DryFGD | 0 | 0 | 0 | 0 | 0 | 0 | 0
00 Ret.ExistACI & SNCR & DryFGD & HRI | 0 | 0 | 0 | 0 | 0 | 0 | 0
00 Ret.ExistACI & SNCR & DSI | 0 | 0 | 0 | 0 | 0 | 0 | 0
00 Ret.ExistACI & SNCR & DSI & HRI | 0 | 0 | 0 | 0 | 0 | 0 | 0
00 Ret.ExistACI & SNCR & HRI | 0 | 0 | 0 | 0 | 0 | 0 | 0
00 Ret.ExistACI & SNCR & WetFGD | 0 | 0 | 0 | 0 | 0 | 0 | 0
00 Ret.ExistACI & SNCR & WetFGD & HRI | 0 | 0 | 0 | 0 | 0 | 0 | 0
00 Ret.ExistACI & WetFGD | 0 | 0 | 0 | 0 | 0 | 0 | 0
00 Ret.ExistACI & WetFGD & CCS | 0 | 0 | 0 | 0 | 0 | 0 | 0
00 Ret.ExistACI & WetFGD & HRI & CCS | 0 | 0 | 0 | 0 | 0 | 0 | 0
00 Ret.ExistACI_DSI & DryFGD | 0 | 0 | 0 | 0 | 0 | 0 | 0
00 Ret.ExistACI_DSI & DryFGD & HRI | 0 | 0 | 0 | 0 | 0 | 0 | 0
00 Ret.ExistACI_DSI & HRI | 0 | 0 | 0 | 0 | 0 | 0 | 0
00 Ret.ExistACI_DSI & SCR | 0 | 0 | 0 | 0 | 0 | 0 | 0
00 Ret.ExistACI_DSI & SCR & DryFGD | 0 | 0 | 0 | 0 | 0 | 0 | 0
00 Ret.ExistACI_DSI & SCR & DryFGD & HRI | 0 | 0 | 0 | 0 | 0 | 0 | 0
00 Ret.ExistACI_DSI & SCR & HRI | 0 | 0 | 0 | 0 | 0 | 0 | 0
00 Ret.ExistACI_DSI & SCR & WetFGD | 0 | 0 | 0 | 0 | 0 | 0 | 0
00 Ret.ExistACI_DSI & SCR & WetFGD & HRI | 0 | 0 | 0 | 0 | 0 | 0 | 0
00 Ret.ExistACI_DSI & WetFGD | 0 | 0 | 0 | 0 | 0 | 0 | 0
00 Ret.ExistACI_DSI & WetFGD & HRI | 0 | 0 | 0 | 0 | 0 | 0 | 0
00 Ret.ExistDryFGD & ACI | 0 | 0 | 0 | 0 | 0 | 0 | 0
00 Ret.ExistDryFGD & ACI & CCS | 0 | 0 | 0 | 0 | 0 | 0 | 0
00 Ret.ExistDryFGD & ACI & HRI | 0 | 0 | 0 | 0 | 0 | 0 | 0
00 Ret.ExistDryFGD & ACI & HRI & CCS | 0 | 0 | 0 | 0 | 0 | 0 | 0
00 Ret.ExistDryFGD & ACI & SCR | 0 | 0 | 0 | 0 | 0 | 0 | 0
00 Ret.ExistDryFGD & ACI & SCR & CCS | 0 | 0 | 0 | 0 | 0 | 0 | 0
00 Ret.ExistDryFGD & ACI & SCR & HRI | 0 | 0 | 0 | 0 | 0 | 0 | 0
00 Ret.ExistDryFGD & ACI & SCR & HRI & CCS | 0 | 0 | 0 | 0 | 0 | 0 | 0
00 Ret.ExistDryFGD & ACI & SNCR | 0 | 0 | 0 | 0 | 0 | 0 | 0
00 Ret.ExistDryFGD & ACI & SNCR & HRI | 0 | 0 | 0 | 0 | 0 | 0 | 0
00 Ret.ExistDryFGD & CCS | 0 | 0 | 0 | 0 | 0 | 0 | 0
00 Ret.ExistDryFGD & HRI | 0 | 0 | 0 | 0 | 0 | 0 | 0
00 Ret.ExistDryFGD & HRI & CCS | 0 | 0 | 0 | 0 | 0 | 0 | 0
00 Ret.ExistDryFGD & SCR | 0 | 0 | 0 | 0 | 0 | 0 | 0
00 Ret.ExistDryFGD & SCR & CCS | 0 | 0 | 0 | 0 | 0 | 0 | 0
00 Ret.ExistDryFGD & SCR & HRI | 0 | 0 | 0 | 0 | 0 | 0 | 0
00 Ret.ExistDryFGD & SCR & HRI & CCS | 0 | 0 | 0 | 0 | 0 | 0 | 0
00 Ret.ExistDryFGD & SNCR | 0 | 0 | 0 | 0 | 0 | 0 | 0
00 Ret.ExistDryFGD & SNCR & HRI | 0 | 0 | 0 | 0 | 0 | 0 | 0
00 Ret.ExistDryFGD_ACI & CCS | 0 | 0 | 0 | 0 | 0 | 0 | 0
00 Ret.ExistDryFGD_ACI & HRI | 0 | 0 | 0 | 0 | 0 | 0 | 0
00 Ret.ExistDryFGD_ACI & HRI & CCS | 0 | 0 | 0 | 0 | 0 | 0 | 0
00 Ret.ExistDryFGD_ACI & SCR | 0 | 0 | 0 | 0 | 0 | 0 | 0
00 Ret.ExistDryFGD_ACI & SCR & CCS | 0 | 0 | 0 | 0 | 0 | 0 | 0
00 Ret.ExistDryFGD_ACI & SCR & HRI | 0 | 0 | 0 | 0 | 0 | 0 | 0
00 Ret.ExistDryFGD_ACI & SCR & HRI & CCS | 0 | 0 | 0 | 0 | 0 | 0 | 0
00 Ret.ExistDryFGD_SCR & ACI & CCS | 0 | 0 | 0 | 0 | 0 | 0 | 0
00 Ret.ExistDryFGD_SCR & ACI & HRI | 0 | 0 | 0 | 0 | 0 | 0 | 0
00 Ret.ExistDryFGD_SCR & ACI & HRI & CCS | 0 | 0 | 0 | 0 | 0 | 0 | 0
00 Ret.ExistDryFGD_SCR & CCS | 0 | 0 | 0 | 0 | 0 | 0 | 0
00 Ret.ExistDryFGD_SNCR & ACI & CCS | 0 | 0 | 0 | 0 | 0 | 0 | 0
00 Ret.ExistDryFGD_SNCR & ACI & HRI | 0 | 0 | 0 | 0 | 0 | 0 | 0
00 Ret.ExistDryFGD_SNCR & ACI & HRI & CCS | 0 | 0 | 0 | 0 | 0 | 0 | 0
00 Ret.ExistDryFGD_SNCR & CCS | 0 | 0 | 0 | 0 | 0 | 0 | 0
00 Ret.ExistDSI & ACI | 0 | 0 | 0 | 0 | 0 | 0 | 0
00 Ret.ExistDSI & ACI & HRI | 0 | 0 | 0 | 0 | 0 | 0 | 0
00 Ret.ExistDSI & ACI & SCR | 0 | 0 | 0 | 0 | 0 | 0 | 0
00 Ret.ExistDSI & ACI & SCR & DryFGD & CCS | 0 | 0 | 0 | 0 | 0 | 0 | 0
00 Ret.ExistDSI & ACI & SCR & DryFGD & HRI | 0 | 0 | 0 | 0 | 0 | 0 | 0
00 Ret.ExistDSI & ACI & SCR & DryFGD & HRI & CCS | 0 | 0 | 0 | 0 | 0 | 0 | 0
00 Ret.ExistDSI & ACI & SCR & HRI | 0 | 0 | 0 | 0 | 0 | 0 | 0
00 Ret.ExistDSI & DryFGD | 0 | 0 | 0 | 0 | 0 | 0 | 0
00 Ret.ExistDSI & DryFGD & ACI | 0 | 0 | 0 | 0 | 0 | 0 | 0
00 Ret.ExistDSI & DryFGD & ACI & CCS | 0 | 0 | 0 | 0 | 0 | 0 | 0
00 Ret.ExistDSI & DryFGD & ACI & HRI | 0 | 0 | 0 | 0 | 0 | 0 | 0
00 Ret.ExistDSI & DryFGD & ACI & HRI & CCS | 0 | 0 | 0 | 0 | 0 | 0 | 0
00 Ret.ExistDSI & DryFGD & CCS | 0 | 0 | 0 | 0 | 0 | 0 | 0
00 Ret.ExistDSI & DryFGD & HRI | 0 | 0 | 0 | 0 | 0 | 0 | 0
00 Ret.ExistDSI & DryFGD & HRI & CCS | 0 | 0 | 0 | 0 | 0 | 0 | 0
00 Ret.ExistDSI & HRI | 0 | 0 | 0 | 0 | 0 | 0 | 0
00 Ret.ExistDSI & SCR | 0 | 0 | 0 | 0 | 0 | 0 | 0
00 Ret.ExistDSI & SCR & DryFGD | 0 | 0 | 0 | 0 | 0 | 0 | 0
00 Ret.ExistDSI & SCR & DryFGD & ACI | 0 | 0 | 0 | 0 | 0 | 0 | 0
00 Ret.ExistDSI & SCR & DryFGD & CCS | 0 | 0 | 0 | 0 | 0 | 0 | 0
00 Ret.ExistDSI & SCR & DryFGD & HRI | 0 | 0 | 0 | 0 | 0 | 0 | 0
00 Ret.ExistDSI & SCR & DryFGD & HRI & CCS | 0 | 0 | 0 | 0 | 0 | 0 | 0
00 Ret.ExistDSI & SCR & HRI | 0 | 0 | 0 | 0 | 0 | 0 | 0
00 Ret.ExistDSI & SCR & WetFGD | 0 | 0 | 0 | 0 | 0 | 0 | 0
00 Ret.ExistDSI & SCR & WetFGD & CCS | 0 | 0 | 0 | 0 | 0 | 0 | 0
00 Ret.ExistDSI & SCR & WetFGD & HRI | 0 | 0 | 0 | 0 | 0 | 0 | 0
00 Ret.ExistDSI & SCR & WetFGD & HRI & CCS | 0 | 0 | 0 | 0 | 0 | 0 | 0
00 Ret.ExistDSI & WetFGD | 0 | 0 | 0 | 0 | 0 | 0 | 0
00 Ret.ExistDSI & WetFGD & ACI | 0 | 0 | 0 | 0 | 0 | 0 | 0
00 Ret.ExistDSI & WetFGD & ACI & HRI | 0 | 0 | 0 | 0 | 0 | 0 | 0
00 Ret.ExistDSI & WetFGD & CCS | 0 | 0 | 0 | 0 | 0 | 0 | 0
00 Ret.ExistDSI & WetFGD & HRI | 0 | 0 | 0 | 0 | 0 | 0 | 0
00 Ret.ExistDSI & WetFGD & HRI & CCS | 0 | 0 | 0 | 0 | 0 | 0 | 0
00 Ret.ExistIGCC & CCS | 0 | 0 | 0 | 0 | 0 | 0 | 0
00 Ret.ExistSCR & ACI | 0 | 0 | 0 | 0 | 0 | 0 | 0
00 Ret.ExistSCR & ACI & DryFGD | 0 | 0 | 0 | 0 | 0 | 0 | 0
00 Ret.ExistSCR & ACI & DryFGD & HRI | 0 | 0 | 0 | 0 | 0 | 0 | 0
00 Ret.ExistSCR & ACI & DSI | 0 | 0 | 0 | 0 | 0 | 0 | 0
00 Ret.ExistSCR & ACI & DSI & DryFGD | 0 | 0 | 0 | 0 | 0 | 0 | 0
00 Ret.ExistSCR & ACI & DSI & DryFGD & HRI | 0 | 0 | 0 | 0 | 0 | 0 | 0
00 Ret.ExistSCR & ACI & DSI & HRI | 0 | 0 | 0 | 0 | 0 | 0 | 0
00 Ret.ExistSCR & ACI & DSI & WetFGD | 0 | 0 | 0 | 0 | 0 | 0 | 0
00 Ret.ExistSCR & ACI & DSI & WetFGD & HRI | 0 | 0 | 0 | 0 | 0 | 0 | 0
00 Ret.ExistSCR & ACI & HRI | 0 | 0 | 0 | 0 | 0 | 0 | 0
00 Ret.ExistSCR & ACI & WetFGD | 0 | 0 | 0 | 0 | 0 | 0 | 0
00 Ret.ExistSCR & ACI & WetFGD & HRI | 0 | 0 | 0 | 0 | 0 | 0 | 0
00 Ret.ExistSCR & DryFGD | 0 | 0 | 0 | 0 | 0 | 0 | 0
00 Ret.ExistSCR & DryFGD & ACI & CCS | 0 | 0 | 0 | 0 | 0 | 0 | 0
00 Ret.ExistSCR & DryFGD & ACI & HRI & CCS | 0 | 0 | 0 | 0 | 0 | 0 | 0
00 Ret.ExistSCR & DryFGD & CCS | 0 | 0 | 0 | 0 | 0 | 0 | 0
00 Ret.ExistSCR & DryFGD & HRI | 0 | 0 | 0 | 0 | 0 | 0 | 0
00 Ret.ExistSCR & DryFGD & HRI & CCS | 0 | 0 | 0 | 0 | 0 | 0 | 0
00 Ret.ExistSCR & DSI | 0 | 0 | 0 | 0 | 0 | 0 | 0
00 Ret.ExistSCR & DSI & DryFGD | 0 | 0 | 0 | 0 | 0 | 0 | 0
00 Ret.ExistSCR & DSI & DryFGD & HRI | 0 | 0 | 0 | 0 | 0 | 0 | 0
00 Ret.ExistSCR & DSI & HRI | 0 | 0 | 0 | 0 | 0 | 0 | 0
00 Ret.ExistSCR & DSI & WetFGD | 0 | 0 | 0 | 0 | 0 | 0 | 0
00 Ret.ExistSCR & DSI & WetFGD & HRI | 0 | 0 | 0 | 0 | 0 | 0 | 0
00 Ret.ExistSCR & HRI | 0 | 0 | 0 | 0 | 0 | 0 | 0
00 Ret.ExistSCR & WetFGD | 0 | 0 | 0 | 0 | 0 | 0 | 0
00 Ret.ExistSCR & WetFGD & ACI & CCS | 0 | 0 | 0 | 0 | 0 | 0 | 0
00 Ret.ExistSCR & WetFGD & ACI & HRI & CCS | 0 | 0 | 0 | 0 | 0 | 0 | 0
00 Ret.ExistSCR & WetFGD & CCS | 0 | 0 | 0 | 0 | 0 | 0 | 0
00 Ret.ExistSCR & WetFGD & HRI | 0 | 0 | 0 | 0 | 0 | 0 | 0
00 Ret.ExistSCR & WetFGD & HRI & CCS | 0 | 0 | 0 | 0 | 0 | 0 | 0
00 Ret.ExistSCR_ACI & DryFGD | 0 | 0 | 0 | 0 | 0 | 0 | 0
00 Ret.ExistSCR_ACI & DryFGD & CCS | 0 | 0 | 0 | 0 | 0 | 0 | 0
00 Ret.ExistSCR_ACI & DryFGD & HRI | 0 | 0 | 0 | 0 | 0 | 0 | 0
00 Ret.ExistSCR_ACI & DryFGD & HRI & CCS | 0 | 0 | 0 | 0 | 0 | 0 | 0
00 Ret.ExistSCR_ACI & DSI | 0 | 0 | 0 | 0 | 0 | 0 | 0
00 Ret.ExistSCR_ACI & DSI & HRI | 0 | 0 | 0 | 0 | 0 | 0 | 0
00 Ret.ExistSCR_ACI & HRI | 0 | 0 | 0 | 0 | 0 | 0 | 0
00 Ret.ExistSCR_ACI & WetFGD | 0 | 0 | 0 | 0 | 0 | 0 | 0
00 Ret.ExistSCR_ACI & WetFGD & CCS | 0 | 0 | 0 | 0 | 0 | 0 | 0
00 Ret.ExistSCR_ACI & WetFGD & HRI | 0 | 0 | 0 | 0 | 0 | 0 | 0
00 Ret.ExistSCR_ACI & WetFGD & HRI & CCS | 0 | 0 | 0 | 0 | 0 | 0 | 0
00 Ret.ExistSCR_ACI_DSI & DryFGD | 0 | 0 | 0 | 0 | 0 | 0 | 0
00 Ret.ExistSCR_ACI_DSI & DryFGD & CCS | 0 | 0 | 0 | 0 | 0 | 0 | 0
00 Ret.ExistSCR_ACI_DSI & DryFGD & HRI | 0 | 0 | 0 | 0 | 0 | 0 | 0
00 Ret.ExistSCR_ACI_DSI & DryFGD & HRI & CCS | 0 | 0 | 0 | 0 | 0 | 0 | 0
00 Ret.ExistSCR_ACI_DSI & HRI | 0 | 0 | 0 | 0 | 0 | 0 | 0
00 Ret.ExistSCR_ACI_DSI & WetFGD | 0 | 0 | 0 | 0 | 0 | 0 | 0
00 Ret.ExistSCR_ACI_DSI & WetFGD & CCS | 0 | 0 | 0 | 0 | 0 | 0 | 0
00 Ret.ExistSCR_ACI_DSI & WetFGD & HRI | 0 | 0 | 0 | 0 | 0 | 0 | 0
00 Ret.ExistSCR_ACI_DSI & WetFGD & HRI & CCS | 0 | 0 | 0 | 0 | 0 | 0 | 0
00 Ret.ExistSCR_DryFGD & ACI | 0 | 0 | 0 | 0 | 0 | 0 | 0
00 Ret.ExistSCR_DryFGD & HRI | 0 | 0 | 0 | 0 | 0 | 0 | 0
00 Ret.ExistSCR_DryFGD & HRI & CCS | 0 | 0 | 0 | 0 | 0 | 0 | 0
00 Ret.ExistSCR_DryFGD_ACI & CCS | 0 | 0 | 0 | 0 | 0 | 0 | 0
00 Ret.ExistSCR_DryFGD_ACI & HRI | 0 | 0 | 0 | 0 | 0 | 0 | 0
00 Ret.ExistSCR_DryFGD_ACI & HRI & CCS | 0 | 0 | 0 | 0 | 0 | 0 | 0
00 Ret.ExistSCR_DSI & ACI | 0 | 0 | 0 | 0 | 0 | 0 | 0
00 Ret.ExistSCR_DSI & ACI & HRI | 0 | 0 | 0 | 0 | 0 | 0 | 0
00 Ret.ExistSCR_DSI & DryFGD | 0 | 0 | 0 | 0 | 0 | 0 | 0
00 Ret.ExistSCR_DSI & DryFGD & ACI | 0 | 0 | 0 | 0 | 0 | 0 | 0
00 Ret.ExistSCR_DSI & DryFGD & ACI & HRI | 0 | 0 | 0 | 0 | 0 | 0 | 0
00 Ret.ExistSCR_DSI & DryFGD & HRI | 0 | 0 | 0 | 0 | 0 | 0 | 0
00 Ret.ExistSCR_DSI & HRI | 0 | 0 | 0 | 0 | 0 | 0 | 0
00 Ret.ExistSCR_DSI & WetFGD | 0 | 0 | 0 | 0 | 0 | 0 | 0
00 Ret.ExistSCR_DSI & WetFGD & ACI | 0 | 0 | 0 | 0 | 0 | 0 | 0
00 Ret.ExistSCR_DSI & WetFGD & ACI & HRI | 0 | 0 | 0 | 0 | 0 | 0 | 0
00 Ret.ExistSCR_DSI & WetFGD & HRI | 0 | 0 | 0 | 0 | 0 | 0 | 0
00 Ret.ExistSCR_WetFGD & ACI | 0 | 0 | 0 | 0 | 0 | 0 | 0
00 Ret.ExistSCR_WetFGD & HRI | 0 | 0 | 0 | 0 | 0 | 0 | 0
00 Ret.ExistSCR_WetFGD & HRI & CCS | 0 | 0 | 0 | 0 | 0 | 0 | 0
00 Ret.ExistSCR_WetFGD_ACI & CCS | 0 | 0 | 0 | 0 | 0 | 0 | 0
00 Ret.ExistSCR_WetFGD_ACI & HRI | 0 | 0 | 0 | 0 | 0 | 0 | 0
00 Ret.ExistSCR_WetFGD_ACI & HRI & CCS | 0 | 0 | 0 | 0 | 0 | 0 | 0
00 Ret.ExistSNCR & ACI | 0 | 0 | 0 | 0 | 0 | 0 | 0
00 Ret.ExistSNCR & ACI & DryFGD | 0 | 0 | 0 | 0 | 0 | 0 | 0
00 Ret.ExistSNCR & ACI & DryFGD & HRI | 0 | 0 | 0 | 0 | 0 | 0 | 0
00 Ret.ExistSNCR & ACI & DSI | 0 | 0 | 0 | 0 | 0 | 0 | 0
00 Ret.ExistSNCR & ACI & DSI & DryFGD | 0 | 0 | 0 | 0 | 0 | 0 | 0
00 Ret.ExistSNCR & ACI & DSI & DryFGD & HRI | 0 | 0 | 0 | 0 | 0 | 0 | 0
00 Ret.ExistSNCR & ACI & DSI & HRI | 0 | 0 | 0 | 0 | 0 | 0 | 0
00 Ret.ExistSNCR & ACI & DSI & WetFGD | 0 | 0 | 0 | 0 | 0 | 0 | 0
00 Ret.ExistSNCR & ACI & DSI & WetFGD & HRI | 0 | 0 | 0 | 0 | 0 | 0 | 0
00 Ret.ExistSNCR & ACI & HRI | 0 | 0 | 0 | 0 | 0 | 0 | 0
00 Ret.ExistSNCR & ACI & WetFGD | 0 | 0 | 0 | 0 | 0 | 0 | 0
00 Ret.ExistSNCR & ACI & WetFGD & HRI | 0 | 0 | 0 | 0 | 0 | 0 | 0
00 Ret.ExistSNCR & DryFGD | 0 | 0 | 0 | 0 | 0 | 0 | 0
00 Ret.ExistSNCR & DryFGD & CCS | 0 | 0 | 0 | 0 | 0 | 0 | 0
00 Ret.ExistSNCR & DryFGD & HRI | 0 | 0 | 0 | 0 | 0 | 0 | 0
00 Ret.ExistSNCR & DryFGD & HRI & CCS | 0 | 0 | 0 | 0 | 0 | 0 | 0
00 Ret.ExistSNCR & DSI | 0 | 0 | 0 | 0 | 0 | 0 | 0
00 Ret.ExistSNCR & DSI & DryFGD | 0 | 0 | 0 | 0 | 0 | 0 | 0
00 Ret.ExistSNCR & DSI & DryFGD & HRI | 0 | 0 | 0 | 0 | 0 | 0 | 0
00 Ret.ExistSNCR & DSI & HRI | 0 | 0 | 0 | 0 | 0 | 0 | 0
00 Ret.ExistSNCR & DSI & WetFGD | 0 | 0 | 0 | 0 | 0 | 0 | 0
00 Ret.ExistSNCR & DSI & WetFGD & HRI | 0 | 0 | 0 | 0 | 0 | 0 | 0
00 Ret.ExistSNCR & HRI | 0 | 0 | 0 | 0 | 0 | 0 | 0
00 Ret.ExistSNCR & WetFGD | 0 | 0 | 0 | 0 | 0 | 0 | 0
00 Ret.ExistSNCR & WetFGD & ACI & CCS | 0 | 0 | 0 | 0 | 0 | 0 | 0
00 Ret.ExistSNCR & WetFGD & ACI & HRI & CCS | 0 | 0 | 0 | 0 | 0 | 0 | 0
00 Ret.ExistSNCR & WetFGD & CCS | 0 | 0 | 0 | 0 | 0 | 0 | 0
00 Ret.ExistSNCR & WetFGD & HRI | 0 | 0 | 0 | 0 | 0 | 0 | 0
00 Ret.ExistSNCR & WetFGD & HRI & CCS | 0 | 0 | 0 | 0 | 0 | 0 | 0
00 Ret.ExistSNCR_ACI & DryFGD | 0 | 0 | 0 | 0 | 0 | 0 | 0
00 Ret.ExistSNCR_ACI & DryFGD & CCS | 0 | 0 | 0 | 0 | 0 | 0 | 0
00 Ret.ExistSNCR_ACI & DryFGD & HRI | 0 | 0 | 0 | 0 | 0 | 0 | 0
00 Ret.ExistSNCR_ACI & DryFGD & HRI & CCS | 0 | 0 | 0 | 0 | 0 | 0 | 0
00 Ret.ExistSNCR_ACI & DSI | 0 | 0 | 0 | 0 | 0 | 0 | 0
00 Ret.ExistSNCR_ACI & DSI & HRI | 0 | 0 | 0 | 0 | 0 | 0 | 0
00 Ret.ExistSNCR_ACI & HRI | 0 | 0 | 0 | 0 | 0 | 0 | 0
00 Ret.ExistSNCR_ACI & WetFGD | 0 | 0 | 0 | 0 | 0 | 0 | 0
00 Ret.ExistSNCR_ACI & WetFGD & CCS | 0 | 0 | 0 | 0 | 0 | 0 | 0
00 Ret.ExistSNCR_ACI & WetFGD & HRI | 0 | 0 | 0 | 0 | 0 | 0 | 0
00 Ret.ExistSNCR_ACI & WetFGD & HRI & CCS | 0 | 0 | 0 | 0 | 0 | 0 | 0
00 Ret.ExistSNCR_ACI_DSI & DryFGD | 0 | 0 | 0 | 0 | 0 | 0 | 0
00 Ret.ExistSNCR_ACI_DSI & DryFGD & HRI | 0 | 0 | 0 | 0 | 0 | 0 | 0
00 Ret.ExistSNCR_ACI_DSI & HRI | 0 | 0 | 0 | 0 | 0 | 0 | 0
00 Ret.ExistSNCR_ACI_DSI & WetFGD | 0 | 0 | 0 | 0 | 0 | 0 | 0
00 Ret.ExistSNCR_ACI_DSI & WetFGD & HRI | 0 | 0 | 0 | 0 | 0 | 0 | 0
00 Ret.ExistSNCR_DryFGD & ACI | 0 | 0 | 0 | 0 | 0 | 0 | 0
00 Ret.ExistSNCR_DryFGD & HRI | 0 | 0 | 0 | 0 | 0 | 0 | 0
00 Ret.ExistSNCR_DryFGD & HRI & CCS | 0 | 0 | 0 | 0 | 0 | 0 | 0
00 Ret.ExistSNCR_DryFGD_ACI & CCS | 0 | 0 | 0 | 0 | 0 | 0 | 0
00 Ret.ExistSNCR_DryFGD_ACI & HRI | 0 | 0 | 0 | 0 | 0 | 0 | 0
00 Ret.ExistSNCR_WetFGD & ACI | 0 | 0 | 0 | 0 | 0 | 0 | 0
00 Ret.ExistSNCR_WetFGD & HRI | 0 | 0 | 0 | 0 | 0 | 0 | 0
00 Ret.ExistSNCR_WetFGD & HRI & CCS | 0 | 0 | 0 | 0 | 0 | 0 | 0
00 Ret.ExistSNCR_WetFGD_ACI & CCS | 0 | 0 | 0 | 0 | 0 | 0 | 0
00 Ret.ExistSNCR_WetFGD_ACI & HRI | 0 | 0 | 0 | 0 | 0 | 0 | 0
00 Ret.ExistSNCR_WetFGD_ACI & HRI & CCS | 0 | 0 | 0 | 0 | 0 | 0 | 0
00 Ret.ExistWetFGD & ACI | 0 | 0 | 0 | 0 | 0 | 0 | 0
00 Ret.ExistWetFGD & ACI & CCS | 0 | 0 | 0 | 0 | 0 | 0 | 0
00 Ret.ExistWetFGD & ACI & HRI | 0 | 0 | 0 | 0 | 0 | 0 | 0
00 Ret.ExistWetFGD & ACI & HRI & CCS | 0 | 0 | 0 | 0 | 0 | 0 | 0
00 Ret.ExistWetFGD & ACI & SCR | 0 | 0 | 0 | 0 | 0 | 0 | 0
00 Ret.ExistWetFGD & ACI & SCR & CCS | 0 | 0 | 0 | 0 | 0 | 0 | 0
00 Ret.ExistWetFGD & ACI & SCR & HRI | 0 | 0 | 0 | 0 | 0 | 0 | 0
00 Ret.ExistWetFGD & ACI & SCR & HRI & CCS | 0 | 0 | 0 | 0 | 0 | 0 | 0
00 Ret.ExistWetFGD & ACI & SNCR | 0 | 0 | 0 | 0 | 0 | 0 | 0
00 Ret.ExistWetFGD & ACI & SNCR & HRI | 0 | 0 | 0 | 0 | 0 | 0 | 0
00 Ret.ExistWetFGD & CCS | 0 | 0 | 0 | 0 | 0 | 0 | 0
00 Ret.ExistWetFGD & HRI | 0 | 0 | 0 | 0 | 0 | 0 | 0
00 Ret.ExistWetFGD & HRI & CCS | 0 | 0 | 0 | 0 | 0 | 0 | 0
00 Ret.ExistWetFGD & SCR | 0 | 0 | 0 | 0 | 0 | 0 | 0
00 Ret.ExistWetFGD & SCR & CCS | 0 | 0 | 0 | 0 | 0 | 0 | 0
00 Ret.ExistWetFGD & SCR & HRI | 0 | 0 | 0 | 0 | 0 | 0 | 0
00 Ret.ExistWetFGD & SCR & HRI & CCS | 0 | 0 | 0 | 0 | 0 | 0 | 0
00 Ret.ExistWetFGD & SNCR | 0 | 0 | 0 | 0 | 0 | 0 | 0
00 Ret.ExistWetFGD & SNCR & HRI | 0 | 0 | 0 | 0 | 0 | 0 | 0
00 Ret.ExistWetFGD_ACI & CCS | 0 | 0 | 0 | 0 | 0 | 0 | 0
00 Ret.ExistWetFGD_ACI & HRI | 0 | 0 | 0 | 0 | 0 | 0 | 0
00 Ret.ExistWetFGD_ACI & HRI & CCS | 0 | 0 | 0 | 0 | 0 | 0 | 0
00 Ret.ExistWetFGD_ACI & SCR | 0 | 0 | 0 | 0 | 0 | 0 | 0
00 Ret.ExistWetFGD_ACI & SCR & CCS | 0 | 0 | 0 | 0 | 0 | 0 | 0
00 Ret.ExistWetFGD_ACI & SCR & HRI | 0 | 0 | 0 | 0 | 0 | 0 | 0
00 Ret.ExistWetFGD_ACI & SCR & HRI & CCS | 0 | 0 | 0 | 0 | 0 | 0 | 0
00 Ret.ExistWetFGD_ACI & SNCR | 0 | 0 | 0 | 0 | 0 | 0 | 0
00 Ret.ExistWetFGD_ACI & SNCR & HRI | 0 | 0 | 0 | 0 | 0 | 0 | 0
00 Ret.ExistWetFGD_SCR & ACI & CCS | 0 | 0 | 0 | 0 | 0 | 0 | 0
00 Ret.ExistWetFGD_SCR & ACI & HRI | 0 | 0 | 0 | 0 | 0 | 0 | 0
00 Ret.ExistWetFGD_SCR & ACI & HRI & CCS | 0 | 0 | 0 | 0 | 0 | 0 | 0
00 Ret.ExistWetFGD_SCR & CCS | 0 | 0 | 0 | 0 | 0 | 0 | 0
00 Ret.ExistWetFGD_SNCR & ACI & CCS | 0 | 0 | 0 | 0 | 0 | 0 | 0
00 Ret.ExistWetFGD_SNCR & ACI & HRI | 0 | 0 | 0 | 0 | 0 | 0 | 0
00 Ret.ExistWetFGD_SNCR & ACI & HRI & CCS | 0 | 0 | 0 | 0 | 0 | 0 | 0
00 Ret.ExistWetFGD_SNCR & CCS | 0 | 0 | 0 | 0 | 0 | 0 | 0
00 Ret.FB & ACI | 0 | 0 | 0 | 0 | 0 | 0 | 0
00 Ret.FB & ACI & HRI | 0 | 0 | 0 | 0 | 0 | 0 | 0
00 Ret.FB & HRI | 0 | 0 | 0 | 0 | 0 | 0 | 0
00 Ret.FB DryFGD | 0 | 0 | 0 | 0 | 0 | 0 | 0
00 Ret.FB DryFGD & ACI | 0 | 0 | 0 | 0 | 0 | 0 | 0
00 Ret.FB DryFGD & ACI & HRI | 0 | 0 | 0 | 0 | 0 | 0 | 0
00 Ret.FB DryFGD & HRI | 0 | 0 | 0 | 0 | 0 | 0 | 0
00 Ret.FB DryFGD & SNCR | 0 | 0 | 0 | 0 | 0 | 0 | 0
00 Ret.FB DryFGD & SNCR & HRI | 0 | 0 | 0 | 0 | 0 | 0 | 0
00 Ret.FB SNCR & DryFGD & ACI | 0 | 0 | 0 | 0 | 0 | 0 | 0
00 Ret.FB SNCR & DryFGD & ACI & HRI | 0 | 0 | 0 | 0 | 0 | 0 | 0
00 Ret.FB-ACI & SNCR | 0 | 0 | 0 | 0 | 0 | 0 | 0
00 Ret.FB-ACI & SNCR & CCS | 0 | 0 | 0 | 0 | 0 | 0 | 0
00 Ret.FB-ACI & SNCR & HRI | 0 | 0 | 0 | 0 | 0 | 0 | 0
00 Ret.FB-ACI & SNCR & HRI & CCS | 0 | 0 | 0 | 0 | 0 | 0 | 0
00 Ret.FB-Exist ACI & DryFGD | 0 | 0 | 0 | 0 | 0 | 0 | 0
00 Ret.FB-Exist ACI & DryFGD & HRI | 0 | 0 | 0 | 0 | 0 | 0 | 0
00 Ret.FB-Exist ACI & DryFGD & SNCR | 0 | 0 | 0 | 0 | 0 | 0 | 0
00 Ret.FB-Exist ACI & DryFGD & SNCR & HRI | 0 | 0 | 0 | 0 | 0 | 0 | 0
00 Ret.FB-Exist ACI & SNCR | 0 | 0 | 0 | 0 | 0 | 0 | 0
00 Ret.FB-Exist ACI & SNCR & HRI | 0 | 0 | 0 | 0 | 0 | 0 | 0
00 Ret.FB-ExistACI & HRI | 0 | 0 | 0 | 0 | 0 | 0 | 0
00 Ret.FB-ExistDryFGD & ACI | 0 | 0 | 0 | 0 | 0 | 0 | 0
00 Ret.FB-ExistDryFGD & ACI & HRI | 0 | 0 | 0 | 0 | 0 | 0 | 0
00 Ret.FB-ExistDryFGD & ACI & SNCR | 0 | 0 | 0 | 0 | 0 | 0 | 0
00 Ret.FB-ExistDryFGD & ACI & SNCR & HRI | 0 | 0 | 0 | 0 | 0 | 0 | 0
00 Ret.FB-ExistDryFGD & CCS | 0 | 0 | 0 | 0 | 0 | 0 | 0
00 Ret.FB-ExistDryFGD & HRI | 0 | 0 | 0 | 0 | 0 | 0 | 0
00 Ret.FB-ExistDryFGD & SNCR | 0 | 0 | 0 | 0 | 0 | 0 | 0
00 Ret.FB-ExistDryFGD & SNCR & HRI | 0 | 0 | 0 | 0 | 0 | 0 | 0
00 Ret.FB-ExistDryFGD_ACI & CCS | 0 | 0 | 0 | 0 | 0 | 0 | 0
00 Ret.FB-ExistDryFGD_SNCR & ACI | 0 | 0 | 0 | 0 | 0 | 0 | 0
00 Ret.FB-ExistDryFGD_SNCR & ACI & HRI | 0 | 0 | 0 | 0 | 0 | 0 | 0
00 Ret.FB-ExistDryFGD_SNCR & CCS | 0 | 0 | 0 | 0 | 0 | 0 | 0
00 Ret.FB-ExistDryFGD_SNCR & HRI | 0 | 0 | 0 | 0 | 0 | 0 | 0
00 Ret.FB-ExistDryFGD_SNCR & HRI & CCS | 0 | 0 | 0 | 0 | 0 | 0 | 0
00 Ret.FB-ExistDryFGD_SNCR_ACI & HRI | 0 | 0 | 0 | 0 | 0 | 0 | 0
00 Ret.FB-ExistWetFGD_SNCR_ACI & HRI | 0 | 0 | 0 | 0 | 0 | 0 | 0
00 Ret.FB-ExistSNCR & ACI | 0 | 0 | 0 | 0 | 0 | 0 | 0
00 Ret.FB-ExistSNCR & ACI & HRI | 0 | 0 | 0 | 0 | 0 | 0 | 0
00 Ret.FB-ExistSNCR & DryFGD | 0 | 0 | 0 | 0 | 0 | 0 | 0
00 Ret.FB-ExistSNCR & DryFGD & ACI | 0 | 0 | 0 | 0 | 0 | 0 | 0
00 Ret.FB-ExistSNCR & DryFGD & ACI & HRI | 0 | 0 | 0 | 0 | 0 | 0 | 0
00 Ret.FB-ExistSNCR & DryFGD & HRI | 0 | 0 | 0 | 0 | 0 | 0 | 0
00 Ret.FB-ExistSNCR & HRI | 0 | 0 | 0 | 0 | 0 | 0 | 0
00 Ret.FB-SNCR | 0 | 0 | 0 | 0 | 0 | 0 | 0
00 Ret.FB-SNCR & HRI | 0 | 0 | 0 | 0 | 0 | 0 | 0
00 Ret.HRI | 0 | 0 | 0 | 0 | 0 | 0 | 0
00 Ret.Oil/Gas Steam SCR | 0 | 0 | 0 | 0 | 0 | 0 | 0
00 Ret.SCR | 0 | 0 | 0 | 0 | 0 | 0 | 0
00 Ret.SCR & DryFGD | 0 | 0 | 0 | 0 | 0 | 0 | 0
00 Ret.SCR & DryFGD & ACI | 0 | 0 | 0 | 0 | 0 | 0 | 0
00 Ret.SCR & DryFGD & CCS | 0 | 0 | 0 | 0 | 0 | 0 | 0
00 Ret.SCR & DryFGD & HRI | 0 | 0 | 0 | 0 | 0 | 0 | 0
00 Ret.SCR & DryFGD & HRI & CCS | 0 | 0 | 0 | 0 | 0 | 0 | 0
00 Ret.SCR & DSI | 0 | 0 | 0 | 0 | 0 | 0 | 0
00 Ret.SCR & DSI & DryFGD | 0 | 0 | 0 | 0 | 0 | 0 | 0
00 Ret.SCR & DSI & DryFGD & HRI | 0 | 0 | 0 | 0 | 0 | 0 | 0
00 Ret.SCR & DSI & HRI | 0 | 0 | 0 | 0 | 0 | 0 | 0
00 Ret.SCR & DSI & WetFGD | 0 | 0 | 0 | 0 | 0 | 0 | 0
00 Ret.SCR & DSI & WetFGD & HRI | 0 | 0 | 0 | 0 | 0 | 0 | 0
00 Ret.SCR & HRI | 0 | 0 | 0 | 0 | 0 | 0 | 0
00 Ret.SCR & WetFGD | 0 | 0 | 0 | 0 | 0 | 0 | 0
00 Ret.SCR & WetFGD & ACI | 0 | 0 | 0 | 0 | 0 | 0 | 0
00 Ret.SCR & WetFGD & CCS | 0 | 0 | 0 | 0 | 0 | 0 | 0
00 Ret.SCR & WetFGD & HRI | 0 | 0 | 0 | 0 | 0 | 0 | 0
00 Ret.SCR & WetFGD & HRI & CCS | 0 | 0 | 0 | 0 | 0 | 0 | 0
00 Ret.SNCR | 0 | 0 | 0 | 0 | 0 | 0 | 0
00 Ret.SNCR & DryFGD | 0 | 0 | 0 | 0 | 0 | 0 | 0
00 Ret.SNCR & DryFGD & ACI | 0 | 0 | 0 | 0 | 0 | 0 | 0
00 Ret.SNCR & DryFGD & ACI & HRI | 0 | 0 | 0 | 0 | 0 | 0 | 0
00 Ret.SNCR & DryFGD & HRI | 0 | 0 | 0 | 0 | 0 | 0 | 0
00 Ret.SNCR & DSI | 0 | 0 | 0 | 0 | 0 | 0 | 0
00 Ret.SNCR & DSI & HRI | 0 | 0 | 0 | 0 | 0 | 0 | 0
00 Ret.SNCR & HRI | 0 | 0 | 0 | 0 | 0 | 0 | 0
00 Ret.SNCR & WetFGD | 0 | 0 | 0 | 0 | 0 | 0 | 0
00 Ret.SNCR & WetFGD & ACI | 0 | 0 | 0 | 0 | 0 | 0 | 0
00 Ret.SNCR & WetFGD & ACI & HRI | 0 | 0 | 0 | 0 | 0 | 0 | 0
00 Ret.SNCR & WetFGD & HRI | 0 | 0 | 0 | 0 | 0 | 0 | 0
00 Ret.WetFGD | 0 | 0 | 0 | 0 | 0 | 0 | 0
00 Ret.WetFGD & ACI & CCS | 0 | 0 | 0 | 0 | 0 | 0 | 0
00 Ret.WetFGD & ACI & HRI & CCS | 0 | 0 | 0 | 0 | 0 | 0 | 0
00 Ret.WetFGD & CCS | 0 | 0 | 0 | 0 | 0 | 0 | 0
00 Ret.WetFGD & HRI | 0 | 0 | 0 | 0 | 0 | 0 | 0
00 Ret.WetFGD & HRI & CCS | 0 | 0 | 0 | 0 | 0 | 0 | 0
00 CC Retirement | 704 | 0 | 0 | 0 | 0 | 0 | 0
00 CT Retirement | 502.47 | 0 | 0 | 0 | 0 | 0 | 0
00 O/G Retirement | 1258.2353 | 600.0879 | 0 | 0 | 0 | 0 | 0
00 Coal Retirement | 996 | 157.4334 | 450 | 0 | 2094.4679 | 317.9736 | 345.3119
00 IGCC Retirement | 0 | 0 | 0 | 0 | 0 | 0 | 0
00 Nuke Retirement | 0 | 0 | 0 | 0 | 0 | 0 | 7579
00 Non-Fossil Retirement | 0 | 0 | 0 | 0 | 0 | 0 | 0
Total | 368047.1784 | 110403.5201 | 436660.4299 | 122518.9505 | 147330.0861 | 431766.2022 | 538946.658
(**) Ind. Boiler capacity in MMBtu/hr, not included in the total
12. Generation by Capacity Reporting Type [GWh]
00 New Combined Cycle | 0 | 0 | 0 | 0 | 0 | 0 | 0
00 New Combined Cycle - Uncontrolled | 2000.7155 | 2975.2437 | 2994.5389 | 3062.1466 | 11642.363 | 22005.8851 | 75810.1148
00 New Combined Cycle with Carbon Capture | 0 | 0 | 0 | 0 | 0 | 0 | 0
00 New Combustion Turbine | 0 | 0 | 279.0658 | 1787.0281 | 18120.6263 | 38749.7786 | 46820.0498
00 New Hydro | 4734.1617 | 5860.8724 | 10461.9397 | 15708.8041 | 21567.0421 | 25903.261 | 29600.8647
00 New Nuclear | 0 | 0 | 0 | 0 | 0 | 0 | 0
00 New Biomass | 323.901 | 323.901 | 323.901 | 323.901 | 323.901 | 323.901 | 7483.23
00 New Geothermal | 0 | 0 | 0 | 0 | 0 | 0 | 0
00 New Landfill Gas | 0 | 0 | 0 | 0 | 0 | 0 | 0
00 New Offshore Wind | 0 | 0 | 0 | 0 | 0 | 0 | 0
00 New Onshore Wind | 0 | 6854.0312 | 6854.0312 | 7343.7468 | 7359.6401 | 23130.2649 | 74387.8506
00 New Solar PV | 0 | 0 | 0 | 0 | 0 | 0 | 0
00 New Solar Thermal | 0 | 0 | 0 | 0 | 0 | 0 | 0
00 New Fuel Cell | 0 | 0 | 0 | 0 | 0 | 0 | 0
00 New IGCC | 0 | 0 | 0 | 0 | 0 | 0 | 0
00 New Advanced Coal with CCS | 0 | 0 | 0 | 0 | 0 | 0 | 0
00 New SPC - Uncontrolled | 0 | 0 | 0 | 0 | 0 | 0 | 0
00 New SPC-WetFGD_SCR | 0 | 0 | 0 | 0 | 0 | 0 | 0
00 New Future Technology | 0 | 0 | 0 | 0 | 0 | 0 | 0
00 Exist Combined Cycle | 39161.9657 | 34112.2315 | 44181.1285 | 49319.8764 | 58565.3825 | 68708.526 | 72218.5432
00 Exist Combustion Turbine | 870.4803 | 807.5134 | 4032.5174 | 9501.866 | 12157.6911 | 12290.9002 | 12394.0177
00 Exist Coal Steam_Uncontrolled | 35289.4127 | 31866.5357 | 27401.4974 | 29926.2459 | 12408.8765 | 3971.4061 | 0
00 Exist Coal Steam_ACI | 0 | 0 | 0 | 0 | 0 | 0 | 0
00 Exist Coal Steam_ACI_DSI | 0 | 0 | 0 | 0 | 0 | 0 | 0
00 Exist Coal Steam_DryFGD | 5327.5045 | 5327.5045 | 5327.5045 | 5327.5045 | 5327.5045 | 5327.5045 | 3228.4926
00 Exist Coal Steam_DryFGD_ACI | 3228.4926 | 3228.4926 | 3228.4926 | 3228.4926 | 3228.4926 | 3228.4926 | 3228.4926
00 Exist Coal Steam_DryFGD_SCR | 0 | 0 | 0 | 0 | 0 | 0 | 0
00 Exist Coal Steam_DryFGD_SCR_ACI | 0 | 0 | 0 | 0 | 0 | 0 | 0
00 Exist Coal Steam_DryFGD_SNCR | 0 | 0 | 0 | 0 | 0 | 0 | 0
00 Exist Coal Steam_DryFGD_SNCR_ACI | 0 | 0 | 0 | 0 | 0 | 0 | 0
00 Exist Coal Steam_DSI | 0 | 0 | 0 | 0 | 0 | 0 | 0
00 Exist Coal Steam_SCR | 0 | 0 | 0 | 0 | 0 | 0 | 0
00 Exist Coal Steam_SCR_ACI | 0 | 0 | 0 | 0 | 0 | 0 | 0
00 Exist Coal Steam_SCR_ACI_DSI | 0 | 0 | 0 | 0 | 0 | 0 | 0
00 Exist Coal Steam_SCR_DSI | 0 | 0 | 0 | 0 | 0 | 0 | 0
00 Exist Coal Steam_SNCR | 0 | 0 | 0 | 0 | 0 | 0 | 0
00 Exist Coal Steam_SNCR_ACI | 0 | 0 | 0 | 0 | 0 | 0 | 0
00 Exist Coal Steam_SNCR_ACI_DSI | 0 | 0 | 0 | 0 | 0 | 0 | 0
00 Exist Coal Steam_WetFGD | 0 | 0 | 0 | 0 | 0 | 0 | 0
00 Exist Coal Steam_WetFGD_ACI | 0 | 0 | 0 | 0 | 0 | 0 | 0
00 Exist Coal Steam_WetFGD_SCR | 0 | 0 | 0 | 0 | 0 | 0 | 0
00 Exist Coal Steam_WetFGD_SCR_ACI | 0 | 0 | 0 | 0 | 0 | 0 | 0
00 Exist Coal Steam_WetFGD_SNCR | 0 | 0 | 0 | 0 | 0 | 0 | 0
00 Exist Coal Steam_WetFGD_SNCR_ACI | 0 | 0 | 0 | 0 | 0 | 0 | 0
00 Exist FBC_Uncontrolled | 0 | 0 | 0 | 1073.0395 | 1227.0432 | 1228.4367 | 0
00 Exist FBC_ACI | 0 | 0 | 0 | 0 | 0 | 0 | 0
00 Exist FBC_DryFGD | 0 | 0 | 0 | 0 | 0 | 0 | 0
00 Exist FBC_DryFGD_SNCR | 0 | 0 | 0 | 0 | 0 | 0 | 0
00 Exist FBC_DryFGD_SNCR_ACI | 0 | 0 | 0 | 0 | 0 | 0 | 0
00 Exist FBC_SNCR | 0 | 0 | 0 | 0 | 0 | 0 | 0
00 Exist FBC_SNCR_ACI | 0 | 0 | 0 | 0 | 0 | 0 | 0
00 Exist FBC_WetFGD_SNCR_ACI | 0 | 0 | 0 | 0 | 0 | 0 | 0
00 Exist IGCC | 0 | 0 | 0 | 0 | 0 | 0 | 0
00 Exist Fossil_Other | 412.2829 | 412.2829 | 412.2829 | 412.2829 | 412.2829 | 412.2829 | 412.2829
00 Exist Fuel Cell | 0 | 0 | 0 | 0 | 0 | 0 | 0
00 Exist Hydro | 359433.9317 | 370159.262 | 370084.234 | 370159.262 | 370084.234 | 370192.149 | 370303.0326
00 Exist Non Fossil_Other | 1133.1969 | 1133.1969 | 1133.1969 | 1133.1969 | 1133.1969 | 1133.1969 | 1133.1969
00 Exist Nuclear | 103321.7365 | 103321.7365 | 103321.7365 | 103321.7365 | 103321.7365 | 103321.7365 | 44435.0287
00 Exist Oil/Gas Steam | 1442.3377 | 1074.8876 | 2330.255 | 1902.7179 | 3085.3357 | 3079.8897 | 3079.8897
00 Exist Oil/Gas Steam_SCR | 0 | 0 | 0 | 0 | 0 | 0 | 0
00 Exist Oil/Gas Steam_SNCR | 0 | 0 | 0 | 0 | 0 | 0 | 0
00 Exist Biomass | 15228.8134 | 15321.0945 | 15391.193 | 15391.193 | 15391.193 | 15391.193 | 15391.193
00 Exist Landfill Gas | 370.9877 | 370.9877 | 370.9877 | 370.9877 | 370.9877 | 370.9877 | 370.9877
00 Exist Geothermal | 0 | 0 | 0 | 0 | 0 | 0 | 0
00 Exist Pump Storage | 0 | 0 | 0 | 5.1897 | 5.1897 | 0 | 0
00 Exist Solar PV | 1041.8293 | 1041.8293 | 1041.8293 | 1041.8293 | 1041.8293 | 1041.8293 | 1041.8293
00 Exist Solar Thermal | 0 | 0 | 0 | 0 | 0 | 0 | 0
00 Exist Wind | 23179.2145 | 23179.2145 | 23179.2145 | 23179.2145 | 23179.2145 | 23179.2145 | 23179.2145
00 International Imports | 0 | 0 | 0 | 0 | 0 | 0 | 0
00 Ret.ACI | 10571.1998 | 10571.1998 | 6524.0901 | 7934.0708 | 0 | 0 | 0
00 Ret.ACI & DryFGD | 0 | 0 | 0 | 0 | 0 | 0 | 0
00 Ret.ACI & DryFGD & HRI | 0 | 0 | 0 | 0 | 0 | 0 | 0
00 Ret.ACI & DSI | 0 | 0 | 0 | 0 | 0 | 0 | 0
00 Ret.ACI & DSI & DryFGD | 0 | 0 | 0 | 0 | 0 | 0 | 0
00 Ret.ACI & DSI & DryFGD & HRI | 0 | 0 | 0 | 0 | 0 | 0 | 0
00 Ret.ACI & DSI & HRI | 0 | 0 | 0 | 0 | 0 | 0 | 0
00 Ret.ACI & DSI & WetFGD & HRI | 0 | 0 | 0 | 0 | 0 | 0 | 0
00 Ret.ACI & HRI | 0 | 0 | 0 | 0 | 0 | 0 | 0
00 Ret.ACI & SCR | 0 | 0 | 0 | 0 | 0 | 0 | 0
00 Ret.ACI & SCR & DryFGD & CCS | 0 | 0 | 0 | 0 | 0 | 0 | 0
00 Ret.ACI & SCR & DryFGD & HRI | 0 | 0 | 0 | 0 | 0 | 0 | 0
00 Ret.ACI & SCR & DryFGD & HRI & CCS | 0 | 0 | 0 | 0 | 0 | 0 | 0
00 Ret.ACI & SCR & DSI | 0 | 0 | 0 | 0 | 0 | 0 | 0
00 Ret.ACI & SCR & DSI & DryFGD | 0 | 0 | 0 | 0 | 0 | 0 | 0
00 Ret.ACI & SCR & DSI & DryFGD & HRI | 0 | 0 | 0 | 0 | 0 | 0 | 0
00 Ret.ACI & SCR & DSI & HRI | 0 | 0 | 0 | 0 | 0 | 0 | 0
00 Ret.ACI & SCR & DSI & WetFGD | 0 | 0 | 0 | 0 | 0 | 0 | 0
00 Ret.ACI & SCR & DSI & WetFGD & HRI | 0 | 0 | 0 | 0 | 0 | 0 | 0
00 Ret.ACI & SCR & HRI | 0 | 0 | 0 | 0 | 0 | 0 | 0
00 Ret.ACI & SCR & WetFGD & CCS | 0 | 0 | 0 | 0 | 0 | 0 | 0
00 Ret.ACI & SCR & WetFGD & HRI | 0 | 0 | 0 | 0 | 0 | 0 | 0
00 Ret.ACI & SCR & WetFGD & HRI & CCS | 0 | 0 | 0 | 0 | 0 | 0 | 0
00 Ret.ACI & SNCR | 0 | 0 | 0 | 0 | 0 | 0 | 0
00 Ret.ACI & SNCR & DSI | 0 | 0 | 0 | 0 | 0 | 0 | 0
00 Ret.ACI & SNCR & DSI & DryFGD | 0 | 0 | 0 | 0 | 0 | 0 | 0
00 Ret.ACI & SNCR & DSI & DryFGD & HRI | 0 | 0 | 0 | 0 | 0 | 0 | 0
00 Ret.ACI & SNCR & DSI & HRI | 0 | 0 | 0 | 0 | 0 | 0 | 0
00 Ret.ACI & SNCR & DSI & WetFGD | 0 | 0 | 0 | 0 | 0 | 0 | 0
00 Ret.ACI & SNCR & DSI & WetFGD & HRI | 0 | 0 | 0 | 0 | 0 | 0 | 0
00 Ret.ACI & SNCR & HRI | 0 | 0 | 0 | 0 | 0 | 0 | 0
00 Ret.ACI & WetFGD | 0 | 0 | 0 | 0 | 0 | 0 | 0
00 Ret.ACI & WetFGD & DSI | 0 | 0 | 0 | 0 | 0 | 0 | 0
00 Ret.ACI & WetFGD & HRI | 0 | 0 | 0 | 0 | 0 | 0 | 0
00 Ret.C2G | 0 | 0 | 0 | 0 | 0 | 0 | 0
00 Ret.C2G & SCR | 0 | 0 | 0 | 0 | 0 | 0 | 0
00 Ret.CCG | 0 | 0 | 0 | 0 | 0 | 0 | 0
00 Ret.DryFGD | 0 | 0 | 0 | 0 | 0 | 0 | 0
00 Ret.DryFGD & ACI & CCS | 0 | 0 | 0 | 0 | 0 | 0 | 0
00 Ret.DryFGD & ACI & HRI & CCS | 0 | 0 | 0 | 0 | 0 | 0 | 0
00 Ret.DryFGD & CCS | 0 | 0 | 0 | 0 | 0 | 0 | 0
00 Ret.DryFGD & HRI | 0 | 0 | 0 | 0 | 0 | 0 | 0
00 Ret.DryFGD & HRI & CCS | 0 | 0 | 0 | 0 | 0 | 0 | 0
00 Ret.DSI | 0 | 0 | 0 | 0 | 0 | 0 | 0
00 Ret.DSI & DryFGD | 0 | 0 | 0 | 0 | 0 | 0 | 0
00 Ret.DSI & DryFGD & HRI | 0 | 0 | 0 | 0 | 0 | 0 | 0
00 Ret.DSI & HRI | 0 | 0 | 0 | 0 | 0 | 0 | 0
00 Ret.DSI & WetFGD | 0 | 0 | 0 | 0 | 0 | 0 | 0
00 Ret.DSI & WetFGD & HRI | 0 | 0 | 0 | 0 | 0 | 0 | 0
00 Ret.Exist FBC_DryFGD_SNCR_ACI & CCS | 0 | 0 | 0 | 0 | 0 | 0 | 0
00 Ret.ExistACI & DryFGD | 0 | 0 | 0 | 0 | 0 | 0 | 0
00 Ret.ExistACI & DryFGD & CCS | 0 | 0 | 0 | 0 | 0 | 0 | 0
00 Ret.ExistACI & DryFGD & HRI | 0 | 0 | 0 | 0 | 0 | 0 | 0
00 Ret.ExistACI & DryFGD & HRI & CCS | 0 | 0 | 0 | 0 | 0 | 0 | 0
00 Ret.ExistACI & DSI | 0 | 0 | 0 | 0 | 0 | 0 | 0
00 Ret.ExistACI & DSI & DryFGD | 0 | 0 | 0 | 0 | 0 | 0 | 0
00 Ret.ExistACI & DSI & DryFGD & HRI | 0 | 0 | 0 | 0 | 0 | 0 | 0
00 Ret.ExistACI & DSI & HRI | 0 | 0 | 0 | 0 | 0 | 0 | 0
00 Ret.ExistACI & DSI & WetFGD | 0 | 0 | 0 | 0 | 0 | 0 | 0
00 Ret.ExistACI & DSI & WetFGD & HRI | 0 | 0 | 0 | 0 | 0 | 0 | 0
00 Ret.ExistACI & HRI | 0 | 0 | 0 | 0 | 0 | 0 | 0
00 Ret.ExistACI & HRI & WetFGD | 0 | 0 | 0 | 0 | 0 | 0 | 0
00 Ret.ExistACI & SCR | 0 | 0 | 0 | 0 | 0 | 0 | 0
00 Ret.ExistACI & SCR & DryFGD | 0 | 0 | 0 | 0 | 0 | 0 | 0
00 Ret.ExistACI & SCR & DryFGD & CCS | 0 | 0 | 0 | 0 | 0 | 0 | 0
00 Ret.ExistACI & SCR & DryFGD & HRI | 0 | 0 | 0 | 0 | 0 | 0 | 0
00 Ret.ExistACI & SCR & DryFGD & HRI & CCS | 0 | 0 | 0 | 0 | 0 | 0 | 0
00 Ret.ExistACI & SCR & DSI | 0 | 0 | 0 | 0 | 0 | 0 | 0
00 Ret.ExistACI & SCR & DSI & DryFGD | 0 | 0 | 0 | 0 | 0 | 0 | 0
00 Ret.ExistACI & SCR & DSI & HRI | 0 | 0 | 0 | 0 | 0 | 0 | 0
00 Ret.ExistACI & SCR & DSI & DryFGD & HRI | 0 | 0 | 0 | 0 | 0 | 0 | 0
00 Ret.ExistACI & SCR & HRI | 0 | 0 | 0 | 0 | 0 | 0 | 0
00 Ret.ExistACI & SCR & WetFGD | 0 | 0 | 0 | 0 | 0 | 0 | 0
00 Ret.ExistACI & SCR & WetFGD & CCS | 0 | 0 | 0 | 0 | 0 | 0 | 0
00 Ret.ExistACI & SCR & WetFGD & HRI | 0 | 0 | 0 | 0 | 0 | 0 | 0
00 Ret.ExistACI & SCR & WetFGD & HRI & CCS | 0 | 0 | 0 | 0 | 0 | 0 | 0
00 Ret.ExistACI & SNCR | 0 | 0 | 0 | 0 | 0 | 0 | 0
00 Ret.ExistACI & SNCR & DryFGD | 0 | 0 | 0 | 0 | 0 | 0 | 0
00 Ret.ExistACI & SNCR & DryFGD & HRI | 0 | 0 | 0 | 0 | 0 | 0 | 0
00 Ret.ExistACI & SNCR & DSI | 0 | 0 | 0 | 0 | 0 | 0 | 0
00 Ret.ExistACI & SNCR & DSI & HRI | 0 | 0 | 0 | 0 | 0 | 0 | 0
00 Ret.ExistACI & SNCR & HRI | 0 | 0 | 0 | 0 | 0 | 0 | 0
00 Ret.ExistACI & SNCR & WetFGD | 0 | 0 | 0 | 0 | 0 | 0 | 0
00 Ret.ExistACI & SNCR & WetFGD & HRI | 0 | 0 | 0 | 0 | 0 | 0 | 0
00 Ret.ExistACI & WetFGD | 0 | 0 | 0 | 0 | 0 | 0 | 0
00 Ret.ExistACI & WetFGD & CCS | 0 | 0 | 0 | 0 | 0 | 0 | 0
00 Ret.ExistACI & WetFGD & HRI & CCS | 0 | 0 | 0 | 0 | 0 | 0 | 0
00 Ret.ExistACI_DSI & DryFGD | 0 | 0 | 0 | 0 | 0 | 0 | 0
00 Ret.ExistACI_DSI & DryFGD & HRI | 0 | 0 | 0 | 0 | 0 | 0 | 0
00 Ret.ExistACI_DSI & HRI | 0 | 0 | 0 | 0 | 0 | 0 | 0
00 Ret.ExistACI_DSI & SCR | 0 | 0 | 0 | 0 | 0 | 0 | 0
00 Ret.ExistACI_DSI & SCR & DryFGD | 0 | 0 | 0 | 0 | 0 | 0 | 0
00 Ret.ExistACI_DSI & SCR & DryFGD & HRI | 0 | 0 | 0 | 0 | 0 | 0 | 0
00 Ret.ExistACI_DSI & SCR & HRI | 0 | 0 | 0 | 0 | 0 | 0 | 0
00 Ret.ExistACI_DSI & SCR & WetFGD | 0 | 0 | 0 | 0 | 0 | 0 | 0
00 Ret.ExistACI_DSI & SCR & WetFGD & HRI | 0 | 0 | 0 | 0 | 0 | 0 | 0
00 Ret.ExistACI_DSI & WetFGD | 0 | 0 | 0 | 0 | 0 | 0 | 0
00 Ret.ExistACI_DSI & WetFGD & HRI | 0 | 0 | 0 | 0 | 0 | 0 | 0
00 Ret.ExistDryFGD & ACI | 0 | 0 | 0 | 0 | 0 | 0 | 0
00 Ret.ExistDryFGD & ACI & CCS | 0 | 0 | 0 | 0 | 0 | 0 | 0
00 Ret.ExistDryFGD & ACI & HRI | 0 | 0 | 0 | 0 | 0 | 0 | 0
00 Ret.ExistDryFGD & ACI & HRI & CCS | 0 | 0 | 0 | 0 | 0 | 0 | 0
00 Ret.ExistDryFGD & ACI & SCR | 0 | 0 | 0 | 0 | 0 | 0 | 0
00 Ret.ExistDryFGD & ACI & SCR & CCS | 0 | 0 | 0 | 0 | 0 | 0 | 0
00 Ret.ExistDryFGD & ACI & SCR & HRI | 0 | 0 | 0 | 0 | 0 | 0 | 0
00 Ret.ExistDryFGD & ACI & SCR & HRI & CCS | 0 | 0 | 0 | 0 | 0 | 0 | 0
00 Ret.ExistDryFGD & ACI & SNCR | 0 | 0 | 0 | 0 | 0 | 0 | 0
00 Ret.ExistDryFGD & ACI & SNCR & HRI | 0 | 0 | 0 | 0 | 0 | 0 | 0
00 Ret.ExistDryFGD & CCS | 0 | 0 | 0 | 0 | 0 | 0 | 0
00 Ret.ExistDryFGD & HRI | 0 | 0 | 0 | 0 | 0 | 0 | 0
00 Ret.ExistDryFGD & HRI & CCS | 0 | 0 | 0 | 0 | 0 | 0 | 0
00 Ret.ExistDryFGD & SCR | 0 | 0 | 0 | 0 | 0 | 0 | 0
00 Ret.ExistDryFGD & SCR & CCS | 0 | 0 | 0 | 0 | 0 | 0 | 0
00 Ret.ExistDryFGD & SCR & HRI | 0 | 0 | 0 | 0 | 0 | 0 | 0
00 Ret.ExistDryFGD & SCR & HRI & CCS | 0 | 0 | 0 | 0 | 0 | 0 | 0
00 Ret.ExistDryFGD & SNCR | 0 | 0 | 0 | 0 | 0 | 0 | 0
00 Ret.ExistDryFGD & SNCR & HRI | 0 | 0 | 0 | 0 | 0 | 0 | 0
00 Ret.ExistDryFGD_ACI & CCS | 0 | 0 | 0 | 0 | 0 | 0 | 0
00 Ret.ExistDryFGD_ACI & HRI | 0 | 0 | 0 | 0 | 0 | 0 | 0
00 Ret.ExistDryFGD_ACI & HRI & CCS | 0 | 0 | 0 | 0 | 0 | 0 | 0
00 Ret.ExistDryFGD_ACI & SCR | 0 | 0 | 0 | 0 | 0 | 0 | 0
00 Ret.ExistDryFGD_ACI & SCR & CCS | 0 | 0 | 0 | 0 | 0 | 0 | 0
00 Ret.ExistDryFGD_ACI & SCR & HRI | 0 | 0 | 0 | 0 | 0 | 0 | 0
00 Ret.ExistDryFGD_ACI & SCR & HRI & CCS | 0 | 0 | 0 | 0 | 0 | 0 | 0
00 Ret.ExistDryFGD_SCR & ACI & CCS | 0 | 0 | 0 | 0 | 0 | 0 | 0
00 Ret.ExistDryFGD_SCR & ACI & HRI | 0 | 0 | 0 | 0 | 0 | 0 | 0
00 Ret.ExistDryFGD_SCR & ACI & HRI & CCS | 0 | 0 | 0 | 0 | 0 | 0 | 0
00 Ret.ExistDryFGD_SCR & CCS | 0 | 0 | 0 | 0 | 0 | 0 | 0
00 Ret.ExistDryFGD_SNCR & ACI & CCS | 0 | 0 | 0 | 0 | 0 | 0 | 0
00 Ret.ExistDryFGD_SNCR & ACI & HRI | 0 | 0 | 0 | 0 | 0 | 0 | 0
00 Ret.ExistDryFGD_SNCR & ACI & HRI & CCS | 0 | 0 | 0 | 0 | 0 | 0 | 0
00 Ret.ExistDryFGD_SNCR & CCS | 0 | 0 | 0 | 0 | 0 | 0 | 0
00 Ret.ExistDSI & ACI | 0 | 0 | 0 | 0 | 0 | 0 | 0
00 Ret.ExistDSI & ACI & HRI | 0 | 0 | 0 | 0 | 0 | 0 | 0
00 Ret.ExistDSI & ACI & SCR | 0 | 0 | 0 | 0 | 0 | 0 | 0
00 Ret.ExistDSI & ACI & SCR & DryFGD & CCS | 0 | 0 | 0 | 0 | 0 | 0 | 0
00 Ret.ExistDSI & ACI & SCR & DryFGD & HRI | 0 | 0 | 0 | 0 | 0 | 0 | 0
00 Ret.ExistDSI & ACI & SCR & DryFGD & HRI & CCS | 0 | 0 | 0 | 0 | 0 | 0 | 0
00 Ret.ExistDSI & ACI & SCR & HRI | 0 | 0 | 0 | 0 | 0 | 0 | 0
00 Ret.ExistDSI & DryFGD | 0 | 0 | 0 | 0 | 0 | 0 | 0
00 Ret.ExistDSI & DryFGD & ACI | 0 | 0 | 0 | 0 | 0 | 0 | 0
00 Ret.ExistDSI & DryFGD & ACI & CCS | 0 | 0 | 0 | 0 | 0 | 0 | 0
00 Ret.ExistDSI & DryFGD & ACI & HRI | 0 | 0 | 0 | 0 | 0 | 0 | 0
00 Ret.ExistDSI & DryFGD & ACI & HRI & CCS | 0 | 0 | 0 | 0 | 0 | 0 | 0
00 Ret.ExistDSI & DryFGD & CCS | 0 | 0 | 0 | 0 | 0 | 0 | 0
00 Ret.ExistDSI & DryFGD & HRI | 0 | 0 | 0 | 0 | 0 | 0 | 0
00 Ret.ExistDSI & DryFGD & HRI & CCS | 0 | 0 | 0 | 0 | 0 | 0 | 0
00 Ret.ExistDSI & HRI | 0 | 0 | 0 | 0 | 0 | 0 | 0
00 Ret.ExistDSI & SCR | 0 | 0 | 0 | 0 | 0 | 0 | 0
00 Ret.ExistDSI & SCR & DryFGD | 0 | 0 | 0 | 0 | 0 | 0 | 0
00 Ret.ExistDSI & SCR & DryFGD & ACI | 0 | 0 | 0 | 0 | 0 | 0 | 0
00 Ret.ExistDSI & SCR & DryFGD & CCS | 0 | 0 | 0 | 0 | 0 | 0 | 0
00 Ret.ExistDSI & SCR & DryFGD & HRI | 0 | 0 | 0 | 0 | 0 | 0 | 0
00 Ret.ExistDSI & SCR & DryFGD & HRI & CCS | 0 | 0 | 0 | 0 | 0 | 0 | 0
00 Ret.ExistDSI & SCR & HRI | 0 | 0 | 0 | 0 | 0 | 0 | 0
00 Ret.ExistDSI & SCR & WetFGD | 0 | 0 | 0 | 0 | 0 | 0 | 0
00 Ret.ExistDSI & SCR & WetFGD & CCS | 0 | 0 | 0 | 0 | 0 | 0 | 0
00 Ret.ExistDSI & SCR & WetFGD & HRI | 0 | 0 | 0 | 0 | 0 | 0 | 0
00 Ret.ExistDSI & SCR & WetFGD & HRI & CCS | 0 | 0 | 0 | 0 | 0 | 0 | 0
00 Ret.ExistDSI & WetFGD | 0 | 0 | 0 | 0 | 0 | 0 | 0
00 Ret.ExistDSI & WetFGD & ACI | 0 | 0 | 0 | 0 | 0 | 0 | 0
00 Ret.ExistDSI & WetFGD & ACI & HRI | 0 | 0 | 0 | 0 | 0 | 0 | 0
00 Ret.ExistDSI & WetFGD & CCS | 0 | 0 | 0 | 0 | 0 | 0 | 0
00 Ret.ExistDSI & WetFGD & HRI | 0 | 0 | 0 | 0 | 0 | 0 | 0
00 Ret.ExistDSI & WetFGD & HRI & CCS | 0 | 0 | 0 | 0 | 0 | 0 | 0
00 Ret.ExistIGCC & CCS | 0 | 0 | 0 | 0 | 0 | 0 | 0
00 Ret.ExistSCR & ACI | 0 | 0 | 0 | 0 | 0 | 0 | 0
00 Ret.ExistSCR & ACI & DryFGD | 0 | 0 | 0 | 0 | 0 | 0 | 0
00 Ret.ExistSCR & ACI & DryFGD & HRI | 0 | 0 | 0 | 0 | 0 | 0 | 0
00 Ret.ExistSCR & ACI & DSI | 0 | 0 | 0 | 0 | 0 | 0 | 0
00 Ret.ExistSCR & ACI & DSI & DryFGD | 0 | 0 | 0 | 0 | 0 | 0 | 0
00 Ret.ExistSCR & ACI & DSI & DryFGD & HRI | 0 | 0 | 0 | 0 | 0 | 0 | 0
00 Ret.ExistSCR & ACI & DSI & HRI | 0 | 0 | 0 | 0 | 0 | 0 | 0
00 Ret.ExistSCR & ACI & DSI & WetFGD | 0 | 0 | 0 | 0 | 0 | 0 | 0
00 Ret.ExistSCR & ACI & DSI & WetFGD & HRI | 0 | 0 | 0 | 0 | 0 | 0 | 0
00 Ret.ExistSCR & ACI & HRI | 0 | 0 | 0 | 0 | 0 | 0 | 0
00 Ret.ExistSCR & ACI & WetFGD | 0 | 0 | 0 | 0 | 0 | 0 | 0
00 Ret.ExistSCR & ACI & WetFGD & HRI | 0 | 0 | 0 | 0 | 0 | 0 | 0
00 Ret.ExistSCR & DryFGD | 0 | 0 | 0 | 0 | 0 | 0 | 0
00 Ret.ExistSCR & DryFGD & ACI & CCS | 0 | 0 | 0 | 0 | 0 | 0 | 0
00 Ret.ExistSCR & DryFGD & ACI & HRI & CCS | 0 | 0 | 0 | 0 | 0 | 0 | 0
00 Ret.ExistSCR & DryFGD & CCS | 0 | 0 | 0 | 0 | 0 | 0 | 0
00 Ret.ExistSCR & DryFGD & HRI | 0 | 0 | 0 | 0 | 0 | 0 | 0
00 Ret.ExistSCR & DryFGD & HRI & CCS | 0 | 0 | 0 | 0 | 0 | 0 | 0
00 Ret.ExistSCR & DSI | 0 | 0 | 0 | 0 | 0 | 0 | 0
00 Ret.ExistSCR & DSI & DryFGD | 0 | 0 | 0 | 0 | 0 | 0 | 0
00 Ret.ExistSCR & DSI & DryFGD & HRI | 0 | 0 | 0 | 0 | 0 | 0 | 0
00 Ret.ExistSCR & DSI & HRI | 0 | 0 | 0 | 0 | 0 | 0 | 0
00 Ret.ExistSCR & DSI & WetFGD | 0 | 0 | 0 | 0 | 0 | 0 | 0
00 Ret.ExistSCR & DSI & WetFGD & HRI | 0 | 0 | 0 | 0 | 0 | 0 | 0
00 Ret.ExistSCR & HRI | 0 | 0 | 0 | 0 | 0 | 0 | 0
00 Ret.ExistSCR & WetFGD | 0 | 0 | 0 | 0 | 0 | 0 | 0
00 Ret.ExistSCR & WetFGD & ACI & CCS | 0 | 0 | 0 | 0 | 0 | 0 | 0
00 Ret.ExistSCR & WetFGD & ACI & HRI & CCS | 0 | 0 | 0 | 0 | 0 | 0 | 0
00 Ret.ExistSCR & WetFGD & CCS | 0 | 0 | 0 | 0 | 0 | 0 | 0
00 Ret.ExistSCR & WetFGD & HRI | 0 | 0 | 0 | 0 | 0 | 0 | 0
00 Ret.ExistSCR & WetFGD & HRI & CCS | 0 | 0 | 0 | 0 | 0 | 0 | 0
00 Ret.ExistSCR_ACI & DryFGD | 0 | 0 | 0 | 0 | 0 | 0 | 0
00 Ret.ExistSCR_ACI & DryFGD & CCS | 0 | 0 | 0 | 0 | 0 | 0 | 0
00 Ret.ExistSCR_ACI & DryFGD & HRI | 0 | 0 | 0 | 0 | 0 | 0 | 0
00 Ret.ExistSCR_ACI & DryFGD & HRI & CCS | 0 | 0 | 0 | 0 | 0 | 0 | 0
00 Ret.ExistSCR_ACI & DSI | 0 | 0 | 0 | 0 | 0 | 0 | 0
00 Ret.ExistSCR_ACI & DSI & HRI | 0 | 0 | 0 | 0 | 0 | 0 | 0
00 Ret.ExistSCR_ACI & HRI | 0 | 0 | 0 | 0 | 0 | 0 | 0
00 Ret.ExistSCR_ACI & WetFGD | 0 | 0 | 0 | 0 | 0 | 0 | 0
00 Ret.ExistSCR_ACI & WetFGD & CCS | 0 | 0 | 0 | 0 | 0 | 0 | 0
00 Ret.ExistSCR_ACI & WetFGD & HRI | 0 | 0 | 0 | 0 | 0 | 0 | 0
00 Ret.ExistSCR_ACI & WetFGD & HRI & CCS | 0 | 0 | 0 | 0 | 0 | 0 | 0
00 Ret.ExistSCR_ACI_DSI & DryFGD | 0 | 0 | 0 | 0 | 0 | 0 | 0
00 Ret.ExistSCR_ACI_DSI & DryFGD & CCS | 0 | 0 | 0 | 0 | 0 | 0 | 0
00 Ret.ExistSCR_ACI_DSI & DryFGD & HRI | 0 | 0 | 0 | 0 | 0 | 0 | 0
00 Ret.ExistSCR_ACI_DSI & DryFGD & HRI & CCS | 0 | 0 | 0 | 0 | 0 | 0 | 0
00 Ret.ExistSCR_ACI_DSI & HRI | 0 | 0 | 0 | 0 | 0 | 0 | 0
00 Ret.ExistSCR_ACI_DSI & WetFGD | 0 | 0 | 0 | 0 | 0 | 0 | 0
00 Ret.ExistSCR_ACI_DSI & WetFGD & CCS | 0 | 0 | 0 | 0 | 0 | 0 | 0
00 Ret.ExistSCR_ACI_DSI & WetFGD & HRI | 0 | 0 | 0 | 0 | 0 | 0 | 0
00 Ret.ExistSCR_ACI_DSI & WetFGD & HRI & CCS | 0 | 0 | 0 | 0 | 0 | 0 | 0
00 Ret.ExistSCR_DryFGD & ACI | 0 | 0 | 0 | 0 | 0 | 0 | 0
00 Ret.ExistSCR_DryFGD & HRI | 0 | 0 | 0 | 0 | 0 | 0 | 0
00 Ret.ExistSCR_DryFGD & HRI & CCS | 0 | 0 | 0 | 0 | 0 | 0 | 0
00 Ret.ExistSCR_DryFGD_ACI & CCS | 0 | 0 | 0 | 0 | 0 | 0 | 0
00 Ret.ExistSCR_DryFGD_ACI & HRI | 0 | 0 | 0 | 0 | 0 | 0 | 0
00 Ret.ExistSCR_DryFGD_ACI & HRI & CCS | 0 | 0 | 0 | 0 | 0 | 0 | 0
00 Ret.ExistSCR_DSI & ACI | 0 | 0 | 0 | 0 | 0 | 0 | 0
00 Ret.ExistSCR_DSI & ACI & HRI | 0 | 0 | 0 | 0 | 0 | 0 | 0
00 Ret.ExistSCR_DSI & DryFGD | 0 | 0 | 0 | 0 | 0 | 0 | 0
00 Ret.ExistSCR_DSI & DryFGD & ACI | 0 | 0 | 0 | 0 | 0 | 0 | 0
00 Ret.ExistSCR_DSI & DryFGD & ACI & HRI | 0 | 0 | 0 | 0 | 0 | 0 | 0
00 Ret.ExistSCR_DSI & DryFGD & HRI | 0 | 0 | 0 | 0 | 0 | 0 | 0
00 Ret.ExistSCR_DSI & HRI | 0 | 0 | 0 | 0 | 0 | 0 | 0
00 Ret.ExistSCR_DSI & WetFGD | 0 | 0 | 0 | 0 | 0 | 0 | 0
00 Ret.ExistSCR_DSI & WetFGD & ACI | 0 | 0 | 0 | 0 | 0 | 0 | 0
00 Ret.ExistSCR_DSI & WetFGD & ACI & HRI | 0 | 0 | 0 | 0 | 0 | 0 | 0
00 Ret.ExistSCR_DSI & WetFGD & HRI | 0 | 0 | 0 | 0 | 0 | 0 | 0
00 Ret.ExistSCR_WetFGD & ACI | 0 | 0 | 0 | 0 | 0 | 0 | 0
00 Ret.ExistSCR_WetFGD & HRI | 0 | 0 | 0 | 0 | 0 | 0 | 0
00 Ret.ExistSCR_WetFGD & HRI & CCS | 0 | 0 | 0 | 0 | 0 | 0 | 0
00 Ret.ExistSCR_WetFGD_ACI & CCS | 0 | 0 | 0 | 0 | 0 | 0 | 0
00 Ret.ExistSCR_WetFGD_ACI & HRI | 0 | 0 | 0 | 0 | 0 | 0 | 0
00 Ret.ExistSCR_WetFGD_ACI & HRI & CCS | 0 | 0 | 0 | 0 | 0 | 0 | 0
00 Ret.ExistSNCR & ACI | 0 | 0 | 0 | 0 | 0 | 0 | 0
00 Ret.ExistSNCR & ACI & DryFGD | 0 | 0 | 0 | 0 | 0 | 0 | 0
00 Ret.ExistSNCR & ACI & DryFGD & HRI | 0 | 0 | 0 | 0 | 0 | 0 | 0
00 Ret.ExistSNCR & ACI & DSI | 0 | 0 | 0 | 0 | 0 | 0 | 0
00 Ret.ExistSNCR & ACI & DSI & DryFGD | 0 | 0 | 0 | 0 | 0 | 0 | 0
00 Ret.ExistSNCR & ACI & DSI & DryFGD & HRI | 0 | 0 | 0 | 0 | 0 | 0 | 0
00 Ret.ExistSNCR & ACI & DSI & HRI | 0 | 0 | 0 | 0 | 0 | 0 | 0
00 Ret.ExistSNCR & ACI & DSI & WetFGD | 0 | 0 | 0 | 0 | 0 | 0 | 0
00 Ret.ExistSNCR & ACI & DSI & WetFGD & HRI | 0 | 0 | 0 | 0 | 0 | 0 | 0
00 Ret.ExistSNCR & ACI & HRI | 0 | 0 | 0 | 0 | 0 | 0 | 0
00 Ret.ExistSNCR & ACI & WetFGD | 0 | 0 | 0 | 0 | 0 | 0 | 0
00 Ret.ExistSNCR & ACI & WetFGD & HRI | 0 | 0 | 0 | 0 | 0 | 0 | 0
00 Ret.ExistSNCR & DryFGD | 0 | 0 | 0 | 0 | 0 | 0 | 0
00 Ret.ExistSNCR & DryFGD & CCS | 0 | 0 | 0 | 0 | 0 | 0 | 0
00 Ret.ExistSNCR & DryFGD & HRI | 0 | 0 | 0 | 0 | 0 | 0 | 0
00 Ret.ExistSNCR & DryFGD & HRI & CCS | 0 | 0 | 0 | 0 | 0 | 0 | 0
00 Ret.ExistSNCR & DSI | 0 | 0 | 0 | 0 | 0 | 0 | 0
00 Ret.ExistSNCR & DSI & DryFGD | 0 | 0 | 0 | 0 | 0 | 0 | 0
00 Ret.ExistSNCR & DSI & DryFGD & HRI | 0 | 0 | 0 | 0 | 0 | 0 | 0
00 Ret.ExistSNCR & DSI & HRI | 0 | 0 | 0 | 0 | 0 | 0 | 0
00 Ret.ExistSNCR & DSI & WetFGD | 0 | 0 | 0 | 0 | 0 | 0 | 0
00 Ret.ExistSNCR & DSI & WetFGD & HRI | 0 | 0 | 0 | 0 | 0 | 0 | 0
00 Ret.ExistSNCR & HRI | 0 | 0 | 0 | 0 | 0 | 0 | 0
00 Ret.ExistSNCR & WetFGD | 0 | 0 | 0 | 0 | 0 | 0 | 0
00 Ret.ExistSNCR & WetFGD & ACI & CCS | 0 | 0 | 0 | 0 | 0 | 0 | 0
00 Ret.ExistSNCR & WetFGD & ACI & HRI & CCS | 0 | 0 | 0 | 0 | 0 | 0 | 0
00 Ret.ExistSNCR & WetFGD & CCS | 0 | 0 | 0 | 0 | 0 | 0 | 0
00 Ret.ExistSNCR & WetFGD & HRI | 0 | 0 | 0 | 0 | 0 | 0 | 0
00 Ret.ExistSNCR & WetFGD & HRI & CCS | 0 | 0 | 0 | 0 | 0 | 0 | 0
00 Ret.ExistSNCR_ACI & DryFGD | 0 | 0 | 0 | 0 | 0 | 0 | 0
00 Ret.ExistSNCR_ACI & DryFGD & CCS | 0 | 0 | 0 | 0 | 0 | 0 | 0
00 Ret.ExistSNCR_ACI & DryFGD & HRI | 0 | 0 | 0 | 0 | 0 | 0 | 0
00 Ret.ExistSNCR_ACI & DryFGD & HRI & CCS | 0 | 0 | 0 | 0 | 0 | 0 | 0
00 Ret.ExistSNCR_ACI & DSI | 0 | 0 | 0 | 0 | 0 | 0 | 0
00 Ret.ExistSNCR_ACI & DSI & HRI | 0 | 0 | 0 | 0 | 0 | 0 | 0
00 Ret.ExistSNCR_ACI & HRI | 0 | 0 | 0 | 0 | 0 | 0 | 0
00 Ret.ExistSNCR_ACI & WetFGD | 0 | 0 | 0 | 0 | 0 | 0 | 0
00 Ret.ExistSNCR_ACI & WetFGD & CCS | 0 | 0 | 0 | 0 | 0 | 0 | 0
00 Ret.ExistSNCR_ACI & WetFGD & HRI | 0 | 0 | 0 | 0 | 0 | 0 | 0
00 Ret.ExistSNCR_ACI & WetFGD & HRI & CCS | 0 | 0 | 0 | 0 | 0 | 0 | 0
00 Ret.ExistSNCR_ACI_DSI & DryFGD | 0 | 0 | 0 | 0 | 0 | 0 | 0
00 Ret.ExistSNCR_ACI_DSI & DryFGD & HRI | 0 | 0 | 0 | 0 | 0 | 0 | 0
00 Ret.ExistSNCR_ACI_DSI & HRI | 0 | 0 | 0 | 0 | 0 | 0 | 0
00 Ret.ExistSNCR_ACI_DSI & WetFGD | 0 | 0 | 0 | 0 | 0 | 0 | 0
00 Ret.ExistSNCR_ACI_DSI & WetFGD & HRI | 0 | 0 | 0 | 0 | 0 | 0 | 0
00 Ret.ExistSNCR_DryFGD & ACI | 0 | 0 | 0 | 0 | 0 | 0 | 0
00 Ret.ExistSNCR_DryFGD & HRI | 0 | 0 | 0 | 0 | 0 | 0 | 0
00 Ret.ExistSNCR_DryFGD & HRI & CCS | 0 | 0 | 0 | 0 | 0 | 0 | 0
00 Ret.ExistSNCR_DryFGD_ACI & CCS | 0 | 0 | 0 | 0 | 0 | 0 | 0
00 Ret.ExistSNCR_DryFGD_ACI & HRI | 0 | 0 | 0 | 0 | 0 | 0 | 0
00 Ret.ExistSNCR_WetFGD & ACI | 0 | 0 | 0 | 0 | 0 | 0 | 0
00 Ret.ExistSNCR_WetFGD & HRI | 0 | 0 | 0 | 0 | 0 | 0 | 0
00 Ret.ExistSNCR_WetFGD & HRI & CCS | 0 | 0 | 0 | 0 | 0 | 0 | 0
00 Ret.ExistSNCR_WetFGD_ACI & CCS | 0 | 0 | 0 | 0 | 0 | 0 | 0
00 Ret.ExistSNCR_WetFGD_ACI & HRI | 0 | 0 | 0 | 0 | 0 | 0 | 0
00 Ret.ExistSNCR_WetFGD_ACI & HRI & CCS | 0 | 0 | 0 | 0 | 0 | 0 | 0
00 Ret.ExistWetFGD & ACI | 0 | 0 | 0 | 0 | 0 | 0 | 0
00 Ret.ExistWetFGD & ACI & CCS | 0 | 0 | 0 | 0 | 0 | 0 | 0
00 Ret.ExistWetFGD & ACI & HRI | 0 | 0 | 0 | 0 | 0 | 0 | 0
00 Ret.ExistWetFGD & ACI & HRI & CCS | 0 | 0 | 0 | 0 | 0 | 0 | 0
00 Ret.ExistWetFGD & ACI & SCR | 0 | 0 | 0 | 0 | 0 | 0 | 0
00 Ret.ExistWetFGD & ACI & SCR & CCS | 0 | 0 | 0 | 0 | 0 | 0 | 0
00 Ret.ExistWetFGD & ACI & SCR & HRI | 0 | 0 | 0 | 0 | 0 | 0 | 0
00 Ret.ExistWetFGD & ACI & SCR & HRI & CCS | 0 | 0 | 0 | 0 | 0 | 0 | 0
00 Ret.ExistWetFGD & ACI & SNCR | 0 | 0 | 0 | 0 | 0 | 0 | 0
00 Ret.ExistWetFGD & ACI & SNCR & HRI | 0 | 0 | 0 | 0 | 0 | 0 | 0
00 Ret.ExistWetFGD & CCS | 0 | 0 | 0 | 0 | 0 | 0 | 0
00 Ret.ExistWetFGD & HRI | 0 | 0 | 0 | 0 | 0 | 0 | 0
00 Ret.ExistWetFGD & HRI & CCS | 0 | 0 | 0 | 0 | 0 | 0 | 0
00 Ret.ExistWetFGD & SCR | 0 | 0 | 0 | 0 | 0 | 0 | 0
00 Ret.ExistWetFGD & SCR & CCS | 0 | 0 | 0 | 0 | 0 | 0 | 0
00 Ret.ExistWetFGD & SCR & HRI | 0 | 0 | 0 | 0 | 0 | 0 | 0
00 Ret.ExistWetFGD & SCR & HRI & CCS | 0 | 0 | 0 | 0 | 0 | 0 | 0
00 Ret.ExistWetFGD & SNCR | 0 | 0 | 0 | 0 | 0 | 0 | 0
00 Ret.ExistWetFGD & SNCR & HRI | 0 | 0 | 0 | 0 | 0 | 0 | 0
00 Ret.ExistWetFGD_ACI & CCS | 0 | 0 | 0 | 0 | 0 | 0 | 0
00 Ret.ExistWetFGD_ACI & HRI | 0 | 0 | 0 | 0 | 0 | 0 | 0
00 Ret.ExistWetFGD_ACI & HRI & CCS | 0 | 0 | 0 | 0 | 0 | 0 | 0
00 Ret.ExistWetFGD_ACI & SCR | 0 | 0 | 0 | 0 | 0 | 0 | 0
00 Ret.ExistWetFGD_ACI & SCR & CCS | 0 | 0 | 0 | 0 | 0 | 0 | 0
00 Ret.ExistWetFGD_ACI & SCR & HRI | 0 | 0 | 0 | 0 | 0 | 0 | 0
00 Ret.ExistWetFGD_ACI & SCR & HRI & CCS | 0 | 0 | 0 | 0 | 0 | 0 | 0
00 Ret.ExistWetFGD_ACI & SNCR | 0 | 0 | 0 | 0 | 0 | 0 | 0
00 Ret.ExistWetFGD_ACI & SNCR & HRI | 0 | 0 | 0 | 0 | 0 | 0 | 0
00 Ret.ExistWetFGD_SCR & ACI & CCS | 0 | 0 | 0 | 0 | 0 | 0 | 0
00 Ret.ExistWetFGD_SCR & ACI & HRI | 0 | 0 | 0 | 0 | 0 | 0 | 0
00 Ret.ExistWetFGD_SCR & ACI & HRI & CCS | 0 | 0 | 0 | 0 | 0 | 0 | 0
00 Ret.ExistWetFGD_SCR & CCS | 0 | 0 | 0 | 0 | 0 | 0 | 0
00 Ret.ExistWetFGD_SNCR & ACI & CCS | 0 | 0 | 0 | 0 | 0 | 0 | 0
00 Ret.ExistWetFGD_SNCR & ACI & HRI | 0 | 0 | 0 | 0 | 0 | 0 | 0
00 Ret.ExistWetFGD_SNCR & ACI & HRI & CCS | 0 | 0 | 0 | 0 | 0 | 0 | 0
00 Ret.ExistWetFGD_SNCR & CCS | 0 | 0 | 0 | 0 | 0 | 0 | 0
00 Ret.FB & ACI | 0 | 0 | 0 | 0 | 0 | 0 | 0
00 Ret.FB & ACI & HRI | 0 | 0 | 0 | 0 | 0 | 0 | 0
00 Ret.FB & HRI | 0 | 0 | 0 | 0 | 0 | 0 | 0
00 Ret.FB DryFGD | 0 | 0 | 0 | 0 | 0 | 0 | 0
00 Ret.FB DryFGD & ACI | 0 | 0 | 0 | 0 | 0 | 0 | 0
00 Ret.FB DryFGD & ACI & HRI | 0 | 0 | 0 | 0 | 0 | 0 | 0
00 Ret.FB DryFGD & HRI | 0 | 0 | 0 | 0 | 0 | 0 | 0
00 Ret.FB DryFGD & SNCR | 0 | 0 | 0 | 0 | 0 | 0 | 0
00 Ret.FB DryFGD & SNCR & HRI | 0 | 0 | 0 | 0 | 0 | 0 | 0
00 Ret.FB SNCR & DryFGD & ACI | 0 | 0 | 0 | 0 | 0 | 0 | 0
00 Ret.FB SNCR & DryFGD & ACI & HRI | 0 | 0 | 0 | 0 | 0 | 0 | 0
00 Ret.FB-ACI & SNCR | 0 | 0 | 0 | 0 | 0 | 0 | 0
00 Ret.FB-ACI & SNCR & CCS | 0 | 0 | 0 | 0 | 0 | 0 | 0
00 Ret.FB-ACI & SNCR & HRI | 0 | 0 | 0 | 0 | 0 | 0 | 0
00 Ret.FB-ACI & SNCR & HRI & CCS | 0 | 0 | 0 | 0 | 0 | 0 | 0
00 Ret.FB-Exist ACI & DryFGD | 0 | 0 | 0 | 0 | 0 | 0 | 0
00 Ret.FB-Exist ACI & DryFGD & HRI | 0 | 0 | 0 | 0 | 0 | 0 | 0
00 Ret.FB-Exist ACI & DryFGD & SNCR | 0 | 0 | 0 | 0 | 0 | 0 | 0
00 Ret.FB-Exist ACI & DryFGD & SNCR & HRI | 0 | 0 | 0 | 0 | 0 | 0 | 0
00 Ret.FB-Exist ACI & SNCR | 0 | 0 | 0 | 0 | 0 | 0 | 0
00 Ret.FB-Exist ACI & SNCR & HRI | 0 | 0 | 0 | 0 | 0 | 0 | 0
00 Ret.FB-ExistACI & HRI | 0 | 0 | 0 | 0 | 0 | 0 | 0
00 Ret.FB-ExistDryFGD & ACI | 0 | 0 | 0 | 0 | 0 | 0 | 0
00 Ret.FB-ExistDryFGD & ACI & HRI | 0 | 0 | 0 | 0 | 0 | 0 | 0
00 Ret.FB-ExistDryFGD & ACI & SNCR | 0 | 0 | 0 | 0 | 0 | 0 | 0
00 Ret.FB-ExistDryFGD & ACI & SNCR & HRI | 0 | 0 | 0 | 0 | 0 | 0 | 0
00 Ret.FB-ExistDryFGD & CCS | 0 | 0 | 0 | 0 | 0 | 0 | 0
00 Ret.FB-ExistDryFGD & HRI | 0 | 0 | 0 | 0 | 0 | 0 | 0
00 Ret.FB-ExistDryFGD & SNCR | 0 | 0 | 0 | 0 | 0 | 0 | 0
00 Ret.FB-ExistDryFGD & SNCR & HRI | 0 | 0 | 0 | 0 | 0 | 0 | 0
00 Ret.FB-ExistDryFGD_ACI & CCS | 0 | 0 | 0 | 0 | 0 | 0 | 0
00 Ret.FB-ExistDryFGD_SNCR & ACI | 0 | 0 | 0 | 0 | 0 | 0 | 0
00 Ret.FB-ExistDryFGD_SNCR & ACI & HRI | 0 | 0 | 0 | 0 | 0 | 0 | 0
00 Ret.FB-ExistDryFGD_SNCR & CCS | 0 | 0 | 0 | 0 | 0 | 0 | 0
00 Ret.FB-ExistDryFGD_SNCR & HRI | 0 | 0 | 0 | 0 | 0 | 0 | 0
00 Ret.FB-ExistDryFGD_SNCR & HRI & CCS | 0 | 0 | 0 | 0 | 0 | 0 | 0
00 Ret.FB-ExistDryFGD_SNCR_ACI & HRI | 0 | 0 | 0 | 0 | 0 | 0 | 0
00 Ret.FB-ExistWetFGD_SNCR_ACI & HRI | 0 | 0 | 0 | 0 | 0 | 0 | 0
00 Ret.FB-ExistSNCR & ACI | 0 | 0 | 0 | 0 | 0 | 0 | 0
00 Ret.FB-ExistSNCR & ACI & HRI | 0 | 0 | 0 | 0 | 0 | 0 | 0
00 Ret.FB-ExistSNCR & DryFGD | 0 | 0 | 0 | 0 | 0 | 0 | 0
00 Ret.FB-ExistSNCR & DryFGD & ACI | 0 | 0 | 0 | 0 | 0 | 0 | 0
00 Ret.FB-ExistSNCR & DryFGD & ACI & HRI | 0 | 0 | 0 | 0 | 0 | 0 | 0
00 Ret.FB-ExistSNCR & DryFGD & HRI | 0 | 0 | 0 | 0 | 0 | 0 | 0
00 Ret.FB-ExistSNCR & HRI | 0 | 0 | 0 | 0 | 0 | 0 | 0
00 Ret.FB-SNCR | 0 | 0 | 0 | 0 | 0 | 0 | 0
00 Ret.FB-SNCR & HRI | 0 | 0 | 0 | 0 | 0 | 0 | 0
00 Ret.HRI | 0 | 0 | 0 | 0 | 0 | 0 | 0
00 Ret.Oil/Gas Steam SCR | 0 | 0 | 0 | 0 | 0 | 0 | 0
00 Ret.SCR | 0 | 0 | 0 | 0 | 0 | 0 | 0
00 Ret.SCR & DryFGD | 0 | 0 | 0 | 0 | 0 | 0 | 0
00 Ret.SCR & DryFGD & ACI | 0 | 0 | 0 | 0 | 0 | 0 | 0
00 Ret.SCR & DryFGD & CCS | 0 | 0 | 0 | 0 | 0 | 0 | 0
00 Ret.SCR & DryFGD & HRI | 0 | 0 | 0 | 0 | 0 | 0 | 0
00 Ret.SCR & DryFGD & HRI & CCS | 0 | 0 | 0 | 0 | 0 | 0 | 0
00 Ret.SCR & DSI | 0 | 0 | 0 | 0 | 0 | 0 | 0
00 Ret.SCR & DSI & DryFGD | 0 | 0 | 0 | 0 | 0 | 0 | 0
00 Ret.SCR & DSI & DryFGD & HRI | 0 | 0 | 0 | 0 | 0 | 0 | 0
00 Ret.SCR & DSI & HRI | 0 | 0 | 0 | 0 | 0 | 0 | 0
00 Ret.SCR & DSI & WetFGD | 0 | 0 | 0 | 0 | 0 | 0 | 0
00 Ret.SCR & DSI & WetFGD & HRI | 0 | 0 | 0 | 0 | 0 | 0 | 0
00 Ret.SCR & HRI | 0 | 0 | 0 | 0 | 0 | 0 | 0
00 Ret.SCR & WetFGD | 0 | 0 | 0 | 0 | 0 | 0 | 0
00 Ret.SCR & WetFGD & ACI | 0 | 0 | 0 | 0 | 0 | 0 | 0
00 Ret.SCR & WetFGD & CCS | 0 | 0 | 0 | 0 | 0 | 0 | 0
00 Ret.SCR & WetFGD & HRI | 0 | 0 | 0 | 0 | 0 | 0 | 0
00 Ret.SCR & WetFGD & HRI & CCS | 0 | 0 | 0 | 0 | 0 | 0 | 0
00 Ret.SNCR | 0 | 0 | 0 | 0 | 0 | 0 | 0
00 Ret.SNCR & DryFGD | 0 | 0 | 0 | 0 | 0 | 0 | 0
00 Ret.SNCR & DryFGD & ACI | 0 | 0 | 0 | 0 | 0 | 0 | 0
00 Ret.SNCR & DryFGD & ACI & HRI | 0 | 0 | 0 | 0 | 0 | 0 | 0
00 Ret.SNCR & DryFGD & HRI | 0 | 0 | 0 | 0 | 0 | 0 | 0
00 Ret.SNCR & DSI | 0 | 0 | 0 | 0 | 0 | 0 | 0
00 Ret.SNCR & DSI & HRI | 0 | 0 | 0 | 0 | 0 | 0 | 0
00 Ret.SNCR & HRI | 0 | 0 | 0 | 0 | 0 | 0 | 0
00 Ret.SNCR & WetFGD | 0 | 0 | 0 | 0 | 0 | 0 | 0
00 Ret.SNCR & WetFGD & ACI | 0 | 0 | 0 | 0 | 0 | 0 | 0
00 Ret.SNCR & WetFGD & ACI & HRI | 0 | 0 | 0 | 0 | 0 | 0 | 0
00 Ret.SNCR & WetFGD & HRI | 0 | 0 | 0 | 0 | 0 | 0 | 0
00 Ret.WetFGD | 0 | 0 | 0 | 0 | 0 | 0 | 0
00 Ret.WetFGD & ACI & CCS | 0 | 0 | 0 | 0 | 0 | 0 | 0
00 Ret.WetFGD & ACI & HRI & CCS | 0 | 0 | 0 | 0 | 0 | 0 | 0
00 Ret.WetFGD & CCS | 0 | 0 | 0 | 0 | 0 | 0 | 0
00 Ret.WetFGD & HRI | 0 | 0 | 0 | 0 | 0 | 0 | 0
00 Ret.WetFGD & HRI & CCS | 0 | 0 | 0 | 0 | 0 | 0 | 0
00 CC Retirement | 0 | 0 | 0 | 0 | 0 | 0 | 0
00 CT Retirement | 0 | 0 | 0 | 0 | 0 | 0 | 0
00 O/G Retirement | 0 | 0 | 0 | 0 | 0 | 0 | 0
00 Coal Retirement | 0 | 0 | 0 | 0 | 0 | 0 | 0
00 IGCC Retirement | 0 | 0 | 0 | 0 | 0 | 0 | 0
00 Nuke Retirement | 0 | 0 | 0 | 0 | 0 | 0 | 0
00 Non-Fossil Retirement | 0 | 0 | 0 | 0 | 0 | 0 | 0
Total | 607072.1645 | 617942.0179 | 628873.637 | 651454.3328 | 669953.7631 | 722990.8361 | 784518.3112
(**) Ind. Boiler generation in BBtu, not included in the total
12a. Generation by Fuel Type [GWh]
Biomass | 16531.7857 | 16624.0668 | 15715.094 | 15715.094 | 15715.094 | 15715.094 | 22874.423
Coal | 53437.5383 | 50014.6614 | 42481.5846 | 47489.3533 | 22191.9168 | 13755.8399 | 6456.9852
Fwaste | 412.2829 | 412.2829 | 412.2829 | 412.2829 | 412.2829 | 412.2829 | 412.2829
Geothermal | 0 | 0 | 0 | 0 | 0 | 0 | 0
Hydro | 364168.0934 | 376020.1343 | 380546.1737 | 385873.2558 | 391656.4658 | 396095.41 | 399903.8973
LF Gas | 370.9877 | 370.9877 | 370.9877 | 370.9877 | 370.9877 | 370.9877 | 370.9877
MSW | 0 | 0 | 0 | 0 | 0 | 0 | 0
NaturalGas | 43466.9578 | 38958.7039 | 53806.8332 | 65569.2345 | 103558.9992 | 144810.6726 | 210273.6459
Non-Fossil | 1133.1969 | 1133.1969 | 1133.1969 | 1133.1969 | 1133.1969 | 1133.1969 | 1133.1969
Nuclear | 103321.7365 | 103321.7365 | 103321.7365 | 103321.7365 | 103321.7365 | 103321.7365 | 44435.0287
Oil | 8.5415 | 11.1724 | 10.6724 | 4.4005 | 12.3994 | 24.307 | 48.9692
Pet. Coke | 0 | 0 | 0 | 0 | 0 | 0 | 0
Solar | 1041.8293 | 1041.8293 | 1041.8293 | 1041.8293 | 1041.8293 | 1041.8293 | 1041.8293
Waste Coal | 0 | 0 | 0 | 0 | 0 | 0 | 0
Wind | 23179.2145 | 30033.2457 | 30033.2457 | 30522.9613 | 30538.8545 | 46309.4794 | 97567.0651
Total | 607072.1645 | 617942.0179 | 628873.637 | 651454.3328 | 669953.7631 | 722990.8361 | 784518.3112
13. Generation by Capacity Reporting Type [TBtu]
00 New Combined Cycle | 0 | 0 | 0 | 0 | 0 | 0 | 0
00 New Combined Cycle - Uncontrolled | 6.8264 | 10.1515 | 10.2174 | 10.448 | 39.7237 | 75.0841 | 258.6641
00 New Combined Cycle with Carbon Capture | 0 | 0 | 0 | 0 | 0 | 0 | 0
00 New Combustion Turbine | 0 | 0 | 0.95217 | 6.0973 | 61.8276 | 132.2142 | 159.75
00 New Hydro | 16.153 | 19.9973 | 35.6961 | 53.5984 | 73.5867 | 88.3819 | 100.9982
00 New Nuclear | 0 | 0 | 0 | 0 | 0 | 0 | 0
00 New Biomass | 1.1052 | 1.1052 | 1.1052 | 1.1052 | 1.1052 | 1.1052 | 25.5328
00 New Geothermal | 0 | 0 | 0 | 0 | 0 | 0 | 0
00 New Landfill Gas | 0 | 0 | 0 | 0 | 0 | 0 | 0
00 New Offshore Wind | 0 | 0 | 0 | 0 | 0 | 0 | 0
00 New Onshore Wind | 0 | 23.386 | 23.386 | 25.0569 | 25.1111 | 78.9205 | 253.8113
00 New Solar PV | 0 | 0 | 0 | 0 | 0 | 0 | 0
00 New Solar Thermal | 0 | 0 | 0 | 0 | 0 | 0 | 0
00 New Fuel Cell | 0 | 0 | 0 | 0 | 0 | 0 | 0
00 New IGCC | 0 | 0 | 0 | 0 | 0 | 0 | 0
00 New Advanced Coal with CCS | 0 | 0 | 0 | 0 | 0 | 0 | 0
00 New SPC - Uncontrolled | 0 | 0 | 0 | 0 | 0 | 0 | 0
00 New SPC-WetFGD_SCR | 0 | 0 | 0 | 0 | 0 | 0 | 0
00 New Future Technology | 0 | 0 | 0 | 0 | 0 | 0 | 0
00 Exist Combined Cycle | 133.6206 | 116.3909 | 150.746 | 168.2794 | 199.8251 | 234.4335 | 246.4097
00 Exist Combustion Turbine | 2.9701 | 2.7552 | 13.7589 | 32.4204 | 41.482 | 41.9366 | 42.2884
00 Exist Coal Steam_Uncontrolled | 120.4075 | 108.7286 | 93.4939 | 102.1084 | 42.3391 | 13.5504 | 0
00 Exist Coal Steam_ACI | 0 | 0 | 0 | 0 | 0 | 0 | 0
00 Exist Coal Steam_ACI_DSI | 0 | 0 | 0 | 0 | 0 | 0 | 0
00 Exist Coal Steam_DryFGD | 18.1774 | 18.1774 | 18.1774 | 18.1774 | 18.1774 | 18.1774 | 11.0156
00 Exist Coal Steam_DryFGD_ACI | 11.0156 | 11.0156 | 11.0156 | 11.0156 | 11.0156 | 11.0156 | 11.0156
00 Exist Coal Steam_DryFGD_SCR | 0 | 0 | 0 | 0 | 0 | 0 | 0
00 Exist Coal Steam_DryFGD_SCR_ACI | 0 | 0 | 0 | 0 | 0 | 0 | 0
00 Exist Coal Steam_DryFGD_SNCR | 0 | 0 | 0 | 0 | 0 | 0 | 0
00 Exist Coal Steam_DryFGD_SNCR_ACI | 0 | 0 | 0 | 0 | 0 | 0 | 0
00 Exist Coal Steam_DSI | 0 | 0 | 0 | 0 | 0 | 0 | 0
00 Exist Coal Steam_SCR | 0 | 0 | 0 | 0 | 0 | 0 | 0
00 Exist Coal Steam_SCR_ACI | 0 | 0 | 0 | 0 | 0 | 0 | 0
00 Exist Coal Steam_SCR_ACI_DSI | 0 | 0 | 0 | 0 | 0 | 0 | 0
00 Exist Coal Steam_SCR_DSI | 0 | 0 | 0 | 0 | 0 | 0 | 0
00 Exist Coal Steam_SNCR | 0 | 0 | 0 | 0 | 0 | 0 | 0
00 Exist Coal Steam_SNCR_ACI | 0 | 0 | 0 | 0 | 0 | 0 | 0
00 Exist Coal Steam_SNCR_ACI_DSI | 0 | 0 | 0 | 0 | 0 | 0 | 0
00 Exist Coal Steam_WetFGD | 0 | 0 | 0 | 0 | 0 | 0 | 0
00 Exist Coal Steam_WetFGD_ACI | 0 | 0 | 0 | 0 | 0 | 0 | 0
00 Exist Coal Steam_WetFGD_SCR | 0 | 0 | 0 | 0 | 0 | 0 | 0
00 Exist Coal Steam_WetFGD_SCR_ACI | 0 | 0 | 0 | 0 | 0 | 0 | 0
00 Exist Coal Steam_WetFGD_SNCR | 0 | 0 | 0 | 0 | 0 | 0 | 0
00 Exist Coal Steam_WetFGD_SNCR_ACI | 0 | 0 | 0 | 0 | 0 | 0 | 0
00 Exist FBC_Uncontrolled | 0 | 0 | 0 | 3.6612 | 4.1867 | 4.1914 | 0
00 Exist FBC_ACI | 0 | 0 | 0 | 0 | 0 | 0 | 0
00 Exist FBC_DryFGD | 0 | 0 | 0 | 0 | 0 | 0 | 0
00 Exist FBC_DryFGD_SNCR | 0 | 0 | 0 | 0 | 0 | 0 | 0
00 Exist FBC_DryFGD_SNCR_ACI | 0 | 0 | 0 | 0 | 0 | 0 | 0
00 Exist FBC_SNCR | 0 | 0 | 0 | 0 | 0 | 0 | 0
00 Exist FBC_SNCR_ACI | 0 | 0 | 0 | 0 | 0 | 0 | 0
00 Exist FBC_WetFGD_SNCR_ACI | 0 | 0 | 0 | 0 | 0 | 0 | 0
00 Exist IGCC | 0 | 0 | 0 | 0 | 0 | 0 | 0
00 Exist Fossil_Other | 1.4067 | 1.4067 | 1.4067 | 1.4067 | 1.4067 | 1.4067 | 1.4067
00 Exist Fuel Cell | 0 | 0 | 0 | 0 | 0 | 0 | 0
00 Exist Hydro | 1226.3886 | 1262.9834 | 1262.7274 | 1262.9834 | 1262.7274 | 1263.0956 | 1263.4739
00 Exist Non Fossil_Other | 3.8665 | 3.8665 | 3.8665 | 3.8665 | 3.8665 | 3.8665 | 3.8665
00 Exist Nuclear | 352.5338 | 352.5338 | 352.5338 | 352.5338 | 352.5338 | 352.5338 | 151.6123
00 Exist Oil/Gas Steam | 4.9213 | 3.6675 | 7.9508 | 6.4921 | 10.5272 | 10.5086 | 10.5086
00 Exist Oil/Gas Steam_SCR | 0 | 0 | 0 | 0 | 0 | 0 | 0
00 Exist Oil/Gas Steam_SNCR | 0 | 0 | 0 | 0 | 0 | 0 | 0
00 Exist Biomass | 51.9607 | 52.2756 | 52.5148 | 52.5148 | 52.5148 | 52.5148 | 52.5148
00 Exist Landfill Gas | 1.2658 | 1.2658 | 1.2658 | 1.2658 | 1.2658 | 1.2658 | 1.2658
00 Exist Geothermal | 0 | 0 | 0 | 0 | 0 | 0 | 0
00 Exist Pump Storage | 0 | 0 | 0 | 0.017707 | 0.017707 | 0 | 0
00 Exist Solar PV | 3.5547 | 3.5547 | 3.5547 | 3.5547 | 3.5547 | 3.5547 | 3.5547
00 Exist Solar Thermal | 0 | 0 | 0 | 0 | 0 | 0 | 0
00 Exist Wind | 79.0875 | 79.0875 | 79.0875 | 79.0875 | 79.0875 | 79.0875 | 79.0875
00 International Imports | 0 | 0 | 0 | 0 | 0 | 0 | 0
00 Ret.ACI | 36.0689 | 36.0689 | 22.2602 | 27.071 | 0 | 0 | 0
00 Ret.ACI & DryFGD | 0 | 0 | 0 | 0 | 0 | 0 | 0
00 Ret.ACI & DryFGD & HRI | 0 | 0 | 0 | 0 | 0 | 0 | 0
00 Ret.ACI & DSI | 0 | 0 | 0 | 0 | 0 | 0 | 0
00 Ret.ACI & DSI & DryFGD | 0 | 0 | 0 | 0 | 0 | 0 | 0
00 Ret.ACI & DSI & DryFGD & HRI | 0 | 0 | 0 | 0 | 0 | 0 | 0
00 Ret.ACI & DSI & HRI | 0 | 0 | 0 | 0 | 0 | 0 | 0
00 Ret.ACI & DSI & WetFGD & HRI | 0 | 0 | 0 | 0 | 0 | 0 | 0
00 Ret.ACI & HRI | 0 | 0 | 0 | 0 | 0 | 0 | 0
00 Ret.ACI & SCR | 0 | 0 | 0 | 0 | 0 | 0 | 0
00 Ret.ACI & SCR & DryFGD & CCS | 0 | 0 | 0 | 0 | 0 | 0 | 0
00 Ret.ACI & SCR & DryFGD & HRI | 0 | 0 | 0 | 0 | 0 | 0 | 0
00 Ret.ACI & SCR & DryFGD & HRI & CCS | 0 | 0 | 0 | 0 | 0 | 0 | 0
00 Ret.ACI & SCR & DSI | 0 | 0 | 0 | 0 | 0 | 0 | 0
00 Ret.ACI & SCR & DSI & DryFGD | 0 | 0 | 0 | 0 | 0 | 0 | 0
00 Ret.ACI & SCR & DSI & DryFGD & HRI | 0 | 0 | 0 | 0 | 0 | 0 | 0
00 Ret.ACI & SCR & DSI & HRI | 0 | 0 | 0 | 0 | 0 | 0 | 0
00 Ret.ACI & SCR & DSI & WetFGD | 0 | 0 | 0 | 0 | 0 | 0 | 0
00 Ret.ACI & SCR & DSI & WetFGD & HRI | 0 | 0 | 0 | 0 | 0 | 0 | 0
00 Ret.ACI & SCR & HRI | 0 | 0 | 0 | 0 | 0 | 0 | 0
00 Ret.ACI & SCR & WetFGD & CCS | 0 | 0 | 0 | 0 | 0 | 0 | 0
00 Ret.ACI & SCR & WetFGD & HRI | 0 | 0 | 0 | 0 | 0 | 0 | 0
00 Ret.ACI & SCR & WetFGD & HRI & CCS | 0 | 0 | 0 | 0 | 0 | 0 | 0
00 Ret.ACI & SNCR | 0 | 0 | 0 | 0 | 0 | 0 | 0
00 Ret.ACI & SNCR & DSI | 0 | 0 | 0 | 0 | 0 | 0 | 0
00 Ret.ACI & SNCR & DSI & DryFGD | 0 | 0 | 0 | 0 | 0 | 0 | 0
00 Ret.ACI & SNCR & DSI & DryFGD & HRI | 0 | 0 | 0 | 0 | 0 | 0 | 0
00 Ret.ACI & SNCR & DSI & HRI | 0 | 0 | 0 | 0 | 0 | 0 | 0
00 Ret.ACI & SNCR & DSI & WetFGD | 0 | 0 | 0 | 0 | 0 | 0 | 0
00 Ret.ACI & SNCR & DSI & WetFGD & HRI | 0 | 0 | 0 | 0 | 0 | 0 | 0
00 Ret.ACI & SNCR & HRI | 0 | 0 | 0 | 0 | 0 | 0 | 0
00 Ret.ACI & WetFGD | 0 | 0 | 0 | 0 | 0 | 0 | 0
00 Ret.ACI & WetFGD & DSI | 0 | 0 | 0 | 0 | 0 | 0 | 0
00 Ret.ACI & WetFGD & HRI | 0 | 0 | 0 | 0 | 0 | 0 | 0
00 Ret.C2G | 0 | 0 | 0 | 0 | 0 | 0 | 0
00 Ret.C2G & SCR | 0 | 0 | 0 | 0 | 0 | 0 | 0
00 Ret.CCG | 0 | 0 | 0 | 0 | 0 | 0 | 0
00 Ret.DryFGD | 0 | 0 | 0 | 0 | 0 | 0 | 0
00 Ret.DryFGD & ACI & CCS | 0 | 0 | 0 | 0 | 0 | 0 | 0
00 Ret.DryFGD & ACI & HRI & CCS | 0 | 0 | 0 | 0 | 0 | 0 | 0
00 Ret.DryFGD & CCS | 0 | 0 | 0 | 0 | 0 | 0 | 0
00 Ret.DryFGD & HRI | 0 | 0 | 0 | 0 | 0 | 0 | 0
00 Ret.DryFGD & HRI & CCS | 0 | 0 | 0 | 0 | 0 | 0 | 0
00 Ret.DSI | 0 | 0 | 0 | 0 | 0 | 0 | 0
00 Ret.DSI & DryFGD | 0 | 0 | 0 | 0 | 0 | 0 | 0
00 Ret.DSI & DryFGD & HRI | 0 | 0 | 0 | 0 | 0 | 0 | 0
00 Ret.DSI & HRI | 0 | 0 | 0 | 0 | 0 | 0 | 0
00 Ret.DSI & WetFGD | 0 | 0 | 0 | 0 | 0 | 0 | 0
00 Ret.DSI & WetFGD & HRI | 0 | 0 | 0 | 0 | 0 | 0 | 0
00 Ret.Exist FBC_DryFGD_SNCR_ACI & CCS | 0 | 0 | 0 | 0 | 0 | 0 | 0
00 Ret.ExistACI & DryFGD | 0 | 0 | 0 | 0 | 0 | 0 | 0
00 Ret.ExistACI & DryFGD & CCS | 0 | 0 | 0 | 0 | 0 | 0 | 0
00 Ret.ExistACI & DryFGD & HRI | 0 | 0 | 0 | 0 | 0 | 0 | 0
00 Ret.ExistACI & DryFGD & HRI & CCS | 0 | 0 | 0 | 0 | 0 | 0 | 0
00 Ret.ExistACI & DSI | 0 | 0 | 0 | 0 | 0 | 0 | 0
00 Ret.ExistACI & DSI & DryFGD | 0 | 0 | 0 | 0 | 0 | 0 | 0
00 Ret.ExistACI & DSI & DryFGD & HRI | 0 | 0 | 0 | 0 | 0 | 0 | 0
00 Ret.ExistACI & DSI & HRI | 0 | 0 | 0 | 0 | 0 | 0 | 0
00 Ret.ExistACI & DSI & WetFGD | 0 | 0 | 0 | 0 | 0 | 0 | 0
00 Ret.ExistACI & DSI & WetFGD & HRI | 0 | 0 | 0 | 0 | 0 | 0 | 0
00 Ret.ExistACI & HRI | 0 | 0 | 0 | 0 | 0 | 0 | 0
00 Ret.ExistACI & HRI & WetFGD | 0 | 0 | 0 | 0 | 0 | 0 | 0
00 Ret.ExistACI & SCR | 0 | 0 | 0 | 0 | 0 | 0 | 0
00 Ret.ExistACI & SCR & DryFGD | 0 | 0 | 0 | 0 | 0 | 0 | 0
00 Ret.ExistACI & SCR & DryFGD & CCS | 0 | 0 | 0 | 0 | 0 | 0 | 0
00 Ret.ExistACI & SCR & DryFGD & HRI | 0 | 0 | 0 | 0 | 0 | 0 | 0
00 Ret.ExistACI & SCR & DryFGD & HRI & CCS | 0 | 0 | 0 | 0 | 0 | 0 | 0
00 Ret.ExistACI & SCR & DSI | 0 | 0 | 0 | 0 | 0 | 0 | 0
00 Ret.ExistACI & SCR & DSI & DryFGD | 0 | 0 | 0 | 0 | 0 | 0 | 0
00 Ret.ExistACI & SCR & DSI & HRI | 0 | 0 | 0 | 0 | 0 | 0 | 0
00 Ret.ExistACI & SCR & DSI & DryFGD & HRI | 0 | 0 | 0 | 0 | 0 | 0 | 0
00 Ret.ExistACI & SCR & HRI | 0 | 0 | 0 | 0 | 0 | 0 | 0
00 Ret.ExistACI & SCR & WetFGD | 0 | 0 | 0 | 0 | 0 | 0 | 0
00 Ret.ExistACI & SCR & WetFGD & CCS | 0 | 0 | 0 | 0 | 0 | 0 | 0
00 Ret.ExistACI & SCR & WetFGD & HRI | 0 | 0 | 0 | 0 | 0 | 0 | 0
00 Ret.ExistACI & SCR & WetFGD & HRI & CCS | 0 | 0 | 0 | 0 | 0 | 0 | 0
00 Ret.ExistACI & SNCR | 0 | 0 | 0 | 0 | 0 | 0 | 0
00 Ret.ExistACI & SNCR & DryFGD | 0 | 0 | 0 | 0 | 0 | 0 | 0
00 Ret.ExistACI & SNCR & DryFGD & HRI | 0 | 0 | 0 | 0 | 0 | 0 | 0
00 Ret.ExistACI & SNCR & DSI | 0 | 0 | 0 | 0 | 0 | 0 | 0
00 Ret.ExistACI & SNCR & DSI & HRI | 0 | 0 | 0 | 0 | 0 | 0 | 0
00 Ret.ExistACI & SNCR & HRI | 0 | 0 | 0 | 0 | 0 | 0 | 0
00 Ret.ExistACI & SNCR & WetFGD | 0 | 0 | 0 | 0 | 0 | 0 | 0
00 Ret.ExistACI & SNCR & WetFGD & HRI | 0 | 0 | 0 | 0 | 0 | 0 | 0
00 Ret.ExistACI & WetFGD | 0 | 0 | 0 | 0 | 0 | 0 | 0
00 Ret.ExistACI & WetFGD & CCS | 0 | 0 | 0 | 0 | 0 | 0 | 0
00 Ret.ExistACI & WetFGD & HRI & CCS | 0 | 0 | 0 | 0 | 0 | 0 | 0
00 Ret.ExistACI_DSI & DryFGD | 0 | 0 | 0 | 0 | 0 | 0 | 0
00 Ret.ExistACI_DSI & DryFGD & HRI | 0 | 0 | 0 | 0 | 0 | 0 | 0
00 Ret.ExistACI_DSI & HRI | 0 | 0 | 0 | 0 | 0 | 0 | 0
00 Ret.ExistACI_DSI & SCR | 0 | 0 | 0 | 0 | 0 | 0 | 0
00 Ret.ExistACI_DSI & SCR & DryFGD | 0 | 0 | 0 | 0 | 0 | 0 | 0
00 Ret.ExistACI_DSI & SCR & DryFGD & HRI | 0 | 0 | 0 | 0 | 0 | 0 | 0
00 Ret.ExistACI_DSI & SCR & HRI | 0 | 0 | 0 | 0 | 0 | 0 | 0
00 Ret.ExistACI_DSI & SCR & WetFGD | 0 | 0 | 0 | 0 | 0 | 0 | 0
00 Ret.ExistACI_DSI & SCR & WetFGD & HRI | 0 | 0 | 0 | 0 | 0 | 0 | 0
00 Ret.ExistACI_DSI & WetFGD | 0 | 0 | 0 | 0 | 0 | 0 | 0
00 Ret.ExistACI_DSI & WetFGD & HRI | 0 | 0 | 0 | 0 | 0 | 0 | 0
00 Ret.ExistDryFGD & ACI | 0 | 0 | 0 | 0 | 0 | 0 | 0
00 Ret.ExistDryFGD & ACI & CCS | 0 | 0 | 0 | 0 | 0 | 0 | 0
00 Ret.ExistDryFGD & ACI & HRI | 0 | 0 | 0 | 0 | 0 | 0 | 0
00 Ret.ExistDryFGD & ACI & HRI & CCS | 0 | 0 | 0 | 0 | 0 | 0 | 0
00 Ret.ExistDryFGD & ACI & SCR | 0 | 0 | 0 | 0 | 0 | 0 | 0
00 Ret.ExistDryFGD & ACI & SCR & CCS | 0 | 0 | 0 | 0 | 0 | 0 | 0
00 Ret.ExistDryFGD & ACI & SCR & HRI | 0 | 0 | 0 | 0 | 0 | 0 | 0
00 Ret.ExistDryFGD & ACI & SCR & HRI & CCS | 0 | 0 | 0 | 0 | 0 | 0 | 0
00 Ret.ExistDryFGD & ACI & SNCR | 0 | 0 | 0 | 0 | 0 | 0 | 0
00 Ret.ExistDryFGD & ACI & SNCR & HRI | 0 | 0 | 0 | 0 | 0 | 0 | 0
00 Ret.ExistDryFGD & CCS | 0 | 0 | 0 | 0 | 0 | 0 | 0
00 Ret.ExistDryFGD & HRI | 0 | 0 | 0 | 0 | 0 | 0 | 0
00 Ret.ExistDryFGD & HRI & CCS | 0 | 0 | 0 | 0 | 0 | 0 | 0
00 Ret.ExistDryFGD & SCR | 0 | 0 | 0 | 0 | 0 | 0 | 0
00 Ret.ExistDryFGD & SCR & CCS | 0 | 0 | 0 | 0 | 0 | 0 | 0
00 Ret.ExistDryFGD & SCR & HRI | 0 | 0 | 0 | 0 | 0 | 0 | 0
00 Ret.ExistDryFGD & SCR & HRI & CCS | 0 | 0 | 0 | 0 | 0 | 0 | 0
00 Ret.ExistDryFGD & SNCR | 0 | 0 | 0 | 0 | 0 | 0 | 0
00 Ret.ExistDryFGD & SNCR & HRI | 0 | 0 | 0 | 0 | 0 | 0 | 0
00 Ret.ExistDryFGD_ACI & CCS | 0 | 0 | 0 | 0 | 0 | 0 | 0
00 Ret.ExistDryFGD_ACI & HRI | 0 | 0 | 0 | 0 | 0 | 0 | 0
00 Ret.ExistDryFGD_ACI & HRI & CCS | 0 | 0 | 0 | 0 | 0 | 0 | 0
00 Ret.ExistDryFGD_ACI & SCR | 0 | 0 | 0 | 0 | 0 | 0 | 0
00 Ret.ExistDryFGD_ACI & SCR & CCS | 0 | 0 | 0 | 0 | 0 | 0 | 0
00 Ret.ExistDryFGD_ACI & SCR & HRI | 0 | 0 | 0 | 0 | 0 | 0 | 0
00 Ret.ExistDryFGD_ACI & SCR & HRI & CCS | 0 | 0 | 0 | 0 | 0 | 0 | 0
00 Ret.ExistDryFGD_SCR & ACI & CCS | 0 | 0 | 0 | 0 | 0 | 0 | 0
00 Ret.ExistDryFGD_SCR & ACI & HRI | 0 | 0 | 0 | 0 | 0 | 0 | 0
00 Ret.ExistDryFGD_SCR & ACI & HRI & CCS | 0 | 0 | 0 | 0 | 0 | 0 | 0
00 Ret.ExistDryFGD_SCR & CCS | 0 | 0 | 0 | 0 | 0 | 0 | 0
00 Ret.ExistDryFGD_SNCR & ACI & CCS | 0 | 0 | 0 | 0 | 0 | 0 | 0
00 Ret.ExistDryFGD_SNCR & ACI & HRI | 0 | 0 | 0 | 0 | 0 | 0 | 0
00 Ret.ExistDryFGD_SNCR & ACI & HRI & CCS | 0 | 0 | 0 | 0 | 0 | 0 | 0
00 Ret.ExistDryFGD_SNCR & CCS | 0 | 0 | 0 | 0 | 0 | 0 | 0
00 Ret.ExistDSI & ACI | 0 | 0 | 0 | 0 | 0 | 0 | 0
00 Ret.ExistDSI & ACI & HRI | 0 | 0 | 0 | 0 | 0 | 0 | 0
00 Ret.ExistDSI & ACI & SCR | 0 | 0 | 0 | 0 | 0 | 0 | 0
00 Ret.ExistDSI & ACI & SCR & DryFGD & CCS | 0 | 0 | 0 | 0 | 0 | 0 | 0
00 Ret.ExistDSI & ACI & SCR & DryFGD & HRI | 0 | 0 | 0 | 0 | 0 | 0 | 0
00 Ret.ExistDSI & ACI & SCR & DryFGD & HRI & CCS | 0 | 0 | 0 | 0 | 0 | 0 | 0
00 Ret.ExistDSI & ACI & SCR & HRI | 0 | 0 | 0 | 0 | 0 | 0 | 0
00 Ret.ExistDSI & DryFGD | 0 | 0 | 0 | 0 | 0 | 0 | 0
00 Ret.ExistDSI & DryFGD & ACI | 0 | 0 | 0 | 0 | 0 | 0 | 0
00 Ret.ExistDSI & DryFGD & ACI & CCS | 0 | 0 | 0 | 0 | 0 | 0 | 0
00 Ret.ExistDSI & DryFGD & ACI & HRI | 0 | 0 | 0 | 0 | 0 | 0 | 0
00 Ret.ExistDSI & DryFGD & ACI & HRI & CCS | 0 | 0 | 0 | 0 | 0 | 0 | 0
00 Ret.ExistDSI & DryFGD & CCS | 0 | 0 | 0 | 0 | 0 | 0 | 0
00 Ret.ExistDSI & DryFGD & HRI | 0 | 0 | 0 | 0 | 0 | 0 | 0
00 Ret.ExistDSI & DryFGD & HRI & CCS | 0 | 0 | 0 | 0 | 0 | 0 | 0
00 Ret.ExistDSI & HRI | 0 | 0 | 0 | 0 | 0 | 0 | 0
00 Ret.ExistDSI & SCR | 0 | 0 | 0 | 0 | 0 | 0 | 0
00 Ret.ExistDSI & SCR & DryFGD | 0 | 0 | 0 | 0 | 0 | 0 | 0
00 Ret.ExistDSI & SCR & DryFGD & ACI | 0 | 0 | 0 | 0 | 0 | 0 | 0
00 Ret.ExistDSI & SCR & DryFGD & CCS | 0 | 0 | 0 | 0 | 0 | 0 | 0
00 Ret.ExistDSI & SCR & DryFGD & HRI | 0 | 0 | 0 | 0 | 0 | 0 | 0
00 Ret.ExistDSI & SCR & DryFGD & HRI & CCS | 0 | 0 | 0 | 0 | 0 | 0 | 0
00 Ret.ExistDSI & SCR & HRI | 0 | 0 | 0 | 0 | 0 | 0 | 0
00 Ret.ExistDSI & SCR & WetFGD | 0 | 0 | 0 | 0 | 0 | 0 | 0
00 Ret.ExistDSI & SCR & WetFGD & CCS | 0 | 0 | 0 | 0 | 0 | 0 | 0
00 Ret.ExistDSI & SCR & WetFGD & HRI | 0 | 0 | 0 | 0 | 0 | 0 | 0
00 Ret.ExistDSI & SCR & WetFGD & HRI & CCS | 0 | 0 | 0 | 0 | 0 | 0 | 0
00 Ret.ExistDSI & WetFGD | 0 | 0 | 0 | 0 | 0 | 0 | 0
00 Ret.ExistDSI & WetFGD & ACI | 0 | 0 | 0 | 0 | 0 | 0 | 0
00 Ret.ExistDSI & WetFGD & ACI & HRI | 0 | 0 | 0 | 0 | 0 | 0 | 0
00 Ret.ExistDSI & WetFGD & CCS | 0 | 0 | 0 | 0 | 0 | 0 | 0
00 Ret.ExistDSI & WetFGD & HRI | 0 | 0 | 0 | 0 | 0 | 0 | 0
00 Ret.ExistDSI & WetFGD & HRI & CCS | 0 | 0 | 0 | 0 | 0 | 0 | 0
00 Ret.ExistIGCC & CCS | 0 | 0 | 0 | 0 | 0 | 0 | 0
00 Ret.ExistSCR & ACI | 0 | 0 | 0 | 0 | 0 | 0 | 0
00 Ret.ExistSCR & ACI & DryFGD | 0 | 0 | 0 | 0 | 0 | 0 | 0
00 Ret.ExistSCR & ACI & DryFGD & HRI | 0 | 0 | 0 | 0 | 0 | 0 | 0
00 Ret.ExistSCR & ACI & DSI | 0 | 0 | 0 | 0 | 0 | 0 | 0
00 Ret.ExistSCR & ACI & DSI & DryFGD | 0 | 0 | 0 | 0 | 0 | 0 | 0
00 Ret.ExistSCR & ACI & DSI & DryFGD & HRI | 0 | 0 | 0 | 0 | 0 | 0 | 0
00 Ret.ExistSCR & ACI & DSI & HRI | 0 | 0 | 0 | 0 | 0 | 0 | 0
00 Ret.ExistSCR & ACI & DSI & WetFGD | 0 | 0 | 0 | 0 | 0 | 0 | 0
00 Ret.ExistSCR & ACI & DSI & WetFGD & HRI | 0 | 0 | 0 | 0 | 0 | 0 | 0
00 Ret.ExistSCR & ACI & HRI | 0 | 0 | 0 | 0 | 0 | 0 | 0
00 Ret.ExistSCR & ACI & WetFGD | 0 | 0 | 0 | 0 | 0 | 0 | 0
00 Ret.ExistSCR & ACI & WetFGD & HRI | 0 | 0 | 0 | 0 | 0 | 0 | 0
00 Ret.ExistSCR & DryFGD | 0 | 0 | 0 | 0 | 0 | 0 | 0
00 Ret.ExistSCR & DryFGD & ACI & CCS | 0 | 0 | 0 | 0 | 0 | 0 | 0
00 Ret.ExistSCR & DryFGD & ACI & HRI & CCS | 0 | 0 | 0 | 0 | 0 | 0 | 0
00 Ret.ExistSCR & DryFGD & CCS | 0 | 0 | 0 | 0 | 0 | 0 | 0
00 Ret.ExistSCR & DryFGD & HRI | 0 | 0 | 0 | 0 | 0 | 0 | 0
00 Ret.ExistSCR & DryFGD & HRI & CCS | 0 | 0 | 0 | 0 | 0 | 0 | 0
00 Ret.ExistSCR & DSI | 0 | 0 | 0 | 0 | 0 | 0 | 0
00 Ret.ExistSCR & DSI & DryFGD | 0 | 0 | 0 | 0 | 0 | 0 | 0
00 Ret.ExistSCR & DSI & DryFGD & HRI | 0 | 0 | 0 | 0 | 0 | 0 | 0
00 Ret.ExistSCR & DSI & HRI | 0 | 0 | 0 | 0 | 0 | 0 | 0
00 Ret.ExistSCR & DSI & WetFGD | 0 | 0 | 0 | 0 | 0 | 0 | 0
00 Ret.ExistSCR & DSI & WetFGD & HRI | 0 | 0 | 0 | 0 | 0 | 0 | 0
00 Ret.ExistSCR & HRI | 0 | 0 | 0 | 0 | 0 | 0 | 0
00 Ret.ExistSCR & WetFGD | 0 | 0 | 0 | 0 | 0 | 0 | 0
00 Ret.ExistSCR & WetFGD & ACI & CCS | 0 | 0 | 0 | 0 | 0 | 0 | 0
00 Ret.ExistSCR & WetFGD & ACI & HRI & CCS | 0 | 0 | 0 | 0 | 0 | 0 | 0
00 Ret.ExistSCR & WetFGD & CCS | 0 | 0 | 0 | 0 | 0 | 0 | 0
00 Ret.ExistSCR & WetFGD & HRI | 0 | 0 | 0 | 0 | 0 | 0 | 0
00 Ret.ExistSCR & WetFGD & HRI & CCS | 0 | 0 | 0 | 0 | 0 | 0 | 0
00 Ret.ExistSCR_ACI & DryFGD | 0 | 0 | 0 | 0 | 0 | 0 | 0
00 Ret.ExistSCR_ACI & DryFGD & CCS | 0 | 0 | 0 | 0 | 0 | 0 | 0
00 Ret.ExistSCR_ACI & DryFGD & HRI | 0 | 0 | 0 | 0 | 0 | 0 | 0
00 Ret.ExistSCR_ACI & DryFGD & HRI & CCS | 0 | 0 | 0 | 0 | 0 | 0 | 0
00 Ret.ExistSCR_ACI & DSI | 0 | 0 | 0 | 0 | 0 | 0 | 0
00 Ret.ExistSCR_ACI & DSI & HRI | 0 | 0 | 0 | 0 | 0 | 0 | 0
00 Ret.ExistSCR_ACI & HRI | 0 | 0 | 0 | 0 | 0 | 0 | 0
00 Ret.ExistSCR_ACI & WetFGD | 0 | 0 | 0 | 0 | 0 | 0 | 0
00 Ret.ExistSCR_ACI & WetFGD & CCS | 0 | 0 | 0 | 0 | 0 | 0 | 0
00 Ret.ExistSCR_ACI & WetFGD & HRI | 0 | 0 | 0 | 0 | 0 | 0 | 0
00 Ret.ExistSCR_ACI & WetFGD & HRI & CCS | 0 | 0 | 0 | 0 | 0 | 0 | 0
00 Ret.ExistSCR_ACI_DSI & DryFGD | 0 | 0 | 0 | 0 | 0 | 0 | 0
00 Ret.ExistSCR_ACI_DSI & DryFGD & CCS | 0 | 0 | 0 | 0 | 0 | 0 | 0
00 Ret.ExistSCR_ACI_DSI & DryFGD & HRI | 0 | 0 | 0 | 0 | 0 | 0 | 0
00 Ret.ExistSCR_ACI_DSI & DryFGD & HRI & CCS | 0 | 0 | 0 | 0 | 0 | 0 | 0
00 Ret.ExistSCR_ACI_DSI & HRI | 0 | 0 | 0 | 0 | 0 | 0 | 0
00 Ret.ExistSCR_ACI_DSI & WetFGD | 0 | 0 | 0 | 0 | 0 | 0 | 0
00 Ret.ExistSCR_ACI_DSI & WetFGD & CCS | 0 | 0 | 0 | 0 | 0 | 0 | 0
00 Ret.ExistSCR_ACI_DSI & WetFGD & HRI | 0 | 0 | 0 | 0 | 0 | 0 | 0
00 Ret.ExistSCR_ACI_DSI & WetFGD & HRI & CCS | 0 | 0 | 0 | 0 | 0 | 0 | 0
00 Ret.ExistSCR_DryFGD & ACI | 0 | 0 | 0 | 0 | 0 | 0 | 0
00 Ret.ExistSCR_DryFGD & HRI | 0 | 0 | 0 | 0 | 0 | 0 | 0
00 Ret.ExistSCR_DryFGD & HRI & CCS | 0 | 0 | 0 | 0 | 0 | 0 | 0
00 Ret.ExistSCR_DryFGD_ACI & CCS | 0 | 0 | 0 | 0 | 0 | 0 | 0
00 Ret.ExistSCR_DryFGD_ACI & HRI | 0 | 0 | 0 | 0 | 0 | 0 | 0
00 Ret.ExistSCR_DryFGD_ACI & HRI & CCS | 0 | 0 | 0 | 0 | 0 | 0 | 0
00 Ret.ExistSCR_DSI & ACI | 0 | 0 | 0 | 0 | 0 | 0 | 0
00 Ret.ExistSCR_DSI & ACI & HRI | 0 | 0 | 0 | 0 | 0 | 0 | 0
00 Ret.ExistSCR_DSI & DryFGD | 0 | 0 | 0 | 0 | 0 | 0 | 0
00 Ret.ExistSCR_DSI & DryFGD & ACI | 0 | 0 | 0 | 0 | 0 | 0 | 0
00 Ret.ExistSCR_DSI & DryFGD & ACI & HRI | 0 | 0 | 0 | 0 | 0 | 0 | 0
00 Ret.ExistSCR_DSI & DryFGD & HRI | 0 | 0 | 0 | 0 | 0 | 0 | 0
00 Ret.ExistSCR_DSI & HRI | 0 | 0 | 0 | 0 | 0 | 0 | 0
00 Ret.ExistSCR_DSI & WetFGD | 0 | 0 | 0 | 0 | 0 | 0 | 0
00 Ret.ExistSCR_DSI & WetFGD & ACI | 0 | 0 | 0 | 0 | 0 | 0 | 0
00 Ret.ExistSCR_DSI & WetFGD & ACI & HRI | 0 | 0 | 0 | 0 | 0 | 0 | 0
00 Ret.ExistSCR_DSI & WetFGD & HRI | 0 | 0 | 0 | 0 | 0 | 0 | 0
00 Ret.ExistSCR_WetFGD & ACI | 0 | 0 | 0 | 0 | 0 | 0 | 0
00 Ret.ExistSCR_WetFGD & HRI | 0 | 0 | 0 | 0 | 0 | 0 | 0
00 Ret.ExistSCR_WetFGD & HRI & CCS | 0 | 0 | 0 | 0 | 0 | 0 | 0
00 Ret.ExistSCR_WetFGD_ACI & CCS | 0 | 0 | 0 | 0 | 0 | 0 | 0
00 Ret.ExistSCR_WetFGD_ACI & HRI | 0 | 0 | 0 | 0 | 0 | 0 | 0
00 Ret.ExistSCR_WetFGD_ACI & HRI & CCS | 0 | 0 | 0 | 0 | 0 | 0 | 0
00 Ret.ExistSNCR & ACI | 0 | 0 | 0 | 0 | 0 | 0 | 0
00 Ret.ExistSNCR & ACI & DryFGD | 0 | 0 | 0 | 0 | 0 | 0 | 0
00 Ret.ExistSNCR & ACI & DryFGD & HRI | 0 | 0 | 0 | 0 | 0 | 0 | 0
00 Ret.ExistSNCR & ACI & DSI | 0 | 0 | 0 | 0 | 0 | 0 | 0
00 Ret.ExistSNCR & ACI & DSI & DryFGD | 0 | 0 | 0 | 0 | 0 | 0 | 0
00 Ret.ExistSNCR & ACI & DSI & DryFGD & HRI | 0 | 0 | 0 | 0 | 0 | 0 | 0
00 Ret.ExistSNCR & ACI & DSI & HRI | 0 | 0 | 0 | 0 | 0 | 0 | 0
00 Ret.ExistSNCR & ACI & DSI & WetFGD | 0 | 0 | 0 | 0 | 0 | 0 | 0
00 Ret.ExistSNCR & ACI & DSI & WetFGD & HRI | 0 | 0 | 0 | 0 | 0 | 0 | 0
00 Ret.ExistSNCR & ACI & HRI | 0 | 0 | 0 | 0 | 0 | 0 | 0
00 Ret.ExistSNCR & ACI & WetFGD | 0 | 0 | 0 | 0 | 0 | 0 | 0
00 Ret.ExistSNCR & ACI & WetFGD & HRI | 0 | 0 | 0 | 0 | 0 | 0 | 0
00 Ret.ExistSNCR & DryFGD | 0 | 0 | 0 | 0 | 0 | 0 | 0
00 Ret.ExistSNCR & DryFGD & CCS | 0 | 0 | 0 | 0 | 0 | 0 | 0
00 Ret.ExistSNCR & DryFGD & HRI | 0 | 0 | 0 | 0 | 0 | 0 | 0
00 Ret.ExistSNCR & DryFGD & HRI & CCS | 0 | 0 | 0 | 0 | 0 | 0 | 0
00 Ret.ExistSNCR & DSI | 0 | 0 | 0 | 0 | 0 | 0 | 0
00 Ret.ExistSNCR & DSI & DryFGD | 0 | 0 | 0 | 0 | 0 | 0 | 0
00 Ret.ExistSNCR & DSI & DryFGD & HRI | 0 | 0 | 0 | 0 | 0 | 0 | 0
00 Ret.ExistSNCR & DSI & HRI | 0 | 0 | 0 | 0 | 0 | 0 | 0
00 Ret.ExistSNCR & DSI & WetFGD | 0 | 0 | 0 | 0 | 0 | 0 | 0
00 Ret.ExistSNCR & DSI & WetFGD & HRI | 0 | 0 | 0 | 0 | 0 | 0 | 0
00 Ret.ExistSNCR & HRI | 0 | 0 | 0 | 0 | 0 | 0 | 0
00 Ret.ExistSNCR & WetFGD | 0 | 0 | 0 | 0 | 0 | 0 | 0
00 Ret.ExistSNCR & WetFGD & ACI & CCS | 0 | 0 | 0 | 0 | 0 | 0 | 0
00 Ret.ExistSNCR & WetFGD & ACI & HRI & CCS | 0 | 0 | 0 | 0 | 0 | 0 | 0
00 Ret.ExistSNCR & WetFGD & CCS | 0 | 0 | 0 | 0 | 0 | 0 | 0
00 Ret.ExistSNCR & WetFGD & HRI | 0 | 0 | 0 | 0 | 0 | 0 | 0
00 Ret.ExistSNCR & WetFGD & HRI & CCS | 0 | 0 | 0 | 0 | 0 | 0 | 0
00 Ret.ExistSNCR_ACI & DryFGD | 0 | 0 | 0 | 0 | 0 | 0 | 0
00 Ret.ExistSNCR_ACI & DryFGD & CCS | 0 | 0 | 0 | 0 | 0 | 0 | 0
00 Ret.ExistSNCR_ACI & DryFGD & HRI | 0 | 0 | 0 | 0 | 0 | 0 | 0
00 Ret.ExistSNCR_ACI & DryFGD & HRI & CCS | 0 | 0 | 0 | 0 | 0 | 0 | 0
00 Ret.ExistSNCR_ACI & DSI | 0 | 0 | 0 | 0 | 0 | 0 | 0
00 Ret.ExistSNCR_ACI & DSI & HRI | 0 | 0 | 0 | 0 | 0 | 0 | 0
00 Ret.ExistSNCR_ACI & HRI | 0 | 0 | 0 | 0 | 0 | 0 | 0
00 Ret.ExistSNCR_ACI & WetFGD | 0 | 0 | 0 | 0 | 0 | 0 | 0
00 Ret.ExistSNCR_ACI & WetFGD & CCS | 0 | 0 | 0 | 0 | 0 | 0 | 0
00 Ret.ExistSNCR_ACI & WetFGD & HRI | 0 | 0 | 0 | 0 | 0 | 0 | 0
00 Ret.ExistSNCR_ACI & WetFGD & HRI & CCS | 0 | 0 | 0 | 0 | 0 | 0 | 0
00 Ret.ExistSNCR_ACI_DSI & DryFGD | 0 | 0 | 0 | 0 | 0 | 0 | 0
00 Ret.ExistSNCR_ACI_DSI & DryFGD & HRI | 0 | 0 | 0 | 0 | 0 | 0 | 0
00 Ret.ExistSNCR_ACI_DSI & HRI | 0 | 0 | 0 | 0 | 0 | 0 | 0
00 Ret.ExistSNCR_ACI_DSI & WetFGD | 0 | 0 | 0 | 0 | 0 | 0 | 0
00 Ret.ExistSNCR_ACI_DSI & WetFGD & HRI | 0 | 0 | 0 | 0 | 0 | 0 | 0
00 Ret.ExistSNCR_DryFGD & ACI | 0 | 0 | 0 | 0 | 0 | 0 | 0
00 Ret.ExistSNCR_DryFGD & HRI | 0 | 0 | 0 | 0 | 0 | 0 | 0
00 Ret.ExistSNCR_DryFGD & HRI & CCS | 0 | 0 | 0 | 0 | 0 | 0 | 0
00 Ret.ExistSNCR_DryFGD_ACI & CCS | 0 | 0 | 0 | 0 | 0 | 0 | 0
00 Ret.ExistSNCR_DryFGD_ACI & HRI | 0 | 0 | 0 | 0 | 0 | 0 | 0
00 Ret.ExistSNCR_WetFGD & ACI | 0 | 0 | 0 | 0 | 0 | 0 | 0
00 Ret.ExistSNCR_WetFGD & HRI | 0 | 0 | 0 | 0 | 0 | 0 | 0
00 Ret.ExistSNCR_WetFGD & HRI & CCS | 0 | 0 | 0 | 0 | 0 | 0 | 0
00 Ret.ExistSNCR_WetFGD_ACI & CCS | 0 | 0 | 0 | 0 | 0 | 0 | 0
00 Ret.ExistSNCR_WetFGD_ACI & HRI | 0 | 0 | 0 | 0 | 0 | 0 | 0
00 Ret.ExistSNCR_WetFGD_ACI & HRI & CCS | 0 | 0 | 0 | 0 | 0 | 0 | 0
00 Ret.ExistWetFGD & ACI | 0 | 0 | 0 | 0 | 0 | 0 | 0
00 Ret.ExistWetFGD & ACI & CCS | 0 | 0 | 0 | 0 | 0 | 0 | 0
00 Ret.ExistWetFGD & ACI & HRI | 0 | 0 | 0 | 0 | 0 | 0 | 0
00 Ret.ExistWetFGD & ACI & HRI & CCS | 0 | 0 | 0 | 0 | 0 | 0 | 0
00 Ret.ExistWetFGD & ACI & SCR | 0 | 0 | 0 | 0 | 0 | 0 | 0
00 Ret.ExistWetFGD & ACI & SCR & CCS | 0 | 0 | 0 | 0 | 0 | 0 | 0
00 Ret.ExistWetFGD & ACI & SCR & HRI | 0 | 0 | 0 | 0 | 0 | 0 | 0
00 Ret.ExistWetFGD & ACI & SCR & HRI & CCS | 0 | 0 | 0 | 0 | 0 | 0 | 0
00 Ret.ExistWetFGD & ACI & SNCR | 0 | 0 | 0 | 0 | 0 | 0 | 0
00 Ret.ExistWetFGD & ACI & SNCR & HRI | 0 | 0 | 0 | 0 | 0 | 0 | 0
00 Ret.ExistWetFGD & CCS | 0 | 0 | 0 | 0 | 0 | 0 | 0
00 Ret.ExistWetFGD & HRI | 0 | 0 | 0 | 0 | 0 | 0 | 0
00 Ret.ExistWetFGD & HRI & CCS | 0 | 0 | 0 | 0 | 0 | 0 | 0
00 Ret.ExistWetFGD & SCR | 0 | 0 | 0 | 0 | 0 | 0 | 0
00 Ret.ExistWetFGD & SCR & CCS | 0 | 0 | 0 | 0 | 0 | 0 | 0
00 Ret.ExistWetFGD & SCR & HRI | 0 | 0 | 0 | 0 | 0 | 0 | 0
00 Ret.ExistWetFGD & SCR & HRI & CCS | 0 | 0 | 0 | 0 | 0 | 0 | 0
00 Ret.ExistWetFGD & SNCR | 0 | 0 | 0 | 0 | 0 | 0 | 0
00 Ret.ExistWetFGD & SNCR & HRI | 0 | 0 | 0 | 0 | 0 | 0 | 0
00 Ret.ExistWetFGD_ACI & CCS | 0 | 0 | 0 | 0 | 0 | 0 | 0
00 Ret.ExistWetFGD_ACI & HRI | 0 | 0 | 0 | 0 | 0 | 0 | 0
00 Ret.ExistWetFGD_ACI & HRI & CCS | 0 | 0 | 0 | 0 | 0 | 0 | 0
00 Ret.ExistWetFGD_ACI & SCR | 0 | 0 | 0 | 0 | 0 | 0 | 0
00 Ret.ExistWetFGD_ACI & SCR & CCS | 0 | 0 | 0 | 0 | 0 | 0 | 0
00 Ret.ExistWetFGD_ACI & SCR & HRI | 0 | 0 | 0 | 0 | 0 | 0 | 0
00 Ret.ExistWetFGD_ACI & SCR & HRI & CCS | 0 | 0 | 0 | 0 | 0 | 0 | 0
00 Ret.ExistWetFGD_ACI & SNCR | 0 | 0 | 0 | 0 | 0 | 0 | 0
00 Ret.ExistWetFGD_ACI & SNCR & HRI | 0 | 0 | 0 | 0 | 0 | 0 | 0
00 Ret.ExistWetFGD_SCR & ACI & CCS | 0 | 0 | 0 | 0 | 0 | 0 | 0
00 Ret.ExistWetFGD_SCR & ACI & HRI | 0 | 0 | 0 | 0 | 0 | 0 | 0
00 Ret.ExistWetFGD_SCR & ACI & HRI & CCS | 0 | 0 | 0 | 0 | 0 | 0 | 0
00 Ret.ExistWetFGD_SCR & CCS | 0 | 0 | 0 | 0 | 0 | 0 | 0
00 Ret.ExistWetFGD_SNCR & ACI & CCS | 0 | 0 | 0 | 0 | 0 | 0 | 0
00 Ret.ExistWetFGD_SNCR & ACI & HRI | 0 | 0 | 0 | 0 | 0 | 0 | 0
00 Ret.ExistWetFGD_SNCR & ACI & HRI & CCS | 0 | 0 | 0 | 0 | 0 | 0 | 0
00 Ret.ExistWetFGD_SNCR & CCS | 0 | 0 | 0 | 0 | 0 | 0 | 0
00 Ret.FB & ACI | 0 | 0 | 0 | 0 | 0 | 0 | 0
00 Ret.FB & ACI & HRI | 0 | 0 | 0 | 0 | 0 | 0 | 0
00 Ret.FB & HRI | 0 | 0 | 0 | 0 | 0 | 0 | 0
00 Ret.FB DryFGD | 0 | 0 | 0 | 0 | 0 | 0 | 0
00 Ret.FB DryFGD & ACI | 0 | 0 | 0 | 0 | 0 | 0 | 0
00 Ret.FB DryFGD & ACI & HRI | 0 | 0 | 0 | 0 | 0 | 0 | 0
00 Ret.FB DryFGD & HRI | 0 | 0 | 0 | 0 | 0 | 0 | 0
00 Ret.FB DryFGD & SNCR | 0 | 0 | 0 | 0 | 0 | 0 | 0
00 Ret.FB DryFGD & SNCR & HRI | 0 | 0 | 0 | 0 | 0 | 0 | 0
00 Ret.FB SNCR & DryFGD & ACI | 0 | 0 | 0 | 0 | 0 | 0 | 0
00 Ret.FB SNCR & DryFGD & ACI & HRI | 0 | 0 | 0 | 0 | 0 | 0 | 0
00 Ret.FB-ACI & SNCR | 0 | 0 | 0 | 0 | 0 | 0 | 0
00 Ret.FB-ACI & SNCR & CCS | 0 | 0 | 0 | 0 | 0 | 0 | 0
00 Ret.FB-ACI & SNCR & HRI | 0 | 0 | 0 | 0 | 0 | 0 | 0
00 Ret.FB-ACI & SNCR & HRI & CCS | 0 | 0 | 0 | 0 | 0 | 0 | 0
00 Ret.FB-Exist ACI & DryFGD | 0 | 0 | 0 | 0 | 0 | 0 | 0
00 Ret.FB-Exist ACI & DryFGD & HRI | 0 | 0 | 0 | 0 | 0 | 0 | 0
00 Ret.FB-Exist ACI & DryFGD & SNCR | 0 | 0 | 0 | 0 | 0 | 0 | 0
00 Ret.FB-Exist ACI & DryFGD & SNCR & HRI | 0 | 0 | 0 | 0 | 0 | 0 | 0
00 Ret.FB-Exist ACI & SNCR | 0 | 0 | 0 | 0 | 0 | 0 | 0
00 Ret.FB-Exist ACI & SNCR & HRI | 0 | 0 | 0 | 0 | 0 | 0 | 0
00 Ret.FB-ExistACI & HRI | 0 | 0 | 0 | 0 | 0 | 0 | 0
00 Ret.FB-ExistDryFGD & ACI | 0 | 0 | 0 | 0 | 0 | 0 | 0
00 Ret.FB-ExistDryFGD & ACI & HRI | 0 | 0 | 0 | 0 | 0 | 0 | 0
00 Ret.FB-ExistDryFGD & ACI & SNCR | 0 | 0 | 0 | 0 | 0 | 0 | 0
00 Ret.FB-ExistDryFGD & ACI & SNCR & HRI | 0 | 0 | 0 | 0 | 0 | 0 | 0
00 Ret.FB-ExistDryFGD & CCS | 0 | 0 | 0 | 0 | 0 | 0 | 0
00 Ret.FB-ExistDryFGD & HRI | 0 | 0 | 0 | 0 | 0 | 0 | 0
00 Ret.FB-ExistDryFGD & SNCR | 0 | 0 | 0 | 0 | 0 | 0 | 0
00 Ret.FB-ExistDryFGD & SNCR & HRI | 0 | 0 | 0 | 0 | 0 | 0 | 0
00 Ret.FB-ExistDryFGD_ACI & CCS | 0 | 0 | 0 | 0 | 0 | 0 | 0
00 Ret.FB-ExistDryFGD_SNCR & ACI | 0 | 0 | 0 | 0 | 0 | 0 | 0
00 Ret.FB-ExistDryFGD_SNCR & ACI & HRI | 0 | 0 | 0 | 0 | 0 | 0 | 0
00 Ret.FB-ExistDryFGD_SNCR & CCS | 0 | 0 | 0 | 0 | 0 | 0 | 0
00 Ret.FB-ExistDryFGD_SNCR & HRI | 0 | 0 | 0 | 0 | 0 | 0 | 0
00 Ret.FB-ExistDryFGD_SNCR & HRI & CCS | 0 | 0 | 0 | 0 | 0 | 0 | 0
00 Ret.FB-ExistDryFGD_SNCR_ACI & HRI | 0 | 0 | 0 | 0 | 0 | 0 | 0
00 Ret.FB-ExistWetFGD_SNCR_ACI & HRI | 0 | 0 | 0 | 0 | 0 | 0 | 0
00 Ret.FB-ExistSNCR & ACI | 0 | 0 | 0 | 0 | 0 | 0 | 0
00 Ret.FB-ExistSNCR & ACI & HRI | 0 | 0 | 0 | 0 | 0 | 0 | 0
00 Ret.FB-ExistSNCR & DryFGD | 0 | 0 | 0 | 0 | 0 | 0 | 0
00 Ret.FB-ExistSNCR & DryFGD & ACI | 0 | 0 | 0 | 0 | 0 | 0 | 0
00 Ret.FB-ExistSNCR & DryFGD & ACI & HRI | 0 | 0 | 0 | 0 | 0 | 0 | 0
00 Ret.FB-ExistSNCR & DryFGD & HRI | 0 | 0 | 0 | 0 | 0 | 0 | 0
00 Ret.FB-ExistSNCR & HRI | 0 | 0 | 0 | 0 | 0 | 0 | 0
00 Ret.FB-SNCR | 0 | 0 | 0 | 0 | 0 | 0 | 0
00 Ret.FB-SNCR & HRI | 0 | 0 | 0 | 0 | 0 | 0 | 0
00 Ret.HRI | 0 | 0 | 0 | 0 | 0 | 0 | 0
00 Ret.Oil/Gas Steam SCR | 0 | 0 | 0 | 0 | 0 | 0 | 0
00 Ret.SCR | 0 | 0 | 0 | 0 | 0 | 0 | 0
00 Ret.SCR & DryFGD | 0 | 0 | 0 | 0 | 0 | 0 | 0
00 Ret.SCR & DryFGD & ACI | 0 | 0 | 0 | 0 | 0 | 0 | 0
00 Ret.SCR & DryFGD & CCS | 0 | 0 | 0 | 0 | 0 | 0 | 0
00 Ret.SCR & DryFGD & HRI | 0 | 0 | 0 | 0 | 0 | 0 | 0
00 Ret.SCR & DryFGD & HRI & CCS | 0 | 0 | 0 | 0 | 0 | 0 | 0
00 Ret.SCR & DSI | 0 | 0 | 0 | 0 | 0 | 0 | 0
00 Ret.SCR & DSI & DryFGD | 0 | 0 | 0 | 0 | 0 | 0 | 0
00 Ret.SCR & DSI & DryFGD & HRI | 0 | 0 | 0 | 0 | 0 | 0 | 0
00 Ret.SCR & DSI & HRI | 0 | 0 | 0 | 0 | 0 | 0 | 0
00 Ret.SCR & DSI & WetFGD | 0 | 0 | 0 | 0 | 0 | 0 | 0
00 Ret.SCR & DSI & WetFGD & HRI | 0 | 0 | 0 | 0 | 0 | 0 | 0
00 Ret.SCR & HRI | 0 | 0 | 0 | 0 | 0 | 0 | 0
00 Ret.SCR & WetFGD | 0 | 0 | 0 | 0 | 0 | 0 | 0
00 Ret.SCR & WetFGD & ACI | 0 | 0 | 0 | 0 | 0 | 0 | 0
00 Ret.SCR & WetFGD & CCS | 0 | 0 | 0 | 0 | 0 | 0 | 0
00 Ret.SCR & WetFGD & HRI | 0 | 0 | 0 | 0 | 0 | 0 | 0
00 Ret.SCR & WetFGD & HRI & CCS | 0 | 0 | 0 | 0 | 0 | 0 | 0
00 Ret.SNCR | 0 | 0 | 0 | 0 | 0 | 0 | 0
00 Ret.SNCR & DryFGD | 0 | 0 | 0 | 0 | 0 | 0 | 0
00 Ret.SNCR & DryFGD & ACI | 0 | 0 | 0 | 0 | 0 | 0 | 0
00 Ret.SNCR & DryFGD & ACI & HRI | 0 | 0 | 0 | 0 | 0 | 0 | 0
00 Ret.SNCR & DryFGD & HRI | 0 | 0 | 0 | 0 | 0 | 0 | 0
00 Ret.SNCR & DSI | 0 | 0 | 0 | 0 | 0 | 0 | 0
00 Ret.SNCR & DSI & HRI | 0 | 0 | 0 | 0 | 0 | 0 | 0
00 Ret.SNCR & HRI | 0 | 0 | 0 | 0 | 0 | 0 | 0
00 Ret.SNCR & WetFGD | 0 | 0 | 0 | 0 | 0 | 0 | 0
00 Ret.SNCR & WetFGD & ACI | 0 | 0 | 0 | 0 | 0 | 0 | 0
00 Ret.SNCR & WetFGD & ACI & HRI | 0 | 0 | 0 | 0 | 0 | 0 | 0
00 Ret.SNCR & WetFGD & HRI | 0 | 0 | 0 | 0 | 0 | 0 | 0
00 Ret.WetFGD | 0 | 0 | 0 | 0 | 0 | 0 | 0
00 Ret.WetFGD & ACI & CCS | 0 | 0 | 0 | 0 | 0 | 0 | 0
00 Ret.WetFGD & ACI & HRI & CCS | 0 | 0 | 0 | 0 | 0 | 0 | 0
00 Ret.WetFGD & CCS | 0 | 0 | 0 | 0 | 0 | 0 | 0
00 Ret.WetFGD & HRI | 0 | 0 | 0 | 0 | 0 | 0 | 0
00 Ret.WetFGD & HRI & CCS | 0 | 0 | 0 | 0 | 0 | 0 | 0
00 CC Retirement | 0 | 0 | 0 | 0 | 0 | 0 | 0
00 CT Retirement | 0 | 0 | 0 | 0 | 0 | 0 | 0
00 O/G Retirement | 0 | 0 | 0 | 0 | 0 | 0 | 0
00 Coal Retirement | 0 | 0 | 0 | 0 | 0 | 0 | 0
00 IGCC Retirement | 0 | 0 | 0 | 0 | 0 | 0 | 0
00 Nuke Retirement | 0 | 0 | 0 | 0 | 0 | 0 | 0
00 Non-Fossil Retirement | 0 | 0 | 0 | 0 | 0 | 0 | 0
Total | 2071.3302 | 2108.4182 | 2145.7168 | 2222.7622 | 2285.8822 | 2466.8447 | 2676.7765
(**) Ind. Boiler generation, not included in the total
14. Capacity Factor by Capacity Reporting Type [%]
00 New Combined Cycle | N/A | N/A | N/A | N/A | N/A | N/A | N/A
00 New Combined Cycle - Uncontrolled | 87 | 87 | 87 | 87 | 87 | 87 | 86.9878
00 New Combined Cycle with Carbon Capture | N/A | N/A | N/A | N/A | N/A | N/A | N/A
00 New Combustion Turbine | 0 | 0 | 5.1773 | 5.9576 | 26.8591 | 31.1165 | 25.3899
00 New Hydro | 88.6478 | 88.6478 | 88.6478 | 88.6478 | 88.6478 | 88.6478 | 88.6478
00 New Nuclear | N/A | N/A | N/A | N/A | N/A | N/A | N/A
00 New Biomass | 85 | 85 | 85 | 85 | 85 | 85 | 85
00 New Geothermal | N/A | N/A | N/A | N/A | N/A | N/A | N/A
00 New Landfill Gas | N/A | N/A | N/A | N/A | N/A | N/A | N/A
00 New Offshore Wind | N/A | N/A | N/A | N/A | N/A | N/A | N/A
00 New Onshore Wind | N/A | 41.3971 | 41.3971 | 41.3887 | 41.3759 | 41.3839 | 41.2732
00 New Solar PV | N/A | N/A | N/A | N/A | N/A | N/A | N/A
00 New Solar Thermal | N/A | N/A | N/A | N/A | N/A | N/A | N/A
00 New Fuel Cell | N/A | N/A | N/A | N/A | N/A | N/A | N/A
00 New IGCC | N/A | N/A | N/A | N/A | N/A | N/A | N/A
00 New Advanced Coal with CCS | N/A | N/A | N/A | N/A | N/A | N/A | N/A
00 New SPC - Uncontrolled | N/A | N/A | N/A | N/A | N/A | N/A | N/A
00 New SPC-WetFGD_SCR | N/A | N/A | N/A | N/A | N/A | N/A | N/A
00 New Future Technology | N/A | N/A | N/A | N/A | N/A | N/A | N/A
00 Exist Combined Cycle | 37.5528 | 32.7106 | 42.3658 | 47.2934 | 56.159 | 65.8853 | 69.2511
00 Exist Combustion Turbine | 1.5388 | 1.4275 | 7.1285 | 16.797 | 21.4919 | 21.7274 | 21.9097
00 Exist Coal Steam_Uncontrolled | 79.9198 | 74.4947 | 70.5589 | 80.503 | 43.6716 | 13.9769 | 0
00 Exist Coal Steam_ACI | N/A | N/A | N/A | N/A | N/A | N/A | N/A
00 Exist Coal Steam_ACI_DSI | N/A | N/A | N/A | N/A | N/A | N/A | N/A
00 Exist Coal Steam_DryFGD | 83.4242 | 83.4242 | 83.4242 | 83.4242 | 83.4242 | 83.4242 | 81.8999
00 Exist Coal Steam_DryFGD_ACI | 81.8999 | 81.8999 | 81.8999 | 81.8999 | 81.8999 | 81.8999 | 81.8999
00 Exist Coal Steam_DryFGD_SCR | N/A | N/A | N/A | N/A | N/A | N/A | N/A
00 Exist Coal Steam_DryFGD_SCR_ACI | N/A | N/A | N/A | N/A | N/A | N/A | N/A
00 Exist Coal Steam_DryFGD_SNCR | N/A | N/A | N/A | N/A | N/A | N/A | N/A
00 Exist Coal Steam_DryFGD_SNCR_ACI | N/A | N/A | N/A | N/A | N/A | N/A | N/A
00 Exist Coal Steam_DSI | N/A | N/A | N/A | N/A | N/A | N/A | N/A
00 Exist Coal Steam_SCR | N/A | N/A | N/A | N/A | N/A | N/A | N/A
00 Exist Coal Steam_SCR_ACI | N/A | N/A | N/A | N/A | N/A | N/A | N/A
00 Exist Coal Steam_SCR_ACI_DSI | N/A | N/A | N/A | N/A | N/A | N/A | N/A
00 Exist Coal Steam_SCR_DSI | N/A | N/A | N/A | N/A | N/A | N/A | N/A
00 Exist Coal Steam_SNCR | N/A | N/A | N/A | N/A | N/A | N/A | N/A
00 Exist Coal Steam_SNCR_ACI | N/A | N/A | N/A | N/A | N/A | N/A | N/A
00 Exist Coal Steam_SNCR_ACI_DSI | N/A | N/A | N/A | N/A | N/A | N/A | N/A
00 Exist Coal Steam_WetFGD | N/A | N/A | N/A | N/A | N/A | N/A | N/A
00 Exist Coal Steam_WetFGD_ACI | N/A | N/A | N/A | N/A | N/A | N/A | N/A
00 Exist Coal Steam_WetFGD_SCR | N/A | N/A | N/A | N/A | N/A | N/A | N/A
00 Exist Coal Steam_WetFGD_SCR_ACI | N/A | N/A | N/A | N/A | N/A | N/A | N/A
00 Exist Coal Steam_WetFGD_SNCR | N/A | N/A | N/A | N/A | N/A | N/A | N/A
00 Exist Coal Steam_WetFGD_SNCR_ACI | N/A | N/A | N/A | N/A | N/A | N/A | N/A
00 Exist FBC_Uncontrolled | 0 | 0 | 0 | 74.2382 | 84.893 | 84.9894 | 0
00 Exist FBC_ACI | N/A | N/A | N/A | N/A | N/A | N/A | N/A
00 Exist FBC_DryFGD | N/A | N/A | N/A | N/A | N/A | N/A | N/A
00 Exist FBC_DryFGD_SNCR | N/A | N/A | N/A | N/A | N/A | N/A | N/A
00 Exist FBC_DryFGD_SNCR_ACI | N/A | N/A | N/A | N/A | N/A | N/A | N/A
00 Exist FBC_SNCR | N/A | N/A | N/A | N/A | N/A | N/A | N/A
00 Exist FBC_SNCR_ACI | N/A | N/A | N/A | N/A | N/A | N/A | N/A
00 Exist FBC_WetFGD_SNCR_ACI | N/A | N/A | N/A | N/A | N/A | N/A | N/A
00 Exist IGCC | N/A | N/A | N/A | N/A | N/A | N/A | N/A
00 Exist Fossil_Other | 28.5238 | 28.5238 | 28.5238 | 28.5238 | 28.5238 | 28.5238 | 28.5238
00 Exist Fuel Cell | N/A | N/A | N/A | N/A | N/A | N/A | N/A
00 Exist Hydro | 52.7225 | 52.6714 | 52.6607 | 52.6714 | 52.6607 | 52.6761 | 52.6918
00 Exist Non Fossil_Other | 49.6623 | 49.6623 | 49.6623 | 49.6623 | 49.6623 | 49.6623 | 49.6623
00 Exist Nuclear | 88.6954 | 88.6954 | 88.6954 | 88.6954 | 88.6954 | 88.6954 | 88.6954
00 Exist Oil/Gas Steam | 2.8041 | 2.3276 | 5.0459 | 4.1201 | 6.681 | 6.6692 | 6.6692
00 Exist Oil/Gas Steam_SCR | N/A | N/A | N/A | N/A | N/A | N/A | N/A
00 Exist Oil/Gas Steam_SNCR | N/A | N/A | N/A | N/A | N/A | N/A | N/A
00 Exist Biomass | 82.1243 | 82.622 | 83 | 83 | 83 | 83 | 83
00 Exist Landfill Gas | 55.0539 | 55.0539 | 55.0539 | 55.0539 | 55.0539 | 55.0539 | 55.0539
00 Exist Geothermal | N/A | N/A | N/A | N/A | N/A | N/A | N/A
00 Exist Pump Storage | 0 | 0 | 0 | 0.34048 | 0.34048 | 0 | 0
00 Exist Solar PV | 21.656 | 21.656 | 21.656 | 21.656 | 21.656 | 21.656 | 21.656
00 Exist Solar Thermal | N/A | N/A | N/A | N/A | N/A | N/A | N/A
00 Exist Wind | 31.0384 | 31.0384 | 31.0384 | 31.0384 | 31.0384 | 31.0384 | 31.0384
00 International Imports | N/A | N/A | N/A | N/A | N/A | N/A | N/A
00 Ret.ACI | 83.7122 | 83.7122 | 51.6636 | 55.5334 | 0 | 0 | 0
00 Ret.ACI & DryFGD | N/A | N/A | N/A | N/A | N/A | N/A | N/A
00 Ret.ACI & DryFGD & HRI | N/A | N/A | N/A | N/A | N/A | N/A | N/A
00 Ret.ACI & DSI | N/A | N/A | N/A | N/A | N/A | N/A | N/A
00 Ret.ACI & DSI & DryFGD | N/A | N/A | N/A | N/A | N/A | N/A | N/A
00 Ret.ACI & DSI & DryFGD & HRI | N/A | N/A | N/A | N/A | N/A | N/A | N/A
00 Ret.ACI & DSI & HRI | N/A | N/A | N/A | N/A | N/A | N/A | N/A
00 Ret.ACI & DSI & WetFGD & HRI | N/A | N/A | N/A | N/A | N/A | N/A | N/A
00 Ret.ACI & HRI | N/A | N/A | N/A | N/A | N/A | N/A | N/A
00 Ret.ACI & SCR | N/A | N/A | N/A | N/A | N/A | N/A | N/A
00 Ret.ACI & SCR & DryFGD & CCS | N/A | N/A | N/A | N/A | N/A | N/A | N/A
00 Ret.ACI & SCR & DryFGD & HRI | N/A | N/A | N/A | N/A | N/A | N/A | N/A
00 Ret.ACI & SCR & DryFGD & HRI & CCS | N/A | N/A | N/A | N/A | N/A | N/A | N/A
00 Ret.ACI & SCR & DSI | N/A | N/A | N/A | N/A | N/A | N/A | N/A
00 Ret.ACI & SCR & DSI & DryFGD | N/A | N/A | N/A | N/A | N/A | N/A | N/A
00 Ret.ACI & SCR & DSI & DryFGD & HRI | N/A | N/A | N/A | N/A | N/A | N/A | N/A
00 Ret.ACI & SCR & DSI & HRI | N/A | N/A | N/A | N/A | N/A | N/A | N/A
00 Ret.ACI & SCR & DSI & WetFGD | N/A | N/A | N/A | N/A | N/A | N/A | N/A
00 Ret.ACI & SCR & DSI & WetFGD & HRI | N/A | N/A | N/A | N/A | N/A | N/A | N/A
00 Ret.ACI & SCR & HRI | N/A | N/A | N/A | N/A | N/A | N/A | N/A
00 Ret.ACI & SCR & WetFGD & CCS | N/A | N/A | N/A | N/A | N/A | N/A | N/A
00 Ret.ACI & SCR & WetFGD & HRI | N/A | N/A | N/A | N/A | N/A | N/A | N/A
00 Ret.ACI & SCR & WetFGD & HRI & CCS | N/A | N/A | N/A | N/A | N/A | N/A | N/A
00 Ret.ACI & SNCR | N/A | N/A | N/A | N/A | N/A | N/A | N/A
00 Ret.ACI & SNCR & DSI | N/A | N/A | N/A | N/A | N/A | N/A | N/A
00 Ret.ACI & SNCR & DSI & DryFGD | N/A | N/A | N/A | N/A | N/A | N/A | N/A
00 Ret.ACI & SNCR & DSI & DryFGD & HRI | N/A | N/A | N/A | N/A | N/A | N/A | N/A
00 Ret.ACI & SNCR & DSI & HRI | N/A | N/A | N/A | N/A | N/A | N/A | N/A
00 Ret.ACI & SNCR & DSI & WetFGD | N/A | N/A | N/A | N/A | N/A | N/A | N/A
00 Ret.ACI & SNCR & DSI & WetFGD & HRI | N/A | N/A | N/A | N/A | N/A | N/A | N/A
00 Ret.ACI & SNCR & HRI | N/A | N/A | N/A | N/A | N/A | N/A | N/A
00 Ret.ACI & WetFGD | N/A | N/A | N/A | N/A | N/A | N/A | N/A
00 Ret.ACI & WetFGD & DSI | N/A | N/A | N/A | N/A | N/A | N/A | N/A
00 Ret.ACI & WetFGD & HRI | N/A | N/A | N/A | N/A | N/A | N/A | N/A
00 Ret.C2G | N/A | N/A | N/A | N/A | N/A | N/A | N/A
00 Ret.C2G & SCR | N/A | N/A | N/A | N/A | N/A | N/A | N/A
00 Ret.CCG | N/A | N/A | N/A | N/A | N/A | N/A | N/A
00 Ret.DryFGD | N/A | N/A | N/A | N/A | N/A | N/A | N/A
00 Ret.DryFGD & ACI & CCS | N/A | N/A | N/A | N/A | N/A | N/A | N/A
00 Ret.DryFGD & ACI & HRI & CCS | N/A | N/A | N/A | N/A | N/A | N/A | N/A
00 Ret.DryFGD & CCS | N/A | N/A | N/A | N/A | N/A | N/A | N/A
00 Ret.DryFGD & HRI | N/A | N/A | N/A | N/A | N/A | N/A | N/A
00 Ret.DryFGD & HRI & CCS | N/A | N/A | N/A | N/A | N/A | N/A | N/A
00 Ret.DSI | N/A | N/A | N/A | N/A | N/A | N/A | N/A
00 Ret.DSI & DryFGD | N/A | N/A | N/A | N/A | N/A | N/A | N/A
00 Ret.DSI & DryFGD & HRI | N/A | N/A | N/A | N/A | N/A | N/A | N/A
00 Ret.DSI & HRI | N/A | N/A | N/A | N/A | N/A | N/A | N/A
00 Ret.DSI & WetFGD | N/A | N/A | N/A | N/A | N/A | N/A | N/A
00 Ret.DSI & WetFGD & HRI | N/A | N/A | N/A | N/A | N/A | N/A | N/A
00 Ret.Exist FBC_DryFGD_SNCR_ACI & CCS | N/A | N/A | N/A | N/A | N/A | N/A | N/A
00 Ret.ExistACI & DryFGD | N/A | N/A | N/A | N/A | N/A | N/A | N/A
00 Ret.ExistACI & DryFGD & CCS | N/A | N/A | N/A | N/A | N/A | N/A | N/A
00 Ret.ExistACI & DryFGD & HRI | N/A | N/A | N/A | N/A | N/A | N/A | N/A
00 Ret.ExistACI & DryFGD & HRI & CCS | N/A | N/A | N/A | N/A | N/A | N/A | N/A
00 Ret.ExistACI & DSI | N/A | N/A | N/A | N/A | N/A | N/A | N/A
00 Ret.ExistACI & DSI & DryFGD | N/A | N/A | N/A | N/A | N/A | N/A | N/A
00 Ret.ExistACI & DSI & DryFGD & HRI | N/A | N/A | N/A | N/A | N/A | N/A | N/A
00 Ret.ExistACI & DSI & HRI | N/A | N/A | N/A | N/A | N/A | N/A | N/A
00 Ret.ExistACI & DSI & WetFGD | N/A | N/A | N/A | N/A | N/A | N/A | N/A
00 Ret.ExistACI & DSI & WetFGD & HRI | N/A | N/A | N/A | N/A | N/A | N/A | N/A
00 Ret.ExistACI & HRI | N/A | N/A | N/A | N/A | N/A | N/A | N/A
00 Ret.ExistACI & HRI & WetFGD | N/A | N/A | N/A | N/A | N/A | N/A | N/A
00 Ret.ExistACI & SCR | N/A | N/A | N/A | N/A | N/A | N/A | N/A
00 Ret.ExistACI & SCR & DryFGD | N/A | N/A | N/A | N/A | N/A | N/A | N/A
00 Ret.ExistACI & SCR & DryFGD & CCS | N/A | N/A | N/A | N/A | N/A | N/A | N/A
00 Ret.ExistACI & SCR & DryFGD & HRI | N/A | N/A | N/A | N/A | N/A | N/A | N/A
00 Ret.ExistACI & SCR & DryFGD & HRI & CCS | N/A | N/A | N/A | N/A | N/A | N/A | N/A
00 Ret.ExistACI & SCR & DSI | N/A | N/A | N/A | N/A | N/A | N/A | N/A
00 Ret.ExistACI & SCR & DSI & DryFGD | N/A | N/A | N/A | N/A | N/A | N/A | N/A
00 Ret.ExistACI & SCR & DSI & HRI | N/A | N/A | N/A | N/A | N/A | N/A | N/A
00 Ret.ExistACI & SCR & DSI & DryFGD & HRI | N/A | N/A | N/A | N/A | N/A | N/A | N/A
00 Ret.ExistACI & SCR & HRI | N/A | N/A | N/A | N/A | N/A | N/A | N/A
00 Ret.ExistACI & SCR & WetFGD | N/A | N/A | N/A | N/A | N/A | N/A | N/A
00 Ret.ExistACI & SCR & WetFGD & CCS | N/A | N/A | N/A | N/A | N/A | N/A | N/A
00 Ret.ExistACI & SCR & WetFGD & HRI | N/A | N/A | N/A | N/A | N/A | N/A | N/A
00 Ret.ExistACI & SCR & WetFGD & HRI & CCS | N/A | N/A | N/A | N/A | N/A | N/A | N/A
00 Ret.ExistACI & SNCR | N/A | N/A | N/A | N/A | N/A | N/A | N/A
00 Ret.ExistACI & SNCR & DryFGD | N/A | N/A | N/A | N/A | N/A | N/A | N/A
00 Ret.ExistACI & SNCR & DryFGD & HRI | N/A | N/A | N/A | N/A | N/A | N/A | N/A
00 Ret.ExistACI & SNCR & DSI | N/A | N/A | N/A | N/A | N/A | N/A | N/A
00 Ret.ExistACI & SNCR & DSI & HRI | N/A | N/A | N/A | N/A | N/A | N/A | N/A
00 Ret.ExistACI & SNCR & HRI | N/A | N/A | N/A | N/A | N/A | N/A | N/A
00 Ret.ExistACI & SNCR & WetFGD | N/A | N/A | N/A | N/A | N/A | N/A | N/A
00 Ret.ExistACI & SNCR & WetFGD & HRI | N/A | N/A | N/A | N/A | N/A | N/A | N/A
00 Ret.ExistACI & WetFGD | N/A | N/A | N/A | N/A | N/A | N/A | N/A
00 Ret.ExistACI & WetFGD & CCS | N/A | N/A | N/A | N/A | N/A | N/A | N/A
00 Ret.ExistACI & WetFGD & HRI & CCS | N/A | N/A | N/A | N/A | N/A | N/A | N/A
00 Ret.ExistACI_DSI & DryFGD | N/A | N/A | N/A | N/A | N/A | N/A | N/A
00 Ret.ExistACI_DSI & DryFGD & HRI | N/A | N/A | N/A | N/A | N/A | N/A | N/A
00 Ret.ExistACI_DSI & HRI | N/A | N/A | N/A | N/A | N/A | N/A | N/A
00 Ret.ExistACI_DSI & SCR | N/A | N/A | N/A | N/A | N/A | N/A | N/A
00 Ret.ExistACI_DSI & SCR & DryFGD | N/A | N/A | N/A | N/A | N/A | N/A | N/A
00 Ret.ExistACI_DSI & SCR & DryFGD & HRI | N/A | N/A | N/A | N/A | N/A | N/A | N/A
00 Ret.ExistACI_DSI & SCR & HRI | N/A | N/A | N/A | N/A | N/A | N/A | N/A
00 Ret.ExistACI_DSI & SCR & WetFGD | N/A | N/A | N/A | N/A | N/A | N/A | N/A
00 Ret.ExistACI_DSI & SCR & WetFGD & HRI | N/A | N/A | N/A | N/A | N/A | N/A | N/A
00 Ret.ExistACI_DSI & WetFGD | N/A | N/A | N/A | N/A | N/A | N/A | N/A
00 Ret.ExistACI_DSI & WetFGD & HRI | N/A | N/A | N/A | N/A | N/A | N/A | N/A
00 Ret.ExistDryFGD & ACI | N/A | N/A | N/A | N/A | N/A | N/A | N/A
00 Ret.ExistDryFGD & ACI & CCS | N/A | N/A | N/A | N/A | N/A | N/A | N/A
00 Ret.ExistDryFGD & ACI & HRI | N/A | N/A | N/A | N/A | N/A | N/A | N/A
00 Ret.ExistDryFGD & ACI & HRI & CCS | N/A | N/A | N/A | N/A | N/A | N/A | N/A
00 Ret.ExistDryFGD & ACI & SCR | N/A | N/A | N/A | N/A | N/A | N/A | N/A
00 Ret.ExistDryFGD & ACI & SCR & CCS | N/A | N/A | N/A | N/A | N/A | N/A | N/A
00 Ret.ExistDryFGD & ACI & SCR & HRI | N/A | N/A | N/A | N/A | N/A | N/A | N/A
00 Ret.ExistDryFGD & ACI & SCR & HRI & CCS | N/A | N/A | N/A | N/A | N/A | N/A | N/A
00 Ret.ExistDryFGD & ACI & SNCR | N/A | N/A | N/A | N/A | N/A | N/A | N/A
00 Ret.ExistDryFGD & ACI & SNCR & HRI | N/A | N/A | N/A | N/A | N/A | N/A | N/A
00 Ret.ExistDryFGD & CCS | N/A | N/A | N/A | N/A | N/A | N/A | N/A
00 Ret.ExistDryFGD & HRI | N/A | N/A | N/A | N/A | N/A | N/A | N/A
00 Ret.ExistDryFGD & HRI & CCS | N/A | N/A | N/A | N/A | N/A | N/A | N/A
00 Ret.ExistDryFGD & SCR | N/A | N/A | N/A | N/A | N/A | N/A | N/A
00 Ret.ExistDryFGD & SCR & CCS | N/A | N/A | N/A | N/A | N/A | N/A | N/A
00 Ret.ExistDryFGD & SCR & HRI | N/A | N/A | N/A | N/A | N/A | N/A | N/A
00 Ret.ExistDryFGD & SCR & HRI & CCS | N/A | N/A | N/A | N/A | N/A | N/A | N/A
00 Ret.ExistDryFGD & SNCR | N/A | N/A | N/A | N/A | N/A | N/A | N/A
00 Ret.ExistDryFGD & SNCR & HRI | N/A | N/A | N/A | N/A | N/A | N/A | N/A
00 Ret.ExistDryFGD_ACI & CCS | N/A | N/A | N/A | N/A | N/A | N/A | N/A
00 Ret.ExistDryFGD_ACI & HRI | N/A | N/A | N/A | N/A | N/A | N/A | N/A
00 Ret.ExistDryFGD_ACI & HRI & CCS | N/A | N/A | N/A | N/A | N/A | N/A | N/A
00 Ret.ExistDryFGD_ACI & SCR | N/A | N/A | N/A | N/A | N/A | N/A | N/A
00 Ret.ExistDryFGD_ACI & SCR & CCS | N/A | N/A | N/A | N/A | N/A | N/A | N/A
00 Ret.ExistDryFGD_ACI & SCR & HRI | N/A | N/A | N/A | N/A | N/A | N/A | N/A
00 Ret.ExistDryFGD_ACI & SCR & HRI & CCS | N/A | N/A | N/A | N/A | N/A | N/A | N/A
00 Ret.ExistDryFGD_SCR & ACI & CCS | N/A | N/A | N/A | N/A | N/A | N/A | N/A
00 Ret.ExistDryFGD_SCR & ACI & HRI | N/A | N/A | N/A | N/A | N/A | N/A | N/A
00 Ret.ExistDryFGD_SCR & ACI & HRI & CCS | N/A | N/A | N/A | N/A | N/A | N/A | N/A
00 Ret.ExistDryFGD_SCR & CCS | N/A | N/A | N/A | N/A | N/A | N/A | N/A
00 Ret.ExistDryFGD_SNCR & ACI & CCS | N/A | N/A | N/A | N/A | N/A | N/A | N/A
00 Ret.ExistDryFGD_SNCR & ACI & HRI | N/A | N/A | N/A | N/A | N/A | N/A | N/A
00 Ret.ExistDryFGD_SNCR & ACI & HRI & CCS | N/A | N/A | N/A | N/A | N/A | N/A | N/A
00 Ret.ExistDryFGD_SNCR & CCS | N/A | N/A | N/A | N/A | N/A | N/A | N/A
00 Ret.ExistDSI & ACI | N/A | N/A | N/A | N/A | N/A | N/A | N/A
00 Ret.ExistDSI & ACI & HRI | N/A | N/A | N/A | N/A | N/A | N/A | N/A
00 Ret.ExistDSI & ACI & SCR | N/A | N/A | N/A | N/A | N/A | N/A | N/A
00 Ret.ExistDSI & ACI & SCR & DryFGD & CCS | N/A | N/A | N/A | N/A | N/A | N/A | N/A
00 Ret.ExistDSI & ACI & SCR & DryFGD & HRI | N/A | N/A | N/A | N/A | N/A | N/A | N/A
00 Ret.ExistDSI & ACI & SCR & DryFGD & HRI & CCS | N/A | N/A | N/A | N/A | N/A | N/A | N/A
00 Ret.ExistDSI & ACI & SCR & HRI | N/A | N/A | N/A | N/A | N/A | N/A | N/A
00 Ret.ExistDSI & DryFGD | N/A | N/A | N/A | N/A | N/A | N/A | N/A
00 Ret.ExistDSI & DryFGD & ACI | N/A | N/A | N/A | N/A | N/A | N/A | N/A
00 Ret.ExistDSI & DryFGD & ACI & CCS | N/A | N/A | N/A | N/A | N/A | N/A | N/A
00 Ret.ExistDSI & DryFGD & ACI & HRI | N/A | N/A | N/A | N/A | N/A | N/A | N/A
00 Ret.ExistDSI & DryFGD & ACI & HRI & CCS | N/A | N/A | N/A | N/A | N/A | N/A | N/A
00 Ret.ExistDSI & DryFGD & CCS | N/A | N/A | N/A | N/A | N/A | N/A | N/A
00 Ret.ExistDSI & DryFGD & HRI | N/A | N/A | N/A | N/A | N/A | N/A | N/A
00 Ret.ExistDSI & DryFGD & HRI & CCS | N/A | N/A | N/A | N/A | N/A | N/A | N/A
00 Ret.ExistDSI & HRI | N/A | N/A | N/A | N/A | N/A | N/A | N/A
00 Ret.ExistDSI & SCR | N/A | N/A | N/A | N/A | N/A | N/A | N/A
00 Ret.ExistDSI & SCR & DryFGD | N/A | N/A | N/A | N/A | N/A | N/A | N/A
00 Ret.ExistDSI & SCR & DryFGD & ACI | N/A | N/A | N/A | N/A | N/A | N/A | N/A
00 Ret.ExistDSI & SCR & DryFGD & CCS | N/A | N/A | N/A | N/A | N/A | N/A | N/A
00 Ret.ExistDSI & SCR & DryFGD & HRI | N/A | N/A | N/A | N/A | N/A | N/A | N/A
00 Ret.ExistDSI & SCR & DryFGD & HRI & CCS | N/A | N/A | N/A | N/A | N/A | N/A | N/A
00 Ret.ExistDSI & SCR & HRI | N/A | N/A | N/A | N/A | N/A | N/A | N/A
00 Ret.ExistDSI & SCR & WetFGD | N/A | N/A | N/A | N/A | N/A | N/A | N/A
00 Ret.ExistDSI & SCR & WetFGD & CCS | N/A | N/A | N/A | N/A | N/A | N/A | N/A
00 Ret.ExistDSI & SCR & WetFGD & HRI | N/A | N/A | N/A | N/A | N/A | N/A | N/A
00 Ret.ExistDSI & SCR & WetFGD & HRI & CCS | N/A | N/A | N/A | N/A | N/A | N/A | N/A
00 Ret.ExistDSI & WetFGD | N/A | N/A | N/A | N/A | N/A | N/A | N/A
00 Ret.ExistDSI & WetFGD & ACI | N/A | N/A | N/A | N/A | N/A | N/A | N/A
00 Ret.ExistDSI & WetFGD & ACI & HRI | N/A | N/A | N/A | N/A | N/A | N/A | N/A
00 Ret.ExistDSI & WetFGD & CCS | N/A | N/A | N/A | N/A | N/A | N/A | N/A
00 Ret.ExistDSI & WetFGD & HRI | N/A | N/A | N/A | N/A | N/A | N/A | N/A
00 Ret.ExistDSI & WetFGD & HRI & CCS | N/A | N/A | N/A | N/A | N/A | N/A | N/A
00 Ret.ExistIGCC & CCS | N/A | N/A | N/A | N/A | N/A | N/A | N/A
00 Ret.ExistSCR & ACI | N/A | N/A | N/A | N/A | N/A | N/A | N/A
00 Ret.ExistSCR & ACI & DryFGD | N/A | N/A | N/A | N/A | N/A | N/A | N/A
00 Ret.ExistSCR & ACI & DryFGD & HRI | N/A | N/A | N/A | N/A | N/A | N/A | N/A
00 Ret.ExistSCR & ACI & DSI | N/A | N/A | N/A | N/A | N/A | N/A | N/A
00 Ret.ExistSCR & ACI & DSI & DryFGD | N/A | N/A | N/A | N/A | N/A | N/A | N/A
00 Ret.ExistSCR & ACI & DSI & DryFGD & HRI | N/A | N/A | N/A | N/A | N/A | N/A | N/A
00 Ret.ExistSCR & ACI & DSI & HRI | N/A | N/A | N/A | N/A | N/A | N/A | N/A
00 Ret.ExistSCR & ACI & DSI & WetFGD | N/A | N/A | N/A | N/A | N/A | N/A | N/A
00 Ret.ExistSCR & ACI & DSI & WetFGD & HRI | N/A | N/A | N/A | N/A | N/A | N/A | N/A
00 Ret.ExistSCR & ACI & HRI | N/A | N/A | N/A | N/A | N/A | N/A | N/A
00 Ret.ExistSCR & ACI & WetFGD | N/A | N/A | N/A | N/A | N/A | N/A | N/A
00 Ret.ExistSCR & ACI & WetFGD & HRI | N/A | N/A | N/A | N/A | N/A | N/A | N/A
00 Ret.ExistSCR & DryFGD | N/A | N/A | N/A | N/A | N/A | N/A | N/A
00 Ret.ExistSCR & DryFGD & ACI & CCS | N/A | N/A | N/A | N/A | N/A | N/A | N/A
00 Ret.ExistSCR & DryFGD & ACI & HRI & CCS | N/A | N/A | N/A | N/A | N/A | N/A | N/A
00 Ret.ExistSCR & DryFGD & CCS | N/A | N/A | N/A | N/A | N/A | N/A | N/A
00 Ret.ExistSCR & DryFGD & HRI | N/A | N/A | N/A | N/A | N/A | N/A | N/A
00 Ret.ExistSCR & DryFGD & HRI & CCS | N/A | N/A | N/A | N/A | N/A | N/A | N/A
00 Ret.ExistSCR & DSI | N/A | N/A | N/A | N/A | N/A | N/A | N/A
00 Ret.ExistSCR & DSI & DryFGD | N/A | N/A | N/A | N/A | N/A | N/A | N/A
00 Ret.ExistSCR & DSI & DryFGD & HRI | N/A | N/A | N/A | N/A | N/A | N/A | N/A
00 Ret.ExistSCR & DSI & HRI | N/A | N/A | N/A | N/A | N/A | N/A | N/A
00 Ret.ExistSCR & DSI & WetFGD | N/A | N/A | N/A | N/A | N/A | N/A | N/A
00 Ret.ExistSCR & DSI & WetFGD & HRI | N/A | N/A | N/A | N/A | N/A | N/A | N/A
00 Ret.ExistSCR & HRI | N/A | N/A | N/A | N/A | N/A | N/A | N/A
00 Ret.ExistSCR & WetFGD | N/A | N/A | N/A | N/A | N/A | N/A | N/A
00 Ret.ExistSCR & WetFGD & ACI & CCS | N/A | N/A | N/A | N/A | N/A | N/A | N/A
00 Ret.ExistSCR & WetFGD & ACI & HRI & CCS | N/A | N/A | N/A | N/A | N/A | N/A | N/A
00 Ret.ExistSCR & WetFGD & CCS | N/A | N/A | N/A | N/A | N/A | N/A | N/A
00 Ret.ExistSCR & WetFGD & HRI | N/A | N/A | N/A | N/A | N/A | N/A | N/A
00 Ret.ExistSCR & WetFGD & HRI & CCS | N/A | N/A | N/A | N/A | N/A | N/A | N/A
00 Ret.ExistSCR_ACI & DryFGD | N/A | N/A | N/A | N/A | N/A | N/A | N/A
00 Ret.ExistSCR_ACI & DryFGD & CCS | N/A | N/A | N/A | N/A | N/A | N/A | N/A
00 Ret.ExistSCR_ACI & DryFGD & HRI | N/A | N/A | N/A | N/A | N/A | N/A | N/A
00 Ret.ExistSCR_ACI & DryFGD & HRI & CCS | N/A | N/A | N/A | N/A | N/A | N/A | N/A
00 Ret.ExistSCR_ACI & DSI | N/A | N/A | N/A | N/A | N/A | N/A | N/A
00 Ret.ExistSCR_ACI & DSI & HRI | N/A | N/A | N/A | N/A | N/A | N/A | N/A
00 Ret.ExistSCR_ACI & HRI | N/A | N/A | N/A | N/A | N/A | N/A | N/A
00 Ret.ExistSCR_ACI & WetFGD | N/A | N/A | N/A | N/A | N/A | N/A | N/A
00 Ret.ExistSCR_ACI & WetFGD & CCS | N/A | N/A | N/A | N/A | N/A | N/A | N/A
00 Ret.ExistSCR_ACI & WetFGD & HRI | N/A | N/A | N/A | N/A | N/A | N/A | N/A
00 Ret.ExistSCR_ACI & WetFGD & HRI & CCS | N/A | N/A | N/A | N/A | N/A | N/A | N/A
00 Ret.ExistSCR_ACI_DSI & DryFGD | N/A | N/A | N/A | N/A | N/A | N/A | N/A
00 Ret.ExistSCR_ACI_DSI & DryFGD & CCS | N/A | N/A | N/A | N/A | N/A | N/A | N/A
00 Ret.ExistSCR_ACI_DSI & DryFGD & HRI | N/A | N/A | N/A | N/A | N/A | N/A | N/A
00 Ret.ExistSCR_ACI_DSI & DryFGD & HRI & CCS | N/A | N/A | N/A | N/A | N/A | N/A | N/A
00 Ret.ExistSCR_ACI_DSI & HRI | N/A | N/A | N/A | N/A | N/A | N/A | N/A
00 Ret.ExistSCR_ACI_DSI & WetFGD | N/A | N/A | N/A | N/A | N/A | N/A | N/A
00 Ret.ExistSCR_ACI_DSI & WetFGD & CCS | N/A | N/A | N/A | N/A | N/A | N/A | N/A
00 Ret.ExistSCR_ACI_DSI & WetFGD & HRI | N/A | N/A | N/A | N/A | N/A | N/A | N/A
00 Ret.ExistSCR_ACI_DSI & WetFGD & HRI & CCS | N/A | N/A | N/A | N/A | N/A | N/A | N/A
00 Ret.ExistSCR_DryFGD & ACI | N/A | N/A | N/A | N/A | N/A | N/A | N/A
00 Ret.ExistSCR_DryFGD & HRI | N/A | N/A | N/A | N/A | N/A | N/A | N/A
00 Ret.ExistSCR_DryFGD & HRI & CCS | N/A | N/A | N/A | N/A | N/A | N/A | N/A
00 Ret.ExistSCR_DryFGD_ACI & CCS | N/A | N/A | N/A | N/A | N/A | N/A | N/A
00 Ret.ExistSCR_DryFGD_ACI & HRI | N/A | N/A | N/A | N/A | N/A | N/A | N/A
00 Ret.ExistSCR_DryFGD_ACI & HRI & CCS | N/A | N/A | N/A | N/A | N/A | N/A | N/A
00 Ret.ExistSCR_DSI & ACI | N/A | N/A | N/A | N/A | N/A | N/A | N/A
00 Ret.ExistSCR_DSI & ACI & HRI | N/A | N/A | N/A | N/A | N/A | N/A | N/A
00 Ret.ExistSCR_DSI & DryFGD | N/A | N/A | N/A | N/A | N/A | N/A | N/A
00 Ret.ExistSCR_DSI & DryFGD & ACI | N/A | N/A | N/A | N/A | N/A | N/A | N/A
00 Ret.ExistSCR_DSI & DryFGD & ACI & HRI | N/A | N/A | N/A | N/A | N/A | N/A | N/A
00 Ret.ExistSCR_DSI & DryFGD & HRI | N/A | N/A | N/A | N/A | N/A | N/A | N/A
00 Ret.ExistSCR_DSI & HRI | N/A | N/A | N/A | N/A | N/A | N/A | N/A
00 Ret.ExistSCR_DSI & WetFGD | N/A | N/A | N/A | N/A | N/A | N/A | N/A
00 Ret.ExistSCR_DSI & WetFGD & ACI | N/A | N/A | N/A | N/A | N/A | N/A | N/A
00 Ret.ExistSCR_DSI & WetFGD & ACI & HRI | N/A | N/A | N/A | N/A | N/A | N/A | N/A
00 Ret.ExistSCR_DSI & WetFGD & HRI | N/A | N/A | N/A | N/A | N/A | N/A | N/A
00 Ret.ExistSCR_WetFGD & ACI | N/A | N/A | N/A | N/A | N/A | N/A | N/A
00 Ret.ExistSCR_WetFGD & HRI | N/A | N/A | N/A | N/A | N/A | N/A | N/A
00 Ret.ExistSCR_WetFGD & HRI & CCS | N/A | N/A | N/A | N/A | N/A | N/A | N/A
00 Ret.ExistSCR_WetFGD_ACI & CCS | N/A | N/A | N/A | N/A | N/A | N/A | N/A
00 Ret.ExistSCR_WetFGD_ACI & HRI | N/A | N/A | N/A | N/A | N/A | N/A | N/A
00 Ret.ExistSCR_WetFGD_ACI & HRI & CCS | N/A | N/A | N/A | N/A | N/A | N/A | N/A
00 Ret.ExistSNCR & ACI | N/A | N/A | N/A | N/A | N/A | N/A | N/A
00 Ret.ExistSNCR & ACI & DryFGD | N/A | N/A | N/A | N/A | N/A | N/A | N/A
00 Ret.ExistSNCR & ACI & DryFGD & HRI | N/A | N/A | N/A | N/A | N/A | N/A | N/A
00 Ret.ExistSNCR & ACI & DSI | N/A | N/A | N/A | N/A | N/A | N/A | N/A
00 Ret.ExistSNCR & ACI & DSI & DryFGD | N/A | N/A | N/A | N/A | N/A | N/A | N/A
00 Ret.ExistSNCR & ACI & DSI & DryFGD & HRI | N/A | N/A | N/A | N/A | N/A | N/A | N/A
00 Ret.ExistSNCR & ACI & DSI & HRI | N/A | N/A | N/A | N/A | N/A | N/A | N/A
00 Ret.ExistSNCR & ACI & DSI & WetFGD | N/A | N/A | N/A | N/A | N/A | N/A | N/A
00 Ret.ExistSNCR & ACI & DSI & WetFGD & HRI | N/A | N/A | N/A | N/A | N/A | N/A | N/A
00 Ret.ExistSNCR & ACI & HRI | N/A | N/A | N/A | N/A | N/A | N/A | N/A
00 Ret.ExistSNCR & ACI & WetFGD | N/A | N/A | N/A | N/A | N/A | N/A | N/A
00 Ret.ExistSNCR & ACI & WetFGD & HRI | N/A | N/A | N/A | N/A | N/A | N/A | N/A
00 Ret.ExistSNCR & DryFGD | N/A | N/A | N/A | N/A | N/A | N/A | N/A
00 Ret.ExistSNCR & DryFGD & CCS | N/A | N/A | N/A | N/A | N/A | N/A | N/A
00 Ret.ExistSNCR & DryFGD & HRI | N/A | N/A | N/A | N/A | N/A | N/A | N/A
00 Ret.ExistSNCR & DryFGD & HRI & CCS | N/A | N/A | N/A | N/A | N/A | N/A | N/A
00 Ret.ExistSNCR & DSI | N/A | N/A | N/A | N/A | N/A | N/A | N/A
00 Ret.ExistSNCR & DSI & DryFGD | N/A | N/A | N/A | N/A | N/A | N/A | N/A
00 Ret.ExistSNCR & DSI & DryFGD & HRI | N/A | N/A | N/A | N/A | N/A | N/A | N/A
00 Ret.ExistSNCR & DSI & HRI | N/A | N/A | N/A | N/A | N/A | N/A | N/A
00 Ret.ExistSNCR & DSI & WetFGD | N/A | N/A | N/A | N/A | N/A | N/A | N/A
00 Ret.ExistSNCR & DSI & WetFGD & HRI | N/A | N/A | N/A | N/A | N/A | N/A | N/A
00 Ret.ExistSNCR & HRI | N/A | N/A | N/A | N/A | N/A | N/A | N/A
00 Ret.ExistSNCR & WetFGD | N/A | N/A | N/A | N/A | N/A | N/A | N/A
00 Ret.ExistSNCR & WetFGD & ACI & CCS | N/A | N/A | N/A | N/A | N/A | N/A | N/A
00 Ret.ExistSNCR & WetFGD & ACI & HRI & CCS | N/A | N/A | N/A | N/A | N/A | N/A | N/A
00 Ret.ExistSNCR & WetFGD & CCS | N/A | N/A | N/A | N/A | N/A | N/A | N/A
00 Ret.ExistSNCR & WetFGD & HRI | N/A | N/A | N/A | N/A | N/A | N/A | N/A
00 Ret.ExistSNCR & WetFGD & HRI & CCS | N/A | N/A | N/A | N/A | N/A | N/A | N/A
00 Ret.ExistSNCR_ACI & DryFGD | N/A | N/A | N/A | N/A | N/A | N/A | N/A
00 Ret.ExistSNCR_ACI & DryFGD & CCS | N/A | N/A | N/A | N/A | N/A | N/A | N/A
00 Ret.ExistSNCR_ACI & DryFGD & HRI | N/A | N/A | N/A | N/A | N/A | N/A | N/A
00 Ret.ExistSNCR_ACI & DryFGD & HRI & CCS | N/A | N/A | N/A | N/A | N/A | N/A | N/A
00 Ret.ExistSNCR_ACI & DSI | N/A | N/A | N/A | N/A | N/A | N/A | N/A
00 Ret.ExistSNCR_ACI & DSI & HRI | N/A | N/A | N/A | N/A | N/A | N/A | N/A
00 Ret.ExistSNCR_ACI & HRI | N/A | N/A | N/A | N/A | N/A | N/A | N/A
00 Ret.ExistSNCR_ACI & WetFGD | N/A | N/A | N/A | N/A | N/A | N/A | N/A
00 Ret.ExistSNCR_ACI & WetFGD & CCS | N/A | N/A | N/A | N/A | N/A | N/A | N/A
00 Ret.ExistSNCR_ACI & WetFGD & HRI | N/A | N/A | N/A | N/A | N/A | N/A | N/A
00 Ret.ExistSNCR_ACI & WetFGD & HRI & CCS | N/A | N/A | N/A | N/A | N/A | N/A | N/A
00 Ret.ExistSNCR_ACI_DSI & DryFGD | N/A | N/A | N/A | N/A | N/A | N/A | N/A
00 Ret.ExistSNCR_ACI_DSI & DryFGD & HRI | N/A | N/A | N/A | N/A | N/A | N/A | N/A
00 Ret.ExistSNCR_ACI_DSI & HRI | N/A | N/A | N/A | N/A | N/A | N/A | N/A
00 Ret.ExistSNCR_ACI_DSI & WetFGD | N/A | N/A | N/A | N/A | N/A | N/A | N/A
00 Ret.ExistSNCR_ACI_DSI & WetFGD & HRI | N/A | N/A | N/A | N/A | N/A | N/A | N/A
00 Ret.ExistSNCR_DryFGD & ACI | N/A | N/A | N/A | N/A | N/A | N/A | N/A
00 Ret.ExistSNCR_DryFGD & HRI | N/A | N/A | N/A | N/A | N/A | N/A | N/A
00 Ret.ExistSNCR_DryFGD & HRI & CCS | N/A | N/A | N/A | N/A | N/A | N/A | N/A
00 Ret.ExistSNCR_DryFGD_ACI & CCS | N/A | N/A | N/A | N/A | N/A | N/A | N/A
00 Ret.ExistSNCR_DryFGD_ACI & HRI | N/A | N/A | N/A | N/A | N/A | N/A | N/A
00 Ret.ExistSNCR_WetFGD & ACI | N/A | N/A | N/A | N/A | N/A | N/A | N/A
00 Ret.ExistSNCR_WetFGD & HRI | N/A | N/A | N/A | N/A | N/A | N/A | N/A
00 Ret.ExistSNCR_WetFGD & HRI & CCS | N/A | N/A | N/A | N/A | N/A | N/A | N/A
00 Ret.ExistSNCR_WetFGD_ACI & CCS | N/A | N/A | N/A | N/A | N/A | N/A | N/A
00 Ret.ExistSNCR_WetFGD_ACI & HRI | N/A | N/A | N/A | N/A | N/A | N/A | N/A
00 Ret.ExistSNCR_WetFGD_ACI & HRI & CCS | N/A | N/A | N/A | N/A | N/A | N/A | N/A
00 Ret.ExistWetFGD & ACI | N/A | N/A | N/A | N/A | N/A | N/A | N/A
00 Ret.ExistWetFGD & ACI & CCS | N/A | N/A | N/A | N/A | N/A | N/A | N/A
00 Ret.ExistWetFGD & ACI & HRI | N/A | N/A | N/A | N/A | N/A | N/A | N/A
00 Ret.ExistWetFGD & ACI & HRI & CCS | N/A | N/A | N/A | N/A | N/A | N/A | N/A
00 Ret.ExistWetFGD & ACI & SCR | N/A | N/A | N/A | N/A | N/A | N/A | N/A
00 Ret.ExistWetFGD & ACI & SCR & CCS | N/A | N/A | N/A | N/A | N/A | N/A | N/A
00 Ret.ExistWetFGD & ACI & SCR & HRI | N/A | N/A | N/A | N/A | N/A | N/A | N/A
00 Ret.ExistWetFGD & ACI & SCR & HRI & CCS | N/A | N/A | N/A | N/A | N/A | N/A | N/A
00 Ret.ExistWetFGD & ACI & SNCR | N/A | N/A | N/A | N/A | N/A | N/A | N/A
00 Ret.ExistWetFGD & ACI & SNCR & HRI | N/A | N/A | N/A | N/A | N/A | N/A | N/A
00 Ret.ExistWetFGD & CCS | N/A | N/A | N/A | N/A | N/A | N/A | N/A
00 Ret.ExistWetFGD & HRI | N/A | N/A | N/A | N/A | N/A | N/A | N/A
00 Ret.ExistWetFGD & HRI & CCS | N/A | N/A | N/A | N/A | N/A | N/A | N/A
00 Ret.ExistWetFGD & SCR | N/A | N/A | N/A | N/A | N/A | N/A | N/A
00 Ret.ExistWetFGD & SCR & CCS | N/A | N/A | N/A | N/A | N/A | N/A | N/A
00 Ret.ExistWetFGD & SCR & HRI | N/A | N/A | N/A | N/A | N/A | N/A | N/A
00 Ret.ExistWetFGD & SCR & HRI & CCS | N/A | N/A | N/A | N/A | N/A | N/A | N/A
00 Ret.ExistWetFGD & SNCR | N/A | N/A | N/A | N/A | N/A | N/A | N/A
00 Ret.ExistWetFGD & SNCR & HRI | N/A | N/A | N/A | N/A | N/A | N/A | N/A
00 Ret.ExistWetFGD_ACI & CCS | N/A | N/A | N/A | N/A | N/A | N/A | N/A
00 Ret.ExistWetFGD_ACI & HRI | N/A | N/A | N/A | N/A | N/A | N/A | N/A
00 Ret.ExistWetFGD_ACI & HRI & CCS | N/A | N/A | N/A | N/A | N/A | N/A | N/A
00 Ret.ExistWetFGD_ACI & SCR | N/A | N/A | N/A | N/A | N/A | N/A | N/A
00 Ret.ExistWetFGD_ACI & SCR & CCS | N/A | N/A | N/A | N/A | N/A | N/A | N/A
00 Ret.ExistWetFGD_ACI & SCR & HRI | N/A | N/A | N/A | N/A | N/A | N/A | N/A
00 Ret.ExistWetFGD_ACI & SCR & HRI & CCS | N/A | N/A | N/A | N/A | N/A | N/A | N/A
00 Ret.ExistWetFGD_ACI & SNCR | N/A | N/A | N/A | N/A | N/A | N/A | N/A
00 Ret.ExistWetFGD_ACI & SNCR & HRI | N/A | N/A | N/A | N/A | N/A | N/A | N/A
00 Ret.ExistWetFGD_SCR & ACI & CCS | N/A | N/A | N/A | N/A | N/A | N/A | N/A
00 Ret.ExistWetFGD_SCR & ACI & HRI | N/A | N/A | N/A | N/A | N/A | N/A | N/A
00 Ret.ExistWetFGD_SCR & ACI & HRI & CCS | N/A | N/A | N/A | N/A | N/A | N/A | N/A
00 Ret.ExistWetFGD_SCR & CCS | N/A | N/A | N/A | N/A | N/A | N/A | N/A
00 Ret.ExistWetFGD_SNCR & ACI & CCS | N/A | N/A | N/A | N/A | N/A | N/A | N/A
00 Ret.ExistWetFGD_SNCR & ACI & HRI | N/A | N/A | N/A | N/A | N/A | N/A | N/A
00 Ret.ExistWetFGD_SNCR & ACI & HRI & CCS | N/A | N/A | N/A | N/A | N/A | N/A | N/A
00 Ret.ExistWetFGD_SNCR & CCS | N/A | N/A | N/A | N/A | N/A | N/A | N/A
00 Ret.FB & ACI | N/A | N/A | N/A | N/A | N/A | N/A | N/A
00 Ret.FB & ACI & HRI | N/A | N/A | N/A | N/A | N/A | N/A | N/A
00 Ret.FB & HRI | N/A | N/A | N/A | N/A | N/A | N/A | N/A
00 Ret.FB DryFGD | N/A | N/A | N/A | N/A | N/A | N/A | N/A
00 Ret.FB DryFGD & ACI | N/A | N/A | N/A | N/A | N/A | N/A | N/A
00 Ret.FB DryFGD & ACI & HRI | N/A | N/A | N/A | N/A | N/A | N/A | N/A
00 Ret.FB DryFGD & HRI | N/A | N/A | N/A | N/A | N/A | N/A | N/A
00 Ret.FB DryFGD & SNCR | N/A | N/A | N/A | N/A | N/A | N/A | N/A
00 Ret.FB DryFGD & SNCR & HRI | N/A | N/A | N/A | N/A | N/A | N/A | N/A
00 Ret.FB SNCR & DryFGD & ACI | N/A | N/A | N/A | N/A | N/A | N/A | N/A
00 Ret.FB SNCR & DryFGD & ACI & HRI | N/A | N/A | N/A | N/A | N/A | N/A | N/A
00 Ret.FB-ACI & SNCR | N/A | N/A | N/A | N/A | N/A | N/A | N/A
00 Ret.FB-ACI & SNCR & CCS | N/A | N/A | N/A | N/A | N/A | N/A | N/A
00 Ret.FB-ACI & SNCR & HRI | N/A | N/A | N/A | N/A | N/A | N/A | N/A
00 Ret.FB-ACI & SNCR & HRI & CCS | N/A | N/A | N/A | N/A | N/A | N/A | N/A
00 Ret.FB-Exist ACI & DryFGD | N/A | N/A | N/A | N/A | N/A | N/A | N/A
00 Ret.FB-Exist ACI & DryFGD & HRI | N/A | N/A | N/A | N/A | N/A | N/A | N/A
00 Ret.FB-Exist ACI & DryFGD & SNCR | N/A | N/A | N/A | N/A | N/A | N/A | N/A
00 Ret.FB-Exist ACI & DryFGD & SNCR & HRI | N/A | N/A | N/A | N/A | N/A | N/A | N/A
00 Ret.FB-Exist ACI & SNCR | N/A | N/A | N/A | N/A | N/A | N/A | N/A
00 Ret.FB-Exist ACI & SNCR & HRI | N/A | N/A | N/A | N/A | N/A | N/A | N/A
00 Ret.FB-ExistACI & HRI | N/A | N/A | N/A | N/A | N/A | N/A | N/A
00 Ret.FB-ExistDryFGD & ACI | N/A | N/A | N/A | N/A | N/A | N/A | N/A
00 Ret.FB-ExistDryFGD & ACI & HRI | N/A | N/A | N/A | N/A | N/A | N/A | N/A
00 Ret.FB-ExistDryFGD & ACI & SNCR | N/A | N/A | N/A | N/A | N/A | N/A | N/A
00 Ret.FB-ExistDryFGD & ACI & SNCR & HRI | N/A | N/A | N/A | N/A | N/A | N/A | N/A
00 Ret.FB-ExistDryFGD & CCS | N/A | N/A | N/A | N/A | N/A | N/A | N/A
00 Ret.FB-ExistDryFGD & HRI | N/A | N/A | N/A | N/A | N/A | N/A | N/A
00 Ret.FB-ExistDryFGD & SNCR | N/A | N/A | N/A | N/A | N/A | N/A | N/A
00 Ret.FB-ExistDryFGD & SNCR & HRI | N/A | N/A | N/A | N/A | N/A | N/A | N/A
00 Ret.FB-ExistDryFGD_ACI & CCS | N/A | N/A | N/A | N/A | N/A | N/A | N/A
00 Ret.FB-ExistDryFGD_SNCR & ACI | N/A | N/A | N/A | N/A | N/A | N/A | N/A
00 Ret.FB-ExistDryFGD_SNCR & ACI & HRI | N/A | N/A | N/A | N/A | N/A | N/A | N/A
00 Ret.FB-ExistDryFGD_SNCR & CCS | N/A | N/A | N/A | N/A | N/A | N/A | N/A
00 Ret.FB-ExistDryFGD_SNCR & HRI | N/A | N/A | N/A | N/A | N/A | N/A | N/A
00 Ret.FB-ExistDryFGD_SNCR & HRI & CCS | N/A | N/A | N/A | N/A | N/A | N/A | N/A
00 Ret.FB-ExistDryFGD_SNCR_ACI & HRI | N/A | N/A | N/A | N/A | N/A | N/A | N/A
00 Ret.FB-ExistWetFGD_SNCR_ACI & HRI | N/A | N/A | N/A | N/A | N/A | N/A | N/A
00 Ret.FB-ExistSNCR & ACI | N/A | N/A | N/A | N/A | N/A | N/A | N/A
00 Ret.FB-ExistSNCR & ACI & HRI | N/A | N/A | N/A | N/A | N/A | N/A | N/A
00 Ret.FB-ExistSNCR & DryFGD | N/A | N/A | N/A | N/A | N/A | N/A | N/A
00 Ret.FB-ExistSNCR & DryFGD & ACI | N/A | N/A | N/A | N/A | N/A | N/A | N/A
00 Ret.FB-ExistSNCR & DryFGD & ACI & HRI | N/A | N/A | N/A | N/A | N/A | N/A | N/A
00 Ret.FB-ExistSNCR & DryFGD & HRI | N/A | N/A | N/A | N/A | N/A | N/A | N/A
00 Ret.FB-ExistSNCR & HRI | N/A | N/A | N/A | N/A | N/A | N/A | N/A
00 Ret.FB-SNCR | N/A | N/A | N/A | N/A | N/A | N/A | N/A
00 Ret.FB-SNCR & HRI | N/A | N/A | N/A | N/A | N/A | N/A | N/A
00 Ret.HRI | N/A | N/A | N/A | N/A | N/A | N/A | N/A
00 Ret.Oil/Gas Steam SCR | N/A | N/A | N/A | N/A | N/A | N/A | N/A
00 Ret.SCR | N/A | N/A | N/A | N/A | N/A | N/A | N/A
00 Ret.SCR & DryFGD | N/A | N/A | N/A | N/A | N/A | N/A | N/A
00 Ret.SCR & DryFGD & ACI | N/A | N/A | N/A | N/A | N/A | N/A | N/A
00 Ret.SCR & DryFGD & CCS | N/A | N/A | N/A | N/A | N/A | N/A | N/A
00 Ret.SCR & DryFGD & HRI | N/A | N/A | N/A | N/A | N/A | N/A | N/A
00 Ret.SCR & DryFGD & HRI & CCS | N/A | N/A | N/A | N/A | N/A | N/A | N/A
00 Ret.SCR & DSI | N/A | N/A | N/A | N/A | N/A | N/A | N/A
00 Ret.SCR & DSI & DryFGD | N/A | N/A | N/A | N/A | N/A | N/A | N/A
00 Ret.SCR & DSI & DryFGD & HRI | N/A | N/A | N/A | N/A | N/A | N/A | N/A
00 Ret.SCR & DSI & HRI | N/A | N/A | N/A | N/A | N/A | N/A | N/A
00 Ret.SCR & DSI & WetFGD | N/A | N/A | N/A | N/A | N/A | N/A | N/A
00 Ret.SCR & DSI & WetFGD & HRI | N/A | N/A | N/A | N/A | N/A | N/A | N/A
00 Ret.SCR & HRI | N/A | N/A | N/A | N/A | N/A | N/A | N/A
00 Ret.SCR & WetFGD | N/A | N/A | N/A | N/A | N/A | N/A | N/A
00 Ret.SCR & WetFGD & ACI | N/A | N/A | N/A | N/A | N/A | N/A | N/A
00 Ret.SCR & WetFGD & CCS | N/A | N/A | N/A | N/A | N/A | N/A | N/A
00 Ret.SCR & WetFGD & HRI | N/A | N/A | N/A | N/A | N/A | N/A | N/A
00 Ret.SCR & WetFGD & HRI & CCS | N/A | N/A | N/A | N/A | N/A | N/A | N/A
00 Ret.SNCR | N/A | N/A | N/A | N/A | N/A | N/A | N/A
00 Ret.SNCR & DryFGD | N/A | N/A | N/A | N/A | N/A | N/A | N/A
00 Ret.SNCR & DryFGD & ACI | N/A | N/A | N/A | N/A | N/A | N/A | N/A
00 Ret.SNCR & DryFGD & ACI & HRI | N/A | N/A | N/A | N/A | N/A | N/A | N/A
00 Ret.SNCR & DryFGD & HRI | N/A | N/A | N/A | N/A | N/A | N/A | N/A
00 Ret.SNCR & DSI | N/A | N/A | N/A | N/A | N/A | N/A | N/A
00 Ret.SNCR & DSI & HRI | N/A | N/A | N/A | N/A | N/A | N/A | N/A
00 Ret.SNCR & HRI | N/A | N/A | N/A | N/A | N/A | N/A | N/A
00 Ret.SNCR & WetFGD | N/A | N/A | N/A | N/A | N/A | N/A | N/A
00 Ret.SNCR & WetFGD & ACI | N/A | N/A | N/A | N/A | N/A | N/A | N/A
00 Ret.SNCR & WetFGD & ACI & HRI | N/A | N/A | N/A | N/A | N/A | N/A | N/A
00 Ret.SNCR & WetFGD & HRI | N/A | N/A | N/A | N/A | N/A | N/A | N/A
00 Ret.WetFGD | N/A | N/A | N/A | N/A | N/A | N/A | N/A
00 Ret.WetFGD & ACI & CCS | N/A | N/A | N/A | N/A | N/A | N/A | N/A
00 Ret.WetFGD & ACI & HRI & CCS | N/A | N/A | N/A | N/A | N/A | N/A | N/A
00 Ret.WetFGD & CCS | N/A | N/A | N/A | N/A | N/A | N/A | N/A
00 Ret.WetFGD & HRI | N/A | N/A | N/A | N/A | N/A | N/A | N/A
00 Ret.WetFGD & HRI & CCS | N/A | N/A | N/A | N/A | N/A | N/A | N/A
00 CC Retirement | 0 | 0 | 0 | 0 | 0 | 0 | 0
00 CT Retirement | 0 | 0 | 0 | 0 | 0 | 0 | 0
00 O/G Retirement | 0 | 0 | 0 | 0 | 0 | 0 | 0
00 Coal Retirement | 0 | 0 | 0 | 0 | 0 | 0 | 0
00 IGCC Retirement | N/A | N/A | N/A | N/A | N/A | N/A | N/A
00 Nuke Retirement | N/A | N/A | N/A | N/A | N/A | N/A | 0
00 Non-Fossil Retirement | N/A | N/A | N/A | N/A | N/A | N/A | N/A
Average | 49.627 | 48.9171 | 49.4414 | 49.968 | 49.3437 | 49.193 | 45.3908
15. Total Annual Production Cost [Million US2011$](*)
Variable O&M | 980.3469 | 991.8748 | 1039.2476 | 1102.6773 | 1297.8975 | 1572.6209 | 1849.8766
Fixed O&M | 5303.4293 | 5445.2582 | 5444.5503 | 5876.0847 | 5892.9922 | 6411.6877 | 5555.1155
Fuel | 3419.2664 | 3337.7852 | 4023.5636 | 5148.24 | 7210.9979 | 9713.9036 | 14056.5515
Capital | 237.0157 | 777.6095 | 998.0287 | 1517.2794 | 2347.5445 | 3738.1556 | 8780.6932
Pollutant Transport & Storage | 0 | 0 | 0 | 0 | 0 | 0 | 0
Total | 9940.0583 | 10552.5277 | 11505.3902 | 13644.2813 | 16749.4321 | 21436.3677 | 30242.2368
Sales Revenue | 0 | 0 | 0 | 0 | 0 | 0 | 0
(*) Costs include only those items that are important for determining incremental cost of pollution control
16. Emissions
CO2 Thousand Tons | 95164.6953 | 89286.7196 | 87416.2722 | 98965.5893 | 89407.5377 | 99824.5206 | 127273.2359
Carbon Million Tonnes | 23.5427 | 22.0886 | 21.6259 | 24.483 | 22.1185 | 24.6955 | 31.486
HCL Thousand Tons | 0.76695 | 0.57445 | 0.45239 | 0.67709 | 0.21089 | 0.11122 | 0.0054416
MER lbs | 2428.3982 | 2336.2393 | 2055.2815 | 2132.4202 | 1026.8775 | 586.2117 | 296.5068
NOX Thousand Tons | 133.0092 | 125.3882 | 118.3456 | 129.5763 | 90.8307 | 76.7154 | 89.4079
SO2 Thousand Tons | 207.4125 | 190.1489 | 146.4492 | 166.8721 | 52.7057 | 26.8284 | 13.1974