## Summary
Re-Dispatch with Coal Cost of $20 per tonne CO2
EPA IPM Run Results
All costs and prices are in 2011-year dollars |  | Values in red are rounded to zero, not equal to zero
NATIONWIDE EMISSIONS |  | 2016 | 2018 | 2020 | 2025 | 2030 | 2040 | 2050
SO2 (million tons) |  | 1.3802 | 1.3725 | 1.274 | 1.2761 | 1.2518 | 1.2455 | 1.3611
NOx (million tons) |  | 1.5279 | 1.4355 | 1.3513 | 1.3626 | 1.3106 | 1.2947 | 1.3994
CO2 (million metric tons) |  | 2031.3233 | 2022.0056 | 1961.3703 | 2015.0401 | 2037.7723 | 2238.8676 | 2559.1456
Hg (tons) |  | 7.3451 | 7.7191 | 7.2276 | 7.5934 | 7.5488 | 7.5369 | 8.1975
HCL (Mtons) |  | 5.8343 | 7.9744 | 8.8256 | 9.1186 | 9.7666 | 9.8975 | 10.1079
TOTAL COSTS |  | 2016 | 2018 | 2020 | 2025 | 2030 | 2040 | 2050
Total Costs (billion $) |  | 159.0827 | 167.8543 | 181.8979 | 205.8018 | 226.2032 | 272.6434 | 348.7807
PRICES |  | 2016 | 2018 | 2020 | 2025 | 2030 | 2040 | 2050
National Wholesale Electricity Price (mills/kWh)
Natural Gas Prices (2011 $/MMBtu)
Henry Hub |  | 4.5462 | 4.871 | 5.5638 | 6.1126 | 6.3403 | 7.1209 | 8.8171
Delivered |  | 5.0531 | 5.2874 | 5.9426 | 6.4629 | 6.6569 | 7.4277 | 9.0476
Minemouth Coal Prices (2011 $/MMBtu)
Appalachia |  | 2.2527 | 2.2964 | 2.3043 | 2.5077 | 2.6895 | 3.1852 | 3.8696
Imports |  | 3.4937 |  |  | 3.1292 | 3.2308 | 3.3896 | 3.3896
Interior |  | 2.0742 | 2.0279 | 1.8279 | 1.984 | 2.0844 | 2.4815 | 3.1206
Waste Coal |  | 1.3847 | 1.4336 | 1.4982 | 1.5681 | 1.5849 | 1.6934 | 1.6934
West |  | 0.84054 | 0.86091 | 0.86153 | 0.97759 | 1.0926 | 1.368 | 1.7379
National |  | 1.5475 | 1.5709 | 1.5032 | 1.6271 | 1.7439 | 2.0902 | 2.6232
Emission Allowance Prices ($/Ton) |  | 2016 | 2018 | 2020 | 2025 | 2030 | 2040 | 2050
SO2 Annual (CAIR) |  | 0 | 0 | 0 | 0 | 0 | 0 | 0
NOx Annual (CAIR) |  | 0 | 0 | 0 | 0 | 0 | 0 | 0
NOx Ozone Season (CAIR) |  | 0 | 0 | 0 | 0 | 0 | 0 | 0
CO2 ($/metric ton) |  | - | - | 20 | 20 | 20 | 20 | 20
EMISSION CONSTRAINTS (Mtons) |  | 2016 | 2018 | 2020 | 2025 | 2030 | 2040 | 2050
SO2 Annual (CAIR) |  | 1032.4186 | 1029.2901 | 922.9779 | 915.31 | 886.6822 | 876.4254 | 966.825
NOx Annual (CAIR) |  | 870.8327 | 868.1617 | 790.0293 | 770.5937 | 731.4364 | 729.297 | 810.9783
NOx Ozone Season (CAIR) |  | 331.2625 | 332.4857 | 313.4921 | 309.0164 | 294.0188 | 291.6463 | 313.8628
CO2 (metric ton) |  | - | - | - | - | - | - | -
TOTAL CAPACITY (Cumulative GW) |  | 2016 | 2018 | 2020 | 2025 | 2030 | 2040 | 2050
Hydro |  | 101.0446 | 101.0446 | 101.0446 | 101.0446 | 101.0446 | 101.0446 | 100.9846
Non-Hydro Renewables |  | 81.7773 | 90.7409 | 93.2696 | 103.8463 | 108.3389 | 113.7883 | 138.8903
Biomass |  | 4.2879 | 4.5528 | 4.9941 | 5.2184 | 5.3732 | 5.3732 | 5.5515
Other |  | 13.2261 | 14.994 | 15.9893 | 17.7153 | 17.9904 | 19.5727 | 31.9525
Wind |  | 64.2633 | 71.1941 | 72.2862 | 80.9126 | 84.9753 | 88.8424 | 101.3863
Coal |  | 231.1297 | 228.8926 | 228.9706 | 228.9706 | 226.381 | 226.1634 | 226.163
PC |  | 229.4677 | 227.2306 | 226.9786 | 226.9786 | 224.389 | 224.1714 | 224.171
IGCC |  | 1.662 | 1.662 | 1.662 | 1.662 | 1.662 | 1.662 | 1.662
IGCC - CCS |  | 0 | 0 | 0.33 | 0.33 | 0.33 | 0.33 | 0.33
New Future Technology |  | 0 | 0 | 0 | 0 | 0 | 0 | 0
Nuclear |  | 99.3349 | 103.8099 | 103.1969 | 103.1969 | 100.529 | 59.5355 | 7.9594
Natural Gas |  | 369.1474 | 375.8997 | 382.2476 | 419.3562 | 471.7156 | 623.5283 | 760.57
CC |  | 223.1823 | 229.6988 | 233.0183 | 261.126 | 305.9893 | 426.3218 | 542.9086
CC - CCS |  | 0 | 0 | 0 | 0 | 0 | 0 | 0
CT |  | 145.965 | 146.2008 | 149.2293 | 158.2303 | 165.7263 | 197.2065 | 217.6614
Oil/Gas Steam |  | 88.4418 | 85.3279 | 83.0309 | 82.5054 | 82.5054 | 82.5054 | 82.5054
Other |  | 4.5364 | 4.5364 | 4.5364 | 4.5364 | 4.5364 | 4.5364 | 4.5364
Grand Total |  | 975.4499 | 990.2897 | 996.3343 | 1043.4941 | 1095.0887 | 1211.1395 | 1321.6468
NEW CAPACITY (Cumulative GW) |  | 2016 | 2018 | 2020 | 2025 | 2030 | 2040 | 2050
Non-Hydro Renewables |  | 7.0107 | 15.9743 | 18.5029 | 29.0796 | 33.5723 | 39.0216 | 64.1237
Biomass |  | 0.24758 | 0.5124 | 0.95371 | 1.178 | 1.3328 | 1.3328 | 1.5111
Other |  | 0.60021 | 2.3682 | 3.3634 | 5.0894 | 5.3646 | 6.9468 | 19.3267
Wind |  | 6.1629 | 13.0937 | 14.1858 | 22.8122 | 26.8749 | 30.742 | 43.2859
Coal |  | 0.0377 | 0.0377 | 0.3677 | 0.3677 | 0.3677 | 0.3677 | 0.3677
PC |  | 0.0377 | 0.0377 | 0.0377 | 0.0377 | 0.0377 | 0.0377 | 0.0377
IGCC |  | 0 | 0 | 0 | 0 | 0 | 0 | 0
IGCC - CCS |  | 0 | 0 | 0.33 | 0.33 | 0.33 | 0.33 | 0.33
New Future Technology |  | 0 | 0 | 0 | 0 | 0 | 0 | 0
Nuclear |  | 0 | 0 | 0 | 0 | 0 | 0 | 0
Natural Gas |  | 5.3771 | 12.1294 | 18.4773 | 55.5859 | 107.9453 | 259.758 | 396.8769
CC |  | 3.2143 | 9.7308 | 13.0503 | 41.158 | 86.0213 | 206.3538 | 323.0178
CC - CCS |  | 0 | 0 | 0 | 0 | 0 | 0 | 0
CT |  | 2.1627 | 2.3985 | 5.427 | 14.428 | 21.924 | 53.4042 | 73.8591
Other |  | 0 | 0 | 0 | 0 | 0 | 0 | 0
Grand Total |  | 12.4255 | 28.1413 | 37.3479 | 85.0333 | 141.8853 | 299.1473 | 461.3683
RETIREMENTS (GW) |  | 2016 | 2018 | 2020 | 2025 | 2030 | 2040 | 2050
CC Retirements |  | 1.8104 | 1.8104 | 1.8104 | 1.8104 | 1.8104 | 1.8104 | 1.8876
Coal Retirements |  | 60.6688 | 62.8775 | 63.1295 | 63.1295 | 65.7191 | 65.9367 | 65.9367
CT Retirements |  | 0.50142 | 0.50142 | 0.50142 | 0.50142 | 0.50142 | 0.50142 | 0.50142
Nuclear Retirements |  | 0.6173 | 0.6173 | 1.2303 | 1.2303 | 3.8982 | 44.8917 | 96.4678
O/G Retirements |  | 5.2834 | 8.3983 | 10.6953 | 11.2208 | 11.2208 | 11.2208 | 11.2208
IGCC Retirements |  | 0.045 | 0.045 | 0.045 | 0.045 | 0.045 | 0.045 | 0.045
Non-Fossil Retirements |  | 0 | 0 | 0 | 0 | 0 | 0 | 0
Grand Total |  | 68.9263 | 74.2499 | 77.4119 | 77.9374 | 83.1948 | 124.406 | 176.0594
GENERATION MIX (thousand GWh) |  | 2016 | 2018 | 2020 | 2025 | 2030 | 2040 | 2050
Hydro |  | 280.3799 | 280.0389 | 282.0917 | 281.1486 | 281.6333 | 277.1281 | 275.8124
Non-Hydro Renewables |  | 257.3151 | 281.7506 | 298.8026 | 333.2793 | 348.7205 | 365.3397 | 440.8835
Biomass |  | 22.5484 | 23.2507 | 28.0541 | 31.0444 | 32.5112 | 32.6734 | 34.8517
Other |  | 42.6302 | 51.8733 | 55.998 | 64.1671 | 65.8558 | 69.1135 | 97.8937
Wind |  | 175.7552 | 195.8994 | 199.1465 | 222.645 | 233.6058 | 244.5571 | 283.9273
Biomass Co-firing |  | 16.3813 | 10.7271 | 15.6041 | 15.4228 | 16.7478 | 18.9957 | 24.2108
Coal |  | 1591.1389 | 1594.2762 | 1418.8814 | 1430.2238 | 1393.112 | 1374.5976 | 1513.8296
PC |  | 1579.4391 | 1582.2389 | 1405.3915 | 1416.7339 | 1379.7297 | 1361.2511 | 1499.2181
IGCC |  | 11.6997 | 12.0373 | 11.0327 | 11.0327 | 10.9251 | 10.8893 | 12.1543
IGCC - CCS |  | 0 | 0 | 2.4572 | 2.4572 | 2.4572 | 2.4572 | 2.4572
New Future Technology |  | 0 | 0 | 0 | 0 | 0 | 0 | 0
Nuclear |  | 788.0584 | 823.4228 | 818.6382 | 818.6382 | 797.3055 | 476.8603 | 63.2562
Natural Gas |  | 1076.9852 | 1092.4668 | 1353.3026 | 1500.567 | 1711.4326 | 2406.5101 | 2990.4723
CC |  | 1055.0659 | 1075.1382 | 1328.2388 | 1463.1476 | 1678.8526 | 2380.4122 | 2965.6168
CC - CCS |  | 0 | 0 | 0 | 0 | 0 | 0 | 0
CT |  | 21.9193 | 17.3287 | 25.0639 | 37.4194 | 32.58 | 26.0979 | 24.8555
Oil/Gas Steam |  | 57.5662 | 55.4199 | 50.235 | 31.5405 | 16.9912 | 1.6787 | 1.1164
Other |  | 26.2133 | 26.0734 | 25.7971 | 25.3487 | 26.9366 | 26.9356 | 26.8978
Grand Total |  | 4061.5564 | 4143.0022 | 4232.4253 | 4405.604 | 4559.6645 | 4910.3352 | 5288.3381
TOTAL CONTROLS (Cumulative GW) |  | 2016 | 2018 | 2020 | 2025 | 2030 | 2040 | 2050
FGD |  | 194.1063 | 192.7646 | 192.7646 | 192.7646 | 192.7646 | 192.5469 | 192.5466
Existing Scrubber |  | 186.9361 | 185.249 | 185.249 | 185.249 | 185.249 | 185.0313 | 185.031
Existing Wet Scrubber |  | 154.6163 | 153.7463 | 153.7463 | 153.7463 | 153.7462 | 153.7462 | 153.746
Existing Dry Scrubber |  | 32.3198 | 31.5028 | 31.5028 | 31.5028 | 31.5028 | 31.2851 | 31.285
Retrofit Scrubber |  | 7.1325 | 7.4779 | 7.4779 | 7.4779 | 7.4779 | 7.4779 | 7.4779
Retrofit Wet Scrubber |  | 2.1212 | 2.2191 | 2.2191 | 2.2191 | 2.2191 | 2.2191 | 2.2191
Retrofit Dry Scrubber |  | 5.0113 | 5.2588 | 5.2588 | 5.2588 | 5.2588 | 5.2588 | 5.2588
New Scrubber |  | 0.0377 | 0.0377 | 0.0377 | 0.0377 | 0.0377 | 0.0377 | 0.0377
New Wet Scrubber |  | 0.0377 | 0.0377 | 0.0377 | 0.0377 | 0.0377 | 0.0377 | 0.0377
New Dry Scrubber |  | 0 | 0 | 0 | 0 | 0 | 0 | 0
SCR |  | 137.786 | 141.6755 | 141.6755 | 141.6755 | 141.6814 | 141.6814 | 141.7369
Existing SCR |  | 131.0806 | 131.0796 | 131.0796 | 131.0796 | 131.0796 | 131.0796 | 131.0796
Retrofit SCR |  | 6.6678 | 10.5582 | 10.5582 | 10.5582 | 10.5641 | 10.5641 | 10.6196
New SCR |  | 0.0377 | 0.0377 | 0.0377 | 0.0377 | 0.0377 | 0.0377 | 0.0377
SNCR |  | 17.2923 | 17.2257 | 17.2257 | 17.2257 | 17.2257 | 17.008 | 16.9932
Existing SNCR |  | 17.1103 | 17.0437 | 17.0437 | 17.0437 | 17.0437 | 16.826 | 16.8112
Retrofit SNCR |  | 0.182 | 0.182 | 0.182 | 0.182 | 0.182 | 0.182 | 0.182
ACI |  | 115.404 | 113.7789 | 113.7789 | 113.7789 | 111.1893 | 111.1893 | 111.189
Existing ACI |  | 50.6958 | 49.5589 | 49.5589 | 49.5589 | 46.9764 | 46.9764 | 46.9761
Retrofit ACI |  | 64.7082 | 64.22 | 64.22 | 64.22 | 64.2129 | 64.2129 | 64.2129
New ACI |  | 0 | 0 | 0 | 0 | 0 | 0 | 0
CCS |  | 0 | 0 | 0.33 | 0.33 | 0.33 | 0.33 | 0.33
Hardwired CCS |  | 0 | 0 | 0 | 0 | 0 | 0 | 0
Retrofit CCS |  | 0 | 0 | 0 | 0 | 0 | 0 | 0
New CCS |  | 0 | 0 | 0.33 | 0.33 | 0.33 | 0.33 | 0.33
FF |  | 132.4155 | 130.5318 | 130.2797 | 130.2797 | 127.6902 | 127.4726 | 127.4724
Existing FF |  | 108.8012 | 106.67 | 106.4179 | 106.4179 | 106.4179 | 106.2002 | 106.2001
Retrofit FF* |  | 23.6143 | 23.8618 | 23.8618 | 23.8618 | 21.2723 | 21.2723 | 21.2723
DSI |  | 23.889 | 23.889 | 23.637 | 23.637 | 21.0475 | 21.0475 | 21.0475
Existing DSI |  | 1.158 | 1.158 | 1.158 | 1.158 | 1.158 | 1.158 | 1.158
Retrofit DSI |  | 22.731 | 22.731 | 22.479 | 22.479 | 19.8895 | 19.8895 | 19.8895
C2G |  | 0 | 0.001 | 0.001 | 0.001 | 0.001 | 0.001 | 0.001
HRI |  | 137.7051 | 176.1437 | 176.146 | 176.146 | 176.1469 | 176.1469 | 181.1559
* includes upgrades of existing fabric filters through dry FGD retrofits
RETROFITS (Cumulative GW) |  | 2016 | 2018 | 2020 | 2025 | 2030 | 2040 | 2050
FGD |  | 7.1325 | 7.4779 | 7.4779 | 7.4779 | 7.4779 | 7.4779 | 7.4779
SCR |  | 6.6678 | 10.5582 | 10.5582 | 10.5582 | 10.5641 | 10.5641 | 10.6196
SNCR |  | 0.182 | 0.182 | 0.182 | 0.182 | 0.182 | 0.182 | 0.182
ACI |  | 64.7082 | 64.22 | 64.22 | 64.22 | 64.2129 | 64.2129 | 64.2129
CCS |  | 0 | 0 | 0 | 0 | 0 | 0 | 0
FF |  | 23.6143 | 23.8618 | 23.8618 | 23.8618 | 21.2723 | 21.2723 | 21.2723
DSI |  | 22.731 | 22.731 | 22.479 | 22.479 | 19.8895 | 19.8895 | 19.8895
C2G |  | 0 | 0.001 | 0.001 | 0.001 | 0.001 | 0.001 | 0.001
HRI |  | 137.7051 | 176.1437 | 176.146 | 176.146 | 176.1469 | 176.1469 | 181.1559
TOTAL CONTROLS IN NEEDS
FGD |  | 210.1763
SCR |  | 143.135
SNCR |  | 29.4551
ACI |  | 61.7241
FUEL SUPPLY AND CONSUMPTION |  | 2016 | 2018 | 2020 | 2025 | 2030 | 2040 | 2050
Coal Use by Region (million tons) |  | 865.6899 | 862.7751 | 779.6502 | 805.7611 | 801.3413 | 822.5571 | 884.9561
Power Sector |  | 779.1367 | 773.4461 | 686.2975 | 699.7135 | 680.9078 | 672.6678 | 735.0669
Appalachia |  | 149.2134 | 140.8026 | 101.275 | 85.3776 | 75.8741 | 72.6448 | 78.4853
Imports |  | 1.5 |  |  | 2.5449 | 1.5854 | 6.138 | 26.1087
Interior |  | 209.7851 | 230.4765 | 232.033 | 247.8003 | 253.7199 | 242.6886 | 254.9167
Waste Coal |  | 10.9659 | 10.7896 | 10.7896 | 10.7896 | 10.7896 | 10.7896 | 10.7896
West |  | 407.6723 | 391.3774 | 342.1999 | 353.201 | 338.9388 | 340.4067 | 364.7665
Non-Power Sector |  | 86.5532 | 89.3289 | 93.3527 | 106.0476 | 120.4335 | 149.8892 | 149.8892
Appalachia |  | 30.3134 | 30.28 | 30.2266 | 29.3502 | 29.5122 | 29.1918 | 29.1918
Interior |  | 25.0714 | 26.7306 | 28.6105 | 34.1388 | 41.1524 | 54.1412 | 54.1412
West |  | 31.1684 | 32.3183 | 34.5157 | 42.5586 | 49.7688 | 66.5562 | 66.5562
Power Sector Coal Use by Rank (TBtu) |  | 15389.8776 | 15351.132 | 13570.8554 | 13684.261 | 13305.3635 | 13099.4727 | 14380.8346
Bituminous |  | 8374.1325 | 8499.4969 | 7573.0069 | 7465.9272 | 7283.2881 | 7045.4703 | 7933.7242
Subbituminous |  | 6091.2995 | 5957.5377 | 5230.1485 | 5386.9719 | 5171.5735 | 5200.0112 | 5562.5907
Lignite |  | 924.4455 | 894.0974 | 767.6999 | 831.3619 | 850.5019 | 853.9911 | 884.5198
Natural Gas Use (Trillion cubic feet) |  | 8.2588 | 8.2979 | 10.194 | 10.8777 | 11.9012 | 15.8868 | 19.3286
Note on A3: ICFI: All tons are SHORT tons, unless otherwise noted as metric Mtons : thousand tons

## All Constraints
Constraint Name | Constraint # | Constraint ID | Constraint Type | Neutralized | LimitType | Constraint Time Frame | Data Field | Unit of Measure | 2016-2017(RY 2016) | 2018-2018(RY 2018) | 2019-2022(RY 2020) | 2023-2027(RY 2025) | 2028-2033(RY 2030) | 2034-2045(RY 2040) | 2046-2054(RY 2050)
#1 - SO2 CAIR Annual Constraint | 1 | 5812 | Rate Constraint in MTons | FALSE | L | Annual | Seasons Included | Seasons | Winter, Summer | Winter, Summer | Winter, Summer | Winter, Summer | Winter, Summer | Winter, Summer | Winter, Summer
#1 - SO2 CAIR Annual Constraint | 1 | 5812 | Rate Constraint in MTons | FALSE | L | Annual | Standard | MTons | 12055.1892 | 3055.9311 | 3030.5454 | 3028.7501 | 3028.7501 | 3028.7501 | 3028.7501
#1 - SO2 CAIR Annual Constraint | 1 | 5812 | Rate Constraint in MTons | FALSE | L | Annual | Standard SO2 | MTons | 12055.1892 | 3055.9311 | 3030.5454 | 3028.7501 | 3028.7501 | 3028.7501 | 3028.7501
#1 - SO2 CAIR Annual Constraint | 1 | 5812 | Rate Constraint in MTons | FALSE | L | Annual | Emissions at Affected Plants SO2 | MTons | 1114.7049 | 1106.5987 | 994.8381 | 989.4194 | 960.3522 | 950.5291 | 1048.6483
#1 - SO2 CAIR Annual Constraint | 1 | 5812 | Rate Constraint in MTons | FALSE | L | Annual | Allowances Purchased SO2 | MTons | 0 | 0 | 0 | 0 | 0 | 0 | 0
#1 - SO2 CAIR Annual Constraint | 1 | 5812 | Rate Constraint in MTons | FALSE | L | Annual | Allowances Sold SO2 | MTons | 0 | 0 | 0 | 0 | 0 | 0 | 0
#1 - SO2 CAIR Annual Constraint | 1 | 5812 | Rate Constraint in MTons | FALSE | L | Annual | Allowances Banked | MTons | 10940.7762 | 0 | 2035.9777 | 2421.4336 | 5097.4254 | 0 | 0
#1 - SO2 CAIR Annual Constraint | 1 | 5812 | Rate Constraint in MTons | FALSE | L | Annual | Allowances Withdrawn (1:1) | MTons | 0 | -3055.9311 | 0 | -3028.7501 | -3028.7501 | -3028.7501 | 0
#1 - SO2 CAIR Annual Constraint | 1 | 5812 | Rate Constraint in MTons | FALSE | L | Annual | Allowances Withdrawn (n:1) | MTons | 0 | 0 | 0 | 0 | 0 | 0 | 0
#1 - SO2 CAIR Annual Constraint | 1 | 5812 | Rate Constraint in MTons | FALSE | L | Annual | Net Emissions Allowance Position | MTons | 12055.4811 | -1949.3324 | 3030.8157 | 382.1029 | 3029.0275 | -2078.221 | 1048.6483
#1 - SO2 CAIR Annual Constraint | 1 | 5812 | Rate Constraint in MTons | FALSE | L | Annual | Fuel Consumed | TBtu | 19840.7568 | 19769.5421 | 19916.1784 | 20525.2126 | 21090.301 | 24425.1175 | 28697.9414
#1 - SO2 CAIR Annual Constraint | 1 | 5812 | Rate Constraint in MTons | FALSE | L | Annual | Rate | lb/MMBtu | 0.11237 | 0.11195 | 0.099903 | 0.09641 | 0.091071 | 0.077832 | 0.073082
#1 - SO2 CAIR Annual Constraint | 1 | 5812 | Rate Constraint in MTons | FALSE | L | Annual | Generation | TWh | 2227.3472 | 2234.8315 | 2301.2208 | 2413.7563 | 2546.1181 | 3105.84 | 3728.8162
#1 - SO2 CAIR Annual Constraint | 1 | 5812 | Rate Constraint in MTons | FALSE | L | Annual | Qualifying Generation | TWh | 2227.3472 | 2234.8315 | 2301.2208 | 2413.7563 | 2546.1181 | 3105.84 | 3728.8162
#1 - SO2 CAIR Annual Constraint | 1 | 5812 | Rate Constraint in MTons | FALSE | L | Annual | Rate | lb/MWh | 0.50046 | 0.49516 | 0.43231 | 0.40991 | 0.37718 | 0.30605 | 0.28123
#1 - SO2 CAIR Annual Constraint | 1 | 5812 | Rate Constraint in MTons | FALSE | L | Annual | Constraint Shadow Price | US$/Ton | 0 | 0 | 0 | 0 | 0 | 0 | 0
#2 - NOx CAIR Annual Constraint | 2 | 1260 | Rate Constraint in MTons | FALSE | L | Annual | Seasons Included | Seasons | Winter, Summer | Winter, Summer | Winter, Summer | Winter, Summer | Winter, Summer | Winter, Summer | Winter, Summer
#2 - NOx CAIR Annual Constraint | 2 | 1260 | Rate Constraint in MTons | FALSE | L | Annual | Standard | MTons | 1999.239 | 1241.888 | 1241.888 | 1241.888 | 1241.888 | 1241.888 | 1241.888
#2 - NOx CAIR Annual Constraint | 2 | 1260 | Rate Constraint in MTons | FALSE | L | Annual | Standard NOX | MTons | 1999.239 | 1241.888 | 1241.888 | 1241.888 | 1241.888 | 1241.888 | 1241.888
#2 - NOx CAIR Annual Constraint | 2 | 1260 | Rate Constraint in MTons | FALSE | L | Annual | Emissions at Affected Plants NOX | MTons | 870.8327 | 868.1617 | 790.0293 | 770.5937 | 731.4364 | 729.297 | 810.9783
#2 - NOx CAIR Annual Constraint | 2 | 1260 | Rate Constraint in MTons | FALSE | L | Annual | Allowances Purchased NOX | MTons | 0 | 0 | 0 | 0 | 0 | 0 | 0
#2 - NOx CAIR Annual Constraint | 2 | 1260 | Rate Constraint in MTons | FALSE | L | Annual | Allowances Sold NOX | MTons | 0 | 0 | 0 | 0 | 0 | 0 | 0
#2 - NOx CAIR Annual Constraint | 2 | 1260 | Rate Constraint in MTons | FALSE | L | Annual | Allowances Banked | MTons | 1129.0446 | 0 | 0 | 0 | 0 | 513.1978 | 0
#2 - NOx CAIR Annual Constraint | 2 | 1260 | Rate Constraint in MTons | FALSE | L | Annual | Allowances Withdrawn (1:1) | MTons | 0 | -1241.888 | -254.0503 | 0 | 0 | 0 | 0
#2 - NOx CAIR Annual Constraint | 2 | 1260 | Rate Constraint in MTons | FALSE | L | Annual | Allowances Withdrawn (n:1) | MTons | 0 | 0 | 0 | 0 | 0 | 0 | 0
#2 - NOx CAIR Annual Constraint | 2 | 1260 | Rate Constraint in MTons | FALSE | L | Annual | Net Emissions Allowance Position | MTons | 1999.8773 | -373.7263 | 535.979 | 770.5937 | 731.4364 | 1242.4948 | 810.9783
#2 - NOx CAIR Annual Constraint | 2 | 1260 | Rate Constraint in MTons | FALSE | L | Annual | Fuel Consumed | TBtu | 17553.2813 | 17486.7525 | 17613.4387 | 18108.4938 | 18596.3715 | 21605.0386 | 25536.5682
#2 - NOx CAIR Annual Constraint | 2 | 1260 | Rate Constraint in MTons | FALSE | L | Annual | Rate | lb/MMBtu | 0.099222 | 0.099294 | 0.089708 | 0.085109 | 0.078664 | 0.067512 | 0.063515
#2 - NOx CAIR Annual Constraint | 2 | 1260 | Rate Constraint in MTons | FALSE | L | Annual | Generation | TWh | 1968.3971 | 1971.0344 | 2031.1965 | 2129.1608 | 2246.4685 | 2750.8966 | 3320.1602
#2 - NOx CAIR Annual Constraint | 2 | 1260 | Rate Constraint in MTons | FALSE | L | Annual | Qualifying Generation | TWh | 1968.3971 | 1971.0344 | 2031.1965 | 2129.1608 | 2246.4685 | 2750.8966 | 3320.1602
#2 - NOx CAIR Annual Constraint | 2 | 1260 | Rate Constraint in MTons | FALSE | L | Annual | Rate | lb/MWh | 0.44241 | 0.44046 | 0.38895 | 0.36192 | 0.32559 | 0.26511 | 0.24426
#2 - NOx CAIR Annual Constraint | 2 | 1260 | Rate Constraint in MTons | FALSE | L | Annual | Constraint Shadow Price | US$/Ton | 0 | 0 | 0 | 0 | 0 | 0 | 0
#3 - NOx CAIR Ozone Constraint | 3 | 5811 | Rate Constraint in MTons | FALSE | L | Annual | Seasons Included | Seasons | Summer | Summer | Summer | Summer | Summer | Summer | Summer
#3 - NOx CAIR Ozone Constraint | 3 | 5811 | Rate Constraint in MTons | FALSE | L | Annual | Standard | MTons | 854.8335 | 484.506 | 484.506 | 484.506 | 484.506 | 484.506 | 484.506
#3 - NOx CAIR Ozone Constraint | 3 | 5811 | Rate Constraint in MTons | FALSE | L | Annual | Standard NOX | MTons | 854.8335 | 484.506 | 484.506 | 484.506 | 484.506 | 484.506 | 484.506
#3 - NOx CAIR Ozone Constraint | 3 | 5811 | Rate Constraint in MTons | FALSE | L | Annual | Emissions at Affected Plants NOX | MTons | 331.2625 | 332.4857 | 313.4921 | 309.0164 | 294.0188 | 291.6463 | 313.8628
#3 - NOx CAIR Ozone Constraint | 3 | 5811 | Rate Constraint in MTons | FALSE | L | Annual | Allowances Purchased NOX | MTons | 0 | 0 | 0 | 0 | 0 | 0 | 0
#3 - NOx CAIR Ozone Constraint | 3 | 5811 | Rate Constraint in MTons | FALSE | L | Annual | Allowances Sold NOX | MTons | 0 | 0 | 0 | 0 | 0 | 0 | 0
#3 - NOx CAIR Ozone Constraint | 3 | 5811 | Rate Constraint in MTons | FALSE | L | Annual | Allowances Banked | MTons | 242.253 | 0 | 0 | 175.8191 | 0 | 0 | 0
#3 - NOx CAIR Ozone Constraint | 3 | 5811 | Rate Constraint in MTons | FALSE | L | Annual | Allowances Withdrawn (1:1) | MTons | 0 | -484.506 | 0 | 0 | -146.5159 | 0 | 0
#3 - NOx CAIR Ozone Constraint | 3 | 5811 | Rate Constraint in MTons | FALSE | L | Annual | Allowances Withdrawn (n:1) | MTons | 0 | 0 | 0 | 0 | 0 | 0 | 0
#3 - NOx CAIR Ozone Constraint | 3 | 5811 | Rate Constraint in MTons | FALSE | L | Annual | Net Emissions Allowance Position | MTons | 573.5155 | -152.0203 | 313.4921 | 484.8355 | 147.5028 | 291.6463 | 313.8628
#3 - NOx CAIR Ozone Constraint | 3 | 5811 | Rate Constraint in MTons | FALSE | L | Annual | Fuel Consumed | TBtu | 6667.3116 | 6679.7749 | 6816.2774 | 7027.2869 | 7254.8311 | 8519.0517 | 9944.7282
#3 - NOx CAIR Ozone Constraint | 3 | 5811 | Rate Constraint in MTons | FALSE | L | Annual | Rate | lb/MMBtu | 0.099369 | 0.09955 | 0.091983 | 0.087948 | 0.081055 | 0.068469 | 0.063121
#3 - NOx CAIR Ozone Constraint | 3 | 5811 | Rate Constraint in MTons | FALSE | L | Annual | Generation | TWh | 749.4633 | 752.5134 | 779.5824 | 819.3281 | 867.7905 | 1073.9665 | 1287.4615
#3 - NOx CAIR Ozone Constraint | 3 | 5811 | Rate Constraint in MTons | FALSE | L | Annual | Qualifying Generation | TWh | 749.4633 | 752.5134 | 779.5824 | 819.3281 | 867.7905 | 1073.9665 | 1287.4615
#3 - NOx CAIR Ozone Constraint | 3 | 5811 | Rate Constraint in MTons | FALSE | L | Annual | Rate | lb/MWh | 0.442 | 0.44183 | 0.40213 | 0.37716 | 0.33881 | 0.27156 | 0.24378
#3 - NOx CAIR Ozone Constraint | 3 | 5811 | Rate Constraint in MTons | FALSE | L | Annual | Constraint Shadow Price | US$/Ton | 0 | 0 | 0 | 0 | 0 | 0 | 0
#4 - NOx SIPCall Rhode Island Constraint | 4 | 1263 | Rate Constraint in MTons | FALSE | L | Annual | Seasons Included | Seasons | Summer | Summer | Summer | Summer | Summer | Summer | Summer
#4 - NOx SIPCall Rhode Island Constraint | 4 | 1263 | Rate Constraint in MTons | FALSE | L | Annual | Standard | MTons | 0.997 | 0.997 | 0.997 | 0.997 | 0.997 | 0.997 | 0.997
#4 - NOx SIPCall Rhode Island Constraint | 4 | 1263 | Rate Constraint in MTons | FALSE | L | Annual | Standard NOX | MTons | 0.997 | 0.997 | 0.997 | 0.997 | 0.997 | 0.997 | 0.997
#4 - NOx SIPCall Rhode Island Constraint | 4 | 1263 | Rate Constraint in MTons | FALSE | L | Annual | Emissions at Affected Plants NOX | MTons | 0.18007 | 0.18884 | 0.184 | 0.18007 | 0.16342 | 0.12719 | 0.12438
#4 - NOx SIPCall Rhode Island Constraint | 4 | 1263 | Rate Constraint in MTons | FALSE | L | Annual | Allowances Purchased NOX | MTons | 0 | 0 | 0 | 0 | 0 | 0 | 0
#4 - NOx SIPCall Rhode Island Constraint | 4 | 1263 | Rate Constraint in MTons | FALSE | L | Annual | Allowances Sold NOX | MTons | 0 | 0 | 0 | 0 | 0 | 0 | 0
#4 - NOx SIPCall Rhode Island Constraint | 4 | 1263 | Rate Constraint in MTons | FALSE | L | Annual | Allowances Banked | MTons | 0 | 0.80816 | 0.47434 | 0.81693 | 0 | 0 | 0
#4 - NOx SIPCall Rhode Island Constraint | 4 | 1263 | Rate Constraint in MTons | FALSE | L | Annual | Allowances Withdrawn (1:1) | MTons | 0 | 0 | -0.20204 | 0 | -0.997 | 0 | 0
#4 - NOx SIPCall Rhode Island Constraint | 4 | 1263 | Rate Constraint in MTons | FALSE | L | Annual | Allowances Withdrawn (n:1) | MTons | 0 | 0 | 0 | 0 | 0 | 0 | 0
#4 - NOx SIPCall Rhode Island Constraint | 4 | 1263 | Rate Constraint in MTons | FALSE | L | Annual | Net Emissions Allowance Position | MTons | 0.18007 | 0.997 | 0.4563 | 0.997 | -0.83358 | 0.12719 | 0.12438
#4 - NOx SIPCall Rhode Island Constraint | 4 | 1263 | Rate Constraint in MTons | FALSE | L | Annual | Fuel Consumed | TBtu | 25.9905 | 26.4924 | 26.2156 | 25.9905 | 25.0034 | 24.3621 | 26.0765
#4 - NOx SIPCall Rhode Island Constraint | 4 | 1263 | Rate Constraint in MTons | FALSE | L | Annual | Rate | lb/MMBtu | 0.013856 | 0.014256 | 0.014038 | 0.013856 | 0.013072 | 0.010442 | 0.00954
#4 - NOx SIPCall Rhode Island Constraint | 4 | 1263 | Rate Constraint in MTons | FALSE | L | Annual | Generation | TWh | 3.4882 | 3.5508 | 3.5163 | 3.4882 | 3.3737 | 3.3956 | 3.691
#4 - NOx SIPCall Rhode Island Constraint | 4 | 1263 | Rate Constraint in MTons | FALSE | L | Annual | Qualifying Generation | TWh | 3.4882 | 3.5508 | 3.5163 | 3.4882 | 3.3737 | 3.3956 | 3.691
#4 - NOx SIPCall Rhode Island Constraint | 4 | 1263 | Rate Constraint in MTons | FALSE | L | Annual | Rate | lb/MWh | 0.051621 | 0.053182 | 0.052328 | 0.051621 | 0.048441 | 0.037458 | 0.033699
#4 - NOx SIPCall Rhode Island Constraint | 4 | 1263 | Rate Constraint in MTons | FALSE | L | Annual | Constraint Shadow Price | US$/Ton | 0 | 0 | 0 | 0 | 0 | 0 | 0
#6 - WRAP SO2 Policy Case Constraint | 5 | 1265 | Rate Constraint in MTons | FALSE | L | Annual | Seasons Included | Seasons |  | Winter, Summer | Winter, Summer | Winter, Summer | Winter, Summer | Winter, Summer | Winter, Summer
#6 - WRAP SO2 Policy Case Constraint | 5 | 1265 | Rate Constraint in MTons | FALSE | L | Annual | Standard | MTons | 0 | 89.572 | 89.572 | 89.572 | 89.572 | 89.572 | 89.572
#6 - WRAP SO2 Policy Case Constraint | 5 | 1265 | Rate Constraint in MTons | FALSE | L | Annual | Standard SO2 | MTons | 0 | 89.572 | 89.572 | 89.572 | 89.572 | 89.572 | 89.572
#6 - WRAP SO2 Policy Case Constraint | 5 | 1265 | Rate Constraint in MTons | FALSE | L | Annual | Emissions at Affected Plants SO2 | MTons | 0 | 49.4115 | 49.0163 | 49.0332 | 48.3824 | 47.1466 | 50.1694
#6 - WRAP SO2 Policy Case Constraint | 5 | 1265 | Rate Constraint in MTons | FALSE | L | Annual | Allowances Purchased SO2 | MTons | 0 | 0 | 0 | 0 | 0 | 0 | 0
#6 - WRAP SO2 Policy Case Constraint | 5 | 1265 | Rate Constraint in MTons | FALSE | L | Annual | Allowances Sold SO2 | MTons | 0 | 0 | 0 | 0 | 0 | 0 | 0
#6 - WRAP SO2 Policy Case Constraint | 5 | 1265 | Rate Constraint in MTons | FALSE | L | Annual | Allowances Banked | MTons | 0 | 0 | 40.5557 | 0 | 0 | 0 | 0
#6 - WRAP SO2 Policy Case Constraint | 5 | 1265 | Rate Constraint in MTons | FALSE | L | Annual | Allowances Withdrawn (1:1) | MTons | 0 | 0 | 0 | -32.4445 | 0 | 0 | 0
#6 - WRAP SO2 Policy Case Constraint | 5 | 1265 | Rate Constraint in MTons | FALSE | L | Annual | Allowances Withdrawn (n:1) | MTons | 0 | 0 | 0 | 0 | 0 | 0 | 0
#6 - WRAP SO2 Policy Case Constraint | 5 | 1265 | Rate Constraint in MTons | FALSE | L | Annual | Net Emissions Allowance Position | MTons | 0 | 49.4115 | 89.572 | 16.5887 | 48.3824 | 47.1466 | 50.1694
#6 - WRAP SO2 Policy Case Constraint | 5 | 1265 | Rate Constraint in MTons | FALSE | L | Annual | Fuel Consumed | TBtu | 0 | 1092.8071 | 1066.3875 | 1116.7418 | 1239.2829 | 1444.9952 | 1508.0669
#6 - WRAP SO2 Policy Case Constraint | 5 | 1265 | Rate Constraint in MTons | FALSE | L | Annual | Rate | lb/MMBtu | 0 | 0.09043 | 0.09193 | 0.087815 | 0.078081 | 0.065255 | 0.066535
#6 - WRAP SO2 Policy Case Constraint | 5 | 1265 | Rate Constraint in MTons | FALSE | L | Annual | Generation | TWh | 0 | 114.5124 | 111.2653 | 117.6196 | 139.1088 | 172.2235 | 181.233
#6 - WRAP SO2 Policy Case Constraint | 5 | 1265 | Rate Constraint in MTons | FALSE | L | Annual | Qualifying Generation | TWh | 0 | 114.5124 | 111.2653 | 117.6196 | 139.1088 | 172.2235 | 181.233
#6 - WRAP SO2 Policy Case Constraint | 5 | 1265 | Rate Constraint in MTons | FALSE | L | Annual | Rate | lb/MWh | 0 | 0.43149 | 0.44054 | 0.41688 | 0.3478 | 0.27375 | 0.27682
#6 - WRAP SO2 Policy Case Constraint | 5 | 1265 | Rate Constraint in MTons | FALSE | L | Annual | Constraint Shadow Price | US$/Ton | 0 | 0 | 0 | 0 | 0 | 0 | 0
#CAN - #1 National - SO2 Cap Annual v3.1 | 7 | 1731 | Rate Constraint in MTons | FALSE | L | Annual | Seasons Included | Seasons | Winter, Summer | Winter, Summer | Winter, Summer | Winter, Summer | Winter, Summer | Winter, Summer | Winter, Summer
#CAN - #1 National - SO2 Cap Annual v3.1 | 7 | 1731 | Rate Constraint in MTons | FALSE | L | Annual | Standard | MTons | 948.21 | 948.21 | 948.21 | 948.21 | 948.21 | 948.21 | 948.21
#CAN - #1 National - SO2 Cap Annual v3.1 | 7 | 1731 | Rate Constraint in MTons | FALSE | L | Annual | Standard SO2 | MTons | 948.21 | 948.21 | 948.21 | 948.21 | 948.21 | 948.21 | 948.21
#CAN - #1 National - SO2 Cap Annual v3.1 | 7 | 1731 | Rate Constraint in MTons | FALSE | L | Annual | Emissions at Affected Plants SO2 | MTons | 201.2984 | 183.9726 | 140.2025 | 161.5349 | 46.4547 | 20.6129 | 3.3791
#CAN - #1 National - SO2 Cap Annual v3.1 | 7 | 1731 | Rate Constraint in MTons | FALSE | L | Annual | Allowances Purchased SO2 | MTons | 0 | 0 | 0 | 0 | 0 | 0 | 0
#CAN - #1 National - SO2 Cap Annual v3.1 | 7 | 1731 | Rate Constraint in MTons | FALSE | L | Annual | Allowances Sold SO2 | MTons | 0 | 0 | 0 | 0 | 0 | 0 | 0
#CAN - #1 National - SO2 Cap Annual v3.1 | 7 | 1731 | Rate Constraint in MTons | FALSE | L | Annual | Allowances Banked | MTons | 0 | 0 | 0 | 0 | 0 | 0 | 0
#CAN - #1 National - SO2 Cap Annual v3.1 | 7 | 1731 | Rate Constraint in MTons | FALSE | L | Annual | Allowances Withdrawn (1:1) | MTons | 0 | 0 | 0 | 0 | 0 | 0 | 0
#CAN - #1 National - SO2 Cap Annual v3.1 | 7 | 1731 | Rate Constraint in MTons | FALSE | L | Annual | Allowances Withdrawn (n:1) | MTons | 0 | 0 | 0 | 0 | 0 | 0 | 0
#CAN - #1 National - SO2 Cap Annual v3.1 | 7 | 1731 | Rate Constraint in MTons | FALSE | L | Annual | Net Emissions Allowance Position | MTons | 201.2984 | 183.9726 | 140.2025 | 161.5349 | 46.4547 | 20.6129 | 3.3791
#CAN - #1 National - SO2 Cap Annual v3.1 | 7 | 1731 | Rate Constraint in MTons | FALSE | L | Annual | Fuel Consumed | TBtu | 898.6374 | 830.8926 | 837.4048 | 986.5178 | 1060.1663 | 1322.266 | 1764.5839
#CAN - #1 National - SO2 Cap Annual v3.1 | 7 | 1731 | Rate Constraint in MTons | FALSE | L | Annual | Rate | lb/MMBtu | 0.44801 | 0.44283 | 0.33485 | 0.32749 | 0.087637 | 0.031178 | 0.0038299
#CAN - #1 National - SO2 Cap Annual v3.1 | 7 | 1731 | Rate Constraint in MTons | FALSE | L | Annual | Generation | TWh | 99.3268 | 92.545 | 94.4312 | 110.6107 | 125.3328 | 159.7996 | 225.4255
#CAN - #1 National - SO2 Cap Annual v3.1 | 7 | 1731 | Rate Constraint in MTons | FALSE | L | Annual | Qualifying Generation | TWh | 99.3268 | 92.545 | 94.4312 | 110.6107 | 125.3328 | 159.7996 | 225.4255
#CAN - #1 National - SO2 Cap Annual v3.1 | 7 | 1731 | Rate Constraint in MTons | FALSE | L | Annual | Rate | lb/MWh | 2.0266 | 1.9879 | 1.4847 | 1.4604 | 0.37065 | 0.12899 | 0.01499
#CAN - #1 National - SO2 Cap Annual v3.1 | 7 | 1731 | Rate Constraint in MTons | FALSE | L | Annual | Constraint Shadow Price | US$/Ton | 0 | 0 | 0 | 0 | 0 | 0 | 0
#CAN - AB - MER Cap Annual v4.12 | 8 | 2323 | Rate Constraint in MTons | FALSE | L | Annual | Seasons Included | Seasons | Winter, Summer | Winter, Summer | Winter, Summer | Winter, Summer | Winter, Summer | Winter, Summer | Winter, Summer
#CAN - AB - MER Cap Annual v4.12 | 8 | 2323 | Rate Constraint in MTons | FALSE | L | Annual | Standard | Lb | 1300.7273 | 1300.7273 | 1300.7273 | 1300.7273 | 1300.7273 | 1300.7273 | 1300.7273
#CAN - AB - MER Cap Annual v4.12 | 8 | 2323 | Rate Constraint in MTons | FALSE | L | Annual | Standard MER | lbs | 1300.7273 | 1300.7273 | 1300.7273 | 1300.7273 | 1300.7273 | 1300.7273 | 1300.7273
#CAN - AB - MER Cap Annual v4.12 | 8 | 2323 | Rate Constraint in MTons | FALSE | L | Annual | Emissions at Affected Plants MER | lbs | 1300.958 | 1300.958 | 1283.7874 | 1283.7874 | 724.0374 | 283.3621 | 140.9744
#CAN - AB - MER Cap Annual v4.12 | 8 | 2323 | Rate Constraint in MTons | FALSE | L | Annual | Allowances Purchased MER | lbs | 0 | 0 | 0 | 0 | 0 | 0 | 0
#CAN - AB - MER Cap Annual v4.12 | 8 | 2323 | Rate Constraint in MTons | FALSE | L | Annual | Allowances Sold MER | lbs | 0 | 0 | 0 | 0 | 0 | 0 | 0
#CAN - AB - MER Cap Annual v4.12 | 8 | 2323 | Rate Constraint in MTons | FALSE | L | Annual | Allowances Banked | lbs | 0 | 0 | 0 | 0 | 0 | 0 | 0
#CAN - AB - MER Cap Annual v4.12 | 8 | 2323 | Rate Constraint in MTons | FALSE | L | Annual | Allowances Withdrawn (1:1) | lbs | 0 | 0 | 0 | 0 | 0 | 0 | 0
#CAN - AB - MER Cap Annual v4.12 | 8 | 2323 | Rate Constraint in MTons | FALSE | L | Annual | Allowances Withdrawn (n:1) | lbs | 0 | 0 | 0 | 0 | 0 | 0 | 0
#CAN - AB - MER Cap Annual v4.12 | 8 | 2323 | Rate Constraint in MTons | FALSE | L | Annual | Net Emissions Allowance Position | lbs | 1300.958 | 1300.958 | 1283.7874 | 1283.7874 | 724.0374 | 283.3621 | 140.9744
#CAN - AB - MER Cap Annual v4.12 | 8 | 2323 | Rate Constraint in MTons | FALSE | L | Annual | Fuel Consumed | TBtu | 373.0673 | 373.0673 | 319.1593 | 319.1593 | 150.4244 | 62.7928 | 33.5311
#CAN - AB - MER Cap Annual v4.12 | 8 | 2323 | Rate Constraint in MTons | FALSE | L | Annual | Rate | lb/MMBtu | 3.4872e-06 | 3.4872e-06 | 4.0224e-06 | 4.0224e-06 | 4.8133e-06 | 4.5126e-06 | 4.2043e-06
#CAN - AB - MER Cap Annual v4.12 | 8 | 2323 | Rate Constraint in MTons | FALSE | L | Annual | Generation | TWh | 35.8483 | 35.8483 | 30.7216 | 30.7216 | 14.4834 | 6.0459 | 3.2285
#CAN - AB - MER Cap Annual v4.12 | 8 | 2323 | Rate Constraint in MTons | FALSE | L | Annual | Qualifying Generation | TWh | 35.8483 | 35.8483 | 30.7216 | 30.7216 | 14.4834 | 6.0459 | 3.2285
#CAN - AB - MER Cap Annual v4.12 | 8 | 2323 | Rate Constraint in MTons | FALSE | L | Annual | Rate | lb/MWh | 36.2907 | 36.2907 | 41.7877 | 41.7877 | 49.9909 | 46.8684 | 43.6657
#CAN - AB - MER Cap Annual v4.12 | 8 | 2323 | Rate Constraint in MTons | FALSE | L | Annual | Constraint Shadow Price | US$/Lb | 206114.5178 | 135559.7095 | 0 | 0 | 0 | 0 | 0
#CAN - CNNB RPS v4.12 | 9 | 2317 | Generation Constraint in GWh | FALSE | G | Annual | Seasons Included | Seasons | Winter, Summer | Winter, Summer | Winter, Summer | Winter, Summer | Winter, Summer | Winter, Summer | Winter, Summer
#CAN - CNNB RPS v4.12 | 9 | 2317 | Generation Constraint in GWh | FALSE | G | Annual | Standard | GWh | 1468.6526 | 1480.4253 | 1503.9709 | 1533.9914 | 1565.7779 | 1603.7973 | 1649.828
#CAN - CNNB RPS v4.12 | 9 | 2317 | Generation Constraint in GWh | FALSE | G | Annual | Emissions at Affected Plants | GWh | 6279.6673 | 6279.6673 | 6541.3214 | 8117.9848 | 8117.9848 | 9897.0017 | 13088.1177
#CAN - CNNB RPS v4.12 | 9 | 2317 | Generation Constraint in GWh | FALSE | G | Annual | Allowances Purchased | GWh | 0 | 0 | 0 | 0 | 0 | 0 | 0
#CAN - CNNB RPS v4.12 | 9 | 2317 | Generation Constraint in GWh | FALSE | G | Annual | Allowances Sold | GWh | 0 | 0 | 0 | 0 | 0 | 0 | 0
#CAN - CNNB RPS v4.12 | 9 | 2317 | Generation Constraint in GWh | FALSE | G | Annual | Allowances Banked | GWh | 0 | 0 | 0 | 0 | 0 | 0 | 0
#CAN - CNNB RPS v4.12 | 9 | 2317 | Generation Constraint in GWh | FALSE | G | Annual | Allowances Withdrawn (1:1) | GWh | 0 | 0 | 0 | 0 | 0 | 0 | 0
#CAN - CNNB RPS v4.12 | 9 | 2317 | Generation Constraint in GWh | FALSE | G | Annual | Allowances Withdrawn (n:1) | GWh | 0 | 0 | 0 | 0 | 0 | 0 | 0
#CAN - CNNB RPS v4.12 | 9 | 2317 | Generation Constraint in GWh | FALSE | G | Annual | Net Emissions Allowance Position | GWh | 6279.6673 | 6279.6673 | 6541.3214 | 8117.9848 | 8117.9848 | 9897.0017 | 13088.1177
#CAN - CNNB RPS v4.12 | 9 | 2317 | Generation Constraint in GWh | FALSE | G | Annual | Fuel Consumed | TBtu | 16.3438 | 16.3438 | 16.3438 | 16.3438 | 16.3438 | 16.3438 | 30.6988
#CAN - CNNB RPS v4.12 | 9 | 2317 | Generation Constraint in GWh | FALSE | G | Annual | Heat Rate | MMBtu/MWh | 2.6027 | 2.6027 | 2.4986 | 2.0133 | 2.0133 | 1.6514 | 2.3455
#CAN - CNNB RPS v4.12 | 9 | 2317 | Generation Constraint in GWh | FALSE | G | Annual | Generation | TWh | 6.2797 | 6.2797 | 6.5413 | 8.118 | 8.118 | 9.897 | 13.0881
#CAN - CNNB RPS v4.12 | 9 | 2317 | Generation Constraint in GWh | FALSE | G | Annual | Qualifying Generation | TWh | 6.2797 | 6.2797 | 6.5413 | 8.118 | 8.118 | 9.897 | 13.0881
#CAN - CNNB RPS v4.12 | 9 | 2317 | Generation Constraint in GWh | FALSE | G | Annual | Rate | lb/MWh | 0 | 0 | 0 | 0 | 0 | 0 | 0
#CAN - CNNB RPS v4.12 | 9 | 2317 | Generation Constraint in GWh | FALSE | G | Annual | Constraint Shadow Price | US$/MWh | 0 | 0 | 0 | 0 | 0 | 0 | 0
#CAN - CNNS RPS v4.12 | 10 | 2318 | Generation Constraint in GWh | FALSE | G | Annual | Seasons Included | Seasons | Winter, Summer | Winter, Summer | Winter, Summer | Winter, Summer | Winter, Summer | Winter, Summer | Winter, Summer
#CAN - CNNS RPS v4.12 | 10 | 2318 | Generation Constraint in GWh | FALSE | G | Annual | Standard | GWh | 3038.8452 | 3053.5612 | 3090.3511 | 3138.9137 | 3200.7207 | 3309.6301 | 3442.7514
#CAN - CNNS RPS v4.12 | 10 | 2318 | Generation Constraint in GWh | FALSE | G | Annual | Emissions at Affected Plants | GWh | 3082.5525 | 4511.0411 | 4511.0411 | 4511.0411 | 5044.7462 | 5044.7462 | 5044.7462
#CAN - CNNS RPS v4.12 | 10 | 2318 | Generation Constraint in GWh | FALSE | G | Annual | Allowances Purchased | GWh | 0 | 0 | 0 | 0 | 0 | 0 | 0
#CAN - CNNS RPS v4.12 | 10 | 2318 | Generation Constraint in GWh | FALSE | G | Annual | Allowances Sold | GWh | 0 | 0 | 0 | 0 | 0 | 0 | 0
#CAN - CNNS RPS v4.12 | 10 | 2318 | Generation Constraint in GWh | FALSE | G | Annual | Allowances Banked | GWh | 0 | 0 | 0 | 0 | 0 | 0 | 0
#CAN - CNNS RPS v4.12 | 10 | 2318 | Generation Constraint in GWh | FALSE | G | Annual | Allowances Withdrawn (1:1) | GWh | 0 | 0 | 0 | 0 | 0 | 0 | 0
#CAN - CNNS RPS v4.12 | 10 | 2318 | Generation Constraint in GWh | FALSE | G | Annual | Allowances Withdrawn (n:1) | GWh | 0 | 0 | 0 | 0 | 0 | 0 | 0
#CAN - CNNS RPS v4.12 | 10 | 2318 | Generation Constraint in GWh | FALSE | G | Annual | Net Emissions Allowance Position | GWh | 3082.5525 | 4511.0411 | 4511.0411 | 4511.0411 | 5044.7462 | 5044.7462 | 5044.7462
#CAN - CNNS RPS v4.12 | 10 | 2318 | Generation Constraint in GWh | FALSE | G | Annual | Fuel Consumed | TBtu | 3.0832 | 11.7162 | 11.7162 | 11.7162 | 11.7162 | 11.7162 | 11.7162
#CAN - CNNS RPS v4.12 | 10 | 2318 | Generation Constraint in GWh | FALSE | G | Annual | Heat Rate | MMBtu/MWh | 1.0002 | 2.5972 | 2.5972 | 2.5972 | 2.3225 | 2.3225 | 2.3225
#CAN - CNNS RPS v4.12 | 10 | 2318 | Generation Constraint in GWh | FALSE | G | Annual | Generation | TWh | 3.0826 | 4.511 | 4.511 | 4.511 | 5.0447 | 5.0447 | 5.0447
#CAN - CNNS RPS v4.12 | 10 | 2318 | Generation Constraint in GWh | FALSE | G | Annual | Qualifying Generation | TWh | 3.0826 | 4.511 | 4.511 | 4.511 | 5.0447 | 5.0447 | 5.0447
#CAN - CNNS RPS v4.12 | 10 | 2318 | Generation Constraint in GWh | FALSE | G | Annual | Rate | lb/MWh | 0 | 0 | 0 | 0 | 0 | 0 | 0
#CAN - CNNS RPS v4.12 | 10 | 2318 | Generation Constraint in GWh | FALSE | G | Annual | Constraint Shadow Price | US$/MWh | 0 | 0 | 0 | 0 | 0 | 0 | 0
#CAN - CNPE RPS v4.12 | 11 | 2316 | Generation Constraint in GWh | FALSE | G | Annual | Seasons Included | Seasons | Winter, Summer | Winter, Summer | Winter, Summer | Winter, Summer | Winter, Summer | Winter, Summer | Winter, Summer
#CAN - CNPE RPS v4.12 | 11 | 2316 | Generation Constraint in GWh | FALSE | G | Annual | Standard | GWh | 459.1379 | 459.1379 | 467.9674 | 478.5629 | 494.4562 | 527.4094 | 568.9678
#CAN - CNPE RPS v4.12 | 11 | 2316 | Generation Constraint in GWh | FALSE | G | Annual | Emissions at Affected Plants | GWh | 464.6592 | 467.9674 | 467.9674 | 478.5629 | 494.4562 | 527.4094 | 584.2365
#CAN - CNPE RPS v4.12 | 11 | 2316 | Generation Constraint in GWh | FALSE | G | Annual | Allowances Purchased | GWh | 0 | 0 | 0 | 0 | 0 | 0 | 0
#CAN - CNPE RPS v4.12 | 11 | 2316 | Generation Constraint in GWh | FALSE | G | Annual | Allowances Sold | GWh | 0 | 0 | 0 | 0 | 0 | 0 | 0
#CAN - CNPE RPS v4.12 | 11 | 2316 | Generation Constraint in GWh | FALSE | G | Annual | Allowances Banked | GWh | 0 | 0 | 0 | 0 | 0 | 0 | 0
#CAN - CNPE RPS v4.12 | 11 | 2316 | Generation Constraint in GWh | FALSE | G | Annual | Allowances Withdrawn (1:1) | GWh | 0 | 0 | 0 | 0 | 0 | 0 | 0
#CAN - CNPE RPS v4.12 | 11 | 2316 | Generation Constraint in GWh | FALSE | G | Annual | Allowances Withdrawn (n:1) | GWh | 0 | 0 | 0 | 0 | 0 | 0 | 0
#CAN - CNPE RPS v4.12 | 11 | 2316 | Generation Constraint in GWh | FALSE | G | Annual | Net Emissions Allowance Position | GWh | 464.6592 | 467.9674 | 467.9674 | 478.5629 | 494.4562 | 527.4094 | 584.2365
#CAN - CNPE RPS v4.12 | 11 | 2316 | Generation Constraint in GWh | FALSE | G | Annual | Fuel Consumed | TBtu | 0.13214 | 0.16441 | 0.16441 | 0.26778 | 0.42283 | 0.74433 | 1.2987
#CAN - CNPE RPS v4.12 | 11 | 2316 | Generation Constraint in GWh | FALSE | G | Annual | Heat Rate | MMBtu/MWh | 0.28437 | 0.35133 | 0.35133 | 0.55955 | 0.85515 | 1.4113 | 2.223
#CAN - CNPE RPS v4.12 | 11 | 2316 | Generation Constraint in GWh | FALSE | G | Annual | Generation | TWh | 0.46466 | 0.46797 | 0.46797 | 0.47856 | 0.49446 | 0.52741 | 0.58424
#CAN - CNPE RPS v4.12 | 11 | 2316 | Generation Constraint in GWh | FALSE | G | Annual | Qualifying Generation | TWh | 0.46466 | 0.46797 | 0.46797 | 0.47856 | 0.49446 | 0.52741 | 0.58424
#CAN - CNPE RPS v4.12 | 11 | 2316 | Generation Constraint in GWh | FALSE | G | Annual | Rate | lb/MWh | 0 | 0 | 0 | 0 | 0 | 0 | 0
#CAN - CNPE RPS v4.12 | 11 | 2316 | Generation Constraint in GWh | FALSE | G | Annual | Constraint Shadow Price | US$/MWh | 0 | 0 | 7.8873 | 4.2599 | 7.3656 | 3.6417 | 0
#CAN - MB - Acid Rain - SO2 Cap Annual v3.1 | 12 | 1732 | Rate Constraint in MTons | FALSE | L | Annual | Seasons Included | Seasons | Winter, Summer | Winter, Summer | Winter, Summer | Winter, Summer | Winter, Summer | Winter, Summer | Winter, Summer
#CAN - MB - Acid Rain - SO2 Cap Annual v3.1 | 12 | 1732 | Rate Constraint in MTons | FALSE | L | Annual | Standard | MTons | 4.41 | 4.41 | 4.41 | 4.41 | 4.41 | 4.41 | 4.41
#CAN - MB - Acid Rain - SO2 Cap Annual v3.1 | 12 | 1732 | Rate Constraint in MTons | FALSE | L | Annual | Standard SO2 | MTons | 4.41 | 4.41 | 4.41 | 4.41 | 4.41 | 4.41 | 4.41
#CAN - MB - Acid Rain - SO2 Cap Annual v3.1 | 12 | 1732 | Rate Constraint in MTons | FALSE | L | Annual | Emissions at Affected Plants SO2 | MTons | 0 | 0 | 0 | 0 | 0 | 0 | 0
#CAN - MB - Acid Rain - SO2 Cap Annual v3.1 | 12 | 1732 | Rate Constraint in MTons | FALSE | L | Annual | Allowances Purchased SO2 | MTons | 0 | 0 | 0 | 0 | 0 | 0 | 0
#CAN - MB - Acid Rain - SO2 Cap Annual v3.1 | 12 | 1732 | Rate Constraint in MTons | FALSE | L | Annual | Allowances Sold SO2 | MTons | 0 | 0 | 0 | 0 | 0 | 0 | 0
#CAN - MB - Acid Rain - SO2 Cap Annual v3.1 | 12 | 1732 | Rate Constraint in MTons | FALSE | L | Annual | Allowances Banked | MTons | 0 | 0 | 0 | 0 | 0 | 0 | 0
#CAN - MB - Acid Rain - SO2 Cap Annual v3.1 | 12 | 1732 | Rate Constraint in MTons | FALSE | L | Annual | Allowances Withdrawn (1:1) | MTons | 0 | 0 | 0 | 0 | 0 | 0 | 0
#CAN - MB - Acid Rain - SO2 Cap Annual v3.1 | 12 | 1732 | Rate Constraint in MTons | FALSE | L | Annual | Allowances Withdrawn (n:1) | MTons | 0 | 0 | 0 | 0 | 0 | 0 | 0
#CAN - MB - Acid Rain - SO2 Cap Annual v3.1 | 12 | 1732 | Rate Constraint in MTons | FALSE | L | Annual | Net Emissions Allowance Position | MTons | 0 | 0 | 0 | 0 | 0 | 0 | 0
#CAN - MB - Acid Rain - SO2 Cap Annual v3.1 | 12 | 1732 | Rate Constraint in MTons | FALSE | L | Annual | Fuel Consumed | TBtu | 0 | 0 | 0 | 0 | 0 | 0 | 0.73898
#CAN - MB - Acid Rain - SO2 Cap Annual v3.1 | 12 | 1732 | Rate Constraint in MTons | FALSE | L | Annual | Rate | lb/MMBtu | 0 | 0 | 0 | 0 | 0 | 0 | 0
#CAN - MB - Acid Rain - SO2 Cap Annual v3.1 | 12 | 1732 | Rate Constraint in MTons | FALSE | L | Annual | Generation | TWh | 0 | 0 | 0 | 0 | 0 | 0 | 0.057339
#CAN - MB - Acid Rain - SO2 Cap Annual v3.1 | 12 | 1732 | Rate Constraint in MTons | FALSE | L | Annual | Qualifying Generation | TWh | 0 | 0 | 0 | 0 | 0 | 0 | 0.057339
#CAN - MB - Acid Rain - SO2 Cap Annual v3.1 | 12 | 1732 | Rate Constraint in MTons | FALSE | L | Annual | Rate | lb/MWh | 0 | 0 | 0 | 0 | 0 | 0 | 0
#CAN - MB - Acid Rain - SO2 Cap Annual v3.1 | 12 | 1732 | Rate Constraint in MTons | FALSE | L | Annual | Constraint Shadow Price | US$/Ton | 0 | 0 | 0 | 0 | 0 | 0 | 0
#CAN - NB - Acid Rain - SO2 Cap Annual v3.1 | 13 | 1733 | Rate Constraint in MTons | FALSE | L | Annual | Seasons Included | Seasons | Winter, Summer | Winter, Summer | Winter, Summer | Winter, Summer | Winter, Summer | Winter, Summer | Winter, Summer
#CAN - NB - Acid Rain - SO2 Cap Annual v3.1 | 13 | 1733 | Rate Constraint in MTons | FALSE | L | Annual | Standard | MTons | 135.58 | 135.58 | 135.58 | 135.58 | 135.58 | 135.58 | 135.58
#CAN - NB - Acid Rain - SO2 Cap Annual v3.1 | 13 | 1733 | Rate Constraint in MTons | FALSE | L | Annual | Standard SO2 | MTons | 135.58 | 135.58 | 135.58 | 135.58 | 135.58 | 135.58 | 135.58
#CAN - NB - Acid Rain - SO2 Cap Annual v3.1 | 13 | 1733 | Rate Constraint in MTons | FALSE | L | Annual | Emissions at Affected Plants SO2 | MTons | 0 | 0 | 0 | 0 | 0 | 0 | 0
#CAN - NB - Acid Rain - SO2 Cap Annual v3.1 | 13 | 1733 | Rate Constraint in MTons | FALSE | L | Annual | Allowances Purchased SO2 | MTons | 0 | 0 | 0 | 0 | 0 | 0 | 0
#CAN - NB - Acid Rain - SO2 Cap Annual v3.1 | 13 | 1733 | Rate Constraint in MTons | FALSE | L | Annual | Allowances Sold SO2 | MTons | 0 | 0 | 0 | 0 | 0 | 0 | 0
#CAN - NB - Acid Rain - SO2 Cap Annual v3.1 | 13 | 1733 | Rate Constraint in MTons | FALSE | L | Annual | Allowances Banked | MTons | 0 | 0 | 0 | 0 | 0 | 0 | 0
#CAN - NB - Acid Rain - SO2 Cap Annual v3.1 | 13 | 1733 | Rate Constraint in MTons | FALSE | L | Annual | Allowances Withdrawn (1:1) | MTons | 0 | 0 | 0 | 0 | 0 | 0 | 0
#CAN - NB - Acid Rain - SO2 Cap Annual v3.1 | 13 | 1733 | Rate Constraint in MTons | FALSE | L | Annual | Allowances Withdrawn (n:1) | MTons | 0 | 0 | 0 | 0 | 0 | 0 | 0
#CAN - NB - Acid Rain - SO2 Cap Annual v3.1 | 13 | 1733 | Rate Constraint in MTons | FALSE | L | Annual | Net Emissions Allowance Position | MTons | 0 | 0 | 0 | 0 | 0 | 0 | 0
#CAN - NB - Acid Rain - SO2 Cap Annual v3.1 | 13 | 1733 | Rate Constraint in MTons | FALSE | L | Annual | Fuel Consumed | TBtu | 6.6885 | 0.45105 | 0.45596 | 0.11035 | 1.8201 | 0.43221 | 0.98036
#CAN - NB - Acid Rain - SO2 Cap Annual v3.1 | 13 | 1733 | Rate Constraint in MTons | FALSE | L | Annual | Rate | lb/MMBtu | 0 | 0 | 0 | 0 | 0 | 0 | 0
#CAN - NB - Acid Rain - SO2 Cap Annual v3.1 | 13 | 1733 | Rate Constraint in MTons | FALSE | L | Annual | Generation | TWh | 0.88007 | 0.059348 | 0.059995 | 0.01452 | 0.23949 | 0.05687 | 0.12899
#CAN - NB - Acid Rain - SO2 Cap Annual v3.1 | 13 | 1733 | Rate Constraint in MTons | FALSE | L | Annual | Qualifying Generation | TWh | 0.88007 | 0.059348 | 0.059995 | 0.01452 | 0.23949 | 0.05687 | 0.12899
#CAN - NB - Acid Rain - SO2 Cap Annual v3.1 | 13 | 1733 | Rate Constraint in MTons | FALSE | L | Annual | Rate | lb/MWh | 0 | 0 | 0 | 0 | 0 | 0 | 0
#CAN - NB - Acid Rain - SO2 Cap Annual v3.1 | 13 | 1733 | Rate Constraint in MTons | FALSE | L | Annual | Constraint Shadow Price | US$/Ton | 0 | 0 | 0 | 0 | 0 | 0 | 0
#CAN - NB - MER Cap Annual v4.12 | 14 | 2319 | Rate Constraint in MTons | FALSE | L | Annual | Seasons Included | Seasons | Winter, Summer | Winter, Summer | Winter, Summer | Winter, Summer | Winter, Summer | Winter, Summer | Winter, Summer
#CAN - NB - MER Cap Annual v4.12 | 14 | 2319 | Rate Constraint in MTons | FALSE | L | Annual | Standard | Lb | 55.1156 | 55.1156 | 55.1156 | 55.1156 | 55.1156 | 55.1156 | 55.1156
#CAN - NB - MER Cap Annual v4.12 | 14 | 2319 | Rate Constraint in MTons | FALSE | L | Annual | Standard MER | lbs | 55.1156 | 55.1156 | 55.1156 | 55.1156 | 55.1156 | 55.1156 | 55.1156
#CAN - NB - MER Cap Annual v4.12 | 14 | 2319 | Rate Constraint in MTons | FALSE | L | Annual | Emissions at Affected Plants MER | lbs | 0 | 0 | 0 | 0 | 0 | 0 | 0
#CAN - NB - MER Cap Annual v4.12 | 14 | 2319 | Rate Constraint in MTons | FALSE | L | Annual | Allowances Purchased MER | lbs | 0 | 0 | 0 | 0 | 0 | 0 | 0
#CAN - NB - MER Cap Annual v4.12 | 14 | 2319 | Rate Constraint in MTons | FALSE | L | Annual | Allowances Sold MER | lbs | 0 | 0 | 0 | 0 | 0 | 0 | 0
#CAN - NB - MER Cap Annual v4.12 | 14 | 2319 | Rate Constraint in MTons | FALSE | L | Annual | Allowances Banked | lbs | 0 | 0 | 0 | 0 | 0 | 0 | 0
#CAN - NB - MER Cap Annual v4.12 | 14 | 2319 | Rate Constraint in MTons | FALSE | L | Annual | Allowances Withdrawn (1:1) | lbs | 0 | 0 | 0 | 0 | 0 | 0 | 0
#CAN - NB - MER Cap Annual v4.12 | 14 | 2319 | Rate Constraint in MTons | FALSE | L | Annual | Allowances Withdrawn (n:1) | lbs | 0 | 0 | 0 | 0 | 0 | 0 | 0
#CAN - NB - MER Cap Annual v4.12 | 14 | 2319 | Rate Constraint in MTons | FALSE | L | Annual | Net Emissions Allowance Position | lbs | 0 | 0 | 0 | 0 | 0 | 0 | 0
#CAN - NB - MER Cap Annual v4.12 | 14 | 2319 | Rate Constraint in MTons | FALSE | L | Annual | Fuel Consumed | TBtu | 0 | 0 | 0 | 0 | 0 | 0 | 0
#CAN - NB - MER Cap Annual v4.12 | 14 | 2319 | Rate Constraint in MTons | FALSE | L | Annual | Rate | lb/MMBtu | 0 | 0 | 0 | 0 | 0 | 0 | 0
#CAN - NB - MER Cap Annual v4.12 | 14 | 2319 | Rate Constraint in MTons | FALSE | L | Annual | Generation | TWh | 0 | 0 | 0 | 0 | 0 | 0 | 0
#CAN - NB - MER Cap Annual v4.12 | 14 | 2319 | Rate Constraint in MTons | FALSE | L | Annual | Qualifying Generation | TWh | 0 | 0 | 0 | 0 | 0 | 0 | 0
#CAN - NB - MER Cap Annual v4.12 | 14 | 2319 | Rate Constraint in MTons | FALSE | L | Annual | Rate | lb/MWh | 0 | 0 | 0 | 0 | 0 | 0 | 0
#CAN - NB - MER Cap Annual v4.12 | 14 | 2319 | Rate Constraint in MTons | FALSE | L | Annual | Constraint Shadow Price | US$/Lb | 0 | 0 | 0 | 0 | 0 | 0 | 0
#CAN - NL&NF - SO2 Cap Annual v3.1 | 15 | 1734 | Rate Constraint in MTons | FALSE | L | Annual | Seasons Included | Seasons | Winter, Summer | Winter, Summer | Winter, Summer | Winter, Summer | Winter, Summer | Winter, Summer | Winter, Summer
#CAN - NL&NF - SO2 Cap Annual v3.1 | 15 | 1734 | Rate Constraint in MTons | FALSE | L | Annual | Standard | MTons | 16.53 | 16.53 | 16.53 | 16.53 | 16.53 | 16.53 | 16.53
#CAN - NL&NF - SO2 Cap Annual v3.1 | 15 | 1734 | Rate Constraint in MTons | FALSE | L | Annual | Standard SO2 | MTons | 16.53 | 16.53 | 16.53 | 16.53 | 16.53 | 16.53 | 16.53
#CAN - NL&NF - SO2 Cap Annual v3.1 | 15 | 1734 | Rate Constraint in MTons | FALSE | L | Annual | Emissions at Affected Plants SO2 | MTons | 0 | 0 | 0 | 0 | 0 | 0 | 0
#CAN - NL&NF - SO2 Cap Annual v3.1 | 15 | 1734 | Rate Constraint in MTons | FALSE | L | Annual | Allowances Purchased SO2 | MTons | 0 | 0 | 0 | 0 | 0 | 0 | 0
#CAN - NL&NF - SO2 Cap Annual v3.1 | 15 | 1734 | Rate Constraint in MTons | FALSE | L | Annual | Allowances Sold SO2 | MTons | 0 | 0 | 0 | 0 | 0 | 0 | 0
#CAN - NL&NF - SO2 Cap Annual v3.1 | 15 | 1734 | Rate Constraint in MTons | FALSE | L | Annual | Allowances Banked | MTons | 0 | 0 | 0 | 0 | 0 | 0 | 0
#CAN - NL&NF - SO2 Cap Annual v3.1 | 15 | 1734 | Rate Constraint in MTons | FALSE | L | Annual | Allowances Withdrawn (1:1) | MTons | 0 | 0 | 0 | 0 | 0 | 0 | 0
#CAN - NL&NF - SO2 Cap Annual v3.1 | 15 | 1734 | Rate Constraint in MTons | FALSE | L | Annual | Allowances Withdrawn (n:1) | MTons | 0 | 0 | 0 | 0 | 0 | 0 | 0
#CAN - NL&NF - SO2 Cap Annual v3.1 | 15 | 1734 | Rate Constraint in MTons | FALSE | L | Annual | Net Emissions Allowance Position | MTons | 0 | 0 | 0 | 0 | 0 | 0 | 0
#CAN - NL&NF - SO2 Cap Annual v3.1 | 15 | 1734 | Rate Constraint in MTons | FALSE | L | Annual | Fuel Consumed | TBtu | 0 | 0 | 0 | 0 | 0 | 0 | 0
#CAN - NL&NF - SO2 Cap Annual v3.1 | 15 | 1734 | Rate Constraint in MTons | FALSE | L | Annual | Rate | lb/MMBtu | 0 | 0 | 0 | 0 | 0 | 0 | 0
#CAN - NL&NF - SO2 Cap Annual v3.1 | 15 | 1734 | Rate Constraint in MTons | FALSE | L | Annual | Generation | TWh | 0 | 0 | 0 | 0 | 0 | 0 | 0
#CAN - NL&NF - SO2 Cap Annual v3.1 | 15 | 1734 | Rate Constraint in MTons | FALSE | L | Annual | Qualifying Generation | TWh | 0 | 0 | 0 | 0 | 0 | 0 | 0
#CAN - NL&NF - SO2 Cap Annual v3.1 | 15 | 1734 | Rate Constraint in MTons | FALSE | L | Annual | Rate | lb/MWh | 0 | 0 | 0 | 0 | 0 | 0 | 0
#CAN - NL&NF - SO2 Cap Annual v3.1 | 15 | 1734 | Rate Constraint in MTons | FALSE | L | Annual | Constraint Shadow Price | US$/Ton | 0 | 0 | 0 | 0 | 0 | 0 | 0
#CAN - NS - MER Cap Annual v4.12 | 16 | 2320 | Rate Constraint in MTons | FALSE | L | Annual | Seasons Included | Seasons | Winter, Summer | Winter, Summer | Winter, Summer | Winter, Summer | Winter, Summer | Winter, Summer | Winter, Summer
#CAN - NS - MER Cap Annual v4.12 | 16 | 2320 | Rate Constraint in MTons | FALSE | L | Annual | Standard | Lb | 143.3005 | 143.3005 | 93.6965 | 77.1618 | 77.1618 | 77.1618 | 77.1618
#CAN - NS - MER Cap Annual v4.12 | 16 | 2320 | Rate Constraint in MTons | FALSE | L | Annual | Standard MER | lbs | 143.3005 | 143.3005 | 93.6965 | 77.1618 | 77.1618 | 77.1618 | 77.1618
#CAN - NS - MER Cap Annual v4.12 | 16 | 2320 | Rate Constraint in MTons | FALSE | L | Annual | Emissions at Affected Plants MER | lbs | 93.0784 | 0 | 0 | 77.1618 | 34.2522 | 34.2522 | 0
#CAN - NS - MER Cap Annual v4.12 | 16 | 2320 | Rate Constraint in MTons | FALSE | L | Annual | Allowances Purchased MER | lbs | 0 | 0 | 0 | 0 | 0 | 0 | 0
#CAN - NS - MER Cap Annual v4.12 | 16 | 2320 | Rate Constraint in MTons | FALSE | L | Annual | Allowances Sold MER | lbs | 0 | 0 | 0 | 0 | 0 | 0 | 0
#CAN - NS - MER Cap Annual v4.12 | 16 | 2320 | Rate Constraint in MTons | FALSE | L | Annual | Allowances Banked | lbs | 0 | 0 | 0 | 0 | 0 | 0 | 0
#CAN - NS - MER Cap Annual v4.12 | 16 | 2320 | Rate Constraint in MTons | FALSE | L | Annual | Allowances Withdrawn (1:1) | lbs | 0 | 0 | 0 | 0 | 0 | 0 | 0
#CAN - NS - MER Cap Annual v4.12 | 16 | 2320 | Rate Constraint in MTons | FALSE | L | Annual | Allowances Withdrawn (n:1) | lbs | 0 | 0 | 0 | 0 | 0 | 0 | 0
#CAN - NS - MER Cap Annual v4.12 | 16 | 2320 | Rate Constraint in MTons | FALSE | L | Annual | Net Emissions Allowance Position | lbs | 93.0784 | 0 | 0 | 77.1618 | 34.2522 | 34.2522 | 0
#CAN - NS - MER Cap Annual v4.12 | 16 | 2320 | Rate Constraint in MTons | FALSE | L | Annual | Fuel Consumed | TBtu | 35.55 | 0 | 0 | 55.0121 | 26.0251 | 26.0251 | 0
#CAN - NS - MER Cap Annual v4.12 | 16 | 2320 | Rate Constraint in MTons | FALSE | L | Annual | Rate | lb/MMBtu | 2.6182e-06 | 0 | 0 | 1.4026e-06 | 1.3161e-06 | 1.3161e-06 | 0
#CAN - NS - MER Cap Annual v4.12 | 16 | 2320 | Rate Constraint in MTons | FALSE | L | Annual | Generation | TWh | 3.4229 | 0 | 0 | 5.1872 | 2.3824 | 2.3824 | 0
#CAN - NS - MER Cap Annual v4.12 | 16 | 2320 | Rate Constraint in MTons | FALSE | L | Annual | Qualifying Generation | TWh | 3.4229 | 0 | 0 | 5.1872 | 2.3824 | 2.3824 | 0
#CAN - NS - MER Cap Annual v4.12 | 16 | 2320 | Rate Constraint in MTons | FALSE | L | Annual | Rate | lb/MWh | 27.193 | 0 | 0 | 14.8755 | 14.3771 | 14.3771 | 0
#CAN - NS - MER Cap Annual v4.12 | 16 | 2320 | Rate Constraint in MTons | FALSE | L | Annual | Constraint Shadow Price | US$/Lb | 0 | 0 | 0 | 192518.7018 | 0 | 0 | 0
#CAN - NS - NS Power - NOX Cap Annual v3.1 | 17 | 2311 | Rate Constraint in MTons | FALSE | L | Annual | Seasons Included | Seasons | Winter, Summer | Winter, Summer | Winter, Summer | Winter, Summer | Winter, Summer | Winter, Summer | Winter, Summer
#CAN - NS - NS Power - NOX Cap Annual v3.1 | 17 | 2311 | Rate Constraint in MTons | FALSE | L | Annual | Standard | MTons | 21.1952 | 21.1952 | 17.6626 | 16.485 | 16.485 | 16.485 | 16.485
#CAN - NS - NS Power - NOX Cap Annual v3.1 | 17 | 2311 | Rate Constraint in MTons | FALSE | L | Annual | Standard NOX | MTons | 21.1952 | 21.1952 | 17.6626 | 16.485 | 16.485 | 16.485 | 16.485
#CAN - NS - NS Power - NOX Cap Annual v3.1 | 17 | 2311 | Rate Constraint in MTons | FALSE | L | Annual | Emissions at Affected Plants NOX | MTons | 5.2226 | 1.1418 | 1.2117 | 8.0256 | 4.488 | 4.5619 | 1.2197
#CAN - NS - NS Power - NOX Cap Annual v3.1 | 17 | 2311 | Rate Constraint in MTons | FALSE | L | Annual | Allowances Purchased NOX | MTons | 0 | 0 | 0 | 0 | 0 | 0 | 0
#CAN - NS - NS Power - NOX Cap Annual v3.1 | 17 | 2311 | Rate Constraint in MTons | FALSE | L | Annual | Allowances Sold NOX | MTons | 0 | 0 | 0 | 0 | 0 | 0 | 0
#CAN - NS - NS Power - NOX Cap Annual v3.1 | 17 | 2311 | Rate Constraint in MTons | FALSE | L | Annual | Allowances Banked | MTons | 0 | 0 | 0 | 0 | 0 | 0 | 0
#CAN - NS - NS Power - NOX Cap Annual v3.1 | 17 | 2311 | Rate Constraint in MTons | FALSE | L | Annual | Allowances Withdrawn (1:1) | MTons | 0 | 0 | 0 | 0 | 0 | 0 | 0
#CAN - NS - NS Power - NOX Cap Annual v3.1 | 17 | 2311 | Rate Constraint in MTons | FALSE | L | Annual | Allowances Withdrawn (n:1) | MTons | 0 | 0 | 0 | 0 | 0 | 0 | 0
#CAN - NS - NS Power - NOX Cap Annual v3.1 | 17 | 2311 | Rate Constraint in MTons | FALSE | L | Annual | Net Emissions Allowance Position | MTons | 5.2226 | 1.1418 | 1.2117 | 8.0256 | 4.488 | 4.5619 | 1.2197
#CAN - NS - NS Power - NOX Cap Annual v3.1 | 17 | 2311 | Rate Constraint in MTons | FALSE | L | Annual | Fuel Consumed | TBtu | 45.0396 | 20.0355 | 20.5407 | 69.4375 | 44.2305 | 46.7842 | 48.1768
#CAN - NS - NS Power - NOX Cap Annual v3.1 | 17 | 2311 | Rate Constraint in MTons | FALSE | L | Annual | Rate | lb/MMBtu | 0.23191 | 0.11398 | 0.11798 | 0.23116 | 0.20294 | 0.19502 | 0.050636
#CAN - NS - NS Power - NOX Cap Annual v3.1 | 17 | 2311 | Rate Constraint in MTons | FALSE | L | Annual | Generation | TWh | 4.8909 | 2.7935 | 2.8435 | 7.4247 | 5.2035 | 5.5705 | 7.4462
#CAN - NS - NS Power - NOX Cap Annual v3.1 | 17 | 2311 | Rate Constraint in MTons | FALSE | L | Annual | Qualifying Generation | TWh | 4.8909 | 2.7935 | 2.8435 | 7.4247 | 5.2035 | 5.5705 | 7.4462
#CAN - NS - NS Power - NOX Cap Annual v3.1 | 17 | 2311 | Rate Constraint in MTons | FALSE | L | Annual | Rate | lb/MWh | 1.0678 | 0.40874 | 0.42612 | 1.0809 | 0.8625 | 0.81893 | 0.16381
#CAN - NS - NS Power - NOX Cap Annual v3.1 | 17 | 2311 | Rate Constraint in MTons | FALSE | L | Annual | Constraint Shadow Price | US$/Ton | 0 | 0 | 0 | 0 | 0 | 0 | 0
#CAN - NS - NS Power - SO2 Cap Annual v3.1 | 18 | 1737 | Rate Constraint in MTons | FALSE | L | Annual | Seasons Included | Seasons | Winter, Summer | Winter, Summer | Winter, Summer | Winter, Summer | Winter, Summer | Winter, Summer | Winter, Summer
#CAN - NS - NS Power - SO2 Cap Annual v3.1 | 18 | 1737 | Rate Constraint in MTons | FALSE | L | Annual | Standard | MTons | 67.1307 | 67.1307 | 46.7517 | 39.9587 | 39.9587 | 39.9587 | 39.9587
#CAN - NS - NS Power - SO2 Cap Annual v3.1 | 18 | 1737 | Rate Constraint in MTons | FALSE | L | Annual | Standard SO2 | MTons | 67.1307 | 67.1307 | 46.7517 | 39.9587 | 39.9587 | 39.9587 | 39.9587
#CAN - NS - NS Power - SO2 Cap Annual v3.1 | 18 | 1737 | Rate Constraint in MTons | FALSE | L | Annual | Emissions at Affected Plants SO2 | MTons | 17.3479 | 0.022123 | 0.023608 | 21.356 | 6.4386 | 6.4988 | 0.091888
#CAN - NS - NS Power - SO2 Cap Annual v3.1 | 18 | 1737 | Rate Constraint in MTons | FALSE | L | Annual | Allowances Purchased SO2 | MTons | 0 | 0 | 0 | 0 | 0 | 0 | 0
#CAN - NS - NS Power - SO2 Cap Annual v3.1 | 18 | 1737 | Rate Constraint in MTons | FALSE | L | Annual | Allowances Sold SO2 | MTons | 0 | 0 | 0 | 0 | 0 | 0 | 0
#CAN - NS - NS Power - SO2 Cap Annual v3.1 | 18 | 1737 | Rate Constraint in MTons | FALSE | L | Annual | Allowances Banked | MTons | 0 | 0 | 0 | 0 | 0 | 0 | 0
#CAN - NS - NS Power - SO2 Cap Annual v3.1 | 18 | 1737 | Rate Constraint in MTons | FALSE | L | Annual | Allowances Withdrawn (1:1) | MTons | 0 | 0 | 0 | 0 | 0 | 0 | 0
#CAN - NS - NS Power - SO2 Cap Annual v3.1 | 18 | 1737 | Rate Constraint in MTons | FALSE | L | Annual | Allowances Withdrawn (n:1) | MTons | 0 | 0 | 0 | 0 | 0 | 0 | 0
#CAN - NS - NS Power - SO2 Cap Annual v3.1 | 18 | 1737 | Rate Constraint in MTons | FALSE | L | Annual | Net Emissions Allowance Position | MTons | 17.3479 | 0.022123 | 0.023608 | 21.356 | 6.4386 | 6.4988 | 0.091888
#CAN - NS - NS Power - SO2 Cap Annual v3.1 | 18 | 1737 | Rate Constraint in MTons | FALSE | L | Annual | Fuel Consumed | TBtu | 45.0396 | 20.0355 | 20.5407 | 69.4375 | 44.2305 | 46.7842 | 48.1768
#CAN - NS - NS Power - SO2 Cap Annual v3.1 | 18 | 1737 | Rate Constraint in MTons | FALSE | L | Annual | Rate | lb/MMBtu | 0.77034 | 0.0022084 | 0.0022987 | 0.61511 | 0.29114 | 0.27782 | 0.0038146
#CAN - NS - NS Power - SO2 Cap Annual v3.1 | 18 | 1737 | Rate Constraint in MTons | FALSE | L | Annual | Generation | TWh | 4.8909 | 2.7935 | 2.8435 | 7.4247 | 5.2035 | 5.5705 | 7.4462
#CAN - NS - NS Power - SO2 Cap Annual v3.1 | 18 | 1737 | Rate Constraint in MTons | FALSE | L | Annual | Qualifying Generation | TWh | 4.8909 | 2.7935 | 2.8435 | 7.4247 | 5.2035 | 5.5705 | 7.4462
#CAN - NS - NS Power - SO2 Cap Annual v3.1 | 18 | 1737 | Rate Constraint in MTons | FALSE | L | Annual | Rate | lb/MWh | 3.547 | 0.0079196 | 0.0083026 | 2.8763 | 1.2374 | 1.1666 | 0.01234
#CAN - NS - NS Power - SO2 Cap Annual v3.1 | 18 | 1737 | Rate Constraint in MTons | FALSE | L | Annual | Constraint Shadow Price | US$/Ton | 0 | 0 | 0 | 0 | 0 | 0 | 0
#CAN - NS - SO2 Cap Annual v3.1 | 19 | 1735 | Rate Constraint in MTons | FALSE | L | Annual | Seasons Included | Seasons | Winter, Summer | Winter, Summer | Winter, Summer | Winter, Summer | Winter, Summer | Winter, Summer | Winter, Summer
#CAN - NS - SO2 Cap Annual v3.1 | 19 | 1735 | Rate Constraint in MTons | FALSE | L | Annual | Standard | MTons | 131.2522 | 131.2522 | 131.2522 | 131.2522 | 131.2522 | 131.2522 | 131.2522
#CAN - NS - SO2 Cap Annual v3.1 | 19 | 1735 | Rate Constraint in MTons | FALSE | L | Annual | Standard SO2 | MTons | 131.2522 | 131.2522 | 131.2522 | 131.2522 | 131.2522 | 131.2522 | 131.2522
#CAN - NS - SO2 Cap Annual v3.1 | 19 | 1735 | Rate Constraint in MTons | FALSE | L | Annual | Emissions at Affected Plants SO2 | MTons | 17.3479 | 0.022123 | 0.023608 | 21.356 | 6.4386 | 6.4988 | 0.091888
#CAN - NS - SO2 Cap Annual v3.1 | 19 | 1735 | Rate Constraint in MTons | FALSE | L | Annual | Allowances Purchased SO2 | MTons | 0 | 0 | 0 | 0 | 0 | 0 | 0
#CAN - NS - SO2 Cap Annual v3.1 | 19 | 1735 | Rate Constraint in MTons | FALSE | L | Annual | Allowances Sold SO2 | MTons | 0 | 0 | 0 | 0 | 0 | 0 | 0
#CAN - NS - SO2 Cap Annual v3.1 | 19 | 1735 | Rate Constraint in MTons | FALSE | L | Annual | Allowances Banked | MTons | 0 | 0 | 0 | 0 | 0 | 0 | 0
#CAN - NS - SO2 Cap Annual v3.1 | 19 | 1735 | Rate Constraint in MTons | FALSE | L | Annual | Allowances Withdrawn (1:1) | MTons | 0 | 0 | 0 | 0 | 0 | 0 | 0
#CAN - NS - SO2 Cap Annual v3.1 | 19 | 1735 | Rate Constraint in MTons | FALSE | L | Annual | Allowances Withdrawn (n:1) | MTons | 0 | 0 | 0 | 0 | 0 | 0 | 0
#CAN - NS - SO2 Cap Annual v3.1 | 19 | 1735 | Rate Constraint in MTons | FALSE | L | Annual | Net Emissions Allowance Position | MTons | 17.3479 | 0.022123 | 0.023608 | 21.356 | 6.4386 | 6.4988 | 0.091888
#CAN - NS - SO2 Cap Annual v3.1 | 19 | 1735 | Rate Constraint in MTons | FALSE | L | Annual | Fuel Consumed | TBtu | 47.4859 | 22.4817 | 22.987 | 71.8838 | 46.6768 | 49.2305 | 50.6231
#CAN - NS - SO2 Cap Annual v3.1 | 19 | 1735 | Rate Constraint in MTons | FALSE | L | Annual | Rate | lb/MMBtu | 0.73066 | 0.0019681 | 0.002054 | 0.59418 | 0.27588 | 0.26401 | 0.0036303
#CAN - NS - SO2 Cap Annual v3.1 | 19 | 1735 | Rate Constraint in MTons | FALSE | L | Annual | Generation | TWh | 5.2713 | 3.1739 | 3.2239 | 7.8051 | 5.5839 | 5.951 | 7.8266
#CAN - NS - SO2 Cap Annual v3.1 | 19 | 1735 | Rate Constraint in MTons | FALSE | L | Annual | Qualifying Generation | TWh | 5.2713 | 3.1739 | 3.2239 | 7.8051 | 5.5839 | 5.951 | 7.8266
#CAN - NS - SO2 Cap Annual v3.1 | 19 | 1735 | Rate Constraint in MTons | FALSE | L | Annual | Rate | lb/MWh | 3.291 | 0.0069703 | 0.0073228 | 2.7361 | 1.1531 | 1.0921 | 0.01174
#CAN - NS - SO2 Cap Annual v3.1 | 19 | 1735 | Rate Constraint in MTons | FALSE | L | Annual | Constraint Shadow Price | US$/Ton | 0 | 0 | 0 | 0 | 0 | 0 | 0
#CAN - ON - NOX Cap Annual v3.1 | 20 | 1738 | Rate Constraint in MTons | FALSE | L | Annual | Seasons Included | Seasons | Winter, Summer | Winter, Summer | Winter, Summer | Winter, Summer | Winter, Summer | Winter, Summer | Winter, Summer
#CAN - ON - NOX Cap Annual v3.1 | 20 | 1738 | Rate Constraint in MTons | FALSE | L | Annual | Standard | MTons | 47.2891 | 47.2891 | 47.2891 | 47.2891 | 47.2891 | 47.2891 | 47.2891
#CAN - ON - NOX Cap Annual v3.1 | 20 | 1738 | Rate Constraint in MTons | FALSE | L | Annual | Standard NOX | MTons | 47.2891 | 47.2891 | 47.2891 | 47.2891 | 47.2891 | 47.2891 | 47.2891
#CAN - ON - NOX Cap Annual v3.1 | 20 | 1738 | Rate Constraint in MTons | FALSE | L | Annual | Emissions at Affected Plants NOX | MTons | 3.054 | 3.5353 | 2.9208 | 4.1131 | 4.5083 | 4.9315 | 10.7006
#CAN - ON - NOX Cap Annual v3.1 | 20 | 1738 | Rate Constraint in MTons | FALSE | L | Annual | Allowances Purchased NOX | MTons | 0 | 0 | 0 | 0 | 0 | 0 | 0
#CAN - ON - NOX Cap Annual v3.1 | 20 | 1738 | Rate Constraint in MTons | FALSE | L | Annual | Allowances Sold NOX | MTons | 0 | 0 | 0 | 0 | 0 | 0 | 0
#CAN - ON - NOX Cap Annual v3.1 | 20 | 1738 | Rate Constraint in MTons | FALSE | L | Annual | Allowances Banked | MTons | 23.6445 | 0 | 0 | 43.176 | 0 | 35.4668 | 0
#CAN - ON - NOX Cap Annual v3.1 | 20 | 1738 | Rate Constraint in MTons | FALSE | L | Annual | Allowances Withdrawn (1:1) | MTons | 0 | -47.2891 | 0 | 0 | -35.98 | 0 | -47.2891
#CAN - ON - NOX Cap Annual v3.1 | 20 | 1738 | Rate Constraint in MTons | FALSE | L | Annual | Allowances Withdrawn (n:1) | MTons | 0 | 0 | 0 | 0 | 0 | 0 | 0
#CAN - ON - NOX Cap Annual v3.1 | 20 | 1738 | Rate Constraint in MTons | FALSE | L | Annual | Net Emissions Allowance Position | MTons | 26.6985 | -43.7538 | 2.9208 | 47.2891 | -31.4716 | 40.3984 | -36.5885
#CAN - ON - NOX Cap Annual v3.1 | 20 | 1738 | Rate Constraint in MTons | FALSE | L | Annual | Fuel Consumed | TBtu | 79.3724 | 88.1528 | 86.3801 | 111.7849 | 156.5853 | 244.3978 | 484.7904
#CAN - ON - NOX Cap Annual v3.1 | 20 | 1738 | Rate Constraint in MTons | FALSE | L | Annual | Rate | lb/MMBtu | 0.076953 | 0.080209 | 0.067626 | 0.07359 | 0.057583 | 0.040357 | 0.044145
#CAN - ON - NOX Cap Annual v3.1 | 20 | 1738 | Rate Constraint in MTons | FALSE | L | Annual | Generation | TWh | 11.2167 | 12.4986 | 12.2426 | 15.909 | 22.2301 | 34.6924 | 71.8681
#CAN - ON - NOX Cap Annual v3.1 | 20 | 1738 | Rate Constraint in MTons | FALSE | L | Annual | Qualifying Generation | TWh | 11.2167 | 12.4986 | 12.2426 | 15.909 | 22.2301 | 34.6924 | 71.8681
#CAN - ON - NOX Cap Annual v3.1 | 20 | 1738 | Rate Constraint in MTons | FALSE | L | Annual | Rate | lb/MWh | 0.27227 | 0.28286 | 0.23858 | 0.25854 | 0.2028 | 0.14215 | 0.14889
#CAN - ON - NOX Cap Annual v3.1 | 20 | 1738 | Rate Constraint in MTons | FALSE | L | Annual | Constraint Shadow Price | US$/Ton | 0 | 0 | 0 | 0 | 0 | 0 | 0
#CAN - ON - O3 Annex - NOX Cap Annual v3.1 | 21 | 1739 | Rate Constraint in MTons | FALSE | L | Annual | Seasons Included | Seasons | Winter, Summer | Winter, Summer | Winter, Summer | Winter, Summer | Winter, Summer | Winter, Summer | Winter, Summer
#CAN - ON - O3 Annex - NOX Cap Annual v3.1 | 21 | 1739 | Rate Constraint in MTons | FALSE | L | Annual | Standard | MTons | 42.9901 | 42.9901 | 42.9901 | 42.9901 | 42.9901 | 42.9901 | 42.9901
#CAN - ON - O3 Annex - NOX Cap Annual v3.1 | 21 | 1739 | Rate Constraint in MTons | FALSE | L | Annual | Standard NOX | MTons | 42.9901 | 42.9901 | 42.9901 | 42.9901 | 42.9901 | 42.9901 | 42.9901
#CAN - ON - O3 Annex - NOX Cap Annual v3.1 | 21 | 1739 | Rate Constraint in MTons | FALSE | L | Annual | Emissions at Affected Plants NOX | MTons | 3.054 | 3.5353 | 2.9208 | 4.1131 | 4.5083 | 4.9315 | 10.7006
#CAN - ON - O3 Annex - NOX Cap Annual v3.1 | 21 | 1739 | Rate Constraint in MTons | FALSE | L | Annual | Allowances Purchased NOX | MTons | 0 | 0 | 0 | 0 | 0 | 0 | 0
#CAN - ON - O3 Annex - NOX Cap Annual v3.1 | 21 | 1739 | Rate Constraint in MTons | FALSE | L | Annual | Allowances Sold NOX | MTons | 0 | 0 | 0 | 0 | 0 | 0 | 0
#CAN - ON - O3 Annex - NOX Cap Annual v3.1 | 21 | 1739 | Rate Constraint in MTons | FALSE | L | Annual | Allowances Banked | MTons | 0 | 0 | 0 | 0 | 0 | 0 | 0
#CAN - ON - O3 Annex - NOX Cap Annual v3.1 | 21 | 1739 | Rate Constraint in MTons | FALSE | L | Annual | Allowances Withdrawn (1:1) | MTons | 0 | 0 | 0 | 0 | 0 | 0 | 0
#CAN - ON - O3 Annex - NOX Cap Annual v3.1 | 21 | 1739 | Rate Constraint in MTons | FALSE | L | Annual | Allowances Withdrawn (n:1) | MTons | 0 | 0 | 0 | 0 | 0 | 0 | 0
#CAN - ON - O3 Annex - NOX Cap Annual v3.1 | 21 | 1739 | Rate Constraint in MTons | FALSE | L | Annual | Net Emissions Allowance Position | MTons | 3.054 | 3.5353 | 2.9208 | 4.1131 | 4.5083 | 4.9315 | 10.7006
#CAN - ON - O3 Annex - NOX Cap Annual v3.1 | 21 | 1739 | Rate Constraint in MTons | FALSE | L | Annual | Fuel Consumed | TBtu | 79.3724 | 88.1528 | 86.3801 | 111.7849 | 156.5853 | 244.3978 | 484.7904
#CAN - ON - O3 Annex - NOX Cap Annual v3.1 | 21 | 1739 | Rate Constraint in MTons | FALSE | L | Annual | Rate | lb/MMBtu | 0.076953 | 0.080209 | 0.067626 | 0.07359 | 0.057583 | 0.040357 | 0.044145
#CAN - ON - O3 Annex - NOX Cap Annual v3.1 | 21 | 1739 | Rate Constraint in MTons | FALSE | L | Annual | Generation | TWh | 11.2167 | 12.4986 | 12.2426 | 15.909 | 22.2301 | 34.6924 | 71.8681
#CAN - ON - O3 Annex - NOX Cap Annual v3.1 | 21 | 1739 | Rate Constraint in MTons | FALSE | L | Annual | Qualifying Generation | TWh | 11.2167 | 12.4986 | 12.2426 | 15.909 | 22.2301 | 34.6924 | 71.8681
#CAN - ON - O3 Annex - NOX Cap Annual v3.1 | 21 | 1739 | Rate Constraint in MTons | FALSE | L | Annual | Rate | lb/MWh | 0.27227 | 0.28286 | 0.23858 | 0.25854 | 0.2028 | 0.14215 | 0.14889
#CAN - ON - O3 Annex - NOX Cap Annual v3.1 | 21 | 1739 | Rate Constraint in MTons | FALSE | L | Annual | Constraint Shadow Price | US$/Ton | 0 | 0 | 0 | 0 | 0 | 0 | 0
#CAN - ON - SO2 Cap Annual v3.1 | 22 | 1740 | Rate Constraint in MTons | FALSE | L | Annual | Seasons Included | Seasons | Winter, Summer | Winter, Summer | Winter, Summer | Winter, Summer | Winter, Summer | Winter, Summer | Winter, Summer
#CAN - ON - SO2 Cap Annual v3.1 | 22 | 1740 | Rate Constraint in MTons | FALSE | L | Annual | Standard | MTons | 144.4026 | 144.4026 | 144.4026 | 144.4026 | 144.4026 | 144.4026 | 144.4026
#CAN - ON - SO2 Cap Annual v3.1 | 22 | 1740 | Rate Constraint in MTons | FALSE | L | Annual | Standard SO2 | MTons | 144.4026 | 144.4026 | 144.4026 | 144.4026 | 144.4026 | 144.4026 | 144.4026
#CAN - ON - SO2 Cap Annual v3.1 | 22 | 1740 | Rate Constraint in MTons | FALSE | L | Annual | Emissions at Affected Plants SO2 | MTons | 0.27116 | 0.27116 | 0.27116 | 0.27116 | 0.27116 | 0.27116 | 0.27116
#CAN - ON - SO2 Cap Annual v3.1 | 22 | 1740 | Rate Constraint in MTons | FALSE | L | Annual | Allowances Purchased SO2 | MTons | 0 | 0 | 0 | 0 | 0 | 0 | 0
#CAN - ON - SO2 Cap Annual v3.1 | 22 | 1740 | Rate Constraint in MTons | FALSE | L | Annual | Allowances Sold SO2 | MTons | 0 | 0 | 0 | 0 | 0 | 0 | 0
#CAN - ON - SO2 Cap Annual v3.1 | 22 | 1740 | Rate Constraint in MTons | FALSE | L | Annual | Allowances Banked | MTons | 0 | 0 | 0 | 144.1314 | 0 | 0 | 0
#CAN - ON - SO2 Cap Annual v3.1 | 22 | 1740 | Rate Constraint in MTons | FALSE | L | Annual | Allowances Withdrawn (1:1) | MTons | 0 | 0 | 0 | 0 | 0 | 0 | 0
#CAN - ON - SO2 Cap Annual v3.1 | 22 | 1740 | Rate Constraint in MTons | FALSE | L | Annual | Allowances Withdrawn (n:1) | MTons | 0 | 0 | 0 | 0 | 0 | 0 | 0
#CAN - ON - SO2 Cap Annual v3.1 | 22 | 1740 | Rate Constraint in MTons | FALSE | L | Annual | Net Emissions Allowance Position | MTons | 0.27116 | 0.27116 | 0.27116 | 144.4026 | 0.27116 | 0.27116 | 0.27116
#CAN - ON - SO2 Cap Annual v3.1 | 22 | 1740 | Rate Constraint in MTons | FALSE | L | Annual | Fuel Consumed | TBtu | 79.3724 | 88.1528 | 86.3801 | 111.7849 | 156.5853 | 244.3978 | 484.7904
#CAN - ON - SO2 Cap Annual v3.1 | 22 | 1740 | Rate Constraint in MTons | FALSE | L | Annual | Rate | lb/MMBtu | 0.0068327 | 0.0061521 | 0.0062784 | 0.0048515 | 0.0034635 | 0.002219 | 0.0011187
#CAN - ON - SO2 Cap Annual v3.1 | 22 | 1740 | Rate Constraint in MTons | FALSE | L | Annual | Generation | TWh | 11.2167 | 12.4986 | 12.2426 | 15.909 | 22.2301 | 34.6924 | 71.8681
#CAN - ON - SO2 Cap Annual v3.1 | 22 | 1740 | Rate Constraint in MTons | FALSE | L | Annual | Qualifying Generation | TWh | 11.2167 | 12.4986 | 12.2426 | 15.909 | 22.2301 | 34.6924 | 71.8681
#CAN - ON - SO2 Cap Annual v3.1 | 22 | 1740 | Rate Constraint in MTons | FALSE | L | Annual | Rate | lb/MWh | 0.024175 | 0.021696 | 0.022149 | 0.017045 | 0.012198 | 0.0078162 | 0.0037731
#CAN - ON - SO2 Cap Annual v3.1 | 22 | 1740 | Rate Constraint in MTons | FALSE | L | Annual | Constraint Shadow Price | US$/Ton | 0 | 0 | 0 | 0 | 0 | 0 | 0
#CAN - PE - Acid Rain - SO2 Cap Annual v3.1 | 23 | 1741 | Rate Constraint in MTons | FALSE | L | Annual | Seasons Included | Seasons | Winter, Summer | Winter, Summer | Winter, Summer | Winter, Summer | Winter, Summer | Winter, Summer | Winter, Summer
#CAN - PE - Acid Rain - SO2 Cap Annual v3.1 | 23 | 1741 | Rate Constraint in MTons | FALSE | L | Annual | Standard | MTons | 3.31 | 3.31 | 3.31 | 3.31 | 3.31 | 3.31 | 3.31
#CAN - PE - Acid Rain - SO2 Cap Annual v3.1 | 23 | 1741 | Rate Constraint in MTons | FALSE | L | Annual | Standard SO2 | MTons | 3.31 | 3.31 | 3.31 | 3.31 | 3.31 | 3.31 | 3.31
#CAN - PE - Acid Rain - SO2 Cap Annual v3.1 | 23 | 1741 | Rate Constraint in MTons | FALSE | L | Annual | Emissions at Affected Plants SO2 | MTons | 0 | 0 | 0 | 0 | 0 | 0 | 0
#CAN - PE - Acid Rain - SO2 Cap Annual v3.1 | 23 | 1741 | Rate Constraint in MTons | FALSE | L | Annual | Allowances Purchased SO2 | MTons | 0 | 0 | 0 | 0 | 0 | 0 | 0
#CAN - PE - Acid Rain - SO2 Cap Annual v3.1 | 23 | 1741 | Rate Constraint in MTons | FALSE | L | Annual | Allowances Sold SO2 | MTons | 0 | 0 | 0 | 0 | 0 | 0 | 0
#CAN - PE - Acid Rain - SO2 Cap Annual v3.1 | 23 | 1741 | Rate Constraint in MTons | FALSE | L | Annual | Allowances Banked | MTons | 0 | 0 | 0 | 0 | 0 | 0 | 0
#CAN - PE - Acid Rain - SO2 Cap Annual v3.1 | 23 | 1741 | Rate Constraint in MTons | FALSE | L | Annual | Allowances Withdrawn (1:1) | MTons | 0 | 0 | 0 | 0 | 0 | 0 | 0
#CAN - PE - Acid Rain - SO2 Cap Annual v3.1 | 23 | 1741 | Rate Constraint in MTons | FALSE | L | Annual | Allowances Withdrawn (n:1) | MTons | 0 | 0 | 0 | 0 | 0 | 0 | 0
#CAN - PE - Acid Rain - SO2 Cap Annual v3.1 | 23 | 1741 | Rate Constraint in MTons | FALSE | L | Annual | Net Emissions Allowance Position | MTons | 0 | 0 | 0 | 0 | 0 | 0 | 0
#CAN - PE - Acid Rain - SO2 Cap Annual v3.1 | 23 | 1741 | Rate Constraint in MTons | FALSE | L | Annual | Fuel Consumed | TBtu | 3.4786 | 3.4786 | 3.6027 | 3.6027 | 4.2153 | 4.5744 | 9.2029
#CAN - PE - Acid Rain - SO2 Cap Annual v3.1 | 23 | 1741 | Rate Constraint in MTons | FALSE | L | Annual | Rate | lb/MMBtu | 0 | 0 | 0 | 0 | 0 | 0 | 0
#CAN - PE - Acid Rain - SO2 Cap Annual v3.1 | 23 | 1741 | Rate Constraint in MTons | FALSE | L | Annual | Generation | TWh | 0.54099 | 0.54099 | 0.56029 | 0.56029 | 0.65557 | 0.71142 | 1.4312
#CAN - PE - Acid Rain - SO2 Cap Annual v3.1 | 23 | 1741 | Rate Constraint in MTons | FALSE | L | Annual | Qualifying Generation | TWh | 0.54099 | 0.54099 | 0.56029 | 0.56029 | 0.65557 | 0.71142 | 1.4312
#CAN - PE - Acid Rain - SO2 Cap Annual v3.1 | 23 | 1741 | Rate Constraint in MTons | FALSE | L | Annual | Rate | lb/MWh | 0 | 0 | 0 | 0 | 0 | 0 | 0
#CAN - PE - Acid Rain - SO2 Cap Annual v3.1 | 23 | 1741 | Rate Constraint in MTons | FALSE | L | Annual | Constraint Shadow Price | US$/Ton | 0 | 0 | 0 | 0 | 0 | 0 | 0
#CAN - PQ - Acid Rain - SO2 Cap Annual v3.1 | 24 | 1742 | Rate Constraint in MTons | FALSE | L | Annual | Seasons Included | Seasons | Winter, Summer | Winter, Summer | Winter, Summer | Winter, Summer | Winter, Summer | Winter, Summer | Winter, Summer
#CAN - PQ - Acid Rain - SO2 Cap Annual v3.1 | 24 | 1742 | Rate Constraint in MTons | FALSE | L | Annual | Standard | MTons | 6.61 | 6.61 | 6.61 | 6.61 | 6.61 | 6.61 | 6.61
#CAN - PQ - Acid Rain - SO2 Cap Annual v3.1 | 24 | 1742 | Rate Constraint in MTons | FALSE | L | Annual | Standard SO2 | MTons | 6.61 | 6.61 | 6.61 | 6.61 | 6.61 | 6.61 | 6.61
#CAN - PQ - Acid Rain - SO2 Cap Annual v3.1 | 24 | 1742 | Rate Constraint in MTons | FALSE | L | Annual | Emissions at Affected Plants SO2 | MTons | 0 | 0 | 0 | 0 | 0 | 0 | 0
#CAN - PQ - Acid Rain - SO2 Cap Annual v3.1 | 24 | 1742 | Rate Constraint in MTons | FALSE | L | Annual | Allowances Purchased SO2 | MTons | 0 | 0 | 0 | 0 | 0 | 0 | 0
#CAN - PQ - Acid Rain - SO2 Cap Annual v3.1 | 24 | 1742 | Rate Constraint in MTons | FALSE | L | Annual | Allowances Sold SO2 | MTons | 0 | 0 | 0 | 0 | 0 | 0 | 0
#CAN - PQ - Acid Rain - SO2 Cap Annual v3.1 | 24 | 1742 | Rate Constraint in MTons | FALSE | L | Annual | Allowances Banked | MTons | 0 | 0 | 0 | 0 | 0 | 0 | 0
#CAN - PQ - Acid Rain - SO2 Cap Annual v3.1 | 24 | 1742 | Rate Constraint in MTons | FALSE | L | Annual | Allowances Withdrawn (1:1) | MTons | 0 | 0 | 0 | 0 | 0 | 0 | 0
#CAN - PQ - Acid Rain - SO2 Cap Annual v3.1 | 24 | 1742 | Rate Constraint in MTons | FALSE | L | Annual | Allowances Withdrawn (n:1) | MTons | 0 | 0 | 0 | 0 | 0 | 0 | 0
#CAN - PQ - Acid Rain - SO2 Cap Annual v3.1 | 24 | 1742 | Rate Constraint in MTons | FALSE | L | Annual | Net Emissions Allowance Position | MTons | 0 | 0 | 0 | 0 | 0 | 0 | 0
#CAN - PQ - Acid Rain - SO2 Cap Annual v3.1 | 24 | 1742 | Rate Constraint in MTons | FALSE | L | Annual | Fuel Consumed | TBtu | 0 | 0 | 0 | 0.16578 | 17.4882 | 27.5041 | 93.4389
#CAN - PQ - Acid Rain - SO2 Cap Annual v3.1 | 24 | 1742 | Rate Constraint in MTons | FALSE | L | Annual | Rate | lb/MMBtu | 0 | 0 | 0 | 0 | 0 | 0 | 0
#CAN - PQ - Acid Rain - SO2 Cap Annual v3.1 | 24 | 1742 | Rate Constraint in MTons | FALSE | L | Annual | Generation | TWh | 0 | 0 | 0 | 0.024343 | 2.5635 | 4.0388 | 14.2844
#CAN - PQ - Acid Rain - SO2 Cap Annual v3.1 | 24 | 1742 | Rate Constraint in MTons | FALSE | L | Annual | Qualifying Generation | TWh | 0 | 0 | 0 | 0.024343 | 2.5635 | 4.0388 | 14.2844
#CAN - PQ - Acid Rain - SO2 Cap Annual v3.1 | 24 | 1742 | Rate Constraint in MTons | FALSE | L | Annual | Rate | lb/MWh | 0 | 0 | 0 | 0 | 0 | 0 | 0
#CAN - PQ - Acid Rain - SO2 Cap Annual v3.1 | 24 | 1742 | Rate Constraint in MTons | FALSE | L | Annual | Constraint Shadow Price | US$/Ton | 0 | 0 | 0 | 0 | 0 | 0 | 0
#CAN - PQ - O3 Annex - NOX Cap Annual v3.1 | 25 | 1743 | Rate Constraint in MTons | FALSE | L | Annual | Seasons Included | Seasons | Winter, Summer | Winter, Summer | Winter, Summer | Winter, Summer | Winter, Summer | Winter, Summer | Winter, Summer
#CAN - PQ - O3 Annex - NOX Cap Annual v3.1 | 25 | 1743 | Rate Constraint in MTons | FALSE | L | Annual | Standard | MTons | 5.5115 | 5.5115 | 5.5115 | 5.5115 | 5.5115 | 5.5115 | 5.5115
#CAN - PQ - O3 Annex - NOX Cap Annual v3.1 | 25 | 1743 | Rate Constraint in MTons | FALSE | L | Annual | Standard NOX | MTons | 5.5115 | 5.5115 | 5.5115 | 5.5115 | 5.5115 | 5.5115 | 5.5115
#CAN - PQ - O3 Annex - NOX Cap Annual v3.1 | 25 | 1743 | Rate Constraint in MTons | FALSE | L | Annual | Emissions at Affected Plants NOX | MTons | 0 | 0 | 0 | 0.00091177 | 0.096185 | 0.15127 | 1.7802
#CAN - PQ - O3 Annex - NOX Cap Annual v3.1 | 25 | 1743 | Rate Constraint in MTons | FALSE | L | Annual | Allowances Purchased NOX | MTons | 0 | 0 | 0 | 0 | 0 | 0 | 0
#CAN - PQ - O3 Annex - NOX Cap Annual v3.1 | 25 | 1743 | Rate Constraint in MTons | FALSE | L | Annual | Allowances Sold NOX | MTons | 0 | 0 | 0 | 0 | 0 | 0 | 0
#CAN - PQ - O3 Annex - NOX Cap Annual v3.1 | 25 | 1743 | Rate Constraint in MTons | FALSE | L | Annual | Allowances Banked | MTons | 0 | 0 | 0 | 0 | 0 | 0 | 0
#CAN - PQ - O3 Annex - NOX Cap Annual v3.1 | 25 | 1743 | Rate Constraint in MTons | FALSE | L | Annual | Allowances Withdrawn (1:1) | MTons | 0 | 0 | 0 | 0 | 0 | 0 | 0
#CAN - PQ - O3 Annex - NOX Cap Annual v3.1 | 25 | 1743 | Rate Constraint in MTons | FALSE | L | Annual | Allowances Withdrawn (n:1) | MTons | 0 | 0 | 0 | 0 | 0 | 0 | 0
#CAN - PQ - O3 Annex - NOX Cap Annual v3.1 | 25 | 1743 | Rate Constraint in MTons | FALSE | L | Annual | Net Emissions Allowance Position | MTons | 0 | 0 | 0 | 0.00091177 | 0.096185 | 0.15127 | 1.7802
#CAN - PQ - O3 Annex - NOX Cap Annual v3.1 | 25 | 1743 | Rate Constraint in MTons | FALSE | L | Annual | Fuel Consumed | TBtu | 0 | 0 | 0 | 0.16578 | 17.4882 | 27.5041 | 93.4389
#CAN - PQ - O3 Annex - NOX Cap Annual v3.1 | 25 | 1743 | Rate Constraint in MTons | FALSE | L | Annual | Rate | lb/MMBtu | 0 | 0 | 0 | 0.011 | 0.011 | 0.011 | 0.038105
#CAN - PQ - O3 Annex - NOX Cap Annual v3.1 | 25 | 1743 | Rate Constraint in MTons | FALSE | L | Annual | Generation | TWh | 0 | 0 | 0 | 0.024343 | 2.5635 | 4.0388 | 14.2844
#CAN - PQ - O3 Annex - NOX Cap Annual v3.1 | 25 | 1743 | Rate Constraint in MTons | FALSE | L | Annual | Qualifying Generation | TWh | 0 | 0 | 0 | 0.024343 | 2.5635 | 4.0388 | 14.2844
#CAN - PQ - O3 Annex - NOX Cap Annual v3.1 | 25 | 1743 | Rate Constraint in MTons | FALSE | L | Annual | Rate | lb/MWh | 0 | 0 | 0 | 0.037455 | 0.037521 | 0.037455 | 0.12463
#CAN - PQ - O3 Annex - NOX Cap Annual v3.1 | 25 | 1743 | Rate Constraint in MTons | FALSE | L | Annual | Constraint Shadow Price | US$/Ton | 0 | 0 | 0 | 0 | 0 | 0 | 0
#CAN - SK - MER Cap Annual v4.12 | 26 | 2322 | Rate Constraint in MTons | FALSE | L | Annual | Seasons Included | Seasons | Winter, Summer | Winter, Summer | Winter, Summer | Winter, Summer | Winter, Summer | Winter, Summer | Winter, Summer
#CAN - SK - MER Cap Annual v4.12 | 26 | 2322 | Rate Constraint in MTons | FALSE | L | Annual | Standard | Lb | 947.9877 | 947.9877 | 947.9877 | 947.9877 | 947.9877 | 947.9877 | 947.9877
#CAN - SK - MER Cap Annual v4.12 | 26 | 2322 | Rate Constraint in MTons | FALSE | L | Annual | Standard MER | lbs | 947.9877 | 947.9877 | 947.9877 | 947.9877 | 947.9877 | 947.9877 | 947.9877
#CAN - SK - MER Cap Annual v4.12 | 26 | 2322 | Rate Constraint in MTons | FALSE | L | Annual | Emissions at Affected Plants MER | lbs | 931.8246 | 931.8246 | 667.1017 | 667.1017 | 164.1282 | 164.1282 | 0
#CAN - SK - MER Cap Annual v4.12 | 26 | 2322 | Rate Constraint in MTons | FALSE | L | Annual | Allowances Purchased MER | lbs | 0 | 0 | 0 | 0 | 0 | 0 | 0
#CAN - SK - MER Cap Annual v4.12 | 26 | 2322 | Rate Constraint in MTons | FALSE | L | Annual | Allowances Sold MER | lbs | 0 | 0 | 0 | 0 | 0 | 0 | 0
#CAN - SK - MER Cap Annual v4.12 | 26 | 2322 | Rate Constraint in MTons | FALSE | L | Annual | Allowances Banked | lbs | 0 | 0 | 0 | 0 | 0 | 0 | 0
#CAN - SK - MER Cap Annual v4.12 | 26 | 2322 | Rate Constraint in MTons | FALSE | L | Annual | Allowances Withdrawn (1:1) | lbs | 0 | 0 | 0 | 0 | 0 | 0 | 0
#CAN - SK - MER Cap Annual v4.12 | 26 | 2322 | Rate Constraint in MTons | FALSE | L | Annual | Allowances Withdrawn (n:1) | lbs | 0 | 0 | 0 | 0 | 0 | 0 | 0
#CAN - SK - MER Cap Annual v4.12 | 26 | 2322 | Rate Constraint in MTons | FALSE | L | Annual | Net Emissions Allowance Position | lbs | 931.8246 | 931.8246 | 667.1017 | 667.1017 | 164.1282 | 164.1282 | 0
#CAN - SK - MER Cap Annual v4.12 | 26 | 2322 | Rate Constraint in MTons | FALSE | L | Annual | Fuel Consumed | TBtu | 123.7697 | 123.7697 | 88.6078 | 88.6078 | 21.8003 | 21.8003 | 0
#CAN - SK - MER Cap Annual v4.12 | 26 | 2322 | Rate Constraint in MTons | FALSE | L | Annual | Rate | lb/MMBtu | 7.5287e-06 | 7.5287e-06 | 7.5287e-06 | 7.5287e-06 | 7.5287e-06 | 7.5287e-06 | 0
#CAN - SK - MER Cap Annual v4.12 | 26 | 2322 | Rate Constraint in MTons | FALSE | L | Annual | Generation | TWh | 11.917 | 11.917 | 8.5315 | 8.5315 | 2.099 | 2.099 | 0
#CAN - SK - MER Cap Annual v4.12 | 26 | 2322 | Rate Constraint in MTons | FALSE | L | Annual | Qualifying Generation | TWh | 11.917 | 11.917 | 8.5315 | 8.5315 | 2.099 | 2.099 | 0
#CAN - SK - MER Cap Annual v4.12 | 26 | 2322 | Rate Constraint in MTons | FALSE | L | Annual | Rate | lb/MWh | 78.1931 | 78.1931 | 78.1931 | 78.1931 | 78.1931 | 78.1931 | 0
#CAN - SK - MER Cap Annual v4.12 | 26 | 2322 | Rate Constraint in MTons | FALSE | L | Annual | Constraint Shadow Price | US$/Lb | 0 | 0 | 0 | 0 | 0 | 0 | 0
#CAN Aconi 1 - SO2 Rate Annual v3.1, Unit 3659 and retrofits | 27 | 1744 | Rate Constraint in lbs/MMBtu | FALSE | L | Annual | Seasons Included | Seasons | Winter, Summer | Winter, Summer | Winter, Summer | Winter, Summer | Winter, Summer | Winter, Summer | Winter, Summer
#CAN Aconi 1 - SO2 Rate Annual v3.1, Unit 3659 and retrofits | 27 | 1744 | Rate Constraint in lbs/MMBtu | FALSE | L | Annual | Standard | lb/MMBtu | 0.58146 | 0.58146 | 0.58146 | 0.58146 | 0.58146 | 0.58146 | 0.58146
#CAN Aconi 1 - SO2 Rate Annual v3.1, Unit 3659 and retrofits | 27 | 1744 | Rate Constraint in lbs/MMBtu | FALSE | L | Annual | Emissions at Affected Plants SO2 | MTons | 0 | 0 | 0 | 0.50225 | 0.57499 | 0.57499 | 0
#CAN Aconi 1 - SO2 Rate Annual v3.1, Unit 3659 and retrofits | 27 | 1744 | Rate Constraint in lbs/MMBtu | FALSE | L | Annual | Allowances Purchased SO2 | MTons | 0 | 0 | 0 | 0 | 0 | 0 | 0
#CAN Aconi 1 - SO2 Rate Annual v3.1, Unit 3659 and retrofits | 27 | 1744 | Rate Constraint in lbs/MMBtu | FALSE | L | Annual | Allowances Sold SO2 | MTons | 0 | 0 | 0 | 0 | 0 | 0 | 0
#CAN Aconi 1 - SO2 Rate Annual v3.1, Unit 3659 and retrofits | 27 | 1744 | Rate Constraint in lbs/MMBtu | FALSE | L | Annual | Allowances Banked | MTons | 0 | 0 | 0 | 0 | 0 | 0 | 0
#CAN Aconi 1 - SO2 Rate Annual v3.1, Unit 3659 and retrofits | 27 | 1744 | Rate Constraint in lbs/MMBtu | FALSE | L | Annual | Allowances Withdrawn (1:1) | MTons | 0 | 0 | 0 | 0 | 0 | 0 | 0
#CAN Aconi 1 - SO2 Rate Annual v3.1, Unit 3659 and retrofits | 27 | 1744 | Rate Constraint in lbs/MMBtu | FALSE | L | Annual | Allowances Withdrawn (n:1) | MTons | 0 | 0 | 0 | 0 | 0 | 0 | 0
#CAN Aconi 1 - SO2 Rate Annual v3.1, Unit 3659 and retrofits | 27 | 1744 | Rate Constraint in lbs/MMBtu | FALSE | L | Annual | Net Emissions Allowance Position | MTons | 0 | 0 | 0 | 0.50225 | 0.57499 | 0.57499 | 0
#CAN Aconi 1 - SO2 Rate Annual v3.1, Unit 3659 and retrofits | 27 | 1744 | Rate Constraint in lbs/MMBtu | FALSE | L | Annual | Fuel Consumed | TBtu | 0 | 0 | 0 | 12.2638 | 14.0398 | 14.0398 | 0
#CAN Aconi 1 - SO2 Rate Annual v3.1, Unit 3659 and retrofits | 27 | 1744 | Rate Constraint in lbs/MMBtu | FALSE | L | Annual | Rate | lb/MMBtu | 0 | 0 | 0 | 0.081908 | 0.081908 | 0.081908 | 0
#CAN Aconi 1 - SO2 Rate Annual v3.1, Unit 3659 and retrofits | 27 | 1744 | Rate Constraint in lbs/MMBtu | FALSE | L | Annual | Generation | TWh | 0 | 0 | 0 | 1.073 | 1.2284 | 1.2284 | 0
#CAN Aconi 1 - SO2 Rate Annual v3.1, Unit 3659 and retrofits | 27 | 1744 | Rate Constraint in lbs/MMBtu | FALSE | L | Annual | Qualifying Generation | TWh | 0 | 0 | 0 | 1.073 | 1.2284 | 1.2284 | 0
#CAN Aconi 1 - SO2 Rate Annual v3.1, Unit 3659 and retrofits | 27 | 1744 | Rate Constraint in lbs/MMBtu | FALSE | L | Annual | Rate | lb/MWh | 0 | 0 | 0 | 0.46807 | 0.46807 | 0.46807 | 0
#CAN Aconi 1 - SO2 Rate Annual v3.1, Unit 3659 and retrofits | 27 | 1744 | Rate Constraint in lbs/MMBtu | FALSE | L | Annual | Constraint Shadow Price | US$/Ton | 0 | 0 | 0 | 0 | 0 | 0 | 0
#CAN Lingan 1-4 - SO2 Rate Annual v3.1, Unit 3364 and retrofits | 28 | 1748 | Rate Constraint in lbs/MMBtu | FALSE | L | Annual | Seasons Included | Seasons | Winter, Summer | Winter, Summer | Winter, Summer | Winter, Summer | Winter, Summer | Winter, Summer | Winter, Summer
#CAN Lingan 1-4 - SO2 Rate Annual v3.1, Unit 3364 and retrofits | 28 | 1748 | Rate Constraint in lbs/MMBtu | FALSE | L | Annual | Standard | lb/MMBtu | 3.7214 | 3.7214 | 3.7214 | 3.7214 | 3.7214 | 3.7214 | 3.7214
#CAN Lingan 1-4 - SO2 Rate Annual v3.1, Unit 3364 and retrofits | 28 | 1748 | Rate Constraint in lbs/MMBtu | FALSE | L | Annual | Emissions at Affected Plants SO2 | MTons | 4.9656 | 0 | 0 | 0.92565 | 0 | 0 | 0
#CAN Lingan 1-4 - SO2 Rate Annual v3.1, Unit 3364 and retrofits | 28 | 1748 | Rate Constraint in lbs/MMBtu | FALSE | L | Annual | Allowances Purchased SO2 | MTons | 0 | 0 | 0 | 0 | 0 | 0 | 0
#CAN Lingan 1-4 - SO2 Rate Annual v3.1, Unit 3364 and retrofits | 28 | 1748 | Rate Constraint in lbs/MMBtu | FALSE | L | Annual | Allowances Sold SO2 | MTons | 0 | 0 | 0 | 0 | 0 | 0 | 0
#CAN Lingan 1-4 - SO2 Rate Annual v3.1, Unit 3364 and retrofits | 28 | 1748 | Rate Constraint in lbs/MMBtu | FALSE | L | Annual | Allowances Banked | MTons | 0 | 0 | 0 | 0 | 0 | 0 | 0
#CAN Lingan 1-4 - SO2 Rate Annual v3.1, Unit 3364 and retrofits | 28 | 1748 | Rate Constraint in lbs/MMBtu | FALSE | L | Annual | Allowances Withdrawn (1:1) | MTons | 0 | 0 | 0 | 0 | 0 | 0 | 0
#CAN Lingan 1-4 - SO2 Rate Annual v3.1, Unit 3364 and retrofits | 28 | 1748 | Rate Constraint in lbs/MMBtu | FALSE | L | Annual | Allowances Withdrawn (n:1) | MTons | 0 | 0 | 0 | 0 | 0 | 0 | 0
#CAN Lingan 1-4 - SO2 Rate Annual v3.1, Unit 3364 and retrofits | 28 | 1748 | Rate Constraint in lbs/MMBtu | FALSE | L | Annual | Net Emissions Allowance Position | MTons | 4.9656 | 0 | 0 | 0.92565 | 0 | 0 | 0
#CAN Lingan 1-4 - SO2 Rate Annual v3.1, Unit 3364 and retrofits | 28 | 1748 | Rate Constraint in lbs/MMBtu | FALSE | L | Annual | Fuel Consumed | TBtu | 10.1849 | 0 | 0 | 1.8986 | 0 | 0 | 0
#CAN Lingan 1-4 - SO2 Rate Annual v3.1, Unit 3364 and retrofits | 28 | 1748 | Rate Constraint in lbs/MMBtu | FALSE | L | Annual | Rate | lb/MMBtu | 0.9751 | 0 | 0 | 0.9751 | 0 | 0 | 0
#CAN Lingan 1-4 - SO2 Rate Annual v3.1, Unit 3364 and retrofits | 28 | 1748 | Rate Constraint in lbs/MMBtu | FALSE | L | Annual | Generation | TWh | 0.98063 | 0 | 0 | 0.1828 | 0 | 0 | 0
#CAN Lingan 1-4 - SO2 Rate Annual v3.1, Unit 3364 and retrofits | 28 | 1748 | Rate Constraint in lbs/MMBtu | FALSE | L | Annual | Qualifying Generation | TWh | 0.98063 | 0 | 0 | 0.1828 | 0 | 0 | 0
#CAN Lingan 1-4 - SO2 Rate Annual v3.1, Unit 3364 and retrofits | 28 | 1748 | Rate Constraint in lbs/MMBtu | FALSE | L | Annual | Rate | lb/MWh | 5.0637 | 0 | 0 | 5.0637 | 0 | 0 | 0
#CAN Lingan 1-4 - SO2 Rate Annual v3.1, Unit 3364 and retrofits | 28 | 1748 | Rate Constraint in lbs/MMBtu | FALSE | L | Annual | Constraint Shadow Price | US$/Ton | 0 | 0 | 0 | 0 | 0 | 0 | 0
#CAN Lingan 1-4 - SO2 Rate Annual v3.1, Unit 3365 and retrofits | 29 | 1748 | Rate Constraint in lbs/MMBtu | FALSE | L | Annual | Seasons Included | Seasons | Winter, Summer | Winter, Summer | Winter, Summer | Winter, Summer | Winter, Summer | Winter, Summer | Winter, Summer
#CAN Lingan 1-4 - SO2 Rate Annual v3.1, Unit 3365 and retrofits | 29 | 1748 | Rate Constraint in lbs/MMBtu | FALSE | L | Annual | Standard | lb/MMBtu | 3.7214 | 3.7214 | 3.7214 | 3.7214 | 3.7214 | 3.7214 | 3.7214
#CAN Lingan 1-4 - SO2 Rate Annual v3.1, Unit 3365 and retrofits | 29 | 1748 | Rate Constraint in lbs/MMBtu | FALSE | L | Annual | Emissions at Affected Plants SO2 | MTons | 4.3978 | 0 | 0 | 5.159 | 0 | 0 | 0
#CAN Lingan 1-4 - SO2 Rate Annual v3.1, Unit 3365 and retrofits | 29 | 1748 | Rate Constraint in lbs/MMBtu | FALSE | L | Annual | Allowances Purchased SO2 | MTons | 0 | 0 | 0 | 0 | 0 | 0 | 0
#CAN Lingan 1-4 - SO2 Rate Annual v3.1, Unit 3365 and retrofits | 29 | 1748 | Rate Constraint in lbs/MMBtu | FALSE | L | Annual | Allowances Sold SO2 | MTons | 0 | 0 | 0 | 0 | 0 | 0 | 0
#CAN Lingan 1-4 - SO2 Rate Annual v3.1, Unit 3365 and retrofits | 29 | 1748 | Rate Constraint in lbs/MMBtu | FALSE | L | Annual | Allowances Banked | MTons | 0 | 0 | 0 | 0 | 0 | 0 | 0
#CAN Lingan 1-4 - SO2 Rate Annual v3.1, Unit 3365 and retrofits | 29 | 1748 | Rate Constraint in lbs/MMBtu | FALSE | L | Annual | Allowances Withdrawn (1:1) | MTons | 0 | 0 | 0 | 0 | 0 | 0 | 0
#CAN Lingan 1-4 - SO2 Rate Annual v3.1, Unit 3365 and retrofits | 29 | 1748 | Rate Constraint in lbs/MMBtu | FALSE | L | Annual | Allowances Withdrawn (n:1) | MTons | 0 | 0 | 0 | 0 | 0 | 0 | 0
#CAN Lingan 1-4 - SO2 Rate Annual v3.1, Unit 3365 and retrofits | 29 | 1748 | Rate Constraint in lbs/MMBtu | FALSE | L | Annual | Net Emissions Allowance Position | MTons | 4.3978 | 0 | 0 | 5.159 | 0 | 0 | 0
#CAN Lingan 1-4 - SO2 Rate Annual v3.1, Unit 3365 and retrofits | 29 | 1748 | Rate Constraint in lbs/MMBtu | FALSE | L | Annual | Fuel Consumed | TBtu | 9.0201 | 0 | 0 | 10.5814 | 0 | 0 | 0
#CAN Lingan 1-4 - SO2 Rate Annual v3.1, Unit 3365 and retrofits | 29 | 1748 | Rate Constraint in lbs/MMBtu | FALSE | L | Annual | Rate | lb/MMBtu | 0.9751 | 0 | 0 | 0.9751 | 0 | 0 | 0
#CAN Lingan 1-4 - SO2 Rate Annual v3.1, Unit 3365 and retrofits | 29 | 1748 | Rate Constraint in lbs/MMBtu | FALSE | L | Annual | Generation | TWh | 0.86849 | 0 | 0 | 1.0188 | 0 | 0 | 0
#CAN Lingan 1-4 - SO2 Rate Annual v3.1, Unit 3365 and retrofits | 29 | 1748 | Rate Constraint in lbs/MMBtu | FALSE | L | Annual | Qualifying Generation | TWh | 0.86849 | 0 | 0 | 1.0188 | 0 | 0 | 0
#CAN Lingan 1-4 - SO2 Rate Annual v3.1, Unit 3365 and retrofits | 29 | 1748 | Rate Constraint in lbs/MMBtu | FALSE | L | Annual | Rate | lb/MWh | 5.0637 | 0 | 0 | 5.0637 | 0 | 0 | 0
#CAN Lingan 1-4 - SO2 Rate Annual v3.1, Unit 3365 and retrofits | 29 | 1748 | Rate Constraint in lbs/MMBtu | FALSE | L | Annual | Constraint Shadow Price | US$/Ton | 0 | 0 | 0 | 0 | 0 | 0 | 0
#CAN Lingan 1-4 - SO2 Rate Annual v3.1, Unit 3366 and retrofits | 30 | 1748 | Rate Constraint in lbs/MMBtu | FALSE | L | Annual | Seasons Included | Seasons | Winter, Summer | Winter, Summer | Winter, Summer | Winter, Summer | Winter, Summer | Winter, Summer | Winter, Summer
#CAN Lingan 1-4 - SO2 Rate Annual v3.1, Unit 3366 and retrofits | 30 | 1748 | Rate Constraint in lbs/MMBtu | FALSE | L | Annual | Standard | lb/MMBtu | 3.7214 | 3.7214 | 3.7214 | 3.7214 | 3.7214 | 3.7214 | 3.7214
#CAN Lingan 1-4 - SO2 Rate Annual v3.1, Unit 3366 and retrofits | 30 | 1748 | Rate Constraint in lbs/MMBtu | FALSE | L | Annual | Emissions at Affected Plants SO2 | MTons | 3.958 | 0 | 0 | 5.5024 | 0 | 0 | 0
#CAN Lingan 1-4 - SO2 Rate Annual v3.1, Unit 3366 and retrofits | 30 | 1748 | Rate Constraint in lbs/MMBtu | FALSE | L | Annual | Allowances Purchased SO2 | MTons | 0 | 0 | 0 | 0 | 0 | 0 | 0
#CAN Lingan 1-4 - SO2 Rate Annual v3.1, Unit 3366 and retrofits | 30 | 1748 | Rate Constraint in lbs/MMBtu | FALSE | L | Annual | Allowances Sold SO2 | MTons | 0 | 0 | 0 | 0 | 0 | 0 | 0
#CAN Lingan 1-4 - SO2 Rate Annual v3.1, Unit 3366 and retrofits | 30 | 1748 | Rate Constraint in lbs/MMBtu | FALSE | L | Annual | Allowances Banked | MTons | 0 | 0 | 0 | 0 | 0 | 0 | 0
#CAN Lingan 1-4 - SO2 Rate Annual v3.1, Unit 3366 and retrofits | 30 | 1748 | Rate Constraint in lbs/MMBtu | FALSE | L | Annual | Allowances Withdrawn (1:1) | MTons | 0 | 0 | 0 | 0 | 0 | 0 | 0
#CAN Lingan 1-4 - SO2 Rate Annual v3.1, Unit 3366 and retrofits | 30 | 1748 | Rate Constraint in lbs/MMBtu | FALSE | L | Annual | Allowances Withdrawn (n:1) | MTons | 0 | 0 | 0 | 0 | 0 | 0 | 0
#CAN Lingan 1-4 - SO2 Rate Annual v3.1, Unit 3366 and retrofits | 30 | 1748 | Rate Constraint in lbs/MMBtu | FALSE | L | Annual | Net Emissions Allowance Position | MTons | 3.958 | 0 | 0 | 5.5024 | 0 | 0 | 0
#CAN Lingan 1-4 - SO2 Rate Annual v3.1, Unit 3366 and retrofits | 30 | 1748 | Rate Constraint in lbs/MMBtu | FALSE | L | Annual | Fuel Consumed | TBtu | 8.1181 | 0 | 0 | 11.2859 | 0 | 0 | 0
#CAN Lingan 1-4 - SO2 Rate Annual v3.1, Unit 3366 and retrofits | 30 | 1748 | Rate Constraint in lbs/MMBtu | FALSE | L | Annual | Rate | lb/MMBtu | 0.9751 | 0 | 0 | 0.9751 | 0 | 0 | 0
#CAN Lingan 1-4 - SO2 Rate Annual v3.1, Unit 3366 and retrofits | 30 | 1748 | Rate Constraint in lbs/MMBtu | FALSE | L | Annual | Generation | TWh | 0.78163 | 0 | 0 | 1.0857 | 0 | 0 | 0
#CAN Lingan 1-4 - SO2 Rate Annual v3.1, Unit 3366 and retrofits | 30 | 1748 | Rate Constraint in lbs/MMBtu | FALSE | L | Annual | Qualifying Generation | TWh | 0.78163 | 0 | 0 | 1.0857 | 0 | 0 | 0
#CAN Lingan 1-4 - SO2 Rate Annual v3.1, Unit 3366 and retrofits | 30 | 1748 | Rate Constraint in lbs/MMBtu | FALSE | L | Annual | Rate | lb/MWh | 5.0637 | 0 | 0 | 5.0683 | 0 | 0 | 0
#CAN Lingan 1-4 - SO2 Rate Annual v3.1, Unit 3366 and retrofits | 30 | 1748 | Rate Constraint in lbs/MMBtu | FALSE | L | Annual | Constraint Shadow Price | US$/Ton | 0 | 0 | 0 | 0 | 0 | 0 | 0
#CAN Lingan 1-4 - SO2 Rate Annual v3.1, Unit 3367 and retrofits | 31 | 1748 | Rate Constraint in lbs/MMBtu | FALSE | L | Annual | Seasons Included | Seasons | Winter, Summer | Winter, Summer | Winter, Summer | Winter, Summer | Winter, Summer | Winter, Summer | Winter, Summer
#CAN Lingan 1-4 - SO2 Rate Annual v3.1, Unit 3367 and retrofits | 31 | 1748 | Rate Constraint in lbs/MMBtu | FALSE | L | Annual | Standard | lb/MMBtu | 3.7214 | 3.7214 | 3.7214 | 3.7214 | 3.7214 | 3.7214 | 3.7214
#CAN Lingan 1-4 - SO2 Rate Annual v3.1, Unit 3367 and retrofits | 31 | 1748 | Rate Constraint in lbs/MMBtu | FALSE | L | Annual | Emissions at Affected Plants SO2 | MTons | 2.3666 | 0 | 0 | 5.6549 | 0 | 0 | 0
#CAN Lingan 1-4 - SO2 Rate Annual v3.1, Unit 3367 and retrofits | 31 | 1748 | Rate Constraint in lbs/MMBtu | FALSE | L | Annual | Allowances Purchased SO2 | MTons | 0 | 0 | 0 | 0 | 0 | 0 | 0
#CAN Lingan 1-4 - SO2 Rate Annual v3.1, Unit 3367 and retrofits | 31 | 1748 | Rate Constraint in lbs/MMBtu | FALSE | L | Annual | Allowances Sold SO2 | MTons | 0 | 0 | 0 | 0 | 0 | 0 | 0
#CAN Lingan 1-4 - SO2 Rate Annual v3.1, Unit 3367 and retrofits | 31 | 1748 | Rate Constraint in lbs/MMBtu | FALSE | L | Annual | Allowances Banked | MTons | 0 | 0 | 0 | 0 | 0 | 0 | 0
#CAN Lingan 1-4 - SO2 Rate Annual v3.1, Unit 3367 and retrofits | 31 | 1748 | Rate Constraint in lbs/MMBtu | FALSE | L | Annual | Allowances Withdrawn (1:1) | MTons | 0 | 0 | 0 | 0 | 0 | 0 | 0
#CAN Lingan 1-4 - SO2 Rate Annual v3.1, Unit 3367 and retrofits | 31 | 1748 | Rate Constraint in lbs/MMBtu | FALSE | L | Annual | Allowances Withdrawn (n:1) | MTons | 0 | 0 | 0 | 0 | 0 | 0 | 0
#CAN Lingan 1-4 - SO2 Rate Annual v3.1, Unit 3367 and retrofits | 31 | 1748 | Rate Constraint in lbs/MMBtu | FALSE | L | Annual | Net Emissions Allowance Position | MTons | 2.3666 | 0 | 0 | 5.6549 | 0 | 0 | 0
#CAN Lingan 1-4 - SO2 Rate Annual v3.1, Unit 3367 and retrofits | 31 | 1748 | Rate Constraint in lbs/MMBtu | FALSE | L | Annual | Fuel Consumed | TBtu | 4.854 | 0 | 0 | 11.5987 | 0 | 0 | 0
#CAN Lingan 1-4 - SO2 Rate Annual v3.1, Unit 3367 and retrofits | 31 | 1748 | Rate Constraint in lbs/MMBtu | FALSE | L | Annual | Rate | lb/MMBtu | 0.9751 | 0 | 0 | 0.9751 | 0 | 0 | 0
#CAN Lingan 1-4 - SO2 Rate Annual v3.1, Unit 3367 and retrofits | 31 | 1748 | Rate Constraint in lbs/MMBtu | FALSE | L | Annual | Generation | TWh | 0.46736 | 0 | 0 | 1.1159 | 0 | 0 | 0
#CAN Lingan 1-4 - SO2 Rate Annual v3.1, Unit 3367 and retrofits | 31 | 1748 | Rate Constraint in lbs/MMBtu | FALSE | L | Annual | Qualifying Generation | TWh | 0.46736 | 0 | 0 | 1.1159 | 0 | 0 | 0
#CAN Lingan 1-4 - SO2 Rate Annual v3.1, Unit 3367 and retrofits | 31 | 1748 | Rate Constraint in lbs/MMBtu | FALSE | L | Annual | Rate | lb/MWh | 5.0637 | 0 | 0 | 5.0675 | 0 | 0 | 0
#CAN Lingan 1-4 - SO2 Rate Annual v3.1, Unit 3367 and retrofits | 31 | 1748 | Rate Constraint in lbs/MMBtu | FALSE | L | Annual | Constraint Shadow Price | US$/Ton | 0 | 0 | 0 | 0 | 0 | 0 | 0
#CAN -National CO2 Rate Limit- 2016- v5.12 | 32 | 5804 | Rate Constraint in lbs/MWh | FALSE | L | Annual | Seasons Included | Seasons | Winter, Summer | Winter, Summer | Winter, Summer | Winter, Summer | Winter, Summer | Winter, Summer | Winter, Summer
#CAN -National CO2 Rate Limit- 2016- v5.12 | 32 | 5804 | Rate Constraint in lbs/MWh | FALSE | L | Annual | Standard | lb/MWh | 925.94 | 925.94 | 925.94 | 925.94 | 925.94 | 925.94 | 925.94
#CAN -National CO2 Rate Limit- 2016- v5.12 | 32 | 5804 | Rate Constraint in lbs/MWh | FALSE | L | Annual | Emissions at Affected Plants CO2 | MTons | 0 | 0 | 0 | 0 | 0 | 0 | 0
#CAN -National CO2 Rate Limit- 2016- v5.12 | 32 | 5804 | Rate Constraint in lbs/MWh | FALSE | L | Annual | Allowances Purchased CO2 | MTons | 0 | 0 | 0 | 0 | 0 | 0 | 0
#CAN -National CO2 Rate Limit- 2016- v5.12 | 32 | 5804 | Rate Constraint in lbs/MWh | FALSE | L | Annual | Allowances Sold CO2 | MTons | 0 | 0 | 0 | 0 | 0 | 0 | 0
#CAN -National CO2 Rate Limit- 2016- v5.12 | 32 | 5804 | Rate Constraint in lbs/MWh | FALSE | L | Annual | Allowances Banked | MTons | 0 | 0 | 0 | 0 | 0 | 0 | 0
#CAN -National CO2 Rate Limit- 2016- v5.12 | 32 | 5804 | Rate Constraint in lbs/MWh | FALSE | L | Annual | Allowances Withdrawn (1:1) | MTons | 0 | 0 | 0 | 0 | 0 | 0 | 0
#CAN -National CO2 Rate Limit- 2016- v5.12 | 32 | 5804 | Rate Constraint in lbs/MWh | FALSE | L | Annual | Allowances Withdrawn (n:1) | MTons | 0 | 0 | 0 | 0 | 0 | 0 | 0
#CAN -National CO2 Rate Limit- 2016- v5.12 | 32 | 5804 | Rate Constraint in lbs/MWh | FALSE | L | Annual | Net Emissions Allowance Position | MTons | 0 | 0 | 0 | 0 | 0 | 0 | 0
#CAN -National CO2 Rate Limit- 2016- v5.12 | 32 | 5804 | Rate Constraint in lbs/MWh | FALSE | L | Annual | Fuel Consumed | TBtu | 0 | 0 | 0 | 0 | 0 | 0 | 0
#CAN -National CO2 Rate Limit- 2016- v5.12 | 32 | 5804 | Rate Constraint in lbs/MWh | FALSE | L | Annual | Rate | lb/MMBtu | 0 | 0 | 0 | 0 | 0 | 0 | 0
#CAN -National CO2 Rate Limit- 2016- v5.12 | 32 | 5804 | Rate Constraint in lbs/MWh | FALSE | L | Annual | Generation | TWh | 0 | 0 | 0 | 0 | 0 | 0 | 0
#CAN -National CO2 Rate Limit- 2016- v5.12 | 32 | 5804 | Rate Constraint in lbs/MWh | FALSE | L | Annual | Qualifying Generation | TWh | 0 | 0 | 0 | 0 | 0 | 0 | 0
#CAN -National CO2 Rate Limit- 2016- v5.12 | 32 | 5804 | Rate Constraint in lbs/MWh | FALSE | L | Annual | Constraint Shadow Price | US$/Ton | 194.3804 | 294.9497 | 272.4989 | 164.3724 | 292.7019 | 211.661 | 236.5018
#CAN -National CO2 Rate Limit- 2020- v5.12 | 33 | 5805 | Rate Constraint in lbs/MWh | FALSE | L | Annual | Seasons Included | Seasons |  |  | Winter, Summer | Winter, Summer | Winter, Summer | Winter, Summer | Winter, Summer
#CAN -National CO2 Rate Limit- 2020- v5.12 | 33 | 5805 | Rate Constraint in lbs/MWh | FALSE | L | Annual | Standard | lb/MWh | 925.94 | 925.94 | 925.94 | 925.94 | 925.94 | 925.94 | 925.94
#CAN -National CO2 Rate Limit- 2020- v5.12 | 33 | 5805 | Rate Constraint in lbs/MWh | FALSE | L | Annual | Emissions at Affected Plants CO2 | MTons | 0 | 0 | 0 | 0 | 0 | 0 | 0
#CAN -National CO2 Rate Limit- 2020- v5.12 | 33 | 5805 | Rate Constraint in lbs/MWh | FALSE | L | Annual | Allowances Purchased CO2 | MTons | 0 | 0 | 0 | 0 | 0 | 0 | 0
#CAN -National CO2 Rate Limit- 2020- v5.12 | 33 | 5805 | Rate Constraint in lbs/MWh | FALSE | L | Annual | Allowances Sold CO2 | MTons | 0 | 0 | 0 | 0 | 0 | 0 | 0
#CAN -National CO2 Rate Limit- 2020- v5.12 | 33 | 5805 | Rate Constraint in lbs/MWh | FALSE | L | Annual | Allowances Banked | MTons | 0 | 0 | 0 | 0 | 0 | 0 | 0
#CAN -National CO2 Rate Limit- 2020- v5.12 | 33 | 5805 | Rate Constraint in lbs/MWh | FALSE | L | Annual | Allowances Withdrawn (1:1) | MTons | 0 | 0 | 0 | 0 | 0 | 0 | 0
#CAN -National CO2 Rate Limit- 2020- v5.12 | 33 | 5805 | Rate Constraint in lbs/MWh | FALSE | L | Annual | Allowances Withdrawn (n:1) | MTons | 0 | 0 | 0 | 0 | 0 | 0 | 0
#CAN -National CO2 Rate Limit- 2020- v5.12 | 33 | 5805 | Rate Constraint in lbs/MWh | FALSE | L | Annual | Net Emissions Allowance Position | MTons | 0 | 0 | 0 | 0 | 0 | 0 | 0
#CAN -National CO2 Rate Limit- 2020- v5.12 | 33 | 5805 | Rate Constraint in lbs/MWh | FALSE | L | Annual | Fuel Consumed | TBtu | 0 | 0 | 0 | 0 | 0 | 0 | 0
#CAN -National CO2 Rate Limit- 2020- v5.12 | 33 | 5805 | Rate Constraint in lbs/MWh | FALSE | L | Annual | Rate | lb/MMBtu | 0 | 0 | 0 | 0 | 0 | 0 | 0
#CAN -National CO2 Rate Limit- 2020- v5.12 | 33 | 5805 | Rate Constraint in lbs/MWh | FALSE | L | Annual | Generation | TWh | 0 | 0 | 0 | 0 | 0 | 0 | 0
#CAN -National CO2 Rate Limit- 2020- v5.12 | 33 | 5805 | Rate Constraint in lbs/MWh | FALSE | L | Annual | Qualifying Generation | TWh | 0 | 0 | 0 | 0 | 0 | 0 | 0
#CAN -National CO2 Rate Limit- 2020- v5.12 | 33 | 5805 | Rate Constraint in lbs/MWh | FALSE | L | Annual | Constraint Shadow Price | US$/Ton | 0 | 0 | 272.4989 | 251.9411 | 3734.0158 | 1097.4488 | 1049.3238
#CAN -National CO2 Rate Limit- 2030- v5.12 | 34 | 5807 | Rate Constraint in lbs/MWh | FALSE | L | Annual | Seasons Included | Seasons |  |  |  |  | Winter, Summer | Winter, Summer | Winter, Summer
#CAN -National CO2 Rate Limit- 2030- v5.12 | 34 | 5807 | Rate Constraint in lbs/MWh | FALSE | L | Annual | Standard | lb/MWh | 925.94 | 925.94 | 925.94 | 925.94 | 925.94 | 925.94 | 925.94
#CAN -National CO2 Rate Limit- 2030- v5.12 | 34 | 5807 | Rate Constraint in lbs/MWh | FALSE | L | Annual | Emissions at Affected Plants CO2 | MTons | 0 | 0 | 0 | 0 | 0 | 0 | 0
#CAN -National CO2 Rate Limit- 2030- v5.12 | 34 | 5807 | Rate Constraint in lbs/MWh | FALSE | L | Annual | Allowances Purchased CO2 | MTons | 0 | 0 | 0 | 0 | 0 | 0 | 0
#CAN -National CO2 Rate Limit- 2030- v5.12 | 34 | 5807 | Rate Constraint in lbs/MWh | FALSE | L | Annual | Allowances Sold CO2 | MTons | 0 | 0 | 0 | 0 | 0 | 0 | 0
#CAN -National CO2 Rate Limit- 2030- v5.12 | 34 | 5807 | Rate Constraint in lbs/MWh | FALSE | L | Annual | Allowances Banked | MTons | 0 | 0 | 0 | 0 | 0 | 0 | 0
#CAN -National CO2 Rate Limit- 2030- v5.12 | 34 | 5807 | Rate Constraint in lbs/MWh | FALSE | L | Annual | Allowances Withdrawn (1:1) | MTons | 0 | 0 | 0 | 0 | 0 | 0 | 0
#CAN -National CO2 Rate Limit- 2030- v5.12 | 34 | 5807 | Rate Constraint in lbs/MWh | FALSE | L | Annual | Allowances Withdrawn (n:1) | MTons | 0 | 0 | 0 | 0 | 0 | 0 | 0
#CAN -National CO2 Rate Limit- 2030- v5.12 | 34 | 5807 | Rate Constraint in lbs/MWh | FALSE | L | Annual | Net Emissions Allowance Position | MTons | 0 | 0 | 0 | 0 | 0 | 0 | 0
#CAN -National CO2 Rate Limit- 2030- v5.12 | 34 | 5807 | Rate Constraint in lbs/MWh | FALSE | L | Annual | Fuel Consumed | TBtu | 0 | 0 | 0 | 0 | 0 | 0 | 0
#CAN -National CO2 Rate Limit- 2030- v5.12 | 34 | 5807 | Rate Constraint in lbs/MWh | FALSE | L | Annual | Rate | lb/MMBtu | 0 | 0 | 0 | 0 | 0 | 0 | 0
#CAN -National CO2 Rate Limit- 2030- v5.12 | 34 | 5807 | Rate Constraint in lbs/MWh | FALSE | L | Annual | Generation | TWh | 0 | 0 | 0 | 0 | 0 | 0 | 0
#CAN -National CO2 Rate Limit- 2030- v5.12 | 34 | 5807 | Rate Constraint in lbs/MWh | FALSE | L | Annual | Qualifying Generation | TWh | 0 | 0 | 0 | 0 | 0 | 0 | 0
#CAN -National CO2 Rate Limit- 2030- v5.12 | 34 | 5807 | Rate Constraint in lbs/MWh | FALSE | L | Annual | Constraint Shadow Price | US$/Ton | 0 | 0 | 0 | 0 | 3734.0158 | 1097.4488 | 1049.3238
#CAN -National CO2 Rate Limit- 2040- v5.12 | 35 | 5808 | Rate Constraint in lbs/MWh | FALSE | L | Annual | Seasons Included | Seasons | [5 empty] | Winter, Summer | Winter, Summer
#CAN -National CO2 Rate Limit- 2040- v5.12 | 35 | 5808 | Rate Constraint in lbs/MWh | FALSE | L | Annual | Standard | lb/MWh | 925.94 | 925.94 | 925.94 | 925.94 | 925.94 | 925.94 | 925.94
#CAN -National CO2 Rate Limit- 2040- v5.12 | 35 | 5808 | Rate Constraint in lbs/MWh | FALSE | L | Annual | Emissions at Affected Plants CO2 | MTons | 0 | 0 | 0 | 0 | 0 | 0 | 0
#CAN -National CO2 Rate Limit- 2040- v5.12 | 35 | 5808 | Rate Constraint in lbs/MWh | FALSE | L | Annual | Allowances Purchased CO2 | MTons | 0 | 0 | 0 | 0 | 0 | 0 | 0
#CAN -National CO2 Rate Limit- 2040- v5.12 | 35 | 5808 | Rate Constraint in lbs/MWh | FALSE | L | Annual | Allowances Sold CO2 | MTons | 0 | 0 | 0 | 0 | 0 | 0 | 0
#CAN -National CO2 Rate Limit- 2040- v5.12 | 35 | 5808 | Rate Constraint in lbs/MWh | FALSE | L | Annual | Allowances Banked | MTons | 0 | 0 | 0 | 0 | 0 | 0 | 0
#CAN -National CO2 Rate Limit- 2040- v5.12 | 35 | 5808 | Rate Constraint in lbs/MWh | FALSE | L | Annual | Allowances Withdrawn (1:1) | MTons | 0 | 0 | 0 | 0 | 0 | 0 | 0
#CAN -National CO2 Rate Limit- 2040- v5.12 | 35 | 5808 | Rate Constraint in lbs/MWh | FALSE | L | Annual | Allowances Withdrawn (n:1) | MTons | 0 | 0 | 0 | 0 | 0 | 0 | 0
#CAN -National CO2 Rate Limit- 2040- v5.12 | 35 | 5808 | Rate Constraint in lbs/MWh | FALSE | L | Annual | Net Emissions Allowance Position | MTons | 0 | 0 | 0 | 0 | 0 | 0 | 0
#CAN -National CO2 Rate Limit- 2040- v5.12 | 35 | 5808 | Rate Constraint in lbs/MWh | FALSE | L | Annual | Fuel Consumed | TBtu | 0 | 0 | 0 | 0 | 0 | 0 | 0
#CAN -National CO2 Rate Limit- 2040- v5.12 | 35 | 5808 | Rate Constraint in lbs/MWh | FALSE | L | Annual | Rate | lb/MMBtu | 0 | 0 | 0 | 0 | 0 | 0 | 0
#CAN -National CO2 Rate Limit- 2040- v5.12 | 35 | 5808 | Rate Constraint in lbs/MWh | FALSE | L | Annual | Generation | TWh | 0 | 0 | 0 | 0 | 0 | 0 | 0
#CAN -National CO2 Rate Limit- 2040- v5.12 | 35 | 5808 | Rate Constraint in lbs/MWh | FALSE | L | Annual | Qualifying Generation | TWh | 0 | 0 | 0 | 0 | 0 | 0 | 0
#CAN -National CO2 Rate Limit- 2040- v5.12 | 35 | 5808 | Rate Constraint in lbs/MWh | FALSE | L | Annual | Constraint Shadow Price | US$/Ton | 0 | 0 | 0 | 0 | 0 | 1097.4488 | 1049.3238
#CAN -National CO2 Rate Limit- 2050- v5.12 | 36 | 5809 | Rate Constraint in lbs/MWh | FALSE | L | Annual | Seasons Included | Seasons | [6 empty] | Winter, Summer
#CAN -National CO2 Rate Limit- 2050- v5.12 | 36 | 5809 | Rate Constraint in lbs/MWh | FALSE | L | Annual | Standard | lb/MWh | 925.94 | 925.94 | 925.94 | 925.94 | 925.94 | 925.94 | 925.94
#CAN -National CO2 Rate Limit- 2050- v5.12 | 36 | 5809 | Rate Constraint in lbs/MWh | FALSE | L | Annual | Emissions at Affected Plants CO2 | MTons | 0 | 0 | 0 | 0 | 0 | 0 | 0
#CAN -National CO2 Rate Limit- 2050- v5.12 | 36 | 5809 | Rate Constraint in lbs/MWh | FALSE | L | Annual | Allowances Purchased CO2 | MTons | 0 | 0 | 0 | 0 | 0 | 0 | 0
#CAN -National CO2 Rate Limit- 2050- v5.12 | 36 | 5809 | Rate Constraint in lbs/MWh | FALSE | L | Annual | Allowances Sold CO2 | MTons | 0 | 0 | 0 | 0 | 0 | 0 | 0
#CAN -National CO2 Rate Limit- 2050- v5.12 | 36 | 5809 | Rate Constraint in lbs/MWh | FALSE | L | Annual | Allowances Banked | MTons | 0 | 0 | 0 | 0 | 0 | 0 | 0
#CAN -National CO2 Rate Limit- 2050- v5.12 | 36 | 5809 | Rate Constraint in lbs/MWh | FALSE | L | Annual | Allowances Withdrawn (1:1) | MTons | 0 | 0 | 0 | 0 | 0 | 0 | 0
#CAN -National CO2 Rate Limit- 2050- v5.12 | 36 | 5809 | Rate Constraint in lbs/MWh | FALSE | L | Annual | Allowances Withdrawn (n:1) | MTons | 0 | 0 | 0 | 0 | 0 | 0 | 0
#CAN -National CO2 Rate Limit- 2050- v5.12 | 36 | 5809 | Rate Constraint in lbs/MWh | FALSE | L | Annual | Net Emissions Allowance Position | MTons | 0 | 0 | 0 | 0 | 0 | 0 | 0
#CAN -National CO2 Rate Limit- 2050- v5.12 | 36 | 5809 | Rate Constraint in lbs/MWh | FALSE | L | Annual | Fuel Consumed | TBtu | 0 | 0 | 0 | 0 | 0 | 0 | 0
#CAN -National CO2 Rate Limit- 2050- v5.12 | 36 | 5809 | Rate Constraint in lbs/MWh | FALSE | L | Annual | Rate | lb/MMBtu | 0 | 0 | 0 | 0 | 0 | 0 | 0
#CAN -National CO2 Rate Limit- 2050- v5.12 | 36 | 5809 | Rate Constraint in lbs/MWh | FALSE | L | Annual | Generation | TWh | 0 | 0 | 0 | 0 | 0 | 0 | 0
#CAN -National CO2 Rate Limit- 2050- v5.12 | 36 | 5809 | Rate Constraint in lbs/MWh | FALSE | L | Annual | Qualifying Generation | TWh | 0 | 0 | 0 | 0 | 0 | 0 | 0
#CAN -National CO2 Rate Limit- 2050- v5.12 | 36 | 5809 | Rate Constraint in lbs/MWh | FALSE | L | Annual | Constraint Shadow Price | US$/Ton | 0 | 0 | 0 | 0 | 0 | 0 | 381.5548
#CAN -National CO2 Rate Limit- New Units- v5.12 | 37 | 5899 | Rate Constraint in lbs/MWh | FALSE | L | Annual | Seasons Included | Seasons | Winter, Summer | Winter, Summer | Winter, Summer | Winter, Summer | Winter, Summer | Winter, Summer | Winter, Summer
#CAN -National CO2 Rate Limit- New Units- v5.12 | 37 | 5899 | Rate Constraint in lbs/MWh | FALSE | L | Annual | Standard | lb/MWh | 925.94 | 925.94 | 925.94 | 925.94 | 925.94 | 925.94 | 925.94
#CAN -National CO2 Rate Limit- New Units- v5.12 | 37 | 5899 | Rate Constraint in lbs/MWh | FALSE | L | Annual | Emissions at Affected Plants CO2 | MTons | 0 | 0 | 0 | 0 | 0 | 0 | 0
#CAN -National CO2 Rate Limit- New Units- v5.12 | 37 | 5899 | Rate Constraint in lbs/MWh | FALSE | L | Annual | Allowances Purchased CO2 | MTons | 0 | 0 | 0 | 0 | 0 | 0 | 0
#CAN -National CO2 Rate Limit- New Units- v5.12 | 37 | 5899 | Rate Constraint in lbs/MWh | FALSE | L | Annual | Allowances Sold CO2 | MTons | 0 | 0 | 0 | 0 | 0 | 0 | 0
#CAN -National CO2 Rate Limit- New Units- v5.12 | 37 | 5899 | Rate Constraint in lbs/MWh | FALSE | L | Annual | Allowances Banked | MTons | 0 | 0 | 0 | 0 | 0 | 0 | 0
#CAN -National CO2 Rate Limit- New Units- v5.12 | 37 | 5899 | Rate Constraint in lbs/MWh | FALSE | L | Annual | Allowances Withdrawn (1:1) | MTons | 0 | 0 | 0 | 0 | 0 | 0 | 0
#CAN -National CO2 Rate Limit- New Units- v5.12 | 37 | 5899 | Rate Constraint in lbs/MWh | FALSE | L | Annual | Allowances Withdrawn (n:1) | MTons | 0 | 0 | 0 | 0 | 0 | 0 | 0
#CAN -National CO2 Rate Limit- New Units- v5.12 | 37 | 5899 | Rate Constraint in lbs/MWh | FALSE | L | Annual | Net Emissions Allowance Position | MTons | 0 | 0 | 0 | 0 | 0 | 0 | 0
#CAN -National CO2 Rate Limit- New Units- v5.12 | 37 | 5899 | Rate Constraint in lbs/MWh | FALSE | L | Annual | Fuel Consumed | TBtu | 0 | 0 | 0 | 0 | 0 | 0 | 0
#CAN -National CO2 Rate Limit- New Units- v5.12 | 37 | 5899 | Rate Constraint in lbs/MWh | FALSE | L | Annual | Rate | lb/MMBtu | 0 | 0 | 0 | 0 | 0 | 0 | 0
#CAN -National CO2 Rate Limit- New Units- v5.12 | 37 | 5899 | Rate Constraint in lbs/MWh | FALSE | L | Annual | Generation | TWh | 0 | 0 | 0 | 0 | 0 | 0 | 0
#CAN -National CO2 Rate Limit- New Units- v5.12 | 37 | 5899 | Rate Constraint in lbs/MWh | FALSE | L | Annual | Qualifying Generation | TWh | 0 | 0 | 0 | 0 | 0 | 0 | 0
#CAN -National CO2 Rate Limit- New Units- v5.12 | 37 | 5899 | Rate Constraint in lbs/MWh | FALSE | L | Annual | Constraint Shadow Price | US$/Ton | 171.5282 | 204.7505 | 105.8239 | 109.1033 | 83.566 | 75.454 | 76.6063
#CAN -National NOx Rate Limit v4.12 | 38 | 2313 | Rate Constraint in lbs/MWh | FALSE | L | Annual | Seasons Included | Seasons | Winter, Summer | Winter, Summer | Winter, Summer | Winter, Summer | Winter, Summer | Winter, Summer | Winter, Summer
#CAN -National NOx Rate Limit v4.12 | 38 | 2313 | Rate Constraint in lbs/MWh | FALSE | L | Annual | Standard | lb/MWh | 1.5212 | 1.5212 | 1.5212 | 1.5212 | 1.5212 | 1.5212 | 1.5212
#CAN -National NOx Rate Limit v4.12 | 38 | 2313 | Rate Constraint in lbs/MWh | FALSE | L | Annual | Emissions at Affected Plants NOX | MTons | 16.1742 | 16.0425 | 18.5537 | 20.0241 | 23.9797 | 27.0945 | 37.0418
#CAN -National NOx Rate Limit v4.12 | 38 | 2313 | Rate Constraint in lbs/MWh | FALSE | L | Annual | Allowances Purchased NOX | MTons | 0 | 0 | 0 | 0 | 0 | 0 | 0
#CAN -National NOx Rate Limit v4.12 | 38 | 2313 | Rate Constraint in lbs/MWh | FALSE | L | Annual | Allowances Sold NOX | MTons | 0 | 0 | 0 | 0 | 0 | 0 | 0
#CAN -National NOx Rate Limit v4.12 | 38 | 2313 | Rate Constraint in lbs/MWh | FALSE | L | Annual | Allowances Banked | MTons | 0 | 0 | 0 | 0 | 0 | 0 | 0
#CAN -National NOx Rate Limit v4.12 | 38 | 2313 | Rate Constraint in lbs/MWh | FALSE | L | Annual | Allowances Withdrawn (1:1) | MTons | 0 | 0 | 0 | 0 | 0 | 0 | 0
#CAN -National NOx Rate Limit v4.12 | 38 | 2313 | Rate Constraint in lbs/MWh | FALSE | L | Annual | Allowances Withdrawn (n:1) | MTons | 0 | 0 | 0 | 0 | 0 | 0 | 0
#CAN -National NOx Rate Limit v4.12 | 38 | 2313 | Rate Constraint in lbs/MWh | FALSE | L | Annual | Net Emissions Allowance Position | MTons | 16.1742 | 16.0425 | 18.5537 | 20.0241 | 23.9797 | 27.0945 | 37.0418
#CAN -National NOx Rate Limit v4.12 | 38 | 2313 | Rate Constraint in lbs/MWh | FALSE | L | Annual | Fuel Consumed | TBtu | 257.308 | 258.9171 | 317.4225 | 371.6856 | 673.0223 | 1035.0818 | 1557.9546
#CAN -National NOx Rate Limit v4.12 | 38 | 2313 | Rate Constraint in lbs/MWh | FALSE | L | Annual | Rate | lb/MMBtu | 0.12572 | 0.12392 | 0.1169 | 0.10775 | 0.07126 | 0.052352 | 0.047552
#CAN -National NOx Rate Limit v4.12 | 38 | 2313 | Rate Constraint in lbs/MWh | FALSE | L | Annual | Generation | TWh | 33.7311 | 34.1864 | 41.0113 | 47.1141 | 83.2666 | 127.6971 | 201.095
#CAN -National NOx Rate Limit v4.12 | 38 | 2313 | Rate Constraint in lbs/MWh | FALSE | L | Annual | Qualifying Generation | TWh | 33.7311 | 34.1864 | 41.0113 | 47.1141 | 83.2666 | 127.6971 | 201.095
#CAN -National NOx Rate Limit v4.12 | 38 | 2313 | Rate Constraint in lbs/MWh | FALSE | L | Annual | Constraint Shadow Price | US$/Ton | 0 | 0 | 0 | 0 | 0 | 0 | 0
#CAN -National SO2 Rate Limit v4.12 | 39 | 2314 | Rate Constraint in lbs/MWh | FALSE | L | Annual | Seasons Included | Seasons | Winter, Summer | Winter, Summer | Winter, Summer | Winter, Summer | Winter, Summer | Winter, Summer | Winter, Summer
#CAN -National SO2 Rate Limit v4.12 | 39 | 2314 | Rate Constraint in lbs/MWh | FALSE | L | Annual | Standard | lb/MWh | 9.3476 | 9.3476 | 9.3476 | 9.3476 | 9.3476 | 9.3476 | 9.3476
#CAN -National SO2 Rate Limit v4.12 | 39 | 2314 | Rate Constraint in lbs/MWh | FALSE | L | Annual | Emissions at Affected Plants SO2 | MTons | 4.1941 | 4.1941 | 3.5595 | 3.5595 | 3.2879 | 3.0246 | 3.2644
#CAN -National SO2 Rate Limit v4.12 | 39 | 2314 | Rate Constraint in lbs/MWh | FALSE | L | Annual | Allowances Purchased SO2 | MTons | 0 | 0 | 0 | 0 | 0 | 0 | 0
#CAN -National SO2 Rate Limit v4.12 | 39 | 2314 | Rate Constraint in lbs/MWh | FALSE | L | Annual | Allowances Sold SO2 | MTons | 0 | 0 | 0 | 0 | 0 | 0 | 0
#CAN -National SO2 Rate Limit v4.12 | 39 | 2314 | Rate Constraint in lbs/MWh | FALSE | L | Annual | Allowances Banked | MTons | 0 | 0 | 0 | 0 | 0 | 0 | 0
#CAN -National SO2 Rate Limit v4.12 | 39 | 2314 | Rate Constraint in lbs/MWh | FALSE | L | Annual | Allowances Withdrawn (1:1) | MTons | 0 | 0 | 0 | 0 | 0 | 0 | 0
#CAN -National SO2 Rate Limit v4.12 | 39 | 2314 | Rate Constraint in lbs/MWh | FALSE | L | Annual | Allowances Withdrawn (n:1) | MTons | 0 | 0 | 0 | 0 | 0 | 0 | 0
#CAN -National SO2 Rate Limit v4.12 | 39 | 2314 | Rate Constraint in lbs/MWh | FALSE | L | Annual | Net Emissions Allowance Position | MTons | 4.1941 | 4.1941 | 3.5595 | 3.5595 | 3.2879 | 3.0246 | 3.2644
#CAN -National SO2 Rate Limit v4.12 | 39 | 2314 | Rate Constraint in lbs/MWh | FALSE | L | Annual | Fuel Consumed | TBtu | 257.308 | 258.9171 | 317.4225 | 371.6856 | 673.0223 | 1035.0818 | 1557.9546
#CAN -National SO2 Rate Limit v4.12 | 39 | 2314 | Rate Constraint in lbs/MWh | FALSE | L | Annual | Rate | lb/MMBtu | 0.032599 | 0.032397 | 0.022428 | 0.019153 | 0.0097704 | 0.0058441 | 0.0041906
#CAN -National SO2 Rate Limit v4.12 | 39 | 2314 | Rate Constraint in lbs/MWh | FALSE | L | Annual | Generation | TWh | 33.7311 | 34.1864 | 41.0113 | 47.1141 | 83.2666 | 127.6971 | 201.095
#CAN -National SO2 Rate Limit v4.12 | 39 | 2314 | Rate Constraint in lbs/MWh | FALSE | L | Annual | Qualifying Generation | TWh | 33.7311 | 34.1864 | 41.0113 | 47.1141 | 83.2666 | 127.6971 | 201.095
#CAN -National SO2 Rate Limit v4.12 | 39 | 2314 | Rate Constraint in lbs/MWh | FALSE | L | Annual | Constraint Shadow Price | US$/Ton | 0 | 0 | 0 | 0 | 0 | 0 | 0
#CAN Trenton 1-2 - SO2 Rate Annual v3.1, Unit 3369 and retrofits | 40 | 1751 | Rate Constraint in lbs/MMBtu | FALSE | L | Annual | Seasons Included | Seasons | Winter, Summer | Winter, Summer | Winter, Summer | Winter, Summer | Winter, Summer | Winter, Summer | Winter, Summer
#CAN Trenton 1-2 - SO2 Rate Annual v3.1, Unit 3369 and retrofits | 40 | 1751 | Rate Constraint in lbs/MMBtu | FALSE | L | Annual | Standard | lb/MMBtu | 3.2097 | 3.2097 | 3.2097 | 3.2097 | 3.2097 | 3.2097 | 3.2097
#CAN Trenton 1-2 - SO2 Rate Annual v3.1, Unit 3369 and retrofits | 40 | 1751 | Rate Constraint in lbs/MMBtu | FALSE | L | Annual | Emissions at Affected Plants SO2 | MTons | 0 | 0 | 0 | 0 | 0 | 0 | 0
#CAN Trenton 1-2 - SO2 Rate Annual v3.1, Unit 3369 and retrofits | 40 | 1751 | Rate Constraint in lbs/MMBtu | FALSE | L | Annual | Allowances Purchased SO2 | MTons | 0 | 0 | 0 | 0 | 0 | 0 | 0
#CAN Trenton 1-2 - SO2 Rate Annual v3.1, Unit 3369 and retrofits | 40 | 1751 | Rate Constraint in lbs/MMBtu | FALSE | L | Annual | Allowances Sold SO2 | MTons | 0 | 0 | 0 | 0 | 0 | 0 | 0
#CAN Trenton 1-2 - SO2 Rate Annual v3.1, Unit 3369 and retrofits | 40 | 1751 | Rate Constraint in lbs/MMBtu | FALSE | L | Annual | Allowances Banked | MTons | 0 | 0 | 0 | 0 | 0 | 0 | 0
#CAN Trenton 1-2 - SO2 Rate Annual v3.1, Unit 3369 and retrofits | 40 | 1751 | Rate Constraint in lbs/MMBtu | FALSE | L | Annual | Allowances Withdrawn (1:1) | MTons | 0 | 0 | 0 | 0 | 0 | 0 | 0
#CAN Trenton 1-2 - SO2 Rate Annual v3.1, Unit 3369 and retrofits | 40 | 1751 | Rate Constraint in lbs/MMBtu | FALSE | L | Annual | Allowances Withdrawn (n:1) | MTons | 0 | 0 | 0 | 0 | 0 | 0 | 0
#CAN Trenton 1-2 - SO2 Rate Annual v3.1, Unit 3369 and retrofits | 40 | 1751 | Rate Constraint in lbs/MMBtu | FALSE | L | Annual | Net Emissions Allowance Position | MTons | 0 | 0 | 0 | 0 | 0 | 0 | 0
#CAN Trenton 1-2 - SO2 Rate Annual v3.1, Unit 3369 and retrofits | 40 | 1751 | Rate Constraint in lbs/MMBtu | FALSE | L | Annual | Fuel Consumed | TBtu | 0 | 0 | 0 | 0 | 0 | 0 | 0
#CAN Trenton 1-2 - SO2 Rate Annual v3.1, Unit 3369 and retrofits | 40 | 1751 | Rate Constraint in lbs/MMBtu | FALSE | L | Annual | Rate | lb/MMBtu | 0 | 0 | 0 | 0 | 0 | 0 | 0
#CAN Trenton 1-2 - SO2 Rate Annual v3.1, Unit 3369 and retrofits | 40 | 1751 | Rate Constraint in lbs/MMBtu | FALSE | L | Annual | Generation | TWh | 0 | 0 | 0 | 0 | 0 | 0 | 0
#CAN Trenton 1-2 - SO2 Rate Annual v3.1, Unit 3369 and retrofits | 40 | 1751 | Rate Constraint in lbs/MMBtu | FALSE | L | Annual | Qualifying Generation | TWh | 0 | 0 | 0 | 0 | 0 | 0 | 0
#CAN Trenton 1-2 - SO2 Rate Annual v3.1, Unit 3369 and retrofits | 40 | 1751 | Rate Constraint in lbs/MMBtu | FALSE | L | Annual | Rate | lb/MWh | 0 | 0 | 0 | 0 | 0 | 0 | 0
#CAN Trenton 1-2 - SO2 Rate Annual v3.1, Unit 3369 and retrofits | 40 | 1751 | Rate Constraint in lbs/MMBtu | FALSE | L | Annual | Constraint Shadow Price | US$/Ton | 0 | 0 | 0 | 0 | 0 | 0 | 0
#CAN Trenton 1-2 - SO2 Rate Annual v3.1, Unit 3370 and retrofits | 41 | 1751 | Rate Constraint in lbs/MMBtu | FALSE | L | Annual | Seasons Included | Seasons | Winter, Summer | Winter, Summer | Winter, Summer | Winter, Summer | Winter, Summer | Winter, Summer | Winter, Summer
#CAN Trenton 1-2 - SO2 Rate Annual v3.1, Unit 3370 and retrofits | 41 | 1751 | Rate Constraint in lbs/MMBtu | FALSE | L | Annual | Standard | lb/MMBtu | 3.2097 | 3.2097 | 3.2097 | 3.2097 | 3.2097 | 3.2097 | 3.2097
#CAN Trenton 1-2 - SO2 Rate Annual v3.1, Unit 3370 and retrofits | 41 | 1751 | Rate Constraint in lbs/MMBtu | FALSE | L | Annual | Emissions at Affected Plants SO2 | MTons | 1.6445 | 0 | 0 | 3.5999 | 5.8434 | 5.8434 | 0
#CAN Trenton 1-2 - SO2 Rate Annual v3.1, Unit 3370 and retrofits | 41 | 1751 | Rate Constraint in lbs/MMBtu | FALSE | L | Annual | Allowances Purchased SO2 | MTons | 0 | 0 | 0 | 0 | 0 | 0 | 0
#CAN Trenton 1-2 - SO2 Rate Annual v3.1, Unit 3370 and retrofits | 41 | 1751 | Rate Constraint in lbs/MMBtu | FALSE | L | Annual | Allowances Sold SO2 | MTons | 0 | 0 | 0 | 0 | 0 | 0 | 0
#CAN Trenton 1-2 - SO2 Rate Annual v3.1, Unit 3370 and retrofits | 41 | 1751 | Rate Constraint in lbs/MMBtu | FALSE | L | Annual | Allowances Banked | MTons | 0 | 0 | 0 | 0 | 0 | 0 | 0
#CAN Trenton 1-2 - SO2 Rate Annual v3.1, Unit 3370 and retrofits | 41 | 1751 | Rate Constraint in lbs/MMBtu | FALSE | L | Annual | Allowances Withdrawn (1:1) | MTons | 0 | 0 | 0 | 0 | 0 | 0 | 0
#CAN Trenton 1-2 - SO2 Rate Annual v3.1, Unit 3370 and retrofits | 41 | 1751 | Rate Constraint in lbs/MMBtu | FALSE | L | Annual | Allowances Withdrawn (n:1) | MTons | 0 | 0 | 0 | 0 | 0 | 0 | 0
#CAN Trenton 1-2 - SO2 Rate Annual v3.1, Unit 3370 and retrofits | 41 | 1751 | Rate Constraint in lbs/MMBtu | FALSE | L | Annual | Net Emissions Allowance Position | MTons | 1.6445 | 0 | 0 | 3.5999 | 5.8434 | 5.8434 | 0
#CAN Trenton 1-2 - SO2 Rate Annual v3.1, Unit 3370 and retrofits | 41 | 1751 | Rate Constraint in lbs/MMBtu | FALSE | L | Annual | Fuel Consumed | TBtu | 3.3729 | 0 | 0 | 7.3838 | 11.9853 | 11.9853 | 0
#CAN Trenton 1-2 - SO2 Rate Annual v3.1, Unit 3370 and retrofits | 41 | 1751 | Rate Constraint in lbs/MMBtu | FALSE | L | Annual | Rate | lb/MMBtu | 0.9751 | 0 | 0 | 0.9751 | 0.9751 | 0.9751 | 0
#CAN Trenton 1-2 - SO2 Rate Annual v3.1, Unit 3370 and retrofits | 41 | 1751 | Rate Constraint in lbs/MMBtu | FALSE | L | Annual | Generation | TWh | 0.32476 | 0 | 0 | 0.71093 | 1.154 | 1.154 | 0
#CAN Trenton 1-2 - SO2 Rate Annual v3.1, Unit 3370 and retrofits | 41 | 1751 | Rate Constraint in lbs/MMBtu | FALSE | L | Annual | Qualifying Generation | TWh | 0.32476 | 0 | 0 | 0.71093 | 1.154 | 1.154 | 0
#CAN Trenton 1-2 - SO2 Rate Annual v3.1, Unit 3370 and retrofits | 41 | 1751 | Rate Constraint in lbs/MMBtu | FALSE | L | Annual | Rate | lb/MWh | 5.0637 | 0 | 0 | 5.0637 | 5.0637 | 5.0637 | 0
#CAN Trenton 1-2 - SO2 Rate Annual v3.1, Unit 3370 and retrofits | 41 | 1751 | Rate Constraint in lbs/MMBtu | FALSE | L | Annual | Constraint Shadow Price | US$/Ton | 0 | 0 | 0 | 0 | 0 | 0 | 0
#CAN Tupper 1 - SO2 Rate Annual v3.1, Unit 3368 and retrofits | 42 | 1752 | Rate Constraint in lbs/MMBtu | FALSE | L | Annual | Seasons Included | Seasons | Winter, Summer | Winter, Summer | Winter, Summer | Winter, Summer | Winter, Summer | Winter, Summer | Winter, Summer
#CAN Tupper 1 - SO2 Rate Annual v3.1, Unit 3368 and retrofits | 42 | 1752 | Rate Constraint in lbs/MMBtu | FALSE | L | Annual | Standard | lb/MMBtu | 2.2096 | 2.2096 | 2.2096 | 2.2096 | 2.2096 | 2.2096 | 2.2096
#CAN Tupper 1 - SO2 Rate Annual v3.1, Unit 3368 and retrofits | 42 | 1752 | Rate Constraint in lbs/MMBtu | FALSE | L | Annual | Emissions at Affected Plants SO2 | MTons | 0 | 0 | 0 | 0 | 0 | 0 | 0
#CAN Tupper 1 - SO2 Rate Annual v3.1, Unit 3368 and retrofits | 42 | 1752 | Rate Constraint in lbs/MMBtu | FALSE | L | Annual | Allowances Purchased SO2 | MTons | 0 | 0 | 0 | 0 | 0 | 0 | 0
#CAN Tupper 1 - SO2 Rate Annual v3.1, Unit 3368 and retrofits | 42 | 1752 | Rate Constraint in lbs/MMBtu | FALSE | L | Annual | Allowances Sold SO2 | MTons | 0 | 0 | 0 | 0 | 0 | 0 | 0
#CAN Tupper 1 - SO2 Rate Annual v3.1, Unit 3368 and retrofits | 42 | 1752 | Rate Constraint in lbs/MMBtu | FALSE | L | Annual | Allowances Banked | MTons | 0 | 0 | 0 | 0 | 0 | 0 | 0
#CAN Tupper 1 - SO2 Rate Annual v3.1, Unit 3368 and retrofits | 42 | 1752 | Rate Constraint in lbs/MMBtu | FALSE | L | Annual | Allowances Withdrawn (1:1) | MTons | 0 | 0 | 0 | 0 | 0 | 0 | 0
#CAN Tupper 1 - SO2 Rate Annual v3.1, Unit 3368 and retrofits | 42 | 1752 | Rate Constraint in lbs/MMBtu | FALSE | L | Annual | Allowances Withdrawn (n:1) | MTons | 0 | 0 | 0 | 0 | 0 | 0 | 0
#CAN Tupper 1 - SO2 Rate Annual v3.1, Unit 3368 and retrofits | 42 | 1752 | Rate Constraint in lbs/MMBtu | FALSE | L | Annual | Net Emissions Allowance Position | MTons | 0 | 0 | 0 | 0 | 0 | 0 | 0
#CAN Tupper 1 - SO2 Rate Annual v3.1, Unit 3368 and retrofits | 42 | 1752 | Rate Constraint in lbs/MMBtu | FALSE | L | Annual | Fuel Consumed | TBtu | 0 | 0 | 0 | 0 | 0 | 0 | 0
#CAN Tupper 1 - SO2 Rate Annual v3.1, Unit 3368 and retrofits | 42 | 1752 | Rate Constraint in lbs/MMBtu | FALSE | L | Annual | Rate | lb/MMBtu | 0 | 0 | 0 | 0 | 0 | 0 | 0
#CAN Tupper 1 - SO2 Rate Annual v3.1, Unit 3368 and retrofits | 42 | 1752 | Rate Constraint in lbs/MMBtu | FALSE | L | Annual | Generation | TWh | 0 | 0 | 0 | 0 | 0 | 0 | 0
#CAN Tupper 1 - SO2 Rate Annual v3.1, Unit 3368 and retrofits | 42 | 1752 | Rate Constraint in lbs/MMBtu | FALSE | L | Annual | Qualifying Generation | TWh | 0 | 0 | 0 | 0 | 0 | 0 | 0
#CAN Tupper 1 - SO2 Rate Annual v3.1, Unit 3368 and retrofits | 42 | 1752 | Rate Constraint in lbs/MMBtu | FALSE | L | Annual | Rate | lb/MWh | 0 | 0 | 0 | 0 | 0 | 0 | 0
#CAN Tupper 1 - SO2 Rate Annual v3.1, Unit 3368 and retrofits | 42 | 1752 | Rate Constraint in lbs/MMBtu | FALSE | L | Annual | Constraint Shadow Price | US$/Ton | 0 | 0 | 0 | 0 | 0 | 0 | 0
#MATS - HCL Rate in 2015 | 43 | 2407 | MACT Fuel Choice Floor in lbs/MMBtu | FALSE | L | Annual | Seasons Included | Seasons | Winter, Summer | Winter, Summer | Winter, Summer | Winter, Summer | Winter, Summer | Winter, Summer | Winter, Summer
#MATS - HCL Rate in 2015 | 43 | 2407 | MACT Fuel Choice Floor in lbs/MMBtu | FALSE | L | Annual | Emission Floor | lb/MMBtu | 0.002 | 0.002 | 0.002 | 0.002 | 0.002 | 0.002 | 0.002
#MATS - HCL Rate in 2015 | 43 | 2407 | MACT Fuel Choice Floor in lbs/MMBtu | FALSE | L | Annual | Emissions at Affected Plants HCL | MTons | 3.5663 | 3.8817 | 3.4514 | 3.572 | 3.5431 | 3.3959 | 3.4023
#MATS - HCL Rate in 2015 | 43 | 2407 | MACT Fuel Choice Floor in lbs/MMBtu | FALSE | L | Annual | Allowances Purchased HCL | MTons | 0 | 0 | 0 | 0 | 0 | 0 | 0
#MATS - HCL Rate in 2015 | 43 | 2407 | MACT Fuel Choice Floor in lbs/MMBtu | FALSE | L | Annual | Allowances Sold HCL | MTons | 0 | 0 | 0 | 0 | 0 | 0 | 0
#MATS - HCL Rate in 2015 | 43 | 2407 | MACT Fuel Choice Floor in lbs/MMBtu | FALSE | L | Annual | Allowances Banked | MTons | 0 | 0 | 0 | 0 | 0 | 0 | 0
#MATS - HCL Rate in 2015 | 43 | 2407 | MACT Fuel Choice Floor in lbs/MMBtu | FALSE | L | Annual | Allowances Withdrawn (1:1) | MTons | 0 | 0 | 0 | 0 | 0 | 0 | 0
#MATS - HCL Rate in 2015 | 43 | 2407 | MACT Fuel Choice Floor in lbs/MMBtu | FALSE | L | Annual | Allowances Withdrawn (n:1) | MTons | 0 | 0 | 0 | 0 | 0 | 0 | 0
#MATS - HCL Rate in 2015 | 43 | 2407 | MACT Fuel Choice Floor in lbs/MMBtu | FALSE | L | Annual | Net Emissions Allowance Position | MTons | 3.5663 | 3.8817 | 3.4514 | 3.572 | 3.5431 | 3.3959 | 3.4023
#MATS - HCL Rate in 2015 | 43 | 2407 | MACT Fuel Choice Floor in lbs/MMBtu | FALSE | L | Annual | Fuel Consumed | TBtu | 15482.5804 | 15376.0035 | 13605.6161 | 13723.0154 | 13367.7436 | 13191.6119 | 14524.8533
#MATS - HCL Rate in 2015 | 43 | 2407 | MACT Fuel Choice Floor in lbs/MMBtu | FALSE | L | Annual | Rate | lb/MMBtu | 0.00046068 | 0.0005049 | 0.00050734 | 0.00052058 | 0.00053009 | 0.00051486 | 0.00046848
#MATS - HCL Rate in 2015 | 43 | 2407 | MACT Fuel Choice Floor in lbs/MMBtu | FALSE | L | Annual | Generation | TWh | 1565.8498 | 1569.6656 | 1392.0709 | 1403.1056 | 1366.0676 | 1347.4283 | 1484.0546
#MATS - HCL Rate in 2015 | 43 | 2407 | MACT Fuel Choice Floor in lbs/MMBtu | FALSE | L | Annual | Qualifying Generation | TWh | 1565.8498 | 1569.6656 | 1392.0709 | 1403.1056 | 1366.0676 | 1347.4283 | 1484.0546
#MATS - HCL Rate in 2015 | 43 | 2407 | MACT Fuel Choice Floor in lbs/MMBtu | FALSE | L | Annual | Constraint Shadow Price | US$/Ton | 0 | 0 | 0 | 0 | 0 | 0 | 0
#MATS - HCL Rate in 2015 (IGCC) | 44 | 2409 | MACT Fuel Choice Floor in lbs/MMBtu | FALSE | L | Annual | Seasons Included | Seasons | Winter, Summer | Winter, Summer | Winter, Summer | Winter, Summer | Winter, Summer | Winter, Summer | Winter, Summer
#MATS - HCL Rate in 2015 (IGCC) | 44 | 2409 | MACT Fuel Choice Floor in lbs/MMBtu | FALSE | L | Annual | Emission Floor | lb/MMBtu | 0.0005 | 0.0005 | 0.0005 | 0.0005 | 0.0005 | 0.0005 | 0.0005
#MATS - HCL Rate in 2015 (IGCC) | 44 | 2409 | MACT Fuel Choice Floor in lbs/MMBtu | FALSE | L | Annual | Emissions at Affected Plants HCL | MTons | 0.011099 | 0.010924 | 0.0082193 | 0.0080027 | 0.0079423 | 0.0079221 | 0.0086564
#MATS - HCL Rate in 2015 (IGCC) | 44 | 2409 | MACT Fuel Choice Floor in lbs/MMBtu | FALSE | L | Annual | Allowances Purchased HCL | MTons | 0 | 0 | 0 | 0 | 0 | 0 | 0
#MATS - HCL Rate in 2015 (IGCC) | 44 | 2409 | MACT Fuel Choice Floor in lbs/MMBtu | FALSE | L | Annual | Allowances Sold HCL | MTons | 0 | 0 | 0 | 0 | 0 | 0 | 0
#MATS - HCL Rate in 2015 (IGCC) | 44 | 2409 | MACT Fuel Choice Floor in lbs/MMBtu | FALSE | L | Annual | Allowances Banked | MTons | 0 | 0 | 0 | 0 | 0 | 0 | 0
#MATS - HCL Rate in 2015 (IGCC) | 44 | 2409 | MACT Fuel Choice Floor in lbs/MMBtu | FALSE | L | Annual | Allowances Withdrawn (1:1) | MTons | 0 | 0 | 0 | 0 | 0 | 0 | 0
#MATS - HCL Rate in 2015 (IGCC) | 44 | 2409 | MACT Fuel Choice Floor in lbs/MMBtu | FALSE | L | Annual | Allowances Withdrawn (n:1) | MTons | 0 | 0 | 0 | 0 | 0 | 0 | 0
#MATS - HCL Rate in 2015 (IGCC) | 44 | 2409 | MACT Fuel Choice Floor in lbs/MMBtu | FALSE | L | Annual | Net Emissions Allowance Position | MTons | 0.011099 | 0.010924 | 0.0082193 | 0.0080027 | 0.0079423 | 0.0079221 | 0.0086564
#MATS - HCL Rate in 2015 (IGCC) | 44 | 2409 | MACT Fuel Choice Floor in lbs/MMBtu | FALSE | L | Annual | Fuel Consumed | TBtu | 108.8619 | 112.3629 | 128.2368 | 128.2368 | 127.1209 | 126.7493 | 139.8672
#MATS - HCL Rate in 2015 (IGCC) | 44 | 2409 | MACT Fuel Choice Floor in lbs/MMBtu | FALSE | L | Annual | Rate | lb/MMBtu | 0.00020391 | 0.00019444 | 0.00012819 | 0.00012481 | 0.00012496 | 0.000125 | 0.00012378
#MATS - HCL Rate in 2015 (IGCC) | 44 | 2409 | MACT Fuel Choice Floor in lbs/MMBtu | FALSE | L | Annual | Generation | TWh | 11.6997 | 12.0373 | 13.4899 | 13.4899 | 13.3823 | 13.3465 | 14.6114
#MATS - HCL Rate in 2015 (IGCC) | 44 | 2409 | MACT Fuel Choice Floor in lbs/MMBtu | FALSE | L | Annual | Qualifying Generation | TWh | 11.6997 | 12.0373 | 13.4899 | 13.4899 | 13.3823 | 13.3465 | 14.6114
#MATS - HCL Rate in 2015 (IGCC) | 44 | 2409 | MACT Fuel Choice Floor in lbs/MMBtu | FALSE | L | Annual | Constraint Shadow Price | US$/Ton | 0 | 0 | 0 | 0 | 0 | 0 | 0
#MATS - HCL Rate in 2015 (PK) | 45 | 2408 | MACT Fuel Choice Floor in lbs/MMBtu | FALSE | L | Annual | Seasons Included | Seasons | Winter, Summer | Winter, Summer | Winter, Summer | Winter, Summer | Winter, Summer | Winter, Summer | Winter, Summer
#MATS - HCL Rate in 2015 (PK) | 45 | 2408 | MACT Fuel Choice Floor in lbs/MMBtu | FALSE | L | Annual | Emission Floor | lb/MMBtu | 0.005 | 0.005 | 0.005 | 0.005 | 0.005 | 0.005 | 0.005
#MATS - HCL Rate in 2015 (PK) | 45 | 2408 | MACT Fuel Choice Floor in lbs/MMBtu | FALSE | L | Annual | Emissions at Affected Plants HCL | MTons | 0.010039 | 0.0088148 | 0.00459 | 0.0063401 | 0.0071546 | 0.0071641 | 0.0099674
#MATS - HCL Rate in 2015 (PK) | 45 | 2408 | MACT Fuel Choice Floor in lbs/MMBtu | FALSE | L | Annual | Allowances Purchased HCL | MTons | 0 | 0 | 0 | 0 | 0 | 0 | 0
#MATS - HCL Rate in 2015 (PK) | 45 | 2408 | MACT Fuel Choice Floor in lbs/MMBtu | FALSE | L | Annual | Allowances Sold HCL | MTons | 0 | 0 | 0 | 0 | 0 | 0 | 0
#MATS - HCL Rate in 2015 (PK) | 45 | 2408 | MACT Fuel Choice Floor in lbs/MMBtu | FALSE | L | Annual | Allowances Banked | MTons | 0 | 0 | 0 | 0 | 0 | 0 | 0
#MATS - HCL Rate in 2015 (PK) | 45 | 2408 | MACT Fuel Choice Floor in lbs/MMBtu | FALSE | L | Annual | Allowances Withdrawn (1:1) | MTons | 0 | 0 | 0 | 0 | 0 | 0 | 0
#MATS - HCL Rate in 2015 (PK) | 45 | 2408 | MACT Fuel Choice Floor in lbs/MMBtu | FALSE | L | Annual | Allowances Withdrawn (n:1) | MTons | 0 | 0 | 0 | 0 | 0 | 0 | 0
#MATS - HCL Rate in 2015 (PK) | 45 | 2408 | MACT Fuel Choice Floor in lbs/MMBtu | FALSE | L | Annual | Net Emissions Allowance Position | MTons | 0.010039 | 0.0088148 | 0.00459 | 0.0063401 | 0.0071546 | 0.0071641 | 0.0099674
#MATS - HCL Rate in 2015 (PK) | 45 | 2408 | MACT Fuel Choice Floor in lbs/MMBtu | FALSE | L | Annual | Fuel Consumed | TBtu | 87.0248 | 74.5717 | 48.8385 | 57.9807 | 64.1243 | 69.7053 | 95.7011
#MATS - HCL Rate in 2015 (PK) | 45 | 2408 | MACT Fuel Choice Floor in lbs/MMBtu | FALSE | L | Annual | Rate | lb/MMBtu | 0.00023072 | 0.00023641 | 0.00018797 | 0.0002187 | 0.00022315 | 0.00020555 | 0.0002083
#MATS - HCL Rate in 2015 (PK) | 45 | 2408 | MACT Fuel Choice Floor in lbs/MMBtu | FALSE | L | Annual | Generation | TWh | 8.2978 | 7.0526 | 4.6726 | 5.5275 | 6.1082 | 6.6177 | 9.0617
#MATS - HCL Rate in 2015 (PK) | 45 | 2408 | MACT Fuel Choice Floor in lbs/MMBtu | FALSE | L | Annual | Qualifying Generation | TWh | 8.2978 | 7.0526 | 4.6726 | 5.5275 | 6.1082 | 6.6177 | 9.0617
#MATS - HCL Rate in 2015 (PK) | 45 | 2408 | MACT Fuel Choice Floor in lbs/MMBtu | FALSE | L | Annual | Constraint Shadow Price | US$/Ton | 0 | 0 | 0 | 0 | 0 | 0 | 0
#MATS - MER Rate in 2015 (Bit and Subbit) | 46 | 2403 | MACT Fuel Choice Floor in lbs/MMBtu | FALSE | L | Annual | Seasons Included | Seasons | Winter, Summer | Winter, Summer | Winter, Summer | Winter, Summer | Winter, Summer | Winter, Summer | Winter, Summer
#MATS - MER Rate in 2015 (Bit and Subbit) | 46 | 2403 | MACT Fuel Choice Floor in lbs/MMBtu | FALSE | L | Annual | Emission Floor | lbs/MMBtu | 1.2e-06 | 1.2e-06 | 1.2e-06 | 1.2e-06 | 1.2e-06 | 1.2e-06 | 1.2e-06
#MATS - MER Rate in 2015 (Bit and Subbit) | 46 | 2403 | MACT Fuel Choice Floor in lbs/MMBtu | FALSE | L | Annual | Emissions at Affected Plants MER | lbs | 9283.8211 | 9208.2239 | 8061.8693 | 7902.5561 | 7629.4113 | 7519.2064 | 8370.149
#MATS - MER Rate in 2015 (Bit and Subbit) | 46 | 2403 | MACT Fuel Choice Floor in lbs/MMBtu | FALSE | L | Annual | Allowances Purchased MER | lbs | 0 | 0 | 0 | 0 | 0 | 0 | 0
#MATS - MER Rate in 2015 (Bit and Subbit) | 46 | 2403 | MACT Fuel Choice Floor in lbs/MMBtu | FALSE | L | Annual | Allowances Sold MER | lbs | 0 | 0 | 0 | 0 | 0 | 0 | 0
#MATS - MER Rate in 2015 (Bit and Subbit) | 46 | 2403 | MACT Fuel Choice Floor in lbs/MMBtu | FALSE | L | Annual | Allowances Banked | lbs | 0 | 0 | 0 | 0 | 0 | 0 | 0
#MATS - MER Rate in 2015 (Bit and Subbit) | 46 | 2403 | MACT Fuel Choice Floor in lbs/MMBtu | FALSE | L | Annual | Allowances Withdrawn (1:1) | lbs | 0 | 0 | 0 | 0 | 0 | 0 | 0
#MATS - MER Rate in 2015 (Bit and Subbit) | 46 | 2403 | MACT Fuel Choice Floor in lbs/MMBtu | FALSE | L | Annual | Allowances Withdrawn (n:1) | lbs | 0 | 0 | 0 | 0 | 0 | 0 | 0
#MATS - MER Rate in 2015 (Bit and Subbit) | 46 | 2403 | MACT Fuel Choice Floor in lbs/MMBtu | FALSE | L | Annual | Net Emissions Allowance Position | lbs | 9283.8211 | 9208.2239 | 8061.8693 | 7902.5561 | 7629.4113 | 7519.2064 | 8370.149
#MATS - MER Rate in 2015 (Bit and Subbit) | 46 | 2403 | MACT Fuel Choice Floor in lbs/MMBtu | FALSE | L | Annual | Fuel Consumed | TBtu | 14136.0911 | 14066.1387 | 12459.2907 | 12496.9706 | 12138.6163 | 11958.8277 | 13233.0035
#MATS - MER Rate in 2015 (Bit and Subbit) | 46 | 2403 | MACT Fuel Choice Floor in lbs/MMBtu | FALSE | L | Annual | Rate | lb/MMBtu | 6.5675e-07 | 6.5464e-07 | 6.4706e-07 | 6.3236e-07 | 6.2852e-07 | 6.2876e-07 | 6.3252e-07
#MATS - MER Rate in 2015 (Bit and Subbit) | 46 | 2403 | MACT Fuel Choice Floor in lbs/MMBtu | FALSE | L | Annual | Generation | TWh | 1440.7163 | 1444.1063 | 1281.9458 | 1285.301 | 1247.996 | 1228.963 | 1360.048
#MATS - MER Rate in 2015 (Bit and Subbit) | 46 | 2403 | MACT Fuel Choice Floor in lbs/MMBtu | FALSE | L | Annual | Qualifying Generation | TWh | 1440.7163 | 1444.1063 | 1281.9458 | 1285.301 | 1247.996 | 1228.963 | 1360.048
#MATS - MER Rate in 2015 (Bit and Subbit) | 46 | 2403 | MACT Fuel Choice Floor in lbs/MMBtu | FALSE | L | Annual | Constraint Shadow Price | US$/Lb | 0 | 0 | 0 | 0 | 0 | 0 | 0
#MATS - MER Rate in 2015 (IGCC) | 47 | 2406 | MACT Fuel Choice Floor in lbs/MMBtu | FALSE | L | Annual | Seasons Included | Seasons | Winter, Summer | Winter, Summer | Winter, Summer | Winter, Summer | Winter, Summer | Winter, Summer | Winter, Summer
#MATS - MER Rate in 2015 (IGCC) | 47 | 2406 | MACT Fuel Choice Floor in lbs/MMBtu | FALSE | L | Annual | Emission Floor | lbs/MMBtu | 3e-06 | 3e-06 | 3e-06 | 3e-06 | 3e-06 | 3e-06 | 3e-06
#MATS - MER Rate in 2015 (IGCC) | 47 | 2406 | MACT Fuel Choice Floor in lbs/MMBtu | FALSE | L | Annual | Emissions at Affected Plants MER | lbs | 100.9332 | 103.8286 | 108.4829 | 106.8819 | 106.4254 | 106.2734 | 112.4335
#MATS - MER Rate in 2015 (IGCC) | 47 | 2406 | MACT Fuel Choice Floor in lbs/MMBtu | FALSE | L | Annual | Allowances Purchased MER | lbs | 0 | 0 | 0 | 0 | 0 | 0 | 0
#MATS - MER Rate in 2015 (IGCC) | 47 | 2406 | MACT Fuel Choice Floor in lbs/MMBtu | FALSE | L | Annual | Allowances Sold MER | lbs | 0 | 0 | 0 | 0 | 0 | 0 | 0
#MATS - MER Rate in 2015 (IGCC) | 47 | 2406 | MACT Fuel Choice Floor in lbs/MMBtu | FALSE | L | Annual | Allowances Banked | lbs | 0 | 0 | 0 | 0 | 0 | 0 | 0
#MATS - MER Rate in 2015 (IGCC) | 47 | 2406 | MACT Fuel Choice Floor in lbs/MMBtu | FALSE | L | Annual | Allowances Withdrawn (1:1) | lbs | 0 | 0 | 0 | 0 | 0 | 0 | 0
#MATS - MER Rate in 2015 (IGCC) | 47 | 2406 | MACT Fuel Choice Floor in lbs/MMBtu | FALSE | L | Annual | Allowances Withdrawn (n:1) | lbs | 0 | 0 | 0 | 0 | 0 | 0 | 0
#MATS - MER Rate in 2015 (IGCC) | 47 | 2406 | MACT Fuel Choice Floor in lbs/MMBtu | FALSE | L | Annual | Net Emissions Allowance Position | lbs | 100.9332 | 103.8286 | 108.4829 | 106.8819 | 106.4254 | 106.2734 | 112.4335
#MATS - MER Rate in 2015 (IGCC) | 47 | 2406 | MACT Fuel Choice Floor in lbs/MMBtu | FALSE | L | Annual | Fuel Consumed | TBtu | 108.8619 | 112.3629 | 128.2368 | 128.2368 | 127.1209 | 126.7493 | 139.8672
#MATS - MER Rate in 2015 (IGCC) | 47 | 2406 | MACT Fuel Choice Floor in lbs/MMBtu | FALSE | L | Annual | Rate | lb/MMBtu | 9.2717e-07 | 9.2405e-07 | 8.4596e-07 | 8.3347e-07 | 8.372e-07 | 8.3845e-07 | 8.0386e-07
#MATS - MER Rate in 2015 (IGCC) | 47 | 2406 | MACT Fuel Choice Floor in lbs/MMBtu | FALSE | L | Annual | Generation | TWh | 11.6997 | 12.0373 | 13.4899 | 13.4899 | 13.3823 | 13.3465 | 14.6114
#MATS - MER Rate in 2015 (IGCC) | 47 | 2406 | MACT Fuel Choice Floor in lbs/MMBtu | FALSE | L | Annual | Qualifying Generation | TWh | 11.6997 | 12.0373 | 13.4899 | 13.4899 | 13.3823 | 13.3465 | 14.6114
#MATS - MER Rate in 2015 (IGCC) | 47 | 2406 | MACT Fuel Choice Floor in lbs/MMBtu | FALSE | L | Annual | Constraint Shadow Price | US$/Lb | 0 | 0 | 0 | 0 | 0 | 0 | 0
#MATS - MER Rate in 2015 (Lig) | 48 | 2404 | MACT Fuel Choice Floor in lbs/MMBtu | FALSE | L | Annual | Seasons Included | Seasons | Winter, Summer | Winter, Summer | Winter, Summer | Winter, Summer | Winter, Summer | Winter, Summer | Winter, Summer
#MATS - MER Rate in 2015 (Lig) | 48 | 2404 | MACT Fuel Choice Floor in lbs/MMBtu | FALSE | L | Annual | Emission Floor | lbs/MMBtu | 4e-06 | 4e-06 | 4e-06 | 4e-06 | 4e-06 | 4e-06 | 4e-06
#MATS - MER Rate in 2015 (Lig) | 48 | 2404 | MACT Fuel Choice Floor in lbs/MMBtu | FALSE | L | Annual | Emissions at Affected Plants MER | lbs | 2568.445 | 2514.8314 | 2257.5945 | 2379.0809 | 2377.6185 | 2404.6377 | 2531.3884
#MATS - MER Rate in 2015 (Lig) | 48 | 2404 | MACT Fuel Choice Floor in lbs/MMBtu | FALSE | L | Annual | Allowances Purchased MER | lbs | 0 | 0 | 0 | 0 | 0 | 0 | 0
#MATS - MER Rate in 2015 (Lig) | 48 | 2404 | MACT Fuel Choice Floor in lbs/MMBtu | FALSE | L | Annual | Allowances Sold MER | lbs | 0 | 0 | 0 | 0 | 0 | 0 | 0
#MATS - MER Rate in 2015 (Lig) | 48 | 2404 | MACT Fuel Choice Floor in lbs/MMBtu | FALSE | L | Annual | Allowances Banked | lbs | 0 | 0 | 0 | 0 | 0 | 0 | 0
#MATS - MER Rate in 2015 (Lig) | 48 | 2404 | MACT Fuel Choice Floor in lbs/MMBtu | FALSE | L | Annual | Allowances Withdrawn (1:1) | lbs | 0 | 0 | 0 | 0 | 0 | 0 | 0
#MATS - MER Rate in 2015 (Lig) | 48 | 2404 | MACT Fuel Choice Floor in lbs/MMBtu | FALSE | L | Annual | Allowances Withdrawn (n:1) | lbs | 0 | 0 | 0 | 0 | 0 | 0 | 0
#MATS - MER Rate in 2015 (Lig) | 48 | 2404 | MACT Fuel Choice Floor in lbs/MMBtu | FALSE | L | Annual | Net Emissions Allowance Position | lbs | 2568.445 | 2514.8314 | 2257.5945 | 2379.0809 | 2377.6185 | 2404.6377 | 2531.3884
#MATS - MER Rate in 2015 (Lig) | 48 | 2404 | MACT Fuel Choice Floor in lbs/MMBtu | FALSE | L | Annual | Fuel Consumed | TBtu | 1346.4893 | 1309.8647 | 1146.3254 | 1226.0448 | 1229.1274 | 1232.7841 | 1291.8498
#MATS - MER Rate in 2015 (Lig) | 48 | 2404 | MACT Fuel Choice Floor in lbs/MMBtu | FALSE | L | Annual | Rate | lb/MMBtu | 1.9075e-06 | 1.9199e-06 | 1.9694e-06 | 1.9405e-06 | 1.9344e-06 | 1.9506e-06 | 1.9595e-06
#MATS - MER Rate in 2015 (Lig) | 48 | 2404 | MACT Fuel Choice Floor in lbs/MMBtu | FALSE | L | Annual | Generation | TWh | 125.1335 | 125.5594 | 110.1251 | 117.8046 | 118.0716 | 118.4652 | 124.0066
#MATS - MER Rate in 2015 (Lig) | 48 | 2404 | MACT Fuel Choice Floor in lbs/MMBtu | FALSE | L | Annual | Qualifying Generation | TWh | 125.1335 | 125.5594 | 110.1251 | 117.8046 | 118.0716 | 118.4652 | 124.0066
#MATS - MER Rate in 2015 (Lig) | 48 | 2404 | MACT Fuel Choice Floor in lbs/MMBtu | FALSE | L | Annual | Constraint Shadow Price | US$/Lb | 0 | 0 | 0 | 0 | 0 | 0 | 0
#MATS - MER Rate in 2015 (PK) | 49 | 2405 | MACT Fuel Choice Floor in lbs/MMBtu | FALSE | L | Annual | Seasons Included | Seasons | Winter, Summer | Winter, Summer | Winter, Summer | Winter, Summer | Winter, Summer | Winter, Summer | Winter, Summer
#MATS - MER Rate in 2015 (PK) | 49 | 2405 | MACT Fuel Choice Floor in lbs/MMBtu | FALSE | L | Annual | Emission Floor | lbs/MMBtu | 2e-07 | 2e-07 | 2e-07 | 2e-07 | 2e-07 | 2e-07 | 2e-07
#MATS - MER Rate in 2015 (PK) | 49 | 2405 | MACT Fuel Choice Floor in lbs/MMBtu | FALSE | L | Annual | Emissions at Affected Plants MER | lbs | 20.4591 | 18.1748 | 12.1104 | 13.3939 | 13.8523 | 14.6835 | 19.6209
#MATS - MER Rate in 2015 (PK) | 49 | 2405 | MACT Fuel Choice Floor in lbs/MMBtu | FALSE | L | Annual | Allowances Purchased MER | lbs | 0 | 0 | 0 | 0 | 0 | 0 | 0
#MATS - MER Rate in 2015 (PK) | 49 | 2405 | MACT Fuel Choice Floor in lbs/MMBtu | FALSE | L | Annual | Allowances Sold MER | lbs | 0 | 0 | 0 | 0 | 0 | 0 | 0
#MATS - MER Rate in 2015 (PK) | 49 | 2405 | MACT Fuel Choice Floor in lbs/MMBtu | FALSE | L | Annual | Allowances Banked | lbs | 0 | 0 | 0 | 0 | 0 | 0 | 0
#MATS - MER Rate in 2015 (PK) | 49 | 2405 | MACT Fuel Choice Floor in lbs/MMBtu | FALSE | L | Annual | Allowances Withdrawn (1:1) | lbs | 0 | 0 | 0 | 0 | 0 | 0 | 0
#MATS - MER Rate in 2015 (PK) | 49 | 2405 | MACT Fuel Choice Floor in lbs/MMBtu | FALSE | L | Annual | Allowances Withdrawn (n:1) | lbs | 0 | 0 | 0 | 0 | 0 | 0 | 0
#MATS - MER Rate in 2015 (PK) | 49 | 2405 | MACT Fuel Choice Floor in lbs/MMBtu | FALSE | L | Annual | Net Emissions Allowance Position | lbs | 20.4591 | 18.1748 | 12.1104 | 13.3939 | 13.8523 | 14.6835 | 19.6209
#MATS - MER Rate in 2015 (PK) | 49 | 2405 | MACT Fuel Choice Floor in lbs/MMBtu | FALSE | L | Annual | Fuel Consumed | TBtu | 87.0248 | 74.5717 | 48.8385 | 57.9807 | 64.1243 | 69.7053 | 95.7011
#MATS - MER Rate in 2015 (PK) | 49 | 2405 | MACT Fuel Choice Floor in lbs/MMBtu | FALSE | L | Annual | Rate | lb/MMBtu | 2.351e-07 | 2.4372e-07 | 2.4797e-07 | 2.3101e-07 | 2.1602e-07 | 2.1065e-07 | 2.0502e-07
#MATS - MER Rate in 2015 (PK) | 49 | 2405 | MACT Fuel Choice Floor in lbs/MMBtu | FALSE | L | Annual | Generation | TWh | 8.2978 | 7.0526 | 4.6726 | 5.5275 | 6.1082 | 6.6177 | 9.0617
#MATS - MER Rate in 2015 (PK) | 49 | 2405 | MACT Fuel Choice Floor in lbs/MMBtu | FALSE | L | Annual | Qualifying Generation | TWh | 8.2978 | 7.0526 | 4.6726 | 5.5275 | 6.1082 | 6.6177 | 9.0617
#MATS - MER Rate in 2015 (PK) | 49 | 2405 | MACT Fuel Choice Floor in lbs/MMBtu | FALSE | L | Annual | Constraint Shadow Price | US$/Lb | 0 | 0 | 0 | 0 | 0 | 0 | 0
#NSPS - CO2 Constraint AB32 | 50 | 6045 | Rate Constraint in MTons | FALSE | L | Annual | Seasons Included | Seasons |  |  | Winter, Summer | Winter, Summer | Winter, Summer | Winter, Summer | Winter, Summer
#NSPS - CO2 Constraint AB32 | 50 | 6045 | Rate Constraint in MTons | FALSE | L | Annual | Standard | MTons | 0 | 0 | 0 | 0 | 0 | 0 | 0
#NSPS - CO2 Constraint AB32 | 50 | 6045 | Rate Constraint in MTons | FALSE | L | Annual | Standard CO2 | MTons | 0 | 0 | 0 | 0 | 0 | 0 | 0
#NSPS - CO2 Constraint AB32 | 50 | 6045 | Rate Constraint in MTons | FALSE | L | Annual | Emissions at Affected Plants CO2 | MTons | 0 | 0 | 1716.3822 | 817.6932 | 568.6645 | 568.6645 | 568.6645
#NSPS - CO2 Constraint AB32 | 50 | 6045 | Rate Constraint in MTons | FALSE | L | Annual | Allowances Purchased CO2 | MTons | 0 | 0 | -1716.3822 | -814.6776 | -565.6488 | -565.6488 | -565.6488
#NSPS - CO2 Constraint AB32 | 50 | 6045 | Rate Constraint in MTons | FALSE | L | Annual | Allowances Sold CO2 | MTons | 0 | 0 | 0 | 0 | 0 | 0 | 0
#NSPS - CO2 Constraint AB32 | 50 | 6045 | Rate Constraint in MTons | FALSE | L | Annual | Allowances Banked | MTons | 0 | 0 | 0 | 0 | 0 | 0 | 0
#NSPS - CO2 Constraint AB32 | 50 | 6045 | Rate Constraint in MTons | FALSE | L | Annual | Allowances Withdrawn (1:1) | MTons | 0 | 0 | 0 | 0 | 0 | 0 | 0
#NSPS - CO2 Constraint AB32 | 50 | 6045 | Rate Constraint in MTons | FALSE | L | Annual | Allowances Withdrawn (n:1) | MTons | 0 | 0 | 0 | 0 | 0 | 0 | 0
#NSPS - CO2 Constraint AB32 | 50 | 6045 | Rate Constraint in MTons | FALSE | L | Annual | Net Emissions Allowance Position | MTons | 0 | 0 | -3.8126e-07 | 3.0156 | 3.0156 | 3.0156 | 3.0156
#NSPS - CO2 Constraint AB32 | 50 | 6045 | Rate Constraint in MTons | FALSE | L | Annual | Fuel Consumed | TBtu | 0 | 0 | 22.8921 | 7.572 | 3.318 | 3.318 | 3.318
#NSPS - CO2 Constraint AB32 | 50 | 6045 | Rate Constraint in MTons | FALSE | L | Annual | Rate | lb/MMBtu | 0 | 0 | 149.954 | 215.9793 | 342.779 | 342.779 | 342.779
#NSPS - CO2 Constraint AB32 | 50 | 6045 | Rate Constraint in MTons | FALSE | L | Annual | Generation | TWh | 0 | 0 | 2.1752 | 0.7624 | 0.39749 | 0.39749 | 0.39749
#NSPS - CO2 Constraint AB32 | 50 | 6045 | Rate Constraint in MTons | FALSE | L | Annual | Qualifying Generation | TWh | 0 | 0 | 2.1752 | 0.7624 | 0.39749 | 0.39749 | 0.39749
#NSPS - CO2 Constraint AB32 | 50 | 6045 | Rate Constraint in MTons | FALSE | L | Annual | Rate | lb/MWh | 0 | 0 | 789.0557 | 1072.5197 | 1430.6307 | 1430.6307 | 1430.6307
#NSPS - CO2 Constraint AB32 | 50 | 6045 | Rate Constraint in MTons | FALSE | L | Annual | Constraint Shadow Price | US$/Ton | 0 | 0 | 5.8102 | 5.8104 | 5.8108 | 5.8107 | 5.8106
#NSPS - CO2 Constraint National | 51 | 6043 | Rate Constraint in MTons | FALSE | L | Annual | Seasons Included | Seasons |  |  | Winter, Summer | Winter, Summer | Winter, Summer | Winter, Summer | Winter, Summer
#NSPS - CO2 Constraint National | 51 | 6043 | Rate Constraint in MTons | FALSE | L | Annual | Standard | MTons | 0 | 0 | 0 | 0 | 0 | 0 | 0
#NSPS - CO2 Constraint National | 51 | 6043 | Rate Constraint in MTons | FALSE | L | Annual | Standard CO2 | MTons | 0 | 0 | 0 | 0 | 0 | 0 | 0
#NSPS - CO2 Constraint National | 51 | 6043 | Rate Constraint in MTons | FALSE | L | Annual | Emissions at Affected Plants CO2 | MTons | 0 | 0 | 1451745.0844 | 1453207.2149 | 1408647.7261 | 1380652.5992 | 1518068.6782
#NSPS - CO2 Constraint National | 51 | 6043 | Rate Constraint in MTons | FALSE | L | Annual | Allowances Purchased CO2 | MTons | 0 | 0 | -1450930.574 | -1452411.902 | -1407775.529 | -1379658.107 | -1516794.363
#NSPS - CO2 Constraint National | 51 | 6043 | Rate Constraint in MTons | FALSE | L | Annual | Allowances Sold CO2 | MTons | 0 | 0 | 0 | 0 | 0 | 0 | 0
#NSPS - CO2 Constraint National | 51 | 6043 | Rate Constraint in MTons | FALSE | L | Annual | Allowances Banked | MTons | 0 | 0 | 0 | 0 | 0 | 0 | 0
#NSPS - CO2 Constraint National | 51 | 6043 | Rate Constraint in MTons | FALSE | L | Annual | Allowances Withdrawn (1:1) | MTons | 0 | 0 | 0 | 0 | 0 | 0 | 0
#NSPS - CO2 Constraint National | 51 | 6043 | Rate Constraint in MTons | FALSE | L | Annual | Allowances Withdrawn (n:1) | MTons | 0 | 0 | 0 | 0 | 0 | 0 | 0
#NSPS - CO2 Constraint National | 51 | 6043 | Rate Constraint in MTons | FALSE | L | Annual | Net Emissions Allowance Position | MTons | 0 | 0 | 814.5104 | 795.3129 | 872.1971 | 994.4922 | 1274.3152
#NSPS - CO2 Constraint National | 51 | 6043 | Rate Constraint in MTons | FALSE | L | Annual | Fuel Consumed | TBtu | 0 | 0 | 13997.4863 | 13934.5985 | 13447.794 | 13109.7178 | 14414.9283
#NSPS - CO2 Constraint National | 51 | 6043 | Rate Constraint in MTons | FALSE | L | Annual | Rate | lb/MMBtu | 0 | 0 | 207.4294 | 208.5754 | 209.4987 | 210.6304 | 210.6245
#NSPS - CO2 Constraint National | 51 | 6043 | Rate Constraint in MTons | FALSE | L | Annual | Generation | TWh | 0 | 0 | 1425.8805 | 1420.964 | 1372.8074 | 1339.4467 | 1472.9962
#NSPS - CO2 Constraint National | 51 | 6043 | Rate Constraint in MTons | FALSE | L | Annual | Qualifying Generation | TWh | 0 | 0 | 1425.8805 | 1420.964 | 1372.8074 | 1339.4467 | 1472.9962
#NSPS - CO2 Constraint National | 51 | 6043 | Rate Constraint in MTons | FALSE | L | Annual | Rate | lb/MWh | 0 | 0 | 1018.1394 | 1022.6911 | 1026.1074 | 1030.7633 | 1030.5992
#NSPS - CO2 Constraint National | 51 | 6043 | Rate Constraint in MTons | FALSE | L | Annual | Constraint Shadow Price | US$/Ton | 0 | 0 | 18.1439 | 18.144 | 18.1441 | 18.144 | 18.1444
#NSPS - CO2 Constraint RGGI | 52 | 6044 | Rate Constraint in MTons | FALSE | L | Annual | Seasons Included | Seasons |  |  | Winter, Summer | Winter, Summer | Winter, Summer | Winter, Summer | Winter, Summer
#NSPS - CO2 Constraint RGGI | 52 | 6044 | Rate Constraint in MTons | FALSE | L | Annual | Standard | MTons | 0 | 0 | 0 | 0 | 0 | 0 | 0
#NSPS - CO2 Constraint RGGI | 52 | 6044 | Rate Constraint in MTons | FALSE | L | Annual | Standard CO2 | MTons | 0 | 0 | 0 | 0 | 0 | 0 | 0
#NSPS - CO2 Constraint RGGI | 52 | 6044 | Rate Constraint in MTons | FALSE | L | Annual | Emissions at Affected Plants CO2 | MTons | 0 | 0 | 20081.2111 | 19602.0421 | 17016.8117 | 17359.9816 | 22823.2895
#NSPS - CO2 Constraint RGGI | 52 | 6044 | Rate Constraint in MTons | FALSE | L | Annual | Allowances Purchased CO2 | MTons | 0 | 0 | -20026.7301 | -19544.5631 | -16964.3194 | -17305.3983 | -22754.7801
#NSPS - CO2 Constraint RGGI | 52 | 6044 | Rate Constraint in MTons | FALSE | L | Annual | Allowances Sold CO2 | MTons | 0 | 0 | 0 | 0 | 0 | 0 | 0
#NSPS - CO2 Constraint RGGI | 52 | 6044 | Rate Constraint in MTons | FALSE | L | Annual | Allowances Banked | MTons | 0 | 0 | 0 | 0 | 0 | 0 | 0
#NSPS - CO2 Constraint RGGI | 52 | 6044 | Rate Constraint in MTons | FALSE | L | Annual | Allowances Withdrawn (1:1) | MTons | 0 | 0 | 0 | 0 | 0 | 0 | 0
#NSPS - CO2 Constraint RGGI | 52 | 6044 | Rate Constraint in MTons | FALSE | L | Annual | Allowances Withdrawn (n:1) | MTons | 0 | 0 | 0 | 0 | 0 | 0 | 0
#NSPS - CO2 Constraint RGGI | 52 | 6044 | Rate Constraint in MTons | FALSE | L | Annual | Net Emissions Allowance Position | MTons | 0 | 0 | 54.481 | 57.4791 | 52.4924 | 54.5833 | 68.5094
#NSPS - CO2 Constraint RGGI | 52 | 6044 | Rate Constraint in MTons | FALSE | L | Annual | Fuel Consumed | TBtu | 0 | 0 | 215.9058 | 199.1698 | 169.4159 | 169.24 | 221.9677
#NSPS - CO2 Constraint RGGI | 52 | 6044 | Rate Constraint in MTons | FALSE | L | Annual | Rate | lb/MMBtu | 0 | 0 | 186.0182 | 196.8374 | 200.888 | 205.1523 | 205.6452
#NSPS - CO2 Constraint RGGI | 52 | 6044 | Rate Constraint in MTons | FALSE | L | Annual | Generation | TWh | 0 | 0 | 21.5227 | 20.0862 | 17.1539 | 17.151 | 22.5939
#NSPS - CO2 Constraint RGGI | 52 | 6044 | Rate Constraint in MTons | FALSE | L | Annual | Qualifying Generation | TWh | 0 | 0 | 21.5227 | 20.0862 | 17.1539 | 17.151 | 22.5939
#NSPS - CO2 Constraint RGGI | 52 | 6044 | Rate Constraint in MTons | FALSE | L | Annual | Rate | lb/MWh | 0 | 0 | 933.025 | 975.8956 | 992.008 | 1012.1873 | 1010.1524
#NSPS - CO2 Constraint RGGI | 52 | 6044 | Rate Constraint in MTons | FALSE | L | Annual | Constraint Shadow Price | US$/Ton | 0 | 0 | 13.2787 | 12.1487 | 10.4052 | 6.4872 | 0
#NSPS - State GWh Constraint- AL | 53 | 6067 | Generation Constraint in GWh | FALSE | G | Annual | Seasons Included | Seasons |  |  | Winter, Summer | Winter, Summer | Winter, Summer | Winter, Summer | Winter, Summer
#NSPS - State GWh Constraint- AL | 53 | 6067 | Generation Constraint in GWh | FALSE | G | Annual | Standard | GWh | 0 | 0 | 93946.661 | 92793.7329 | 85718.9962 | 70763.8326 | 67925.7905
#NSPS - State GWh Constraint- AL | 53 | 6067 | Generation Constraint in GWh | FALSE | G | Annual | Emissions at Affected Plants | GWh | 0 | 0 | 93946.661 | 92793.7329 | 85718.9962 | 70763.8326 | 67925.7904
#NSPS - State GWh Constraint- AL | 53 | 6067 | Generation Constraint in GWh | FALSE | G | Annual | Allowances Purchased | GWh | 0 | 0 | 0 | 0 | 0 | 0 | 0
#NSPS - State GWh Constraint- AL | 53 | 6067 | Generation Constraint in GWh | FALSE | G | Annual | Allowances Sold | GWh | 0 | 0 | 0 | 0 | 0 | 0 | 0
#NSPS - State GWh Constraint- AL | 53 | 6067 | Generation Constraint in GWh | FALSE | G | Annual | Allowances Banked | GWh | 0 | 0 | 0 | 0 | 0 | 0 | 0
#NSPS - State GWh Constraint- AL | 53 | 6067 | Generation Constraint in GWh | FALSE | G | Annual | Allowances Withdrawn (1:1) | GWh | 0 | 0 | 0 | 0 | 0 | 0 | 0
#NSPS - State GWh Constraint- AL | 53 | 6067 | Generation Constraint in GWh | FALSE | G | Annual | Allowances Withdrawn (n:1) | GWh | 0 | 0 | 0 | 0 | 0 | 0 | 0
#NSPS - State GWh Constraint- AL | 53 | 6067 | Generation Constraint in GWh | FALSE | G | Annual | Net Emissions Allowance Position | GWh | 0 | 0 | 93946.661 | 92793.7329 | 85718.9962 | 70763.8326 | 67925.7904
#NSPS - State GWh Constraint- AL | 53 | 6067 | Generation Constraint in GWh | FALSE | G | Annual | Fuel Consumed | TBtu | 0 | 0 | 758.8953 | 754.1744 | 697.0071 | 581.9741 | 579.7428
#NSPS - State GWh Constraint- AL | 53 | 6067 | Generation Constraint in GWh | FALSE | G | Annual | Heat Rate | MMBtu/MWh | 0 | 0 | 8.0779 | 8.1274 | 8.1313 | 8.2242 | 8.5349
#NSPS - State GWh Constraint- AL | 53 | 6067 | Generation Constraint in GWh | FALSE | G | Annual | Generation | TWh | 0 | 0 | 93.9467 | 92.7937 | 85.719 | 70.7638 | 67.9258
#NSPS - State GWh Constraint- AL | 53 | 6067 | Generation Constraint in GWh | FALSE | G | Annual | Qualifying Generation | TWh | 0 | 0 | 93.9467 | 92.7937 | 85.719 | 70.7638 | 67.9258
#NSPS - State GWh Constraint- AL | 53 | 6067 | Generation Constraint in GWh | FALSE | G | Annual | Rate | lb/MWh | 0 | 0 | 0 | 0 | 0 | 0 | 0
#NSPS - State GWh Constraint- AL | 53 | 6067 | Generation Constraint in GWh | FALSE | G | Annual | Constraint Shadow Price | US$/MWh | 0 | 0 | 9.5334 | 8.2624 | 5.5502 | 3.3725 | 4.0055
#NSPS - State GWh Constraint- AR | 54 | 6076 | Generation Constraint in GWh | FALSE | G | Annual | Seasons Included | Seasons |  |  | Winter, Summer | Winter, Summer | Winter, Summer | Winter, Summer | Winter, Summer
#NSPS - State GWh Constraint- AR | 54 | 6076 | Generation Constraint in GWh | FALSE | G | Annual | Standard | GWh | 0 | 0 | 61108.5928 | 63699.632 | 63423.5776 | 57343.3467 | 51621.8017
#NSPS - State GWh Constraint- AR | 54 | 6076 | Generation Constraint in GWh | FALSE | G | Annual | Emissions at Affected Plants | GWh | 0 | 0 | 61108.5928 | 63699.632 | 63423.5776 | 57343.3467 | 51621.8017
#NSPS - State GWh Constraint- AR | 54 | 6076 | Generation Constraint in GWh | FALSE | G | Annual | Allowances Purchased | GWh | 0 | 0 | 0 | 0 | 0 | 0 | 0
#NSPS - State GWh Constraint- AR | 54 | 6076 | Generation Constraint in GWh | FALSE | G | Annual | Allowances Sold | GWh | 0 | 0 | 0 | 0 | 0 | 0 | 0
#NSPS - State GWh Constraint- AR | 54 | 6076 | Generation Constraint in GWh | FALSE | G | Annual | Allowances Banked | GWh | 0 | 0 | 0 | 0 | 0 | 0 | 0
#NSPS - State GWh Constraint- AR | 54 | 6076 | Generation Constraint in GWh | FALSE | G | Annual | Allowances Withdrawn (1:1) | GWh | 0 | 0 | 0 | 0 | 0 | 0 | 0
#NSPS - State GWh Constraint- AR | 54 | 6076 | Generation Constraint in GWh | FALSE | G | Annual | Allowances Withdrawn (n:1) | GWh | 0 | 0 | 0 | 0 | 0 | 0 | 0
#NSPS - State GWh Constraint- AR | 54 | 6076 | Generation Constraint in GWh | FALSE | G | Annual | Net Emissions Allowance Position | GWh | 0 | 0 | 61108.5928 | 63699.632 | 63423.5776 | 57343.3467 | 51621.8017
#NSPS - State GWh Constraint- AR | 54 | 6076 | Generation Constraint in GWh | FALSE | G | Annual | Fuel Consumed | TBtu | 0 | 0 | 514.2956 | 539.7369 | 536.973 | 479.4204 | 449.2603
#NSPS - State GWh Constraint- AR | 54 | 6076 | Generation Constraint in GWh | FALSE | G | Annual | Heat Rate | MMBtu/MWh | 0 | 0 | 8.4161 | 8.4732 | 8.4665 | 8.3605 | 8.7029
#NSPS - State GWh Constraint- AR | 54 | 6076 | Generation Constraint in GWh | FALSE | G | Annual | Generation | TWh | 0 | 0 | 61.1086 | 63.6996 | 63.4236 | 57.3433 | 51.6218
#NSPS - State GWh Constraint- AR | 54 | 6076 | Generation Constraint in GWh | FALSE | G | Annual | Qualifying Generation | TWh | 0 | 0 | 61.1086 | 63.6996 | 63.4236 | 57.3433 | 51.6218
#NSPS - State GWh Constraint- AR | 54 | 6076 | Generation Constraint in GWh | FALSE | G | Annual | Rate | lb/MWh | 0 | 0 | 0 | 0 | 0 | 0 | 0
#NSPS - State GWh Constraint- AR | 54 | 6076 | Generation Constraint in GWh | FALSE | G | Annual | Constraint Shadow Price | US$/MWh | 0 | 0 | 13.5996 | 12.7057 | 12.1351 | 7.8901 | 5.4997
#NSPS - State GWh Constraint- AZ | 55 | 6046 | Generation Constraint in GWh | FALSE | G | Annual | Seasons Included | Seasons |  |  | Winter, Summer | Winter, Summer | Winter, Summer | Winter, Summer | Winter, Summer
#NSPS - State GWh Constraint- AZ | 55 | 6046 | Generation Constraint in GWh | FALSE | G | Annual | Standard | GWh | 0 | 0 | 65875.8014 | 68180.9921 | 60612.5935 | 63405.9773 | 59579.6651
#NSPS - State GWh Constraint- AZ | 55 | 6046 | Generation Constraint in GWh | FALSE | G | Annual | Emissions at Affected Plants | GWh | 0 | 0 | 65875.8014 | 68180.9921 | 60612.5935 | 63405.9773 | 59579.6651
#NSPS - State GWh Constraint- AZ | 55 | 6046 | Generation Constraint in GWh | FALSE | G | Annual | Allowances Purchased | GWh | 0 | 0 | 0 | 0 | 0 | 0 | 0
#NSPS - State GWh Constraint- AZ | 55 | 6046 | Generation Constraint in GWh | FALSE | G | Annual | Allowances Sold | GWh | 0 | 0 | 0 | 0 | 0 | 0 | 0
#NSPS - State GWh Constraint- AZ | 55 | 6046 | Generation Constraint in GWh | FALSE | G | Annual | Allowances Banked | GWh | 0 | 0 | 0 | 0 | 0 | 0 | 0
#NSPS - State GWh Constraint- AZ | 55 | 6046 | Generation Constraint in GWh | FALSE | G | Annual | Allowances Withdrawn (1:1) | GWh | 0 | 0 | 0 | 0 | 0 | 0 | 0
#NSPS - State GWh Constraint- AZ | 55 | 6046 | Generation Constraint in GWh | FALSE | G | Annual | Allowances Withdrawn (n:1) | GWh | 0 | 0 | 0 | 0 | 0 | 0 | 0
#NSPS - State GWh Constraint- AZ | 55 | 6046 | Generation Constraint in GWh | FALSE | G | Annual | Net Emissions Allowance Position | GWh | 0 | 0 | 65875.8014 | 68180.9921 | 60612.5935 | 63405.9773 | 59579.6651
#NSPS - State GWh Constraint- AZ | 55 | 6046 | Generation Constraint in GWh | FALSE | G | Annual | Fuel Consumed | TBtu | 0 | 0 | 573.8177 | 593.3669 | 539.1046 | 561.219 | 533.0008
#NSPS - State GWh Constraint- AZ | 55 | 6046 | Generation Constraint in GWh | FALSE | G | Annual | Heat Rate | MMBtu/MWh | 0 | 0 | 8.7106 | 8.7028 | 8.8943 | 8.8512 | 8.946
#NSPS - State GWh Constraint- AZ | 55 | 6046 | Generation Constraint in GWh | FALSE | G | Annual | Generation | TWh | 0 | 0 | 65.8758 | 68.181 | 60.6126 | 63.406 | 59.5797
#NSPS - State GWh Constraint- AZ | 55 | 6046 | Generation Constraint in GWh | FALSE | G | Annual | Qualifying Generation | TWh | 0 | 0 | 65.8758 | 68.181 | 60.6126 | 63.406 | 59.5797
#NSPS - State GWh Constraint- AZ | 55 | 6046 | Generation Constraint in GWh | FALSE | G | Annual | Rate | lb/MWh | 0 | 0 | 0 | 0 | 0 | 0 | 0
#NSPS - State GWh Constraint- AZ | 55 | 6046 | Generation Constraint in GWh | FALSE | G | Annual | Constraint Shadow Price | US$/MWh | 0 | 0 | 1.2442 | 0.54091 | 2.4371 | 4.4781 | 3.2417
#NSPS - State GWh Constraint- CA | 56 | 6047 | Generation Constraint in GWh | FALSE | G | Annual | Seasons Included | Seasons |  |  | Winter, Summer | Winter, Summer | Winter, Summer | Winter, Summer | Winter, Summer
#NSPS - State GWh Constraint- CA | 56 | 6047 | Generation Constraint in GWh | FALSE | G | Annual | Standard | GWh | 0 | 0 | 126969.9821 | 126299.31 | 119338.1053 | 105980.9475 | 84774.9631
#NSPS - State GWh Constraint- CA | 56 | 6047 | Generation Constraint in GWh | FALSE | G | Annual | Emissions at Affected Plants | GWh | 0 | 0 | 126969.9821 | 126364.4839 | 119338.1053 | 105980.9475 | 84774.9631
#NSPS - State GWh Constraint- CA | 56 | 6047 | Generation Constraint in GWh | FALSE | G | Annual | Allowances Purchased | GWh | 0 | 0 | 0 | 0 | 0 | 0 | 0
#NSPS - State GWh Constraint- CA | 56 | 6047 | Generation Constraint in GWh | FALSE | G | Annual | Allowances Sold | GWh | 0 | 0 | 0 | 0 | 0 | 0 | 0
#NSPS - State GWh Constraint- CA | 56 | 6047 | Generation Constraint in GWh | FALSE | G | Annual | Allowances Banked | GWh | 0 | 0 | 0 | 0 | 0 | 0 | 0
#NSPS - State GWh Constraint- CA | 56 | 6047 | Generation Constraint in GWh | FALSE | G | Annual | Allowances Withdrawn (1:1) | GWh | 0 | 0 | 0 | 0 | 0 | 0 | 0
#NSPS - State GWh Constraint- CA | 56 | 6047 | Generation Constraint in GWh | FALSE | G | Annual | Allowances Withdrawn (n:1) | GWh | 0 | 0 | 0 | 0 | 0 | 0 | 0
#NSPS - State GWh Constraint- CA | 56 | 6047 | Generation Constraint in GWh | FALSE | G | Annual | Net Emissions Allowance Position | GWh | 0 | 0 | 126969.9821 | 126364.4839 | 119338.1053 | 105980.9475 | 84774.9631
#NSPS - State GWh Constraint- CA | 56 | 6047 | Generation Constraint in GWh | FALSE | G | Annual | Fuel Consumed | TBtu | 0 | 0 | 909.9717 | 902.707 | 846.5152 | 745.5341 | 588.1576
#NSPS - State GWh Constraint- CA | 56 | 6047 | Generation Constraint in GWh | FALSE | G | Annual | Heat Rate | MMBtu/MWh | 0 | 0 | 7.1668 | 7.1437 | 7.0934 | 7.0346 | 6.9379
#NSPS - State GWh Constraint- CA | 56 | 6047 | Generation Constraint in GWh | FALSE | G | Annual | Generation | TWh | 0 | 0 | 126.97 | 126.3645 | 119.3381 | 105.9809 | 84.775
#NSPS - State GWh Constraint- CA | 56 | 6047 | Generation Constraint in GWh | FALSE | G | Annual | Qualifying Generation | TWh | 0 | 0 | 126.97 | 126.3645 | 119.3381 | 105.9809 | 84.775
#NSPS - State GWh Constraint- CA | 56 | 6047 | Generation Constraint in GWh | FALSE | G | Annual | Rate | lb/MWh | 0 | 0 | 0 | 0 | 0 | 0 | 0
#NSPS - State GWh Constraint- CA | 56 | 6047 | Generation Constraint in GWh | FALSE | G | Annual | Constraint Shadow Price | US$/MWh | 0 | 0 | 0.48033 | 0 | 1.9506 | 0.11978 | 0.19311
#NSPS - State GWh Constraint- CO | 57 | 6064 | Generation Constraint in GWh | FALSE | G | Annual | Seasons Included | Seasons |  |  | Winter, Summer | Winter, Summer | Winter, Summer | Winter, Summer | Winter, Summer
#NSPS - State GWh Constraint- CO | 57 | 6064 | Generation Constraint in GWh | FALSE | G | Annual | Standard | GWh | 0 | 0 | 39030.2234 | 39968.3494 | 39601.8899 | 37669.8043 | 37938.4589
#NSPS - State GWh Constraint- CO | 57 | 6064 | Generation Constraint in GWh | FALSE | G | Annual | Emissions at Affected Plants | GWh | 0 | 0 | 39030.2234 | 39968.3494 | 39601.8899 | 37669.8043 | 37938.4589
#NSPS - State GWh Constraint- CO | 57 | 6064 | Generation Constraint in GWh | FALSE | G | Annual | Allowances Purchased | GWh | 0 | 0 | 0 | 0 | 0 | 0 | 0
#NSPS - State GWh Constraint- CO | 57 | 6064 | Generation Constraint in GWh | FALSE | G | Annual | Allowances Sold | GWh | 0 | 0 | 0 | 0 | 0 | 0 | 0
#NSPS - State GWh Constraint- CO | 57 | 6064 | Generation Constraint in GWh | FALSE | G | Annual | Allowances Banked | GWh | 0 | 0 | 0 | 0 | 0 | 0 | 0
#NSPS - State GWh Constraint- CO | 57 | 6064 | Generation Constraint in GWh | FALSE | G | Annual | Allowances Withdrawn (1:1) | GWh | 0 | 0 | 0 | 0 | 0 | 0 | 0
#NSPS - State GWh Constraint- CO | 57 | 6064 | Generation Constraint in GWh | FALSE | G | Annual | Allowances Withdrawn (n:1) | GWh | 0 | 0 | 0 | 0 | 0 | 0 | 0
#NSPS - State GWh Constraint- CO | 57 | 6064 | Generation Constraint in GWh | FALSE | G | Annual | Net Emissions Allowance Position | GWh | 0 | 0 | 39030.2234 | 39968.3494 | 39601.8899 | 37669.8043 | 37938.4589
#NSPS - State GWh Constraint- CO | 57 | 6064 | Generation Constraint in GWh | FALSE | G | Annual | Fuel Consumed | TBtu | 0 | 0 | 363.1976 | 373.2214 | 370.7869 | 353.8444 | 359.4902
#NSPS - State GWh Constraint- CO | 57 | 6064 | Generation Constraint in GWh | FALSE | G | Annual | Heat Rate | MMBtu/MWh | 0 | 0 | 9.3055 | 9.3379 | 9.3629 | 9.3933 | 9.4756
#NSPS - State GWh Constraint- CO | 57 | 6064 | Generation Constraint in GWh | FALSE | G | Annual | Generation | TWh | 0 | 0 | 39.0302 | 39.9683 | 39.6019 | 37.6698 | 37.9385
#NSPS - State GWh Constraint- CO | 57 | 6064 | Generation Constraint in GWh | FALSE | G | Annual | Qualifying Generation | TWh | 0 | 0 | 39.0302 | 39.9683 | 39.6019 | 37.6698 | 37.9385
#NSPS - State GWh Constraint- CO | 57 | 6064 | Generation Constraint in GWh | FALSE | G | Annual | Rate | lb/MWh | 0 | 0 | 0 | 0 | 0 | 0 | 0
#NSPS - State GWh Constraint- CO | 57 | 6064 | Generation Constraint in GWh | FALSE | G | Annual | Constraint Shadow Price | US$/MWh | 0 | 0 | 2.5827 | 2.8293 | 4.3071 | 2.1257 | 4.6585
#NSPS - State GWh Constraint- CT | 58 | 6058 | Generation Constraint in GWh | FALSE | G | Annual | Seasons Included | Seasons |  |  | Winter, Summer | Winter, Summer | Winter, Summer | Winter, Summer | Winter, Summer
#NSPS - State GWh Constraint- CT | 58 | 6058 | Generation Constraint in GWh | FALSE | G | Annual | Standard | GWh | 0 | 0 | 15877.4731 | 15367.6362 | 15703.8569 | 12755.4801 | 10774.6367
#NSPS - State GWh Constraint- CT | 58 | 6058 | Generation Constraint in GWh | FALSE | G | Annual | Emissions at Affected Plants | GWh | 0 | 0 | 15877.4731 | 15367.6362 | 15703.8569 | 12755.4801 | 10885.8608
#NSPS - State GWh Constraint- CT | 58 | 6058 | Generation Constraint in GWh | FALSE | G | Annual | Allowances Purchased | GWh | 0 | 0 | 0 | 0 | 0 | 0 | 0
#NSPS - State GWh Constraint- CT | 58 | 6058 | Generation Constraint in GWh | FALSE | G | Annual | Allowances Sold | GWh | 0 | 0 | 0 | 0 | 0 | 0 | 0
#NSPS - State GWh Constraint- CT | 58 | 6058 | Generation Constraint in GWh | FALSE | G | Annual | Allowances Banked | GWh | 0 | 0 | 0 | 0 | 0 | 0 | 0
#NSPS - State GWh Constraint- CT | 58 | 6058 | Generation Constraint in GWh | FALSE | G | Annual | Allowances Withdrawn (1:1) | GWh | 0 | 0 | 0 | 0 | 0 | 0 | 0
#NSPS - State GWh Constraint- CT | 58 | 6058 | Generation Constraint in GWh | FALSE | G | Annual | Allowances Withdrawn (n:1) | GWh | 0 | 0 | 0 | 0 | 0 | 0 | 0
#NSPS - State GWh Constraint- CT | 58 | 6058 | Generation Constraint in GWh | FALSE | G | Annual | Net Emissions Allowance Position | GWh | 0 | 0 | 15877.4731 | 15367.6362 | 15703.8569 | 12755.4801 | 10885.8608
#NSPS - State GWh Constraint- CT | 58 | 6058 | Generation Constraint in GWh | FALSE | G | Annual | Fuel Consumed | TBtu | 0 | 0 | 114.9743 | 111.1901 | 113.6794 | 91.8332 | 78.0277
#NSPS - State GWh Constraint- CT | 58 | 6058 | Generation Constraint in GWh | FALSE | G | Annual | Heat Rate | MMBtu/MWh | 0 | 0 | 7.2413 | 7.2353 | 7.2389 | 7.1995 | 7.1678
#NSPS - State GWh Constraint- CT | 58 | 6058 | Generation Constraint in GWh | FALSE | G | Annual | Generation | TWh | 0 | 0 | 15.8775 | 15.3676 | 15.7039 | 12.7555 | 10.8859
#NSPS - State GWh Constraint- CT | 58 | 6058 | Generation Constraint in GWh | FALSE | G | Annual | Qualifying Generation | TWh | 0 | 0 | 15.8775 | 15.3676 | 15.7039 | 12.7555 | 10.8859
#NSPS - State GWh Constraint- CT | 58 | 6058 | Generation Constraint in GWh | FALSE | G | Annual | Rate | lb/MWh | 0 | 0 | 0 | 0 | 0 | 0 | 0
#NSPS - State GWh Constraint- CT | 58 | 6058 | Generation Constraint in GWh | FALSE | G | Annual | Constraint Shadow Price | US$/MWh | 0 | 0 | 3.1215 | 0.37882 | 1.2388 | 0.66052 | 0
#NSPS - State GWh Constraint- DE | 59 | 6053 | Generation Constraint in GWh | FALSE | G | Annual | Seasons Included | Seasons |  |  | Winter, Summer | Winter, Summer | Winter, Summer | Winter, Summer | Winter, Summer
#NSPS - State GWh Constraint- DE | 59 | 6053 | Generation Constraint in GWh | FALSE | G | Annual | Standard | GWh | 0 | 0 | 1644.9931 | 1099.6056 | 802.7233 | 186.4005 | 186.4005
#NSPS - State GWh Constraint- DE | 59 | 6053 | Generation Constraint in GWh | FALSE | G | Annual | Emissions at Affected Plants | GWh | 0 | 0 | 1644.9931 | 1099.6056 | 802.7233 | 186.4005 | 186.4005
#NSPS - State GWh Constraint- DE | 59 | 6053 | Generation Constraint in GWh | FALSE | G | Annual | Allowances Purchased | GWh | 0 | 0 | 0 | 0 | 0 | 0 | 0
#NSPS - State GWh Constraint- DE | 59 | 6053 | Generation Constraint in GWh | FALSE | G | Annual | Allowances Sold | GWh | 0 | 0 | 0 | 0 | 0 | 0 | 0
#NSPS - State GWh Constraint- DE | 59 | 6053 | Generation Constraint in GWh | FALSE | G | Annual | Allowances Banked | GWh | 0 | 0 | 0 | 0 | 0 | 0 | 0
#NSPS - State GWh Constraint- DE | 59 | 6053 | Generation Constraint in GWh | FALSE | G | Annual | Allowances Withdrawn (1:1) | GWh | 0 | 0 | 0 | 0 | 0 | 0 | 0
#NSPS - State GWh Constraint- DE | 59 | 6053 | Generation Constraint in GWh | FALSE | G | Annual | Allowances Withdrawn (n:1) | GWh | 0 | 0 | 0 | 0 | 0 | 0 | 0
#NSPS - State GWh Constraint- DE | 59 | 6053 | Generation Constraint in GWh | FALSE | G | Annual | Net Emissions Allowance Position | GWh | 0 | 0 | 1644.9931 | 1099.6056 | 802.7233 | 186.4005 | 186.4005
#NSPS - State GWh Constraint- DE | 59 | 6053 | Generation Constraint in GWh | FALSE | G | Annual | Fuel Consumed | TBtu | 0 | 0 | 13.7143 | 9.1674 | 6.6923 | 1.554 | 1.554
#NSPS - State GWh Constraint- DE | 59 | 6053 | Generation Constraint in GWh | FALSE | G | Annual | Heat Rate | MMBtu/MWh | 0 | 0 | 8.337 | 8.337 | 8.337 | 8.337 | 8.337
#NSPS - State GWh Constraint- DE | 59 | 6053 | Generation Constraint in GWh | FALSE | G | Annual | Generation | TWh | 0 | 0 | 1.645 | 1.0996 | 0.80272 | 0.1864 | 0.1864
#NSPS - State GWh Constraint- DE | 59 | 6053 | Generation Constraint in GWh | FALSE | G | Annual | Qualifying Generation | TWh | 0 | 0 | 1.645 | 1.0996 | 0.80272 | 0.1864 | 0.1864
#NSPS - State GWh Constraint- DE | 59 | 6053 | Generation Constraint in GWh | FALSE | G | Annual | Rate | lb/MWh | 0 | 0 | 0 | 0 | 0 | 0 | 0
#NSPS - State GWh Constraint- DE | 59 | 6053 | Generation Constraint in GWh | FALSE | G | Annual | Constraint Shadow Price | US$/MWh | 0 | 0 | 3.7903 | 2.8236 | 0 | 0 | 0
#NSPS - State GWh Constraint- FL | 60 | 6052 | Generation Constraint in GWh | FALSE | G | Annual | Seasons Included | Seasons |  |  | Winter, Summer | Winter, Summer | Winter, Summer | Winter, Summer | Winter, Summer
#NSPS - State GWh Constraint- FL | 60 | 6052 | Generation Constraint in GWh | FALSE | G | Annual | Standard | GWh | 0 | 0 | 208835.2518 | 183097.4457 | 150941.9202 | 118381.6979 | 104685.0769
#NSPS - State GWh Constraint- FL | 60 | 6052 | Generation Constraint in GWh | FALSE | G | Annual | Emissions at Affected Plants | GWh | 0 | 0 | 208835.2518 | 183097.4457 | 150941.9202 | 118381.6979 | 104685.0769
#NSPS - State GWh Constraint- FL | 60 | 6052 | Generation Constraint in GWh | FALSE | G | Annual | Allowances Purchased | GWh | 0 | 0 | 0 | 0 | 0 | 0 | 0
#NSPS - State GWh Constraint- FL | 60 | 6052 | Generation Constraint in GWh | FALSE | G | Annual | Allowances Sold | GWh | 0 | 0 | 0 | 0 | 0 | 0 | 0
#NSPS - State GWh Constraint- FL | 60 | 6052 | Generation Constraint in GWh | FALSE | G | Annual | Allowances Banked | GWh | 0 | 0 | 0 | 0 | 0 | 0 | 0
#NSPS - State GWh Constraint- FL | 60 | 6052 | Generation Constraint in GWh | FALSE | G | Annual | Allowances Withdrawn (1:1) | GWh | 0 | 0 | 0 | 0 | 0 | 0 | 0
#NSPS - State GWh Constraint- FL | 60 | 6052 | Generation Constraint in GWh | FALSE | G | Annual | Allowances Withdrawn (n:1) | GWh | 0 | 0 | 0 | 0 | 0 | 0 | 0
#NSPS - State GWh Constraint- FL | 60 | 6052 | Generation Constraint in GWh | FALSE | G | Annual | Net Emissions Allowance Position | GWh | 0 | 0 | 208835.2518 | 183097.4457 | 150941.9202 | 118381.6979 | 104685.0769
#NSPS - State GWh Constraint- FL | 60 | 6052 | Generation Constraint in GWh | FALSE | G | Annual | Fuel Consumed | TBtu | 0 | 0 | 1661.6125 | 1446.4431 | 1191.3943 | 942.9711 | 875.425
#NSPS - State GWh Constraint- FL | 60 | 6052 | Generation Constraint in GWh | FALSE | G | Annual | Heat Rate | MMBtu/MWh | 0 | 0 | 7.9566 | 7.8999 | 7.8931 | 7.9655 | 8.3625
#NSPS - State GWh Constraint- FL | 60 | 6052 | Generation Constraint in GWh | FALSE | G | Annual | Generation | TWh | 0 | 0 | 208.8353 | 183.0974 | 150.9419 | 118.3817 | 104.6851
#NSPS - State GWh Constraint- FL | 60 | 6052 | Generation Constraint in GWh | FALSE | G | Annual | Qualifying Generation | TWh | 0 | 0 | 208.8353 | 183.0974 | 150.9419 | 118.3817 | 104.6851
#NSPS - State GWh Constraint- FL | 60 | 6052 | Generation Constraint in GWh | FALSE | G | Annual | Rate | lb/MWh | 0 | 0 | 0 | 0 | 0 | 0 | 0
#NSPS - State GWh Constraint- FL | 60 | 6052 | Generation Constraint in GWh | FALSE | G | Annual | Constraint Shadow Price | US$/MWh | 0 | 0 | 11.2693 | 4.0805 | 2.9544 | 2.7119 | 3.5332
#NSPS - State GWh Constraint- GA | 61 | 6066 | Generation Constraint in GWh | FALSE | G | Annual | Seasons Included | Seasons |  |  | Winter, Summer | Winter, Summer | Winter, Summer | Winter, Summer | Winter, Summer
#NSPS - State GWh Constraint- GA | 61 | 6066 | Generation Constraint in GWh | FALSE | G | Annual | Standard | GWh | 0 | 0 | 97558.2305 | 106678.0512 | 101058.5793 | 84317.1333 | 86772.421
#NSPS - State GWh Constraint- GA | 61 | 6066 | Generation Constraint in GWh | FALSE | G | Annual | Emissions at Affected Plants | GWh | 0 | 0 | 97558.2305 | 106678.0512 | 101058.5793 | 84317.1333 | 86772.421
#NSPS - State GWh Constraint- GA | 61 | 6066 | Generation Constraint in GWh | FALSE | G | Annual | Allowances Purchased | GWh | 0 | 0 | 0 | 0 | 0 | 0 | 0
#NSPS - State GWh Constraint- GA | 61 | 6066 | Generation Constraint in GWh | FALSE | G | Annual | Allowances Sold | GWh | 0 | 0 | 0 | 0 | 0 | 0 | 0
#NSPS - State GWh Constraint- GA | 61 | 6066 | Generation Constraint in GWh | FALSE | G | Annual | Allowances Banked | GWh | 0 | 0 | 0 | 0 | 0 | 0 | 0
#NSPS - State GWh Constraint- GA | 61 | 6066 | Generation Constraint in GWh | FALSE | G | Annual | Allowances Withdrawn (1:1) | GWh | 0 | 0 | 0 | 0 | 0 | 0 | 0
#NSPS - State GWh Constraint- GA | 61 | 6066 | Generation Constraint in GWh | FALSE | G | Annual | Allowances Withdrawn (n:1) | GWh | 0 | 0 | 0 | 0 | 0 | 0 | 0
#NSPS - State GWh Constraint- GA | 61 | 6066 | Generation Constraint in GWh | FALSE | G | Annual | Net Emissions Allowance Position | GWh | 0 | 0 | 97558.2305 | 106678.0512 | 101058.5793 | 84317.1333 | 86772.421
#NSPS - State GWh Constraint- GA | 61 | 6066 | Generation Constraint in GWh | FALSE | G | Annual | Fuel Consumed | TBtu | 0 | 0 | 797.5571 | 880.9693 | 837.5994 | 694.5841 | 748.8447
#NSPS - State GWh Constraint- GA | 61 | 6066 | Generation Constraint in GWh | FALSE | G | Annual | Heat Rate | MMBtu/MWh | 0 | 0 | 8.1752 | 8.2582 | 8.2883 | 8.2378 | 8.63
#NSPS - State GWh Constraint- GA | 61 | 6066 | Generation Constraint in GWh | FALSE | G | Annual | Generation | TWh | 0 | 0 | 97.5582 | 106.6781 | 101.0586 | 84.3171 | 86.7724
#NSPS - State GWh Constraint- GA | 61 | 6066 | Generation Constraint in GWh | FALSE | G | Annual | Qualifying Generation | TWh | 0 | 0 | 97.5582 | 106.6781 | 101.0586 | 84.3171 | 86.7724
#NSPS - State GWh Constraint- GA | 61 | 6066 | Generation Constraint in GWh | FALSE | G | Annual | Rate | lb/MWh | 0 | 0 | 0 | 0 | 0 | 0 | 0
#NSPS - State GWh Constraint- GA | 61 | 6066 | Generation Constraint in GWh | FALSE | G | Annual | Constraint Shadow Price | US$/MWh | 0 | 0 | 10.6055 | 9.3476 | 6.3064 | 3.4787 | 3.8974
#NSPS - State GWh Constraint- IA | 62 | 6078 | Generation Constraint in GWh | FALSE | G | Annual | Seasons Included | Seasons |  |  | Winter, Summer | Winter, Summer | Winter, Summer | Winter, Summer | Winter, Summer
#NSPS - State GWh Constraint- IA | 62 | 6078 | Generation Constraint in GWh | FALSE | G | Annual | Standard | GWh | 0 | 0 | 29496.3832 | 29043.9881 | 29310.1179 | 30373.0102 | 29776.549
#NSPS - State GWh Constraint- IA | 62 | 6078 | Generation Constraint in GWh | FALSE | G | Annual | Emissions at Affected Plants | GWh | 0 | 0 | 29496.3832 | 29043.9881 | 29310.1179 | 30373.0102 | 29776.549
#NSPS - State GWh Constraint- IA | 62 | 6078 | Generation Constraint in GWh | FALSE | G | Annual | Allowances Purchased | GWh | 0 | 0 | 0 | 0 | 0 | 0 | 0
#NSPS - State GWh Constraint- IA | 62 | 6078 | Generation Constraint in GWh | FALSE | G | Annual | Allowances Sold | GWh | 0 | 0 | 0 | 0 | 0 | 0 | 0
#NSPS - State GWh Constraint- IA | 62 | 6078 | Generation Constraint in GWh | FALSE | G | Annual | Allowances Banked | GWh | 0 | 0 | 0 | 0 | 0 | 0 | 0
#NSPS - State GWh Constraint- IA | 62 | 6078 | Generation Constraint in GWh | FALSE | G | Annual | Allowances Withdrawn (1:1) | GWh | 0 | 0 | 0 | 0 | 0 | 0 | 0
#NSPS - State GWh Constraint- IA | 62 | 6078 | Generation Constraint in GWh | FALSE | G | Annual | Allowances Withdrawn (n:1) | GWh | 0 | 0 | 0 | 0 | 0 | 0 | 0
#NSPS - State GWh Constraint- IA | 62 | 6078 | Generation Constraint in GWh | FALSE | G | Annual | Net Emissions Allowance Position | GWh | 0 | 0 | 29496.3832 | 29043.9881 | 29310.1179 | 30373.0102 | 29776.549
#NSPS - State GWh Constraint- IA | 62 | 6078 | Generation Constraint in GWh | FALSE | G | Annual | Fuel Consumed | TBtu | 0 | 0 | 273.6982 | 273.2849 | 275.3169 | 284.9777 | 281.6576
#NSPS - State GWh Constraint- IA | 62 | 6078 | Generation Constraint in GWh | FALSE | G | Annual | Heat Rate | MMBtu/MWh | 0 | 0 | 9.279 | 9.4093 | 9.3932 | 9.3826 | 9.459
#NSPS - State GWh Constraint- IA | 62 | 6078 | Generation Constraint in GWh | FALSE | G | Annual | Generation | TWh | 0 | 0 | 29.4964 | 29.044 | 29.3101 | 30.373 | 29.7765
#NSPS - State GWh Constraint- IA | 62 | 6078 | Generation Constraint in GWh | FALSE | G | Annual | Qualifying Generation | TWh | 0 | 0 | 29.4964 | 29.044 | 29.3101 | 30.373 | 29.7765
#NSPS - State GWh Constraint- IA | 62 | 6078 | Generation Constraint in GWh | FALSE | G | Annual | Rate | lb/MWh | 0 | 0 | 0 | 0 | 0 | 0 | 0
#NSPS - State GWh Constraint- IA | 62 | 6078 | Generation Constraint in GWh | FALSE | G | Annual | Constraint Shadow Price | US$/MWh | 0 | 0 | 10.3499 | 6.6506 | 7.7291 | 8.0874 | 8.9151
#NSPS - State GWh Constraint- ID | 63 | 6059 | Generation Constraint in GWh | FALSE | G | Annual | Seasons Included | Seasons |  |  | Winter, Summer | Winter, Summer | Winter, Summer | Winter, Summer | Winter, Summer
#NSPS - State GWh Constraint- ID | 63 | 6059 | Generation Constraint in GWh | FALSE | G | Annual | Standard | GWh | 0 | 0 | 2565.4456 | 3554.4259 | 3453.1198 | 3354.2065 | 3750.1293
#NSPS - State GWh Constraint- ID | 63 | 6059 | Generation Constraint in GWh | FALSE | G | Annual | Emissions at Affected Plants | GWh | 0 | 0 | 2565.4577 | 3671.0597 | 3453.1198 | 3750.1293 | 3750.1293
#NSPS - State GWh Constraint- ID | 63 | 6059 | Generation Constraint in GWh | FALSE | G | Annual | Allowances Purchased | GWh | 0 | 0 | 0 | 0 | 0 | 0 | 0
#NSPS - State GWh Constraint- ID | 63 | 6059 | Generation Constraint in GWh | FALSE | G | Annual | Allowances Sold | GWh | 0 | 0 | 0 | 0 | 0 | 0 | 0
#NSPS - State GWh Constraint- ID | 63 | 6059 | Generation Constraint in GWh | FALSE | G | Annual | Allowances Banked | GWh | 0 | 0 | 0 | 0 | 0 | 0 | 0
#NSPS - State GWh Constraint- ID | 63 | 6059 | Generation Constraint in GWh | FALSE | G | Annual | Allowances Withdrawn (1:1) | GWh | 0 | 0 | 0 | 0 | 0 | 0 | 0
#NSPS - State GWh Constraint- ID | 63 | 6059 | Generation Constraint in GWh | FALSE | G | Annual | Allowances Withdrawn (n:1) | GWh | 0 | 0 | 0 | 0 | 0 | 0 | 0
#NSPS - State GWh Constraint- ID | 63 | 6059 | Generation Constraint in GWh | FALSE | G | Annual | Net Emissions Allowance Position | GWh | 0 | 0 | 2565.4577 | 3671.0597 | 3453.1198 | 3750.1293 | 3750.1293
#NSPS - State GWh Constraint- ID | 63 | 6059 | Generation Constraint in GWh | FALSE | G | Annual | Fuel Consumed | TBtu | 0 | 0 | 17.9545 | 25.749 | 24.2126 | 26.3065 | 26.3065
#NSPS - State GWh Constraint- ID | 63 | 6059 | Generation Constraint in GWh | FALSE | G | Annual | Heat Rate | MMBtu/MWh | 0 | 0 | 6.9986 | 7.0141 | 7.0118 | 7.0148 | 7.0148
#NSPS - State GWh Constraint- ID | 63 | 6059 | Generation Constraint in GWh | FALSE | G | Annual | Generation | TWh | 0 | 0 | 2.5655 | 3.6711 | 3.4531 | 3.7501 | 3.7501
#NSPS - State GWh Constraint- ID | 63 | 6059 | Generation Constraint in GWh | FALSE | G | Annual | Qualifying Generation | TWh | 0 | 0 | 2.5655 | 3.6711 | 3.4531 | 3.7501 | 3.7501
#NSPS - State GWh Constraint- ID | 63 | 6059 | Generation Constraint in GWh | FALSE | G | Annual | Rate | lb/MWh | 0 | 0 | 0 | 0 | 0 | 0 | 0
#NSPS - State GWh Constraint- ID | 63 | 6059 | Generation Constraint in GWh | FALSE | G | Annual | Constraint Shadow Price | US$/MWh | 0 | 0 | 0 | 0 | 2.4221 | 0 | 0
#NSPS - State GWh Constraint- IL | 64 | 6048 | Generation Constraint in GWh | FALSE | G | Annual | Seasons Included | Seasons |  |  | Winter, Summer | Winter, Summer | Winter, Summer | Winter, Summer | Winter, Summer
#NSPS - State GWh Constraint- IL | 64 | 6048 | Generation Constraint in GWh | FALSE | G | Annual | Standard | GWh | 0 | 0 | 86745.0474 | 88180.3867 | 87606.7175 | 88651.7899 | 88154.9339
#NSPS - State GWh Constraint- IL | 64 | 6048 | Generation Constraint in GWh | FALSE | G | Annual | Emissions at Affected Plants | GWh | 0 | 0 | 86745.0474 | 88180.3868 | 87606.7175 | 88651.7899 | 88154.9339
#NSPS - State GWh Constraint- IL | 64 | 6048 | Generation Constraint in GWh | FALSE | G | Annual | Allowances Purchased | GWh | 0 | 0 | 0 | 0 | 0 | 0 | 0
#NSPS - State GWh Constraint- IL | 64 | 6048 | Generation Constraint in GWh | FALSE | G | Annual | Allowances Sold | GWh | 0 | 0 | 0 | 0 | 0 | 0 | 0
#NSPS - State GWh Constraint- IL | 64 | 6048 | Generation Constraint in GWh | FALSE | G | Annual | Allowances Banked | GWh | 0 | 0 | 0 | 0 | 0 | 0 | 0
#NSPS - State GWh Constraint- IL | 64 | 6048 | Generation Constraint in GWh | FALSE | G | Annual | Allowances Withdrawn (1:1) | GWh | 0 | 0 | 0 | 0 | 0 | 0 | 0
#NSPS - State GWh Constraint- IL | 64 | 6048 | Generation Constraint in GWh | FALSE | G | Annual | Allowances Withdrawn (n:1) | GWh | 0 | 0 | 0 | 0 | 0 | 0 | 0
#NSPS - State GWh Constraint- IL | 64 | 6048 | Generation Constraint in GWh | FALSE | G | Annual | Net Emissions Allowance Position | GWh | 0 | 0 | 86745.0474 | 88180.3868 | 87606.7175 | 88651.7899 | 88154.9339
#NSPS - State GWh Constraint- IL | 64 | 6048 | Generation Constraint in GWh | FALSE | G | Annual | Fuel Consumed | TBtu | 0 | 0 | 806.3355 | 821.2514 | 815.7479 | 826.9961 | 824.3018
#NSPS - State GWh Constraint- IL | 64 | 6048 | Generation Constraint in GWh | FALSE | G | Annual | Heat Rate | MMBtu/MWh | 0 | 0 | 9.2955 | 9.3133 | 9.3115 | 9.3286 | 9.3506
#NSPS - State GWh Constraint- IL | 64 | 6048 | Generation Constraint in GWh | FALSE | G | Annual | Generation | TWh | 0 | 0 | 86.745 | 88.1804 | 87.6067 | 88.6518 | 88.1549
#NSPS - State GWh Constraint- IL | 64 | 6048 | Generation Constraint in GWh | FALSE | G | Annual | Qualifying Generation | TWh | 0 | 0 | 86.745 | 88.1804 | 87.6067 | 88.6518 | 88.1549
#NSPS - State GWh Constraint- IL | 64 | 6048 | Generation Constraint in GWh | FALSE | G | Annual | Rate | lb/MWh | 0 | 0 | 0 | 0 | 0 | 0 | 0
#NSPS - State GWh Constraint- IL | 64 | 6048 | Generation Constraint in GWh | FALSE | G | Annual | Constraint Shadow Price | US$/MWh | 0 | 0 | 12.7839 | 11.2205 | 9.8479 | 9.8602 | 7.528
#NSPS - State GWh Constraint- IN | 65 | 6062 | Generation Constraint in GWh | FALSE | G | Annual | Seasons Included | Seasons |  |  | Winter, Summer | Winter, Summer | Winter, Summer | Winter, Summer | Winter, Summer
#NSPS - State GWh Constraint- IN | 65 | 6062 | Generation Constraint in GWh | FALSE | G | Annual | Standard | GWh | 0 | 0 | 113334.5254 | 115714.9372 | 97161.9767 | 94324.3239 | 98315.1064
#NSPS - State GWh Constraint- IN | 65 | 6062 | Generation Constraint in GWh | FALSE | G | Annual | Emissions at Affected Plants | GWh | 0 | 0 | 113334.5254 | 115714.9372 | 97161.9766 | 94324.3239 | 98315.1064
#NSPS - State GWh Constraint- IN | 65 | 6062 | Generation Constraint in GWh | FALSE | G | Annual | Allowances Purchased | GWh | 0 | 0 | 0 | 0 | 0 | 0 | 0
#NSPS - State GWh Constraint- IN | 65 | 6062 | Generation Constraint in GWh | FALSE | G | Annual | Allowances Sold | GWh | 0 | 0 | 0 | 0 | 0 | 0 | 0
#NSPS - State GWh Constraint- IN | 65 | 6062 | Generation Constraint in GWh | FALSE | G | Annual | Allowances Banked | GWh | 0 | 0 | 0 | 0 | 0 | 0 | 0
#NSPS - State GWh Constraint- IN | 65 | 6062 | Generation Constraint in GWh | FALSE | G | Annual | Allowances Withdrawn (1:1) | GWh | 0 | 0 | 0 | 0 | 0 | 0 | 0
#NSPS - State GWh Constraint- IN | 65 | 6062 | Generation Constraint in GWh | FALSE | G | Annual | Allowances Withdrawn (n:1) | GWh | 0 | 0 | 0 | 0 | 0 | 0 | 0
#NSPS - State GWh Constraint- IN | 65 | 6062 | Generation Constraint in GWh | FALSE | G | Annual | Net Emissions Allowance Position | GWh | 0 | 0 | 113334.5254 | 115714.9372 | 97161.9766 | 94324.3239 | 98315.1064
#NSPS - State GWh Constraint- IN | 65 | 6062 | Generation Constraint in GWh | FALSE | G | Annual | Fuel Consumed | TBtu | 0 | 0 | 1079.4906 | 1102.6411 | 926.7726 | 902.5736 | 949.726
#NSPS - State GWh Constraint- IN | 65 | 6062 | Generation Constraint in GWh | FALSE | G | Annual | Heat Rate | MMBtu/MWh | 0 | 0 | 9.5248 | 9.5289 | 9.5384 | 9.5688 | 9.66
#NSPS - State GWh Constraint- IN | 65 | 6062 | Generation Constraint in GWh | FALSE | G | Annual | Generation | TWh | 0 | 0 | 113.3345 | 115.7149 | 97.162 | 94.3243 | 98.3151
#NSPS - State GWh Constraint- IN | 65 | 6062 | Generation Constraint in GWh | FALSE | G | Annual | Qualifying Generation | TWh | 0 | 0 | 113.3345 | 115.7149 | 97.162 | 94.3243 | 98.3151
#NSPS - State GWh Constraint- IN | 65 | 6062 | Generation Constraint in GWh | FALSE | G | Annual | Rate | lb/MWh | 0 | 0 | 0 | 0 | 0 | 0 | 0
#NSPS - State GWh Constraint- IN | 65 | 6062 | Generation Constraint in GWh | FALSE | G | Annual | Constraint Shadow Price | US$/MWh | 0 | 0 | 12.1272 | 9.9872 | 9.0942 | 7.133 | 8.8931
#NSPS - State GWh Constraint- KS | 66 | 6088 | Generation Constraint in GWh | FALSE | G | Annual | Seasons Included | Seasons |  |  | Winter, Summer | Winter, Summer | Winter, Summer | Winter, Summer | Winter, Summer
#NSPS - State GWh Constraint- KS | 66 | 6088 | Generation Constraint in GWh | FALSE | G | Annual | Standard | GWh | 0 | 0 | 36584.7384 | 36172.3846 | 35809.0653 | 35809.0653 | 35809.0653
#NSPS - State GWh Constraint- KS | 66 | 6088 | Generation Constraint in GWh | FALSE | G | Annual | Emissions at Affected Plants | GWh | 0 | 0 | 36584.7384 | 36172.3846 | 35809.0653 | 35809.0653 | 35809.0653
#NSPS - State GWh Constraint- KS | 66 | 6088 | Generation Constraint in GWh | FALSE | G | Annual | Allowances Purchased | GWh | 0 | 0 | 0 | 0 | 0 | 0 | 0
#NSPS - State GWh Constraint- KS | 66 | 6088 | Generation Constraint in GWh | FALSE | G | Annual | Allowances Sold | GWh | 0 | 0 | 0 | 0 | 0 | 0 | 0
#NSPS - State GWh Constraint- KS | 66 | 6088 | Generation Constraint in GWh | FALSE | G | Annual | Allowances Banked | GWh | 0 | 0 | 0 | 0 | 0 | 0 | 0
#NSPS - State GWh Constraint- KS | 66 | 6088 | Generation Constraint in GWh | FALSE | G | Annual | Allowances Withdrawn (1:1) | GWh | 0 | 0 | 0 | 0 | 0 | 0 | 0
#NSPS - State GWh Constraint- KS | 66 | 6088 | Generation Constraint in GWh | FALSE | G | Annual | Allowances Withdrawn (n:1) | GWh | 0 | 0 | 0 | 0 | 0 | 0 | 0
#NSPS - State GWh Constraint- KS | 66 | 6088 | Generation Constraint in GWh | FALSE | G | Annual | Net Emissions Allowance Position | GWh | 0 | 0 | 36584.7384 | 36172.3846 | 35809.0653 | 35809.0653 | 35809.0653
#NSPS - State GWh Constraint- KS | 66 | 6088 | Generation Constraint in GWh | FALSE | G | Annual | Fuel Consumed | TBtu | 0 | 0 | 373.4527 | 368.4607 | 364.153 | 364.1544 | 364.1523
#NSPS - State GWh Constraint- KS | 66 | 6088 | Generation Constraint in GWh | FALSE | G | Annual | Heat Rate | MMBtu/MWh | 0 | 0 | 10.2079 | 10.1862 | 10.1693 | 10.1693 | 10.1693
#NSPS - State GWh Constraint- KS | 66 | 6088 | Generation Constraint in GWh | FALSE | G | Annual | Generation | TWh | 0 | 0 | 36.5847 | 36.1724 | 35.8091 | 35.8091 | 35.8091
#NSPS - State GWh Constraint- KS | 66 | 6088 | Generation Constraint in GWh | FALSE | G | Annual | Qualifying Generation | TWh | 0 | 0 | 36.5847 | 36.1724 | 35.8091 | 35.8091 | 35.8091
#NSPS - State GWh Constraint- KS | 66 | 6088 | Generation Constraint in GWh | FALSE | G | Annual | Rate | lb/MWh | 0 | 0 | 0 | 0 | 0 | 0 | 0
#NSPS - State GWh Constraint- KS | 66 | 6088 | Generation Constraint in GWh | FALSE | G | Annual | Constraint Shadow Price | US$/MWh | 0 | 0 | 15.0649 | 12.8277 | 11.3871 | 16.7669 | 5.7799
#NSPS - State GWh Constraint- KY | 67 | 6087 | Generation Constraint in GWh | FALSE | G | Annual | Seasons Included | Seasons |  |  | Winter, Summer | Winter, Summer | Winter, Summer | Winter, Summer | Winter, Summer
#NSPS - State GWh Constraint- KY | 67 | 6087 | Generation Constraint in GWh | FALSE | G | Annual | Standard | GWh | 0 | 0 | 75280.0269 | 77211.538 | 78037.3281 | 78571.1884 | 80809.1015
#NSPS - State GWh Constraint- KY | 67 | 6087 | Generation Constraint in GWh | FALSE | G | Annual | Emissions at Affected Plants | GWh | 0 | 0 | 75280.0269 | 77211.538 | 78037.3281 | 78571.1884 | 80809.1015
#NSPS - State GWh Constraint- KY | 67 | 6087 | Generation Constraint in GWh | FALSE | G | Annual | Allowances Purchased | GWh | 0 | 0 | 0 | 0 | 0 | 0 | 0
#NSPS - State GWh Constraint- KY | 67 | 6087 | Generation Constraint in GWh | FALSE | G | Annual | Allowances Sold | GWh | 0 | 0 | 0 | 0 | 0 | 0 | 0
#NSPS - State GWh Constraint- KY | 67 | 6087 | Generation Constraint in GWh | FALSE | G | Annual | Allowances Banked | GWh | 0 | 0 | 0 | 0 | 0 | 0 | 0
#NSPS - State GWh Constraint- KY | 67 | 6087 | Generation Constraint in GWh | FALSE | G | Annual | Allowances Withdrawn (1:1) | GWh | 0 | 0 | 0 | 0 | 0 | 0 | 0
#NSPS - State GWh Constraint- KY | 67 | 6087 | Generation Constraint in GWh | FALSE | G | Annual | Allowances Withdrawn (n:1) | GWh | 0 | 0 | 0 | 0 | 0 | 0 | 0
#NSPS - State GWh Constraint- KY | 67 | 6087 | Generation Constraint in GWh | FALSE | G | Annual | Net Emissions Allowance Position | GWh | 0 | 0 | 75280.0269 | 77211.538 | 78037.3281 | 78571.1884 | 80809.1015
#NSPS - State GWh Constraint- KY | 67 | 6087 | Generation Constraint in GWh | FALSE | G | Annual | Fuel Consumed | TBtu | 0 | 0 | 746.6073 | 766.6176 | 775.139 | 780.62 | 803.7716
#NSPS - State GWh Constraint- KY | 67 | 6087 | Generation Constraint in GWh | FALSE | G | Annual | Heat Rate | MMBtu/MWh | 0 | 0 | 9.9177 | 9.9288 | 9.9329 | 9.9352 | 9.9465
#NSPS - State GWh Constraint- KY | 67 | 6087 | Generation Constraint in GWh | FALSE | G | Annual | Generation | TWh | 0 | 0 | 75.28 | 77.2115 | 78.0373 | 78.5712 | 80.8091
#NSPS - State GWh Constraint- KY | 67 | 6087 | Generation Constraint in GWh | FALSE | G | Annual | Qualifying Generation | TWh | 0 | 0 | 75.28 | 77.2115 | 78.0373 | 78.5712 | 80.8091
#NSPS - State GWh Constraint- KY | 67 | 6087 | Generation Constraint in GWh | FALSE | G | Annual | Rate | lb/MWh | 0 | 0 | 0 | 0 | 0 | 0 | 0
#NSPS - State GWh Constraint- KY | 67 | 6087 | Generation Constraint in GWh | FALSE | G | Annual | Constraint Shadow Price | US$/MWh | 0 | 0 | 13.9062 | 12.1293 | 11.951 | 8.7093 | 7.2574
#NSPS - State GWh Constraint- LA | 68 | 6051 | Generation Constraint in GWh | FALSE | G | Annual | Seasons Included | Seasons |  |  | Winter, Summer | Winter, Summer | Winter, Summer | Winter, Summer | Winter, Summer
#NSPS - State GWh Constraint- LA | 68 | 6051 | Generation Constraint in GWh | FALSE | G | Annual | Standard | GWh | 0 | 0 | 48890.7621 | 50885.4612 | 45762.6928 | 40657.314 | 36748.5795
#NSPS - State GWh Constraint- LA | 68 | 6051 | Generation Constraint in GWh | FALSE | G | Annual | Emissions at Affected Plants | GWh | 0 | 0 | 48890.7621 | 50885.4612 | 45762.6928 | 40657.314 | 36748.5795
#NSPS - State GWh Constraint- LA | 68 | 6051 | Generation Constraint in GWh | FALSE | G | Annual | Allowances Purchased | GWh | 0 | 0 | 0 | 0 | 0 | 0 | 0
#NSPS - State GWh Constraint- LA | 68 | 6051 | Generation Constraint in GWh | FALSE | G | Annual | Allowances Sold | GWh | 0 | 0 | 0 | 0 | 0 | 0 | 0
#NSPS - State GWh Constraint- LA | 68 | 6051 | Generation Constraint in GWh | FALSE | G | Annual | Allowances Banked | GWh | 0 | 0 | 0 | 0 | 0 | 0 | 0
#NSPS - State GWh Constraint- LA | 68 | 6051 | Generation Constraint in GWh | FALSE | G | Annual | Allowances Withdrawn (1:1) | GWh | 0 | 0 | 0 | 0 | 0 | 0 | 0
#NSPS - State GWh Constraint- LA | 68 | 6051 | Generation Constraint in GWh | FALSE | G | Annual | Allowances Withdrawn (n:1) | GWh | 0 | 0 | 0 | 0 | 0 | 0 | 0
#NSPS - State GWh Constraint- LA | 68 | 6051 | Generation Constraint in GWh | FALSE | G | Annual | Net Emissions Allowance Position | GWh | 0 | 0 | 48890.7621 | 50885.4612 | 45762.6928 | 40657.314 | 36748.5795
#NSPS - State GWh Constraint- LA | 68 | 6051 | Generation Constraint in GWh | FALSE | G | Annual | Fuel Consumed | TBtu | 0 | 0 | 405.2311 | 409.6616 | 361.9008 | 313.7417 | 284.595
#NSPS - State GWh Constraint- LA | 68 | 6051 | Generation Constraint in GWh | FALSE | G | Annual | Heat Rate | MMBtu/MWh | 0 | 0 | 8.2885 | 8.0507 | 7.9082 | 7.7167 | 7.7444
#NSPS - State GWh Constraint- LA | 68 | 6051 | Generation Constraint in GWh | FALSE | G | Annual | Generation | TWh | 0 | 0 | 48.8908 | 50.8855 | 45.7627 | 40.6573 | 36.7486
#NSPS - State GWh Constraint- LA | 68 | 6051 | Generation Constraint in GWh | FALSE | G | Annual | Qualifying Generation | TWh | 0 | 0 | 48.8908 | 50.8855 | 45.7627 | 40.6573 | 36.7486
#NSPS - State GWh Constraint- LA | 68 | 6051 | Generation Constraint in GWh | FALSE | G | Annual | Rate | lb/MWh | 0 | 0 | 0 | 0 | 0 | 0 | 0
#NSPS - State GWh Constraint- LA | 68 | 6051 | Generation Constraint in GWh | FALSE | G | Annual | Constraint Shadow Price | US$/MWh | 0 | 0 | 5.5013 | 5.3114 | 4.1177 | 5.3255 | 6.6244
#NSPS - State GWh Constraint- MA | 69 | 6082 | Generation Constraint in GWh | FALSE | G | Annual | Seasons Included | Seasons |  |  | Winter, Summer | Winter, Summer | Winter, Summer | Winter, Summer | Winter, Summer
#NSPS - State GWh Constraint- MA | 69 | 6082 | Generation Constraint in GWh | FALSE | G | Annual | Standard | GWh | 0 | 0 | 28664.1832 | 28432.0438 | 28904.7061 | 24606.4617 | 19267.9362
#NSPS - State GWh Constraint- MA | 69 | 6082 | Generation Constraint in GWh | FALSE | G | Annual | Emissions at Affected Plants | GWh | 0 | 0 | 28664.1832 | 28432.0437 | 28904.7061 | 24606.4617 | 19639.7441
#NSPS - State GWh Constraint- MA | 69 | 6082 | Generation Constraint in GWh | FALSE | G | Annual | Allowances Purchased | GWh | 0 | 0 | 0 | 0 | 0 | 0 | 0
#NSPS - State GWh Constraint- MA | 69 | 6082 | Generation Constraint in GWh | FALSE | G | Annual | Allowances Sold | GWh | 0 | 0 | 0 | 0 | 0 | 0 | 0
#NSPS - State GWh Constraint- MA | 69 | 6082 | Generation Constraint in GWh | FALSE | G | Annual | Allowances Banked | GWh | 0 | 0 | 0 | 0 | 0 | 0 | 0
#NSPS - State GWh Constraint- MA | 69 | 6082 | Generation Constraint in GWh | FALSE | G | Annual | Allowances Withdrawn (1:1) | GWh | 0 | 0 | 0 | 0 | 0 | 0 | 0
#NSPS - State GWh Constraint- MA | 69 | 6082 | Generation Constraint in GWh | FALSE | G | Annual | Allowances Withdrawn (n:1) | GWh | 0 | 0 | 0 | 0 | 0 | 0 | 0
#NSPS - State GWh Constraint- MA | 69 | 6082 | Generation Constraint in GWh | FALSE | G | Annual | Net Emissions Allowance Position | GWh | 0 | 0 | 28664.1832 | 28432.0437 | 28904.7061 | 24606.4617 | 19639.7441
#NSPS - State GWh Constraint- MA | 69 | 6082 | Generation Constraint in GWh | FALSE | G | Annual | Fuel Consumed | TBtu | 0 | 0 | 213.5388 | 212.5548 | 216.3722 | 183.7152 | 147.9952
#NSPS - State GWh Constraint- MA | 69 | 6082 | Generation Constraint in GWh | FALSE | G | Annual | Heat Rate | MMBtu/MWh | 0 | 0 | 7.4497 | 7.4759 | 7.4857 | 7.4661 | 7.5355
#NSPS - State GWh Constraint- MA | 69 | 6082 | Generation Constraint in GWh | FALSE | G | Annual | Generation | TWh | 0 | 0 | 28.6642 | 28.432 | 28.9047 | 24.6065 | 19.6397
#NSPS - State GWh Constraint- MA | 69 | 6082 | Generation Constraint in GWh | FALSE | G | Annual | Qualifying Generation | TWh | 0 | 0 | 28.6642 | 28.432 | 28.9047 | 24.6065 | 19.6397
#NSPS - State GWh Constraint- MA | 69 | 6082 | Generation Constraint in GWh | FALSE | G | Annual | Rate | lb/MWh | 0 | 0 | 0 | 0 | 0 | 0 | 0
#NSPS - State GWh Constraint- MA | 69 | 6082 | Generation Constraint in GWh | FALSE | G | Annual | Constraint Shadow Price | US$/MWh | 0 | 0 | 3.2401 | 0.93795 | 1.3142 | 0.84865 | 0
#NSPS - State GWh Constraint- MD | 70 | 6056 | Generation Constraint in GWh | FALSE | G | Annual | Seasons Included | Seasons |  |  | Winter, Summer | Winter, Summer | Winter, Summer | Winter, Summer | Winter, Summer
#NSPS - State GWh Constraint- MD | 70 | 6056 | Generation Constraint in GWh | FALSE | G | Annual | Standard | GWh | 0 | 0 | 17756.6513 | 17703.9427 | 15586.4882 | 11571.6318 | 15556.9561
#NSPS - State GWh Constraint- MD | 70 | 6056 | Generation Constraint in GWh | FALSE | G | Annual | Emissions at Affected Plants | GWh | 0 | 0 | 17756.6513 | 17703.9427 | 15586.4882 | 16035.0493 | 20785.491
#NSPS - State GWh Constraint- MD | 70 | 6056 | Generation Constraint in GWh | FALSE | G | Annual | Allowances Purchased | GWh | 0 | 0 | 0 | 0 | 0 | 0 | 0
#NSPS - State GWh Constraint- MD | 70 | 6056 | Generation Constraint in GWh | FALSE | G | Annual | Allowances Sold | GWh | 0 | 0 | 0 | 0 | 0 | 0 | 0
#NSPS - State GWh Constraint- MD | 70 | 6056 | Generation Constraint in GWh | FALSE | G | Annual | Allowances Banked | GWh | 0 | 0 | 0 | 0 | 0 | 0 | 0
#NSPS - State GWh Constraint- MD | 70 | 6056 | Generation Constraint in GWh | FALSE | G | Annual | Allowances Withdrawn (1:1) | GWh | 0 | 0 | 0 | 0 | 0 | 0 | 0
#NSPS - State GWh Constraint- MD | 70 | 6056 | Generation Constraint in GWh | FALSE | G | Annual | Allowances Withdrawn (n:1) | GWh | 0 | 0 | 0 | 0 | 0 | 0 | 0
#NSPS - State GWh Constraint- MD | 70 | 6056 | Generation Constraint in GWh | FALSE | G | Annual | Net Emissions Allowance Position | GWh | 0 | 0 | 17756.6513 | 17703.9427 | 15586.4882 | 16035.0493 | 20785.491
#NSPS - State GWh Constraint- MD | 70 | 6056 | Generation Constraint in GWh | FALSE | G | Annual | Fuel Consumed | TBtu | 0 | 0 | 171.2319 | 173.0029 | 152.0708 | 156.9645 | 202.8576
#NSPS - State GWh Constraint- MD | 70 | 6056 | Generation Constraint in GWh | FALSE | G | Annual | Heat Rate | MMBtu/MWh | 0 | 0 | 9.6433 | 9.772 | 9.7566 | 9.7888 | 9.7596
#NSPS - State GWh Constraint- MD | 70 | 6056 | Generation Constraint in GWh | FALSE | G | Annual | Generation | TWh | 0 | 0 | 17.7567 | 17.7039 | 15.5865 | 16.035 | 20.7855
#NSPS - State GWh Constraint- MD | 70 | 6056 | Generation Constraint in GWh | FALSE | G | Annual | Qualifying Generation | TWh | 0 | 0 | 17.7567 | 17.7039 | 15.5865 | 16.035 | 20.7855
#NSPS - State GWh Constraint- MD | 70 | 6056 | Generation Constraint in GWh | FALSE | G | Annual | Rate | lb/MWh | 0 | 0 | 0 | 0 | 0 | 0 | 0
#NSPS - State GWh Constraint- MD | 70 | 6056 | Generation Constraint in GWh | FALSE | G | Annual | Constraint Shadow Price | US$/MWh | 0 | 0 | 8.8027 | 7.3473 | 4.6225 | 0 | 0
#NSPS - State GWh Constraint- ME | 71 | 6085 | Generation Constraint in GWh | FALSE | G | Annual | Seasons Included | Seasons |  |  | Winter, Summer | Winter, Summer | Winter, Summer | Winter, Summer | Winter, Summer
#NSPS - State GWh Constraint- ME | 71 | 6085 | Generation Constraint in GWh | FALSE | G | Annual | Standard | GWh | 0 | 0 | 8660.2346 | 8381.1576 | 8483.3669 | 8303.9594 | 4327.8968
#NSPS - State GWh Constraint- ME | 71 | 6085 | Generation Constraint in GWh | FALSE | G | Annual | Emissions at Affected Plants | GWh | 0 | 0 | 8660.2346 | 8381.1576 | 8483.3669 | 8303.9594 | 4859.5408
#NSPS - State GWh Constraint- ME | 71 | 6085 | Generation Constraint in GWh | FALSE | G | Annual | Allowances Purchased | GWh | 0 | 0 | 0 | 0 | 0 | 0 | 0
#NSPS - State GWh Constraint- ME | 71 | 6085 | Generation Constraint in GWh | FALSE | G | Annual | Allowances Sold | GWh | 0 | 0 | 0 | 0 | 0 | 0 | 0
#NSPS - State GWh Constraint- ME | 71 | 6085 | Generation Constraint in GWh | FALSE | G | Annual | Allowances Banked | GWh | 0 | 0 | 0 | 0 | 0 | 0 | 0
#NSPS - State GWh Constraint- ME | 71 | 6085 | Generation Constraint in GWh | FALSE | G | Annual | Allowances Withdrawn (1:1) | GWh | 0 | 0 | 0 | 0 | 0 | 0 | 0
#NSPS - State GWh Constraint- ME | 71 | 6085 | Generation Constraint in GWh | FALSE | G | Annual | Allowances Withdrawn (n:1) | GWh | 0 | 0 | 0 | 0 | 0 | 0 | 0
#NSPS - State GWh Constraint- ME | 71 | 6085 | Generation Constraint in GWh | FALSE | G | Annual | Net Emissions Allowance Position | GWh | 0 | 0 | 8660.2346 | 8381.1576 | 8483.3669 | 8303.9594 | 4859.5408
#NSPS - State GWh Constraint- ME | 71 | 6085 | Generation Constraint in GWh | FALSE | G | Annual | Fuel Consumed | TBtu | 0 | 0 | 63.109 | 60.9062 | 61.7334 | 60.3326 | 35.2943
#NSPS - State GWh Constraint- ME | 71 | 6085 | Generation Constraint in GWh | FALSE | G | Annual | Heat Rate | MMBtu/MWh | 0 | 0 | 7.2872 | 7.267 | 7.277 | 7.2655 | 7.2629
#NSPS - State GWh Constraint- ME | 71 | 6085 | Generation Constraint in GWh | FALSE | G | Annual | Generation | TWh | 0 | 0 | 8.6602 | 8.3812 | 8.4834 | 8.304 | 4.8595
#NSPS - State GWh Constraint- ME | 71 | 6085 | Generation Constraint in GWh | FALSE | G | Annual | Qualifying Generation | TWh | 0 | 0 | 8.6602 | 8.3812 | 8.4834 | 8.304 | 4.8595
#NSPS - State GWh Constraint- ME | 71 | 6085 | Generation Constraint in GWh | FALSE | G | Annual | Rate | lb/MWh | 0 | 0 | 0 | 0 | 0 | 0 | 0
#NSPS - State GWh Constraint- ME | 71 | 6085 | Generation Constraint in GWh | FALSE | G | Annual | Constraint Shadow Price | US$/MWh | 0 | 0 | 2.5131 | 0 | 0.99719 | 1.2574 | 0
#NSPS - State GWh Constraint- MI | 72 | 6057 | Generation Constraint in GWh | FALSE | G | Annual | Seasons Included | Seasons |  |  | Winter, Summer | Winter, Summer | Winter, Summer | Winter, Summer | Winter, Summer
#NSPS - State GWh Constraint- MI | 72 | 6057 | Generation Constraint in GWh | FALSE | G | Annual | Standard | GWh | 0 | 0 | 78662.2041 | 75285.2674 | 75555.699 | 76618.8172 | 76239.8263
#NSPS - State GWh Constraint- MI | 72 | 6057 | Generation Constraint in GWh | FALSE | G | Annual | Emissions at Affected Plants | GWh | 0 | 0 | 78662.2041 | 75285.2674 | 75555.699 | 76618.8172 | 76239.8263
#NSPS - State GWh Constraint- MI | 72 | 6057 | Generation Constraint in GWh | FALSE | G | Annual | Allowances Purchased | GWh | 0 | 0 | 0 | 0 | 0 | 0 | 0
#NSPS - State GWh Constraint- MI | 72 | 6057 | Generation Constraint in GWh | FALSE | G | Annual | Allowances Sold | GWh | 0 | 0 | 0 | 0 | 0 | 0 | 0
#NSPS - State GWh Constraint- MI | 72 | 6057 | Generation Constraint in GWh | FALSE | G | Annual | Allowances Banked | GWh | 0 | 0 | 0 | 0 | 0 | 0 | 0
#NSPS - State GWh Constraint- MI | 72 | 6057 | Generation Constraint in GWh | FALSE | G | Annual | Allowances Withdrawn (1:1) | GWh | 0 | 0 | 0 | 0 | 0 | 0 | 0
#NSPS - State GWh Constraint- MI | 72 | 6057 | Generation Constraint in GWh | FALSE | G | Annual | Allowances Withdrawn (n:1) | GWh | 0 | 0 | 0 | 0 | 0 | 0 | 0
#NSPS - State GWh Constraint- MI | 72 | 6057 | Generation Constraint in GWh | FALSE | G | Annual | Net Emissions Allowance Position | GWh | 0 | 0 | 78662.2041 | 75285.2674 | 75555.699 | 76618.8172 | 76239.8263
#NSPS - State GWh Constraint- MI | 72 | 6057 | Generation Constraint in GWh | FALSE | G | Annual | Fuel Consumed | TBtu | 0 | 0 | 708.8918 | 685.7066 | 688.4649 | 699.4281 | 697.6505
#NSPS - State GWh Constraint- MI | 72 | 6057 | Generation Constraint in GWh | FALSE | G | Annual | Heat Rate | MMBtu/MWh | 0 | 0 | 9.0118 | 9.1081 | 9.112 | 9.1287 | 9.1507
#NSPS - State GWh Constraint- MI | 72 | 6057 | Generation Constraint in GWh | FALSE | G | Annual | Generation | TWh | 0 | 0 | 78.6622 | 75.2853 | 75.5557 | 76.6188 | 76.2398
#NSPS - State GWh Constraint- MI | 72 | 6057 | Generation Constraint in GWh | FALSE | G | Annual | Qualifying Generation | TWh | 0 | 0 | 78.6622 | 75.2853 | 75.5557 | 76.6188 | 76.2398
#NSPS - State GWh Constraint- MI | 72 | 6057 | Generation Constraint in GWh | FALSE | G | Annual | Rate | lb/MWh | 0 | 0 | 0 | 0 | 0 | 0 | 0
#NSPS - State GWh Constraint- MI | 72 | 6057 | Generation Constraint in GWh | FALSE | G | Annual | Constraint Shadow Price | US$/MWh | 0 | 0 | 8.0142 | 5.6089 | 5.5704 | 5.5577 | 7.9513
#NSPS - State GWh Constraint- MN | 73 | 6079 | Generation Constraint in GWh | FALSE | G | Annual | Seasons Included | Seasons |  |  | Winter, Summer | Winter, Summer | Winter, Summer | Winter, Summer | Winter, Summer
#NSPS - State GWh Constraint- MN | 73 | 6079 | Generation Constraint in GWh | FALSE | G | Annual | Standard | GWh | 0 | 0 | 30716.5288 | 31914.5468 | 31370.7777 | 30855.0853 | 30404.515
#NSPS - State GWh Constraint- MN | 73 | 6079 | Generation Constraint in GWh | FALSE | G | Annual | Emissions at Affected Plants | GWh | 0 | 0 | 30716.5288 | 31914.5468 | 31370.7777 | 30855.0853 | 30404.515
#NSPS - State GWh Constraint- MN | 73 | 6079 | Generation Constraint in GWh | FALSE | G | Annual | Allowances Purchased | GWh | 0 | 0 | 0 | 0 | 0 | 0 | 0
#NSPS - State GWh Constraint- MN | 73 | 6079 | Generation Constraint in GWh | FALSE | G | Annual | Allowances Sold | GWh | 0 | 0 | 0 | 0 | 0 | 0 | 0
#NSPS - State GWh Constraint- MN | 73 | 6079 | Generation Constraint in GWh | FALSE | G | Annual | Allowances Banked | GWh | 0 | 0 | 0 | 0 | 0 | 0 | 0
#NSPS - State GWh Constraint- MN | 73 | 6079 | Generation Constraint in GWh | FALSE | G | Annual | Allowances Withdrawn (1:1) | GWh | 0 | 0 | 0 | 0 | 0 | 0 | 0
#NSPS - State GWh Constraint- MN | 73 | 6079 | Generation Constraint in GWh | FALSE | G | Annual | Allowances Withdrawn (n:1) | GWh | 0 | 0 | 0 | 0 | 0 | 0 | 0
#NSPS - State GWh Constraint- MN | 73 | 6079 | Generation Constraint in GWh | FALSE | G | Annual | Net Emissions Allowance Position | GWh | 0 | 0 | 30716.5288 | 31914.5468 | 31370.7777 | 30855.0853 | 30404.515
#NSPS - State GWh Constraint- MN | 73 | 6079 | Generation Constraint in GWh | FALSE | G | Annual | Fuel Consumed | TBtu | 0 | 0 | 293.0047 | 305.614 | 301.5053 | 297.8543 | 296.1593
#NSPS - State GWh Constraint- MN | 73 | 6079 | Generation Constraint in GWh | FALSE | G | Annual | Heat Rate | MMBtu/MWh | 0 | 0 | 9.539 | 9.576 | 9.611 | 9.6533 | 9.7406
#NSPS - State GWh Constraint- MN | 73 | 6079 | Generation Constraint in GWh | FALSE | G | Annual | Generation | TWh | 0 | 0 | 30.7165 | 31.9145 | 31.3708 | 30.8551 | 30.4045
#NSPS - State GWh Constraint- MN | 73 | 6079 | Generation Constraint in GWh | FALSE | G | Annual | Qualifying Generation | TWh | 0 | 0 | 30.7165 | 31.9145 | 31.3708 | 30.8551 | 30.4045
#NSPS - State GWh Constraint- MN | 73 | 6079 | Generation Constraint in GWh | FALSE | G | Annual | Rate | lb/MWh | 0 | 0 | 0 | 0 | 0 | 0 | 0
#NSPS - State GWh Constraint- MN | 73 | 6079 | Generation Constraint in GWh | FALSE | G | Annual | Constraint Shadow Price | US$/MWh | 0 | 0 | 9.0989 | 5.5925 | 4.8345 | 4.6886 | 2.0477
#NSPS - State GWh Constraint- MO | 74 | 6069 | Generation Constraint in GWh | FALSE | G | Annual | Seasons Included | Seasons |  |  | Winter, Summer | Winter, Summer | Winter, Summer | Winter, Summer | Winter, Summer
#NSPS - State GWh Constraint- MO | 74 | 6069 | Generation Constraint in GWh | FALSE | G | Annual | Standard | GWh | 0 | 0 | 85993.3619 | 86844.2807 | 86844.2807 | 86680.4572 | 86044.5886
#NSPS - State GWh Constraint- MO | 74 | 6069 | Generation Constraint in GWh | FALSE | G | Annual | Emissions at Affected Plants | GWh | 0 | 0 | 85993.3619 | 86844.2807 | 86844.2807 | 86680.4572 | 86044.5886
#NSPS - State GWh Constraint- MO | 74 | 6069 | Generation Constraint in GWh | FALSE | G | Annual | Allowances Purchased | GWh | 0 | 0 | 0 | 0 | 0 | 0 | 0
#NSPS - State GWh Constraint- MO | 74 | 6069 | Generation Constraint in GWh | FALSE | G | Annual | Allowances Sold | GWh | 0 | 0 | 0 | 0 | 0 | 0 | 0
#NSPS - State GWh Constraint- MO | 74 | 6069 | Generation Constraint in GWh | FALSE | G | Annual | Allowances Banked | GWh | 0 | 0 | 0 | 0 | 0 | 0 | 0
#NSPS - State GWh Constraint- MO | 74 | 6069 | Generation Constraint in GWh | FALSE | G | Annual | Allowances Withdrawn (1:1) | GWh | 0 | 0 | 0 | 0 | 0 | 0 | 0
#NSPS - State GWh Constraint- MO | 74 | 6069 | Generation Constraint in GWh | FALSE | G | Annual | Allowances Withdrawn (n:1) | GWh | 0 | 0 | 0 | 0 | 0 | 0 | 0
#NSPS - State GWh Constraint- MO | 74 | 6069 | Generation Constraint in GWh | FALSE | G | Annual | Net Emissions Allowance Position | GWh | 0 | 0 | 85993.3619 | 86844.2807 | 86844.2807 | 86680.4572 | 86044.5886
#NSPS - State GWh Constraint- MO | 74 | 6069 | Generation Constraint in GWh | FALSE | G | Annual | Fuel Consumed | TBtu | 0 | 0 | 801.4582 | 809.6875 | 809.3723 | 813.4725 | 813.2132
#NSPS - State GWh Constraint- MO | 74 | 6069 | Generation Constraint in GWh | FALSE | G | Annual | Heat Rate | MMBtu/MWh | 0 | 0 | 9.32 | 9.3234 | 9.3198 | 9.3847 | 9.4511
#NSPS - State GWh Constraint- MO | 74 | 6069 | Generation Constraint in GWh | FALSE | G | Annual | Generation | TWh | 0 | 0 | 85.9934 | 86.8443 | 86.8443 | 86.6805 | 86.0446
#NSPS - State GWh Constraint- MO | 74 | 6069 | Generation Constraint in GWh | FALSE | G | Annual | Qualifying Generation | TWh | 0 | 0 | 85.9934 | 86.8443 | 86.8443 | 86.6805 | 86.0446
#NSPS - State GWh Constraint- MO | 74 | 6069 | Generation Constraint in GWh | FALSE | G | Annual | Rate | lb/MWh | 0 | 0 | 0 | 0 | 0 | 0 | 0
#NSPS - State GWh Constraint- MO | 74 | 6069 | Generation Constraint in GWh | FALSE | G | Annual | Constraint Shadow Price | US$/MWh | 0 | 0 | 12.1696 | 9.68 | 9.1739 | 8.2639 | 7.8217
#NSPS - State GWh Constraint- MS | 75 | 6068 | Generation Constraint in GWh | FALSE | G | Annual | Seasons Included | Seasons |  |  | Winter, Summer | Winter, Summer | Winter, Summer | Winter, Summer | Winter, Summer
#NSPS - State GWh Constraint- MS | 75 | 6068 | Generation Constraint in GWh | FALSE | G | Annual | Standard | GWh | 0 | 0 | 48817.9273 | 42747.7061 | 31733.9102 | 25668.5983 | 21110.6874
#NSPS - State GWh Constraint- MS | 75 | 6068 | Generation Constraint in GWh | FALSE | G | Annual | Emissions at Affected Plants | GWh | 0 | 0 | 48817.9273 | 42747.7061 | 31733.9102 | 25668.5983 | 21110.6874
#NSPS - State GWh Constraint- MS | 75 | 6068 | Generation Constraint in GWh | FALSE | G | Annual | Allowances Purchased | GWh | 0 | 0 | 0 | 0 | 0 | 0 | 0
#NSPS - State GWh Constraint- MS | 75 | 6068 | Generation Constraint in GWh | FALSE | G | Annual | Allowances Sold | GWh | 0 | 0 | 0 | 0 | 0 | 0 | 0
#NSPS - State GWh Constraint- MS | 75 | 6068 | Generation Constraint in GWh | FALSE | G | Annual | Allowances Banked | GWh | 0 | 0 | 0 | 0 | 0 | 0 | 0
#NSPS - State GWh Constraint- MS | 75 | 6068 | Generation Constraint in GWh | FALSE | G | Annual | Allowances Withdrawn (1:1) | GWh | 0 | 0 | 0 | 0 | 0 | 0 | 0
#NSPS - State GWh Constraint- MS | 75 | 6068 | Generation Constraint in GWh | FALSE | G | Annual | Allowances Withdrawn (n:1) | GWh | 0 | 0 | 0 | 0 | 0 | 0 | 0
#NSPS - State GWh Constraint- MS | 75 | 6068 | Generation Constraint in GWh | FALSE | G | Annual | Net Emissions Allowance Position | GWh | 0 | 0 | 48817.9273 | 42747.7061 | 31733.9102 | 25668.5983 | 21110.6874
#NSPS - State GWh Constraint- MS | 75 | 6068 | Generation Constraint in GWh | FALSE | G | Annual | Fuel Consumed | TBtu | 0 | 0 | 382.0807 | 332.635 | 248.4978 | 196.7221 | 174.3996
#NSPS - State GWh Constraint- MS | 75 | 6068 | Generation Constraint in GWh | FALSE | G | Annual | Heat Rate | MMBtu/MWh | 0 | 0 | 7.8266 | 7.7814 | 7.8307 | 7.6639 | 8.2612
#NSPS - State GWh Constraint- MS | 75 | 6068 | Generation Constraint in GWh | FALSE | G | Annual | Generation | TWh | 0 | 0 | 48.8179 | 42.7477 | 31.7339 | 25.6686 | 21.1107
#NSPS - State GWh Constraint- MS | 75 | 6068 | Generation Constraint in GWh | FALSE | G | Annual | Qualifying Generation | TWh | 0 | 0 | 48.8179 | 42.7477 | 31.7339 | 25.6686 | 21.1107
#NSPS - State GWh Constraint- MS | 75 | 6068 | Generation Constraint in GWh | FALSE | G | Annual | Rate | lb/MWh | 0 | 0 | 0 | 0 | 0 | 0 | 0
#NSPS - State GWh Constraint- MS | 75 | 6068 | Generation Constraint in GWh | FALSE | G | Annual | Constraint Shadow Price | US$/MWh | 0 | 0 | 7.3709 | 6.1097 | 4.0838 | 2.8927 | 3.9883
#NSPS - State GWh Constraint- MT | 76 | 6091 | Generation Constraint in GWh | FALSE | G | Annual | Seasons Included | Seasons |  |  | Winter, Summer | Winter, Summer | Winter, Summer | Winter, Summer | Winter, Summer
#NSPS - State GWh Constraint- MT | 76 | 6091 | Generation Constraint in GWh | FALSE | G | Annual | Standard | GWh | 0 | 0 | 17625.6933 | 17625.6933 | 17646.5555 | 17646.5555 | 17646.5555
#NSPS - State GWh Constraint- MT | 76 | 6091 | Generation Constraint in GWh | FALSE | G | Annual | Emissions at Affected Plants | GWh | 0 | 0 | 17625.6933 | 17625.6933 | 17646.5555 | 17646.5555 | 17646.5555
#NSPS - State GWh Constraint- MT | 76 | 6091 | Generation Constraint in GWh | FALSE | G | Annual | Allowances Purchased | GWh | 0 | 0 | 0 | 0 | 0 | 0 | 0
#NSPS - State GWh Constraint- MT | 76 | 6091 | Generation Constraint in GWh | FALSE | G | Annual | Allowances Sold | GWh | 0 | 0 | 0 | 0 | 0 | 0 | 0
#NSPS - State GWh Constraint- MT | 76 | 6091 | Generation Constraint in GWh | FALSE | G | Annual | Allowances Banked | GWh | 0 | 0 | 0 | 0 | 0 | 0 | 0
#NSPS - State GWh Constraint- MT | 76 | 6091 | Generation Constraint in GWh | FALSE | G | Annual | Allowances Withdrawn (1:1) | GWh | 0 | 0 | 0 | 0 | 0 | 0 | 0
#NSPS - State GWh Constraint- MT | 76 | 6091 | Generation Constraint in GWh | FALSE | G | Annual | Allowances Withdrawn (n:1) | GWh | 0 | 0 | 0 | 0 | 0 | 0 | 0
#NSPS - State GWh Constraint- MT | 76 | 6091 | Generation Constraint in GWh | FALSE | G | Annual | Net Emissions Allowance Position | GWh | 0 | 0 | 17625.6933 | 17625.6933 | 17646.5555 | 17646.5555 | 17646.5555
#NSPS - State GWh Constraint- MT | 76 | 6091 | Generation Constraint in GWh | FALSE | G | Annual | Fuel Consumed | TBtu | 0 | 0 | 182.6644 | 182.6644 | 182.9146 | 182.9146 | 182.9146
#NSPS - State GWh Constraint- MT | 76 | 6091 | Generation Constraint in GWh | FALSE | G | Annual | Heat Rate | MMBtu/MWh | 0 | 0 | 10.3635 | 10.3635 | 10.3655 | 10.3655 | 10.3655
#NSPS - State GWh Constraint- MT | 76 | 6091 | Generation Constraint in GWh | FALSE | G | Annual | Generation | TWh | 0 | 0 | 17.6257 | 17.6257 | 17.6466 | 17.6466 | 17.6466
#NSPS - State GWh Constraint- MT | 76 | 6091 | Generation Constraint in GWh | FALSE | G | Annual | Qualifying Generation | TWh | 0 | 0 | 17.6257 | 17.6257 | 17.6466 | 17.6466 | 17.6466
#NSPS - State GWh Constraint- MT | 76 | 6091 | Generation Constraint in GWh | FALSE | G | Annual | Rate | lb/MWh | 0 | 0 | 0 | 0 | 0 | 0 | 0
#NSPS - State GWh Constraint- MT | 76 | 6091 | Generation Constraint in GWh | FALSE | G | Annual | Constraint Shadow Price | US$/MWh | 0 | 0 | 20.7688 | 15.5156 | 18.1451 | 15.4481 | 8.3235
#NSPS - State GWh Constraint- NC | 77 | 6072 | Generation Constraint in GWh | FALSE | G | Annual | Seasons Included | Seasons |  |  | Winter, Summer | Winter, Summer | Winter, Summer | Winter, Summer | Winter, Summer
#NSPS - State GWh Constraint- NC | 77 | 6072 | Generation Constraint in GWh | FALSE | G | Annual | Standard | GWh | 0 | 0 | 91956.2491 | 81449.454 | 79865.7558 | 71856.9062 | 82530.931
#NSPS - State GWh Constraint- NC | 77 | 6072 | Generation Constraint in GWh | FALSE | G | Annual | Emissions at Affected Plants | GWh | 0 | 0 | 91956.2491 | 81449.4539 | 79865.7558 | 71856.9062 | 82530.931
#NSPS - State GWh Constraint- NC | 77 | 6072 | Generation Constraint in GWh | FALSE | G | Annual | Allowances Purchased | GWh | 0 | 0 | 0 | 0 | 0 | 0 | 0
#NSPS - State GWh Constraint- NC | 77 | 6072 | Generation Constraint in GWh | FALSE | G | Annual | Allowances Sold | GWh | 0 | 0 | 0 | 0 | 0 | 0 | 0
#NSPS - State GWh Constraint- NC | 77 | 6072 | Generation Constraint in GWh | FALSE | G | Annual | Allowances Banked | GWh | 0 | 0 | 0 | 0 | 0 | 0 | 0
#NSPS - State GWh Constraint- NC | 77 | 6072 | Generation Constraint in GWh | FALSE | G | Annual | Allowances Withdrawn (1:1) | GWh | 0 | 0 | 0 | 0 | 0 | 0 | 0
#NSPS - State GWh Constraint- NC | 77 | 6072 | Generation Constraint in GWh | FALSE | G | Annual | Allowances Withdrawn (n:1) | GWh | 0 | 0 | 0 | 0 | 0 | 0 | 0
#NSPS - State GWh Constraint- NC | 77 | 6072 | Generation Constraint in GWh | FALSE | G | Annual | Net Emissions Allowance Position | GWh | 0 | 0 | 91956.2491 | 81449.4539 | 79865.7558 | 71856.9062 | 82530.931
#NSPS - State GWh Constraint- NC | 77 | 6072 | Generation Constraint in GWh | FALSE | G | Annual | Fuel Consumed | TBtu | 0 | 0 | 771.7527 | 669.4136 | 653.9813 | 581.8534 | 678.6271
#NSPS - State GWh Constraint- NC | 77 | 6072 | Generation Constraint in GWh | FALSE | G | Annual | Heat Rate | MMBtu/MWh | 0 | 0 | 8.3926 | 8.2188 | 8.1885 | 8.0974 | 8.2227
#NSPS - State GWh Constraint- NC | 77 | 6072 | Generation Constraint in GWh | FALSE | G | Annual | Generation | TWh | 0 | 0 | 91.9562 | 81.4495 | 79.8658 | 71.8569 | 82.5309
#NSPS - State GWh Constraint- NC | 77 | 6072 | Generation Constraint in GWh | FALSE | G | Annual | Qualifying Generation | TWh | 0 | 0 | 91.9562 | 81.4495 | 79.8658 | 71.8569 | 82.5309
#NSPS - State GWh Constraint- NC | 77 | 6072 | Generation Constraint in GWh | FALSE | G | Annual | Rate | lb/MWh | 0 | 0 | 0 | 0 | 0 | 0 | 0
#NSPS - State GWh Constraint- NC | 77 | 6072 | Generation Constraint in GWh | FALSE | G | Annual | Constraint Shadow Price | US$/MWh | 0 | 0 | 19.5347 | 8.1938 | 6.6244 | 3.9506 | 6.2861
#NSPS - State GWh Constraint- ND | 78 | 6090 | Generation Constraint in GWh | FALSE | G | Annual | Seasons Included | Seasons |  |  | Winter, Summer | Winter, Summer | Winter, Summer | Winter, Summer | Winter, Summer
#NSPS - State GWh Constraint- ND | 78 | 6090 | Generation Constraint in GWh | FALSE | G | Annual | Standard | GWh | 0 | 0 | 30437.5683 | 30613.5553 | 30613.5553 | 30613.5553 | 30613.5553
#NSPS - State GWh Constraint- ND | 78 | 6090 | Generation Constraint in GWh | FALSE | G | Annual | Emissions at Affected Plants | GWh | 0 | 0 | 30437.5683 | 30613.5553 | 30613.5553 | 30613.5553 | 30613.5553
#NSPS - State GWh Constraint- ND | 78 | 6090 | Generation Constraint in GWh | FALSE | G | Annual | Allowances Purchased | GWh | 0 | 0 | 0 | 0 | 0 | 0 | 0
#NSPS - State GWh Constraint- ND | 78 | 6090 | Generation Constraint in GWh | FALSE | G | Annual | Allowances Sold | GWh | 0 | 0 | 0 | 0 | 0 | 0 | 0
#NSPS - State GWh Constraint- ND | 78 | 6090 | Generation Constraint in GWh | FALSE | G | Annual | Allowances Banked | GWh | 0 | 0 | 0 | 0 | 0 | 0 | 0
#NSPS - State GWh Constraint- ND | 78 | 6090 | Generation Constraint in GWh | FALSE | G | Annual | Allowances Withdrawn (1:1) | GWh | 0 | 0 | 0 | 0 | 0 | 0 | 0
#NSPS - State GWh Constraint- ND | 78 | 6090 | Generation Constraint in GWh | FALSE | G | Annual | Allowances Withdrawn (n:1) | GWh | 0 | 0 | 0 | 0 | 0 | 0 | 0
#NSPS - State GWh Constraint- ND | 78 | 6090 | Generation Constraint in GWh | FALSE | G | Annual | Net Emissions Allowance Position | GWh | 0 | 0 | 30437.5683 | 30613.5553 | 30613.5553 | 30613.5553 | 30613.5553
#NSPS - State GWh Constraint- ND | 78 | 6090 | Generation Constraint in GWh | FALSE | G | Annual | Fuel Consumed | TBtu | 0 | 0 | 321.0485 | 322.9348 | 322.9348 | 322.9443 | 322.9424
#NSPS - State GWh Constraint- ND | 78 | 6090 | Generation Constraint in GWh | FALSE | G | Annual | Heat Rate | MMBtu/MWh | 0 | 0 | 10.5478 | 10.5488 | 10.5488 | 10.5491 | 10.549
#NSPS - State GWh Constraint- ND | 78 | 6090 | Generation Constraint in GWh | FALSE | G | Annual | Generation | TWh | 0 | 0 | 30.4376 | 30.6136 | 30.6136 | 30.6136 | 30.6136
#NSPS - State GWh Constraint- ND | 78 | 6090 | Generation Constraint in GWh | FALSE | G | Annual | Qualifying Generation | TWh | 0 | 0 | 30.4376 | 30.6136 | 30.6136 | 30.6136 | 30.6136
#NSPS - State GWh Constraint- ND | 78 | 6090 | Generation Constraint in GWh | FALSE | G | Annual | Rate | lb/MWh | 0 | 0 | 0 | 0 | 0 | 0 | 0
#NSPS - State GWh Constraint- ND | 78 | 6090 | Generation Constraint in GWh | FALSE | G | Annual | Constraint Shadow Price | US$/MWh | 0 | 0 | 17.4696 | 15.6464 | 14.6637 | 11.7608 | 6.5523
#NSPS - State GWh Constraint- NE | 79 | 6081 | Generation Constraint in GWh | FALSE | G | Annual | Seasons Included | Seasons |  |  | Winter, Summer | Winter, Summer | Winter, Summer | Winter, Summer | Winter, Summer
#NSPS - State GWh Constraint- NE | 79 | 6081 | Generation Constraint in GWh | FALSE | G | Annual | Standard | GWh | 0 | 0 | 29900.7117 | 30183.9536 | 30183.9536 | 30157.8086 | 30157.8086
#NSPS - State GWh Constraint- NE | 79 | 6081 | Generation Constraint in GWh | FALSE | G | Annual | Emissions at Affected Plants | GWh | 0 | 0 | 29900.7117 | 30183.9536 | 30183.9536 | 30157.8086 | 30157.8086
#NSPS - State GWh Constraint- NE | 79 | 6081 | Generation Constraint in GWh | FALSE | G | Annual | Allowances Purchased | GWh | 0 | 0 | 0 | 0 | 0 | 0 | 0
#NSPS - State GWh Constraint- NE | 79 | 6081 | Generation Constraint in GWh | FALSE | G | Annual | Allowances Sold | GWh | 0 | 0 | 0 | 0 | 0 | 0 | 0
#NSPS - State GWh Constraint- NE | 79 | 6081 | Generation Constraint in GWh | FALSE | G | Annual | Allowances Banked | GWh | 0 | 0 | 0 | 0 | 0 | 0 | 0
#NSPS - State GWh Constraint- NE | 79 | 6081 | Generation Constraint in GWh | FALSE | G | Annual | Allowances Withdrawn (1:1) | GWh | 0 | 0 | 0 | 0 | 0 | 0 | 0
#NSPS - State GWh Constraint- NE | 79 | 6081 | Generation Constraint in GWh | FALSE | G | Annual | Allowances Withdrawn (n:1) | GWh | 0 | 0 | 0 | 0 | 0 | 0 | 0
#NSPS - State GWh Constraint- NE | 79 | 6081 | Generation Constraint in GWh | FALSE | G | Annual | Net Emissions Allowance Position | GWh | 0 | 0 | 29900.7117 | 30183.9536 | 30183.9536 | 30157.8086 | 30157.8086
#NSPS - State GWh Constraint- NE | 79 | 6081 | Generation Constraint in GWh | FALSE | G | Annual | Fuel Consumed | TBtu | 0 | 0 | 296.8656 | 300.0501 | 300.3295 | 300.8451 | 301.1834
#NSPS - State GWh Constraint- NE | 79 | 6081 | Generation Constraint in GWh | FALSE | G | Annual | Heat Rate | MMBtu/MWh | 0 | 0 | 9.9284 | 9.9407 | 9.95 | 9.9757 | 9.9869
#NSPS - State GWh Constraint- NE | 79 | 6081 | Generation Constraint in GWh | FALSE | G | Annual | Generation | TWh | 0 | 0 | 29.9007 | 30.184 | 30.184 | 30.1578 | 30.1578
#NSPS - State GWh Constraint- NE | 79 | 6081 | Generation Constraint in GWh | FALSE | G | Annual | Qualifying Generation | TWh | 0 | 0 | 29.9007 | 30.184 | 30.184 | 30.1578 | 30.1578
#NSPS - State GWh Constraint- NE | 79 | 6081 | Generation Constraint in GWh | FALSE | G | Annual | Rate | lb/MWh | 0 | 0 | 0 | 0 | 0 | 0 | 0
#NSPS - State GWh Constraint- NE | 79 | 6081 | Generation Constraint in GWh | FALSE | G | Annual | Constraint Shadow Price | US$/MWh | 0 | 0 | 9.2393 | 6.7751 | 7.4698 | 6.9077 | 2.6786
#NSPS - State GWh Constraint- NH | 80 | 6083 | Generation Constraint in GWh | FALSE | G | Annual | Seasons Included | Seasons |  |  | Winter, Summer | Winter, Summer | Winter, Summer | Winter, Summer | Winter, Summer
#NSPS - State GWh Constraint- NH | 80 | 6083 | Generation Constraint in GWh | FALSE | G | Annual | Standard | GWh | 0 | 0 | 9153.3768 | 9153.3768 | 9153.3768 | 8154.7228 | 6053.2126
#NSPS - State GWh Constraint- NH | 80 | 6083 | Generation Constraint in GWh | FALSE | G | Annual | Emissions at Affected Plants | GWh | 0 | 0 | 9153.3768 | 9153.3768 | 9153.3768 | 8154.7228 | 6053.2126
#NSPS - State GWh Constraint- NH | 80 | 6083 | Generation Constraint in GWh | FALSE | G | Annual | Allowances Purchased | GWh | 0 | 0 | 0 | 0 | 0 | 0 | 0
#NSPS - State GWh Constraint- NH | 80 | 6083 | Generation Constraint in GWh | FALSE | G | Annual | Allowances Sold | GWh | 0 | 0 | 0 | 0 | 0 | 0 | 0
#NSPS - State GWh Constraint- NH | 80 | 6083 | Generation Constraint in GWh | FALSE | G | Annual | Allowances Banked | GWh | 0 | 0 | 0 | 0 | 0 | 0 | 0
#NSPS - State GWh Constraint- NH | 80 | 6083 | Generation Constraint in GWh | FALSE | G | Annual | Allowances Withdrawn (1:1) | GWh | 0 | 0 | 0 | 0 | 0 | 0 | 0
#NSPS - State GWh Constraint- NH | 80 | 6083 | Generation Constraint in GWh | FALSE | G | Annual | Allowances Withdrawn (n:1) | GWh | 0 | 0 | 0 | 0 | 0 | 0 | 0
#NSPS - State GWh Constraint- NH | 80 | 6083 | Generation Constraint in GWh | FALSE | G | Annual | Net Emissions Allowance Position | GWh | 0 | 0 | 9153.3768 | 9153.3768 | 9153.3768 | 8154.7228 | 6053.2126
#NSPS - State GWh Constraint- NH | 80 | 6083 | Generation Constraint in GWh | FALSE | G | Annual | Fuel Consumed | TBtu | 0 | 0 | 67.2689 | 67.2689 | 67.2689 | 59.78 | 44.0208
#NSPS - State GWh Constraint- NH | 80 | 6083 | Generation Constraint in GWh | FALSE | G | Annual | Heat Rate | MMBtu/MWh | 0 | 0 | 7.3491 | 7.3491 | 7.3491 | 7.3307 | 7.2723
#NSPS - State GWh Constraint- NH | 80 | 6083 | Generation Constraint in GWh | FALSE | G | Annual | Generation | TWh | 0 | 0 | 9.1534 | 9.1534 | 9.1534 | 8.1547 | 6.0532
#NSPS - State GWh Constraint- NH | 80 | 6083 | Generation Constraint in GWh | FALSE | G | Annual | Qualifying Generation | TWh | 0 | 0 | 9.1534 | 9.1534 | 9.1534 | 8.1547 | 6.0532
#NSPS - State GWh Constraint- NH | 80 | 6083 | Generation Constraint in GWh | FALSE | G | Annual | Rate | lb/MWh | 0 | 0 | 0 | 0 | 0 | 0 | 0
#NSPS - State GWh Constraint- NH | 80 | 6083 | Generation Constraint in GWh | FALSE | G | Annual | Constraint Shadow Price | US$/MWh | 0 | 0 | 2.9491 | 0.62348 | 0.99425 | 0.69692 | 0
#NSPS - State GWh Constraint- NJ | 81 | 6055 | Generation Constraint in GWh | FALSE | G | Annual | Seasons Included | Seasons |  |  | Winter, Summer | Winter, Summer | Winter, Summer | Winter, Summer | Winter, Summer
#NSPS - State GWh Constraint- NJ | 81 | 6055 | Generation Constraint in GWh | FALSE | G | Annual | Standard | GWh | 0 | 0 | 25823.5143 | 22251.1786 | 21172.3919 | 20732.7887 | 22490.1294
#NSPS - State GWh Constraint- NJ | 81 | 6055 | Generation Constraint in GWh | FALSE | G | Annual | Emissions at Affected Plants | GWh | 0 | 0 | 25823.5143 | 22251.1786 | 21172.3919 | 20732.7887 | 22490.1294
#NSPS - State GWh Constraint- NJ | 81 | 6055 | Generation Constraint in GWh | FALSE | G | Annual | Allowances Purchased | GWh | 0 | 0 | 0 | 0 | 0 | 0 | 0
#NSPS - State GWh Constraint- NJ | 81 | 6055 | Generation Constraint in GWh | FALSE | G | Annual | Allowances Sold | GWh | 0 | 0 | 0 | 0 | 0 | 0 | 0
#NSPS - State GWh Constraint- NJ | 81 | 6055 | Generation Constraint in GWh | FALSE | G | Annual | Allowances Banked | GWh | 0 | 0 | 0 | 0 | 0 | 0 | 0
#NSPS - State GWh Constraint- NJ | 81 | 6055 | Generation Constraint in GWh | FALSE | G | Annual | Allowances Withdrawn (1:1) | GWh | 0 | 0 | 0 | 0 | 0 | 0 | 0
#NSPS - State GWh Constraint- NJ | 81 | 6055 | Generation Constraint in GWh | FALSE | G | Annual | Allowances Withdrawn (n:1) | GWh | 0 | 0 | 0 | 0 | 0 | 0 | 0
#NSPS - State GWh Constraint- NJ | 81 | 6055 | Generation Constraint in GWh | FALSE | G | Annual | Net Emissions Allowance Position | GWh | 0 | 0 | 25823.5143 | 22251.1786 | 21172.3919 | 20732.7887 | 22490.1294
#NSPS - State GWh Constraint- NJ | 81 | 6055 | Generation Constraint in GWh | FALSE | G | Annual | Fuel Consumed | TBtu | 0 | 0 | 197.9212 | 171.669 | 162.0389 | 157.3292 | 178.029
#NSPS - State GWh Constraint- NJ | 81 | 6055 | Generation Constraint in GWh | FALSE | G | Annual | Heat Rate | MMBtu/MWh | 0 | 0 | 7.6644 | 7.7151 | 7.6533 | 7.5884 | 7.9159
#NSPS - State GWh Constraint- NJ | 81 | 6055 | Generation Constraint in GWh | FALSE | G | Annual | Generation | TWh | 0 | 0 | 25.8235 | 22.2512 | 21.1724 | 20.7328 | 22.4901
#NSPS - State GWh Constraint- NJ | 81 | 6055 | Generation Constraint in GWh | FALSE | G | Annual | Qualifying Generation | TWh | 0 | 0 | 25.8235 | 22.2512 | 21.1724 | 20.7328 | 22.4901
#NSPS - State GWh Constraint- NJ | 81 | 6055 | Generation Constraint in GWh | FALSE | G | Annual | Rate | lb/MWh | 0 | 0 | 0 | 0 | 0 | 0 | 0
#NSPS - State GWh Constraint- NJ | 81 | 6055 | Generation Constraint in GWh | FALSE | G | Annual | Constraint Shadow Price | US$/MWh | 0 | 0 | 6.0239 | 3.9837 | 3.9627 | 4.4501 | 4.3686
#NSPS - State GWh Constraint- NM | 82 | 6075 | Generation Constraint in GWh | FALSE | G | Annual | Seasons Included | Seasons |  |  | Winter, Summer | Winter, Summer | Winter, Summer | Winter, Summer | Winter, Summer
#NSPS - State GWh Constraint- NM | 82 | 6075 | Generation Constraint in GWh | FALSE | G | Annual | Standard | GWh | 0 | 0 | 29633.093 | 31799.3818 | 26859.1004 | 24699.6088 | 24610.0941
#NSPS - State GWh Constraint- NM | 82 | 6075 | Generation Constraint in GWh | FALSE | G | Annual | Emissions at Affected Plants | GWh | 0 | 0 | 29633.093 | 31799.3818 | 26859.1004 | 24699.6088 | 24610.0941
#NSPS - State GWh Constraint- NM | 82 | 6075 | Generation Constraint in GWh | FALSE | G | Annual | Allowances Purchased | GWh | 0 | 0 | 0 | 0 | 0 | 0 | 0
#NSPS - State GWh Constraint- NM | 82 | 6075 | Generation Constraint in GWh | FALSE | G | Annual | Allowances Sold | GWh | 0 | 0 | 0 | 0 | 0 | 0 | 0
#NSPS - State GWh Constraint- NM | 82 | 6075 | Generation Constraint in GWh | FALSE | G | Annual | Allowances Banked | GWh | 0 | 0 | 0 | 0 | 0 | 0 | 0
#NSPS - State GWh Constraint- NM | 82 | 6075 | Generation Constraint in GWh | FALSE | G | Annual | Allowances Withdrawn (1:1) | GWh | 0 | 0 | 0 | 0 | 0 | 0 | 0
#NSPS - State GWh Constraint- NM | 82 | 6075 | Generation Constraint in GWh | FALSE | G | Annual | Allowances Withdrawn (n:1) | GWh | 0 | 0 | 0 | 0 | 0 | 0 | 0
#NSPS - State GWh Constraint- NM | 82 | 6075 | Generation Constraint in GWh | FALSE | G | Annual | Net Emissions Allowance Position | GWh | 0 | 0 | 29633.093 | 31799.3818 | 26859.1004 | 24699.6088 | 24610.0941
#NSPS - State GWh Constraint- NM | 82 | 6075 | Generation Constraint in GWh | FALSE | G | Annual | Fuel Consumed | TBtu | 0 | 0 | 278.5226 | 294.3771 | 253.681 | 236.3085 | 236.3208
#NSPS - State GWh Constraint- NM | 82 | 6075 | Generation Constraint in GWh | FALSE | G | Annual | Heat Rate | MMBtu/MWh | 0 | 0 | 9.399 | 9.2573 | 9.4449 | 9.5673 | 9.6026
#NSPS - State GWh Constraint- NM | 82 | 6075 | Generation Constraint in GWh | FALSE | G | Annual | Generation | TWh | 0 | 0 | 29.6331 | 31.7994 | 26.8591 | 24.6996 | 24.6101
#NSPS - State GWh Constraint- NM | 82 | 6075 | Generation Constraint in GWh | FALSE | G | Annual | Qualifying Generation | TWh | 0 | 0 | 29.6331 | 31.7994 | 26.8591 | 24.6996 | 24.6101
#NSPS - State GWh Constraint- NM | 82 | 6075 | Generation Constraint in GWh | FALSE | G | Annual | Rate | lb/MWh | 0 | 0 | 0 | 0 | 0 | 0 | 0
#NSPS - State GWh Constraint- NM | 82 | 6075 | Generation Constraint in GWh | FALSE | G | Annual | Constraint Shadow Price | US$/MWh | 0 | 0 | 3.5557 | 3.0837 | 2.5426 | 1.748 | 4.5428
#NSPS - State GWh Constraint- NV | 83 | 6065 | Generation Constraint in GWh | FALSE | G | Annual | Seasons Included | Seasons |  |  | Winter, Summer | Winter, Summer | Winter, Summer | Winter, Summer | Winter, Summer
#NSPS - State GWh Constraint- NV | 83 | 6065 | Generation Constraint in GWh | FALSE | G | Annual | Standard | GWh | 0 | 0 | 23304.2605 | 20978.3425 | 15674.0372 | 13217.9528 | 12078.0759
#NSPS - State GWh Constraint- NV | 83 | 6065 | Generation Constraint in GWh | FALSE | G | Annual | Emissions at Affected Plants | GWh | 0 | 0 | 23304.2605 | 20978.3425 | 15674.0372 | 13217.9528 | 12078.0759
#NSPS - State GWh Constraint- NV | 83 | 6065 | Generation Constraint in GWh | FALSE | G | Annual | Allowances Purchased | GWh | 0 | 0 | 0 | 0 | 0 | 0 | 0
#NSPS - State GWh Constraint- NV | 83 | 6065 | Generation Constraint in GWh | FALSE | G | Annual | Allowances Sold | GWh | 0 | 0 | 0 | 0 | 0 | 0 | 0
#NSPS - State GWh Constraint- NV | 83 | 6065 | Generation Constraint in GWh | FALSE | G | Annual | Allowances Banked | GWh | 0 | 0 | 0 | 0 | 0 | 0 | 0
#NSPS - State GWh Constraint- NV | 83 | 6065 | Generation Constraint in GWh | FALSE | G | Annual | Allowances Withdrawn (1:1) | GWh | 0 | 0 | 0 | 0 | 0 | 0 | 0
#NSPS - State GWh Constraint- NV | 83 | 6065 | Generation Constraint in GWh | FALSE | G | Annual | Allowances Withdrawn (n:1) | GWh | 0 | 0 | 0 | 0 | 0 | 0 | 0
#NSPS - State GWh Constraint- NV | 83 | 6065 | Generation Constraint in GWh | FALSE | G | Annual | Net Emissions Allowance Position | GWh | 0 | 0 | 23304.2605 | 20978.3425 | 15674.0372 | 13217.9528 | 12078.0759
#NSPS - State GWh Constraint- NV | 83 | 6065 | Generation Constraint in GWh | FALSE | G | Annual | Fuel Consumed | TBtu | 0 | 0 | 177.4191 | 161.3654 | 124.0194 | 105.9988 | 96.8519
#NSPS - State GWh Constraint- NV | 83 | 6065 | Generation Constraint in GWh | FALSE | G | Annual | Heat Rate | MMBtu/MWh | 0 | 0 | 7.6132 | 7.692 | 7.9124 | 8.0193 | 8.0188
#NSPS - State GWh Constraint- NV | 83 | 6065 | Generation Constraint in GWh | FALSE | G | Annual | Generation | TWh | 0 | 0 | 23.3043 | 20.9783 | 15.674 | 13.218 | 12.0781
#NSPS - State GWh Constraint- NV | 83 | 6065 | Generation Constraint in GWh | FALSE | G | Annual | Qualifying Generation | TWh | 0 | 0 | 23.3043 | 20.9783 | 15.674 | 13.218 | 12.0781
#NSPS - State GWh Constraint- NV | 83 | 6065 | Generation Constraint in GWh | FALSE | G | Annual | Rate | lb/MWh | 0 | 0 | 0 | 0 | 0 | 0 | 0
#NSPS - State GWh Constraint- NV | 83 | 6065 | Generation Constraint in GWh | FALSE | G | Annual | Constraint Shadow Price | US$/MWh | 0 | 0 | 1.2898 | 0.1229 | 1.04 | 2.3652 | 2.2408
#NSPS - State GWh Constraint- NY | 84 | 6049 | Generation Constraint in GWh | FALSE | G | Annual | Seasons Included | Seasons |  |  | Winter, Summer | Winter, Summer | Winter, Summer | Winter, Summer | Winter, Summer
#NSPS - State GWh Constraint- NY | 84 | 6049 | Generation Constraint in GWh | FALSE | G | Annual | Standard | GWh | 0 | 0 | 54621.9388 | 46909.4124 | 38913.08 | 29458.8886 | 22440.8545
#NSPS - State GWh Constraint- NY | 84 | 6049 | Generation Constraint in GWh | FALSE | G | Annual | Emissions at Affected Plants | GWh | 0 | 0 | 54621.9388 | 46909.4124 | 38913.08 | 29458.8886 | 22440.8545
#NSPS - State GWh Constraint- NY | 84 | 6049 | Generation Constraint in GWh | FALSE | G | Annual | Allowances Purchased | GWh | 0 | 0 | 0 | 0 | 0 | 0 | 0
#NSPS - State GWh Constraint- NY | 84 | 6049 | Generation Constraint in GWh | FALSE | G | Annual | Allowances Sold | GWh | 0 | 0 | 0 | 0 | 0 | 0 | 0
#NSPS - State GWh Constraint- NY | 84 | 6049 | Generation Constraint in GWh | FALSE | G | Annual | Allowances Banked | GWh | 0 | 0 | 0 | 0 | 0 | 0 | 0
#NSPS - State GWh Constraint- NY | 84 | 6049 | Generation Constraint in GWh | FALSE | G | Annual | Allowances Withdrawn (1:1) | GWh | 0 | 0 | 0 | 0 | 0 | 0 | 0
#NSPS - State GWh Constraint- NY | 84 | 6049 | Generation Constraint in GWh | FALSE | G | Annual | Allowances Withdrawn (n:1) | GWh | 0 | 0 | 0 | 0 | 0 | 0 | 0
#NSPS - State GWh Constraint- NY | 84 | 6049 | Generation Constraint in GWh | FALSE | G | Annual | Net Emissions Allowance Position | GWh | 0 | 0 | 54621.9388 | 46909.4124 | 38913.08 | 29458.8886 | 22440.8545
#NSPS - State GWh Constraint- NY | 84 | 6049 | Generation Constraint in GWh | FALSE | G | Annual | Fuel Consumed | TBtu | 0 | 0 | 424.0738 | 353.707 | 289.8888 | 216.5873 | 165.8929
#NSPS - State GWh Constraint- NY | 84 | 6049 | Generation Constraint in GWh | FALSE | G | Annual | Heat Rate | MMBtu/MWh | 0 | 0 | 7.7638 | 7.5402 | 7.4497 | 7.3522 | 7.3925
#NSPS - State GWh Constraint- NY | 84 | 6049 | Generation Constraint in GWh | FALSE | G | Annual | Generation | TWh | 0 | 0 | 54.6219 | 46.9094 | 38.9131 | 29.4589 | 22.4409
#NSPS - State GWh Constraint- NY | 84 | 6049 | Generation Constraint in GWh | FALSE | G | Annual | Qualifying Generation | TWh | 0 | 0 | 54.6219 | 46.9094 | 38.9131 | 29.4589 | 22.4409
#NSPS - State GWh Constraint- NY | 84 | 6049 | Generation Constraint in GWh | FALSE | G | Annual | Rate | lb/MWh | 0 | 0 | 0 | 0 | 0 | 0 | 0
#NSPS - State GWh Constraint- NY | 84 | 6049 | Generation Constraint in GWh | FALSE | G | Annual | Constraint Shadow Price | US$/MWh | 0 | 0 | 8.1952 | 2.5986 | 1.7995 | 0.77955 | 1.0386
#NSPS - State GWh Constraint- OH | 85 | 6063 | Generation Constraint in GWh | FALSE | G | Annual | Seasons Included | Seasons |  |  | Winter, Summer | Winter, Summer | Winter, Summer | Winter, Summer | Winter, Summer
#NSPS - State GWh Constraint- OH | 85 | 6063 | Generation Constraint in GWh | FALSE | G | Annual | Standard | GWh | 0 | 0 | 118210.8734 | 105072.013 | 102936.2029 | 102321.6476 | 100944.0259
#NSPS - State GWh Constraint- OH | 85 | 6063 | Generation Constraint in GWh | FALSE | G | Annual | Emissions at Affected Plants | GWh | 0 | 0 | 118210.8734 | 105072.013 | 102936.2029 | 102321.6475 | 100944.0259
#NSPS - State GWh Constraint- OH | 85 | 6063 | Generation Constraint in GWh | FALSE | G | Annual | Allowances Purchased | GWh | 0 | 0 | 0 | 0 | 0 | 0 | 0
#NSPS - State GWh Constraint- OH | 85 | 6063 | Generation Constraint in GWh | FALSE | G | Annual | Allowances Sold | GWh | 0 | 0 | 0 | 0 | 0 | 0 | 0
#NSPS - State GWh Constraint- OH | 85 | 6063 | Generation Constraint in GWh | FALSE | G | Annual | Allowances Banked | GWh | 0 | 0 | 0 | 0 | 0 | 0 | 0
#NSPS - State GWh Constraint- OH | 85 | 6063 | Generation Constraint in GWh | FALSE | G | Annual | Allowances Withdrawn (1:1) | GWh | 0 | 0 | 0 | 0 | 0 | 0 | 0
#NSPS - State GWh Constraint- OH | 85 | 6063 | Generation Constraint in GWh | FALSE | G | Annual | Allowances Withdrawn (n:1) | GWh | 0 | 0 | 0 | 0 | 0 | 0 | 0
#NSPS - State GWh Constraint- OH | 85 | 6063 | Generation Constraint in GWh | FALSE | G | Annual | Net Emissions Allowance Position | GWh | 0 | 0 | 118210.8734 | 105072.013 | 102936.2029 | 102321.6475 | 100944.0259
#NSPS - State GWh Constraint- OH | 85 | 6063 | Generation Constraint in GWh | FALSE | G | Annual | Fuel Consumed | TBtu | 0 | 0 | 1067.3139 | 951.2566 | 939.998 | 931.891 | 941.8185
#NSPS - State GWh Constraint- OH | 85 | 6063 | Generation Constraint in GWh | FALSE | G | Annual | Heat Rate | MMBtu/MWh | 0 | 0 | 9.0289 | 9.0534 | 9.1319 | 9.1075 | 9.3301
#NSPS - State GWh Constraint- OH | 85 | 6063 | Generation Constraint in GWh | FALSE | G | Annual | Generation | TWh | 0 | 0 | 118.2109 | 105.072 | 102.9362 | 102.3216 | 100.944
#NSPS - State GWh Constraint- OH | 85 | 6063 | Generation Constraint in GWh | FALSE | G | Annual | Qualifying Generation | TWh | 0 | 0 | 118.2109 | 105.072 | 102.9362 | 102.3216 | 100.944
#NSPS - State GWh Constraint- OH | 85 | 6063 | Generation Constraint in GWh | FALSE | G | Annual | Rate | lb/MWh | 0 | 0 | 0 | 0 | 0 | 0 | 0
#NSPS - State GWh Constraint- OH | 85 | 6063 | Generation Constraint in GWh | FALSE | G | Annual | Constraint Shadow Price | US$/MWh | 0 | 0 | 8.8637 | 4.1367 | 4.2853 | 3.2837 | 2.819
#NSPS - State GWh Constraint- OK | 86 | 6077 | Generation Constraint in GWh | FALSE | G | Annual | Seasons Included | Seasons |  |  | Winter, Summer | Winter, Summer | Winter, Summer | Winter, Summer | Winter, Summer
#NSPS - State GWh Constraint- OK | 86 | 6077 | Generation Constraint in GWh | FALSE | G | Annual | Standard | GWh | 0 | 0 | 68963.4539 | 72164.7946 | 66187.9524 | 54669.5371 | 47236.462
#NSPS - State GWh Constraint- OK | 86 | 6077 | Generation Constraint in GWh | FALSE | G | Annual | Emissions at Affected Plants | GWh | 0 | 0 | 68963.454 | 72164.7946 | 66187.9524 | 54669.5371 | 47236.462
#NSPS - State GWh Constraint- OK | 86 | 6077 | Generation Constraint in GWh | FALSE | G | Annual | Allowances Purchased | GWh | 0 | 0 | 0 | 0 | 0 | 0 | 0
#NSPS - State GWh Constraint- OK | 86 | 6077 | Generation Constraint in GWh | FALSE | G | Annual | Allowances Sold | GWh | 0 | 0 | 0 | 0 | 0 | 0 | 0
#NSPS - State GWh Constraint- OK | 86 | 6077 | Generation Constraint in GWh | FALSE | G | Annual | Allowances Banked | GWh | 0 | 0 | 0 | 0 | 0 | 0 | 0
#NSPS - State GWh Constraint- OK | 86 | 6077 | Generation Constraint in GWh | FALSE | G | Annual | Allowances Withdrawn (1:1) | GWh | 0 | 0 | 0 | 0 | 0 | 0 | 0
#NSPS - State GWh Constraint- OK | 86 | 6077 | Generation Constraint in GWh | FALSE | G | Annual | Allowances Withdrawn (n:1) | GWh | 0 | 0 | 0 | 0 | 0 | 0 | 0
#NSPS - State GWh Constraint- OK | 86 | 6077 | Generation Constraint in GWh | FALSE | G | Annual | Net Emissions Allowance Position | GWh | 0 | 0 | 68963.454 | 72164.7946 | 66187.9524 | 54669.5371 | 47236.462
#NSPS - State GWh Constraint- OK | 86 | 6077 | Generation Constraint in GWh | FALSE | G | Annual | Fuel Consumed | TBtu | 0 | 0 | 578.7161 | 606.5791 | 552.0688 | 449.0213 | 403.5581
#NSPS - State GWh Constraint- OK | 86 | 6077 | Generation Constraint in GWh | FALSE | G | Annual | Heat Rate | MMBtu/MWh | 0 | 0 | 8.3916 | 8.4055 | 8.3409 | 8.2134 | 8.5434
#NSPS - State GWh Constraint- OK | 86 | 6077 | Generation Constraint in GWh | FALSE | G | Annual | Generation | TWh | 0 | 0 | 68.9635 | 72.1648 | 66.188 | 54.6695 | 47.2365
#NSPS - State GWh Constraint- OK | 86 | 6077 | Generation Constraint in GWh | FALSE | G | Annual | Qualifying Generation | TWh | 0 | 0 | 68.9635 | 72.1648 | 66.188 | 54.6695 | 47.2365
#NSPS - State GWh Constraint- OK | 86 | 6077 | Generation Constraint in GWh | FALSE | G | Annual | Rate | lb/MWh | 0 | 0 | 0 | 0 | 0 | 0 | 0
#NSPS - State GWh Constraint- OK | 86 | 6077 | Generation Constraint in GWh | FALSE | G | Annual | Constraint Shadow Price | US$/MWh | 0 | 0 | 8.718 | 8.8556 | 6.8648 | 4.3982 | 4.0786
#NSPS - State GWh Constraint- OR | 87 | 6060 | Generation Constraint in GWh | FALSE | G | Annual | Seasons Included | Seasons |  |  | Winter, Summer | Winter, Summer | Winter, Summer | Winter, Summer | Winter, Summer
#NSPS - State GWh Constraint- OR | 87 | 6060 | Generation Constraint in GWh | FALSE | G | Annual | Standard | GWh | 0 | 0 | 10297.0679 | 10297.0679 | 13012.8796 | 11701.1314 | 15388.7329
#NSPS - State GWh Constraint- OR | 87 | 6060 | Generation Constraint in GWh | FALSE | G | Annual | Emissions at Affected Plants | GWh | 0 | 0 | 10297.0679 | 10297.0679 | 13012.8796 | 11967.9167 | 15388.7329
#NSPS - State GWh Constraint- OR | 87 | 6060 | Generation Constraint in GWh | FALSE | G | Annual | Allowances Purchased | GWh | 0 | 0 | 0 | 0 | 0 | 0 | 0
#NSPS - State GWh Constraint- OR | 87 | 6060 | Generation Constraint in GWh | FALSE | G | Annual | Allowances Sold | GWh | 0 | 0 | 0 | 0 | 0 | 0 | 0
#NSPS - State GWh Constraint- OR | 87 | 6060 | Generation Constraint in GWh | FALSE | G | Annual | Allowances Banked | GWh | 0 | 0 | 0 | 0 | 0 | 0 | 0
#NSPS - State GWh Constraint- OR | 87 | 6060 | Generation Constraint in GWh | FALSE | G | Annual | Allowances Withdrawn (1:1) | GWh | 0 | 0 | 0 | 0 | 0 | 0 | 0
#NSPS - State GWh Constraint- OR | 87 | 6060 | Generation Constraint in GWh | FALSE | G | Annual | Allowances Withdrawn (n:1) | GWh | 0 | 0 | 0 | 0 | 0 | 0 | 0
#NSPS - State GWh Constraint- OR | 87 | 6060 | Generation Constraint in GWh | FALSE | G | Annual | Net Emissions Allowance Position | GWh | 0 | 0 | 10297.0679 | 10297.0679 | 13012.8796 | 11967.9167 | 15388.7329
#NSPS - State GWh Constraint- OR | 87 | 6060 | Generation Constraint in GWh | FALSE | G | Annual | Fuel Consumed | TBtu | 0 | 0 | 73.5447 | 73.5447 | 92.4226 | 85.056 | 109.3711
#NSPS - State GWh Constraint- OR | 87 | 6060 | Generation Constraint in GWh | FALSE | G | Annual | Heat Rate | MMBtu/MWh | 0 | 0 | 7.1423 | 7.1423 | 7.1024 | 7.107 | 7.1072
#NSPS - State GWh Constraint- OR | 87 | 6060 | Generation Constraint in GWh | FALSE | G | Annual | Generation | TWh | 0 | 0 | 10.2971 | 10.2971 | 13.0129 | 11.9679 | 15.3887
#NSPS - State GWh Constraint- OR | 87 | 6060 | Generation Constraint in GWh | FALSE | G | Annual | Qualifying Generation | TWh | 0 | 0 | 10.2971 | 10.2971 | 13.0129 | 11.9679 | 15.3887
#NSPS - State GWh Constraint- OR | 87 | 6060 | Generation Constraint in GWh | FALSE | G | Annual | Rate | lb/MWh | 0 | 0 | 0 | 0 | 0 | 0 | 0
#NSPS - State GWh Constraint- OR | 87 | 6060 | Generation Constraint in GWh | FALSE | G | Annual | Constraint Shadow Price | US$/MWh | 0 | 0 | 0.74267 | 0 | 3.2058 | 0 | 0
#NSPS - State GWh Constraint- PA | 88 | 6054 | Generation Constraint in GWh | FALSE | G | Annual | Seasons Included | Seasons |  |  | Winter, Summer | Winter, Summer | Winter, Summer | Winter, Summer | Winter, Summer
#NSPS - State GWh Constraint- PA | 88 | 6054 | Generation Constraint in GWh | FALSE | G | Annual | Standard | GWh | 0 | 0 | 140696.8167 | 127421.9657 | 118970.7321 | 118752.6083 | 115087.6734
#NSPS - State GWh Constraint- PA | 88 | 6054 | Generation Constraint in GWh | FALSE | G | Annual | Emissions at Affected Plants | GWh | 0 | 0 | 140696.8167 | 127421.9657 | 118970.7321 | 118752.6084 | 115087.6734
#NSPS - State GWh Constraint- PA | 88 | 6054 | Generation Constraint in GWh | FALSE | G | Annual | Allowances Purchased | GWh | 0 | 0 | 0 | 0 | 0 | 0 | 0
#NSPS - State GWh Constraint- PA | 88 | 6054 | Generation Constraint in GWh | FALSE | G | Annual | Allowances Sold | GWh | 0 | 0 | 0 | 0 | 0 | 0 | 0
#NSPS - State GWh Constraint- PA | 88 | 6054 | Generation Constraint in GWh | FALSE | G | Annual | Allowances Banked | GWh | 0 | 0 | 0 | 0 | 0 | 0 | 0
#NSPS - State GWh Constraint- PA | 88 | 6054 | Generation Constraint in GWh | FALSE | G | Annual | Allowances Withdrawn (1:1) | GWh | 0 | 0 | 0 | 0 | 0 | 0 | 0
#NSPS - State GWh Constraint- PA | 88 | 6054 | Generation Constraint in GWh | FALSE | G | Annual | Allowances Withdrawn (n:1) | GWh | 0 | 0 | 0 | 0 | 0 | 0 | 0
#NSPS - State GWh Constraint- PA | 88 | 6054 | Generation Constraint in GWh | FALSE | G | Annual | Net Emissions Allowance Position | GWh | 0 | 0 | 140696.8167 | 127421.9657 | 118970.7321 | 118752.6084 | 115087.6734
#NSPS - State GWh Constraint- PA | 88 | 6054 | Generation Constraint in GWh | FALSE | G | Annual | Fuel Consumed | TBtu | 0 | 0 | 1237.2603 | 1121.892 | 1047.7551 | 1050.7344 | 1039.7489
#NSPS - State GWh Constraint- PA | 88 | 6054 | Generation Constraint in GWh | FALSE | G | Annual | Heat Rate | MMBtu/MWh | 0 | 0 | 8.7938 | 8.8045 | 8.8068 | 8.8481 | 9.0344
#NSPS - State GWh Constraint- PA | 88 | 6054 | Generation Constraint in GWh | FALSE | G | Annual | Generation | TWh | 0 | 0 | 140.6968 | 127.422 | 118.9707 | 118.7526 | 115.0877
#NSPS - State GWh Constraint- PA | 88 | 6054 | Generation Constraint in GWh | FALSE | G | Annual | Qualifying Generation | TWh | 0 | 0 | 140.6968 | 127.422 | 118.9707 | 118.7526 | 115.0877
#NSPS - State GWh Constraint- PA | 88 | 6054 | Generation Constraint in GWh | FALSE | G | Annual | Rate | lb/MWh | 0 | 0 | 0 | 0 | 0 | 0 | 0
#NSPS - State GWh Constraint- PA | 88 | 6054 | Generation Constraint in GWh | FALSE | G | Annual | Constraint Shadow Price | US$/MWh | 0 | 0 | 9.4201 | 4.4223 | 3.1725 | 2.843 | 2.3741
#NSPS - State GWh Constraint- RI | 89 | 6084 | Generation Constraint in GWh | FALSE | G | Annual | Seasons Included | Seasons |  |  | Winter, Summer | Winter, Summer | Winter, Summer | Winter, Summer | Winter, Summer
#NSPS - State GWh Constraint- RI | 89 | 6084 | Generation Constraint in GWh | FALSE | G | Annual | Standard | GWh | 0 | 0 | 7259.997 | 6821.2825 | 6692.8754 | 6268.0295 | 6075.6849
#NSPS - State GWh Constraint- RI | 89 | 6084 | Generation Constraint in GWh | FALSE | G | Annual | Emissions at Affected Plants | GWh | 0 | 0 | 7259.997 | 7217.403 | 7012.9626 | 6268.0295 | 6075.6849
#NSPS - State GWh Constraint- RI | 89 | 6084 | Generation Constraint in GWh | FALSE | G | Annual | Allowances Purchased | GWh | 0 | 0 | 0 | 0 | 0 | 0 | 0
#NSPS - State GWh Constraint- RI | 89 | 6084 | Generation Constraint in GWh | FALSE | G | Annual | Allowances Sold | GWh | 0 | 0 | 0 | 0 | 0 | 0 | 0
#NSPS - State GWh Constraint- RI | 89 | 6084 | Generation Constraint in GWh | FALSE | G | Annual | Allowances Banked | GWh | 0 | 0 | 0 | 0 | 0 | 0 | 0
#NSPS - State GWh Constraint- RI | 89 | 6084 | Generation Constraint in GWh | FALSE | G | Annual | Allowances Withdrawn (1:1) | GWh | 0 | 0 | 0 | 0 | 0 | 0 | 0
#NSPS - State GWh Constraint- RI | 89 | 6084 | Generation Constraint in GWh | FALSE | G | Annual | Allowances Withdrawn (n:1) | GWh | 0 | 0 | 0 | 0 | 0 | 0 | 0
#NSPS - State GWh Constraint- RI | 89 | 6084 | Generation Constraint in GWh | FALSE | G | Annual | Net Emissions Allowance Position | GWh | 0 | 0 | 7259.997 | 7217.403 | 7012.9626 | 6268.0295 | 6075.6849
#NSPS - State GWh Constraint- RI | 89 | 6084 | Generation Constraint in GWh | FALSE | G | Annual | Fuel Consumed | TBtu | 0 | 0 | 53.6131 | 53.2636 | 51.6244 | 45.6831 | 44.0954
#NSPS - State GWh Constraint- RI | 89 | 6084 | Generation Constraint in GWh | FALSE | G | Annual | Heat Rate | MMBtu/MWh | 0 | 0 | 7.3847 | 7.3799 | 7.3613 | 7.2883 | 7.2577
#NSPS - State GWh Constraint- RI | 89 | 6084 | Generation Constraint in GWh | FALSE | G | Annual | Generation | TWh | 0 | 0 | 7.26 | 7.2174 | 7.013 | 6.268 | 6.0757
#NSPS - State GWh Constraint- RI | 89 | 6084 | Generation Constraint in GWh | FALSE | G | Annual | Qualifying Generation | TWh | 0 | 0 | 7.26 | 7.2174 | 7.013 | 6.268 | 6.0757
#NSPS - State GWh Constraint- RI | 89 | 6084 | Generation Constraint in GWh | FALSE | G | Annual | Rate | lb/MWh | 0 | 0 | 0 | 0 | 0 | 0 | 0
#NSPS - State GWh Constraint- RI | 89 | 6084 | Generation Constraint in GWh | FALSE | G | Annual | Constraint Shadow Price | US$/MWh | 0 | 0 | 1.8998 | 0 | 0 | 0.059754 | 0
#NSPS - State GWh Constraint- SC | 90 | 6071 | Generation Constraint in GWh | FALSE | G | Annual | Seasons Included | Seasons |  |  | Winter, Summer | Winter, Summer | Winter, Summer | Winter, Summer | Winter, Summer
#NSPS - State GWh Constraint- SC | 90 | 6071 | Generation Constraint in GWh | FALSE | G | Annual | Standard | GWh | 0 | 0 | 26714.6936 | 28862.1619 | 26458.6303 | 24776.7593 | 31867.3546
#NSPS - State GWh Constraint- SC | 90 | 6071 | Generation Constraint in GWh | FALSE | G | Annual | Emissions at Affected Plants | GWh | 0 | 0 | 26714.6936 | 28862.1619 | 26458.6303 | 24776.7594 | 31867.3546
#NSPS - State GWh Constraint- SC | 90 | 6071 | Generation Constraint in GWh | FALSE | G | Annual | Allowances Purchased | GWh | 0 | 0 | 0 | 0 | 0 | 0 | 0
#NSPS - State GWh Constraint- SC | 90 | 6071 | Generation Constraint in GWh | FALSE | G | Annual | Allowances Sold | GWh | 0 | 0 | 0 | 0 | 0 | 0 | 0
#NSPS - State GWh Constraint- SC | 90 | 6071 | Generation Constraint in GWh | FALSE | G | Annual | Allowances Banked | GWh | 0 | 0 | 0 | 0 | 0 | 0 | 0
#NSPS - State GWh Constraint- SC | 90 | 6071 | Generation Constraint in GWh | FALSE | G | Annual | Allowances Withdrawn (1:1) | GWh | 0 | 0 | 0 | 0 | 0 | 0 | 0
#NSPS - State GWh Constraint- SC | 90 | 6071 | Generation Constraint in GWh | FALSE | G | Annual | Allowances Withdrawn (n:1) | GWh | 0 | 0 | 0 | 0 | 0 | 0 | 0
#NSPS - State GWh Constraint- SC | 90 | 6071 | Generation Constraint in GWh | FALSE | G | Annual | Net Emissions Allowance Position | GWh | 0 | 0 | 26714.6936 | 28862.1619 | 26458.6303 | 24776.7594 | 31867.3546
#NSPS - State GWh Constraint- SC | 90 | 6071 | Generation Constraint in GWh | FALSE | G | Annual | Fuel Consumed | TBtu | 0 | 0 | 231.3219 | 251.4131 | 229.5496 | 222.3907 | 293.2652
#NSPS - State GWh Constraint- SC | 90 | 6071 | Generation Constraint in GWh | FALSE | G | Annual | Heat Rate | MMBtu/MWh | 0 | 0 | 8.659 | 8.7108 | 8.6758 | 8.9758 | 9.2027
#NSPS - State GWh Constraint- SC | 90 | 6071 | Generation Constraint in GWh | FALSE | G | Annual | Generation | TWh | 0 | 0 | 26.7147 | 28.8622 | 26.4586 | 24.7768 | 31.8674
#NSPS - State GWh Constraint- SC | 90 | 6071 | Generation Constraint in GWh | FALSE | G | Annual | Qualifying Generation | TWh | 0 | 0 | 26.7147 | 28.8622 | 26.4586 | 24.7768 | 31.8674
#NSPS - State GWh Constraint- SC | 90 | 6071 | Generation Constraint in GWh | FALSE | G | Annual | Rate | lb/MWh | 0 | 0 | 0 | 0 | 0 | 0 | 0
#NSPS - State GWh Constraint- SC | 90 | 6071 | Generation Constraint in GWh | FALSE | G | Annual | Constraint Shadow Price | US$/MWh | 0 | 0 | 12.0653 | 7.8102 | 6.1193 | 6.1215 | 9.8973
#NSPS - State GWh Constraint- SD | 91 | 6080 | Generation Constraint in GWh | FALSE | G | Annual | Seasons Included | Seasons |  |  | Winter, Summer | Winter, Summer | Winter, Summer | Winter, Summer | Winter, Summer
#NSPS - State GWh Constraint- SD | 91 | 6080 | Generation Constraint in GWh | FALSE | G | Annual | Standard | GWh | 0 | 0 | 5131.8017 | 5211.8109 | 5161.5181 | 5221.5224 | 4809.3878
#NSPS - State GWh Constraint- SD | 91 | 6080 | Generation Constraint in GWh | FALSE | G | Annual | Emissions at Affected Plants | GWh | 0 | 0 | 5131.8017 | 5211.8109 | 5161.5181 | 5221.5224 | 4809.3878
#NSPS - State GWh Constraint- SD | 91 | 6080 | Generation Constraint in GWh | FALSE | G | Annual | Allowances Purchased | GWh | 0 | 0 | 0 | 0 | 0 | 0 | 0
#NSPS - State GWh Constraint- SD | 91 | 6080 | Generation Constraint in GWh | FALSE | G | Annual | Allowances Sold | GWh | 0 | 0 | 0 | 0 | 0 | 0 | 0
#NSPS - State GWh Constraint- SD | 91 | 6080 | Generation Constraint in GWh | FALSE | G | Annual | Allowances Banked | GWh | 0 | 0 | 0 | 0 | 0 | 0 | 0
#NSPS - State GWh Constraint- SD | 91 | 6080 | Generation Constraint in GWh | FALSE | G | Annual | Allowances Withdrawn (1:1) | GWh | 0 | 0 | 0 | 0 | 0 | 0 | 0
#NSPS - State GWh Constraint- SD | 91 | 6080 | Generation Constraint in GWh | FALSE | G | Annual | Allowances Withdrawn (n:1) | GWh | 0 | 0 | 0 | 0 | 0 | 0 | 0
#NSPS - State GWh Constraint- SD | 91 | 6080 | Generation Constraint in GWh | FALSE | G | Annual | Net Emissions Allowance Position | GWh | 0 | 0 | 5131.8017 | 5211.8109 | 5161.5181 | 5221.5224 | 4809.3878
#NSPS - State GWh Constraint- SD | 91 | 6080 | Generation Constraint in GWh | FALSE | G | Annual | Fuel Consumed | TBtu | 0 | 0 | 45.2113 | 46.3391 | 45.8718 | 47.0152 | 44.67
#NSPS - State GWh Constraint- SD | 91 | 6080 | Generation Constraint in GWh | FALSE | G | Annual | Heat Rate | MMBtu/MWh | 0 | 0 | 8.81 | 8.8912 | 8.8873 | 9.0041 | 9.2881
#NSPS - State GWh Constraint- SD | 91 | 6080 | Generation Constraint in GWh | FALSE | G | Annual | Generation | TWh | 0 | 0 | 5.1318 | 5.2118 | 5.1615 | 5.2215 | 4.8094
#NSPS - State GWh Constraint- SD | 91 | 6080 | Generation Constraint in GWh | FALSE | G | Annual | Qualifying Generation | TWh | 0 | 0 | 5.1318 | 5.2118 | 5.1615 | 5.2215 | 4.8094
#NSPS - State GWh Constraint- SD | 91 | 6080 | Generation Constraint in GWh | FALSE | G | Annual | Rate | lb/MWh | 0 | 0 | 0 | 0 | 0 | 0 | 0
#NSPS - State GWh Constraint- SD | 91 | 6080 | Generation Constraint in GWh | FALSE | G | Annual | Constraint Shadow Price | US$/MWh | 0 | 0 | 7.1628 | 2.3403 | 1.6943 | 0.20414 | 0.59327
#NSPS - State GWh Constraint- TN | 92 | 6070 | Generation Constraint in GWh | FALSE | G | Annual | Seasons Included | Seasons |  |  | Winter, Summer | Winter, Summer | Winter, Summer | Winter, Summer | Winter, Summer
#NSPS - State GWh Constraint- TN | 92 | 6070 | Generation Constraint in GWh | FALSE | G | Annual | Standard | GWh | 0 | 0 | 46902.099 | 47173.3048 | 45506.2096 | 39840.6978 | 41157.7994
#NSPS - State GWh Constraint- TN | 92 | 6070 | Generation Constraint in GWh | FALSE | G | Annual | Emissions at Affected Plants | GWh | 0 | 0 | 46902.099 | 47173.3048 | 45506.2096 | 39840.6978 | 41157.7994
#NSPS - State GWh Constraint- TN | 92 | 6070 | Generation Constraint in GWh | FALSE | G | Annual | Allowances Purchased | GWh | 0 | 0 | 0 | 0 | 0 | 0 | 0
#NSPS - State GWh Constraint- TN | 92 | 6070 | Generation Constraint in GWh | FALSE | G | Annual | Allowances Sold | GWh | 0 | 0 | 0 | 0 | 0 | 0 | 0
#NSPS - State GWh Constraint- TN | 92 | 6070 | Generation Constraint in GWh | FALSE | G | Annual | Allowances Banked | GWh | 0 | 0 | 0 | 0 | 0 | 0 | 0
#NSPS - State GWh Constraint- TN | 92 | 6070 | Generation Constraint in GWh | FALSE | G | Annual | Allowances Withdrawn (1:1) | GWh | 0 | 0 | 0 | 0 | 0 | 0 | 0
#NSPS - State GWh Constraint- TN | 92 | 6070 | Generation Constraint in GWh | FALSE | G | Annual | Allowances Withdrawn (n:1) | GWh | 0 | 0 | 0 | 0 | 0 | 0 | 0
#NSPS - State GWh Constraint- TN | 92 | 6070 | Generation Constraint in GWh | FALSE | G | Annual | Net Emissions Allowance Position | GWh | 0 | 0 | 46902.099 | 47173.3048 | 45506.2096 | 39840.6978 | 41157.7994
#NSPS - State GWh Constraint- TN | 92 | 6070 | Generation Constraint in GWh | FALSE | G | Annual | Fuel Consumed | TBtu | 0 | 0 | 429.7719 | 432.3374 | 416.3572 | 362.4576 | 383.9629
#NSPS - State GWh Constraint- TN | 92 | 6070 | Generation Constraint in GWh | FALSE | G | Annual | Heat Rate | MMBtu/MWh | 0 | 0 | 9.1632 | 9.1649 | 9.1495 | 9.0977 | 9.329
#NSPS - State GWh Constraint- TN | 92 | 6070 | Generation Constraint in GWh | FALSE | G | Annual | Generation | TWh | 0 | 0 | 46.9021 | 47.1733 | 45.5062 | 39.8407 | 41.1578
#NSPS - State GWh Constraint- TN | 92 | 6070 | Generation Constraint in GWh | FALSE | G | Annual | Qualifying Generation | TWh | 0 | 0 | 46.9021 | 47.1733 | 45.5062 | 39.8407 | 41.1578
#NSPS - State GWh Constraint- TN | 92 | 6070 | Generation Constraint in GWh | FALSE | G | Annual | Rate | lb/MWh | 0 | 0 | 0 | 0 | 0 | 0 | 0
#NSPS - State GWh Constraint- TN | 92 | 6070 | Generation Constraint in GWh | FALSE | G | Annual | Constraint Shadow Price | US$/MWh | 0 | 0 | 10.8866 | 10.6364 | 8.8252 | 2.8297 | 3.0943
#NSPS - State GWh Constraint- TX | 93 | 6050 | Generation Constraint in GWh | FALSE | G | Annual | Seasons Included | Seasons |  |  | Winter, Summer | Winter, Summer | Winter, Summer | Winter, Summer | Winter, Summer
#NSPS - State GWh Constraint- TX | 93 | 6050 | Generation Constraint in GWh | FALSE | G | Annual | Standard | GWh | 0 | 0 | 311759.7277 | 302969.58 | 288949.5774 | 254513.0962 | 244711.7822
#NSPS - State GWh Constraint- TX | 93 | 6050 | Generation Constraint in GWh | FALSE | G | Annual | Emissions at Affected Plants | GWh | 0 | 0 | 311759.7277 | 302969.58 | 288949.5774 | 254513.0961 | 244711.7822
#NSPS - State GWh Constraint- TX | 93 | 6050 | Generation Constraint in GWh | FALSE | G | Annual | Allowances Purchased | GWh | 0 | 0 | 0 | 0 | 0 | 0 | 0
#NSPS - State GWh Constraint- TX | 93 | 6050 | Generation Constraint in GWh | FALSE | G | Annual | Allowances Sold | GWh | 0 | 0 | 0 | 0 | 0 | 0 | 0
#NSPS - State GWh Constraint- TX | 93 | 6050 | Generation Constraint in GWh | FALSE | G | Annual | Allowances Banked | GWh | 0 | 0 | 0 | 0 | 0 | 0 | 0
#NSPS - State GWh Constraint- TX | 93 | 6050 | Generation Constraint in GWh | FALSE | G | Annual | Allowances Withdrawn (1:1) | GWh | 0 | 0 | 0 | 0 | 0 | 0 | 0
#NSPS - State GWh Constraint- TX | 93 | 6050 | Generation Constraint in GWh | FALSE | G | Annual | Allowances Withdrawn (n:1) | GWh | 0 | 0 | 0 | 0 | 0 | 0 | 0
#NSPS - State GWh Constraint- TX | 93 | 6050 | Generation Constraint in GWh | FALSE | G | Annual | Net Emissions Allowance Position | GWh | 0 | 0 | 311759.7277 | 302969.58 | 288949.5774 | 254513.0961 | 244711.7822
#NSPS - State GWh Constraint- TX | 93 | 6050 | Generation Constraint in GWh | FALSE | G | Annual | Fuel Consumed | TBtu | 0 | 0 | 2638.4025 | 2564.9535 | 2432.8507 | 2157.4736 | 2124.7932
#NSPS - State GWh Constraint- TX | 93 | 6050 | Generation Constraint in GWh | FALSE | G | Annual | Heat Rate | MMBtu/MWh | 0 | 0 | 8.4629 | 8.466 | 8.4196 | 8.4769 | 8.6828
#NSPS - State GWh Constraint- TX | 93 | 6050 | Generation Constraint in GWh | FALSE | G | Annual | Generation | TWh | 0 | 0 | 311.7597 | 302.9696 | 288.9496 | 254.5131 | 244.7118
#NSPS - State GWh Constraint- TX | 93 | 6050 | Generation Constraint in GWh | FALSE | G | Annual | Qualifying Generation | TWh | 0 | 0 | 311.7597 | 302.9696 | 288.9496 | 254.5131 | 244.7118
#NSPS - State GWh Constraint- TX | 93 | 6050 | Generation Constraint in GWh | FALSE | G | Annual | Rate | lb/MWh | 0 | 0 | 0 | 0 | 0 | 0 | 0
#NSPS - State GWh Constraint- TX | 93 | 6050 | Generation Constraint in GWh | FALSE | G | Annual | Constraint Shadow Price | US$/MWh | 0 | 0 | 7.9603 | 5.3481 | 4.3924 | 3.5429 | 4.4422
#NSPS - State GWh Constraint- UT | 94 | 6086 | Generation Constraint in GWh | FALSE | G | Annual | Seasons Included | Seasons |  |  | Winter, Summer | Winter, Summer | Winter, Summer | Winter, Summer | Winter, Summer
#NSPS - State GWh Constraint- UT | 94 | 6086 | Generation Constraint in GWh | FALSE | G | Annual | Standard | GWh | 0 | 0 | 38973.4492 | 42121.0076 | 39912.9422 | 38803.4571 | 38762.257
#NSPS - State GWh Constraint- UT | 94 | 6086 | Generation Constraint in GWh | FALSE | G | Annual | Emissions at Affected Plants | GWh | 0 | 0 | 39152.9107 | 42121.0076 | 39912.9422 | 38803.4571 | 38762.257
#NSPS - State GWh Constraint- UT | 94 | 6086 | Generation Constraint in GWh | FALSE | G | Annual | Allowances Purchased | GWh | 0 | 0 | 0 | 0 | 0 | 0 | 0
#NSPS - State GWh Constraint- UT | 94 | 6086 | Generation Constraint in GWh | FALSE | G | Annual | Allowances Sold | GWh | 0 | 0 | 0 | 0 | 0 | 0 | 0
#NSPS - State GWh Constraint- UT | 94 | 6086 | Generation Constraint in GWh | FALSE | G | Annual | Allowances Banked | GWh | 0 | 0 | 0 | 0 | 0 | 0 | 0
#NSPS - State GWh Constraint- UT | 94 | 6086 | Generation Constraint in GWh | FALSE | G | Annual | Allowances Withdrawn (1:1) | GWh | 0 | 0 | 0 | 0 | 0 | 0 | 0
#NSPS - State GWh Constraint- UT | 94 | 6086 | Generation Constraint in GWh | FALSE | G | Annual | Allowances Withdrawn (n:1) | GWh | 0 | 0 | 0 | 0 | 0 | 0 | 0
#NSPS - State GWh Constraint- UT | 94 | 6086 | Generation Constraint in GWh | FALSE | G | Annual | Net Emissions Allowance Position | GWh | 0 | 0 | 39152.9107 | 42121.0076 | 39912.9422 | 38803.4571 | 38762.257
#NSPS - State GWh Constraint- UT | 94 | 6086 | Generation Constraint in GWh | FALSE | G | Annual | Fuel Consumed | TBtu | 0 | 0 | 363.1448 | 388.1513 | 367.0277 | 356.3472 | 359.5309
#NSPS - State GWh Constraint- UT | 94 | 6086 | Generation Constraint in GWh | FALSE | G | Annual | Heat Rate | MMBtu/MWh | 0 | 0 | 9.275 | 9.2151 | 9.1957 | 9.1834 | 9.2753
#NSPS - State GWh Constraint- UT | 94 | 6086 | Generation Constraint in GWh | FALSE | G | Annual | Generation | TWh | 0 | 0 | 39.1529 | 42.121 | 39.9129 | 38.8035 | 38.7623
#NSPS - State GWh Constraint- UT | 94 | 6086 | Generation Constraint in GWh | FALSE | G | Annual | Qualifying Generation | TWh | 0 | 0 | 39.1529 | 42.121 | 39.9129 | 38.8035 | 38.7623
#NSPS - State GWh Constraint- UT | 94 | 6086 | Generation Constraint in GWh | FALSE | G | Annual | Rate | lb/MWh | 0 | 0 | 0 | 0 | 0 | 0 | 0
#NSPS - State GWh Constraint- UT | 94 | 6086 | Generation Constraint in GWh | FALSE | G | Annual | Constraint Shadow Price | US$/MWh | 0 | 0 | 0 | 4.3841 | 2.7859 | 4.3551 | 2.9771
#NSPS - State GWh Constraint- VA | 95 | 6073 | Generation Constraint in GWh | FALSE | G | Annual | Seasons Included | Seasons |  |  | Winter, Summer | Winter, Summer | Winter, Summer | Winter, Summer | Winter, Summer
#NSPS - State GWh Constraint- VA | 95 | 6073 | Generation Constraint in GWh | FALSE | G | Annual | Standard | GWh | 0 | 0 | 34163.7043 | 28577.8948 | 22255.3741 | 21110.7594 | 20842.1508
#NSPS - State GWh Constraint- VA | 95 | 6073 | Generation Constraint in GWh | FALSE | G | Annual | Emissions at Affected Plants | GWh | 0 | 0 | 34163.7043 | 28577.8948 | 22255.3741 | 21110.7594 | 20842.1508
#NSPS - State GWh Constraint- VA | 95 | 6073 | Generation Constraint in GWh | FALSE | G | Annual | Allowances Purchased | GWh | 0 | 0 | 0 | 0 | 0 | 0 | 0
#NSPS - State GWh Constraint- VA | 95 | 6073 | Generation Constraint in GWh | FALSE | G | Annual | Allowances Sold | GWh | 0 | 0 | 0 | 0 | 0 | 0 | 0
#NSPS - State GWh Constraint- VA | 95 | 6073 | Generation Constraint in GWh | FALSE | G | Annual | Allowances Banked | GWh | 0 | 0 | 0 | 0 | 0 | 0 | 0
#NSPS - State GWh Constraint- VA | 95 | 6073 | Generation Constraint in GWh | FALSE | G | Annual | Allowances Withdrawn (1:1) | GWh | 0 | 0 | 0 | 0 | 0 | 0 | 0
#NSPS - State GWh Constraint- VA | 95 | 6073 | Generation Constraint in GWh | FALSE | G | Annual | Allowances Withdrawn (n:1) | GWh | 0 | 0 | 0 | 0 | 0 | 0 | 0
#NSPS - State GWh Constraint- VA | 95 | 6073 | Generation Constraint in GWh | FALSE | G | Annual | Net Emissions Allowance Position | GWh | 0 | 0 | 34163.7043 | 28577.8948 | 22255.3741 | 21110.7594 | 20842.1508
#NSPS - State GWh Constraint- VA | 95 | 6073 | Generation Constraint in GWh | FALSE | G | Annual | Fuel Consumed | TBtu | 0 | 0 | 271.3565 | 221.9292 | 167.7904 | 158.444 | 164.5895
#NSPS - State GWh Constraint- VA | 95 | 6073 | Generation Constraint in GWh | FALSE | G | Annual | Heat Rate | MMBtu/MWh | 0 | 0 | 7.9428 | 7.7658 | 7.5393 | 7.5054 | 7.897
#NSPS - State GWh Constraint- VA | 95 | 6073 | Generation Constraint in GWh | FALSE | G | Annual | Generation | TWh | 0 | 0 | 34.1637 | 28.5779 | 22.2554 | 21.1108 | 20.8422
#NSPS - State GWh Constraint- VA | 95 | 6073 | Generation Constraint in GWh | FALSE | G | Annual | Qualifying Generation | TWh | 0 | 0 | 34.1637 | 28.5779 | 22.2554 | 21.1108 | 20.8422
#NSPS - State GWh Constraint- VA | 95 | 6073 | Generation Constraint in GWh | FALSE | G | Annual | Rate | lb/MWh | 0 | 0 | 0 | 0 | 0 | 0 | 0
#NSPS - State GWh Constraint- VA | 95 | 6073 | Generation Constraint in GWh | FALSE | G | Annual | Constraint Shadow Price | US$/MWh | 0 | 0 | 11.2857 | 5.6523 | 4.5759 | 3.6007 | 4.233
#NSPS - State GWh Constraint- WA | 96 | 6061 | Generation Constraint in GWh | FALSE | G | Annual | Seasons Included | Seasons |  |  | Winter, Summer | Winter, Summer | Winter, Summer | Winter, Summer | Winter, Summer
#NSPS - State GWh Constraint- WA | 96 | 6061 | Generation Constraint in GWh | FALSE | G | Annual | Standard | GWh | 0 | 0 | 6792.7082 | 11604.9874 | 13541.6259 | 12797.7027 | 17139.1492
#NSPS - State GWh Constraint- WA | 96 | 6061 | Generation Constraint in GWh | FALSE | G | Annual | Emissions at Affected Plants | GWh | 0 | 0 | 6792.7082 | 11604.9874 | 13541.6259 | 12797.7027 | 17822.2587
#NSPS - State GWh Constraint- WA | 96 | 6061 | Generation Constraint in GWh | FALSE | G | Annual | Allowances Purchased | GWh | 0 | 0 | 0 | 0 | 0 | 0 | 0
#NSPS - State GWh Constraint- WA | 96 | 6061 | Generation Constraint in GWh | FALSE | G | Annual | Allowances Sold | GWh | 0 | 0 | 0 | 0 | 0 | 0 | 0
#NSPS - State GWh Constraint- WA | 96 | 6061 | Generation Constraint in GWh | FALSE | G | Annual | Allowances Banked | GWh | 0 | 0 | 0 | 0 | 0 | 0 | 0
#NSPS - State GWh Constraint- WA | 96 | 6061 | Generation Constraint in GWh | FALSE | G | Annual | Allowances Withdrawn (1:1) | GWh | 0 | 0 | 0 | 0 | 0 | 0 | 0
#NSPS - State GWh Constraint- WA | 96 | 6061 | Generation Constraint in GWh | FALSE | G | Annual | Allowances Withdrawn (n:1) | GWh | 0 | 0 | 0 | 0 | 0 | 0 | 0
#NSPS - State GWh Constraint- WA | 96 | 6061 | Generation Constraint in GWh | FALSE | G | Annual | Net Emissions Allowance Position | GWh | 0 | 0 | 6792.7082 | 11604.9874 | 13541.6259 | 12797.7027 | 17822.2587
#NSPS - State GWh Constraint- WA | 96 | 6061 | Generation Constraint in GWh | FALSE | G | Annual | Fuel Consumed | TBtu | 0 | 0 | 47.1026 | 82.6795 | 97.0717 | 91.7799 | 128.1158
#NSPS - State GWh Constraint- WA | 96 | 6061 | Generation Constraint in GWh | FALSE | G | Annual | Heat Rate | MMBtu/MWh | 0 | 0 | 6.9343 | 7.1245 | 7.1684 | 7.1716 | 7.1885
#NSPS - State GWh Constraint- WA | 96 | 6061 | Generation Constraint in GWh | FALSE | G | Annual | Generation | TWh | 0 | 0 | 6.7927 | 11.605 | 13.5416 | 12.7977 | 17.8223
#NSPS - State GWh Constraint- WA | 96 | 6061 | Generation Constraint in GWh | FALSE | G | Annual | Qualifying Generation | TWh | 0 | 0 | 6.7927 | 11.605 | 13.5416 | 12.7977 | 17.8223
#NSPS - State GWh Constraint- WA | 96 | 6061 | Generation Constraint in GWh | FALSE | G | Annual | Rate | lb/MWh | 0 | 0 | 0 | 0 | 0 | 0 | 0
#NSPS - State GWh Constraint- WA | 96 | 6061 | Generation Constraint in GWh | FALSE | G | Annual | Constraint Shadow Price | US$/MWh | 0 | 0 | 1.0096 | 0 | 3.2058 | 0 | 0
#NSPS - State GWh Constraint- WI | 97 | 6074 | Generation Constraint in GWh | FALSE | G | Annual | Seasons Included | Seasons |  |  | Winter, Summer | Winter, Summer | Winter, Summer | Winter, Summer | Winter, Summer
#NSPS - State GWh Constraint- WI | 97 | 6074 | Generation Constraint in GWh | FALSE | G | Annual | Standard | GWh | 0 | 0 | 48942.925 | 49594.7052 | 50064.2134 | 50834.3855 | 51372.1047
#NSPS - State GWh Constraint- WI | 97 | 6074 | Generation Constraint in GWh | FALSE | G | Annual | Emissions at Affected Plants | GWh | 0 | 0 | 48942.925 | 49594.7052 | 50064.2134 | 50834.3855 | 51372.1047
#NSPS - State GWh Constraint- WI | 97 | 6074 | Generation Constraint in GWh | FALSE | G | Annual | Allowances Purchased | GWh | 0 | 0 | 0 | 0 | 0 | 0 | 0
#NSPS - State GWh Constraint- WI | 97 | 6074 | Generation Constraint in GWh | FALSE | G | Annual | Allowances Sold | GWh | 0 | 0 | 0 | 0 | 0 | 0 | 0
#NSPS - State GWh Constraint- WI | 97 | 6074 | Generation Constraint in GWh | FALSE | G | Annual | Allowances Banked | GWh | 0 | 0 | 0 | 0 | 0 | 0 | 0
#NSPS - State GWh Constraint- WI | 97 | 6074 | Generation Constraint in GWh | FALSE | G | Annual | Allowances Withdrawn (1:1) | GWh | 0 | 0 | 0 | 0 | 0 | 0 | 0
#NSPS - State GWh Constraint- WI | 97 | 6074 | Generation Constraint in GWh | FALSE | G | Annual | Allowances Withdrawn (n:1) | GWh | 0 | 0 | 0 | 0 | 0 | 0 | 0
#NSPS - State GWh Constraint- WI | 97 | 6074 | Generation Constraint in GWh | FALSE | G | Annual | Net Emissions Allowance Position | GWh | 0 | 0 | 48942.925 | 49594.7052 | 50064.2134 | 50834.3855 | 51372.1047
#NSPS - State GWh Constraint- WI | 97 | 6074 | Generation Constraint in GWh | FALSE | G | Annual | Fuel Consumed | TBtu | 0 | 0 | 433.0271 | 440.452 | 445.4275 | 454.4606 | 465.0739
#NSPS - State GWh Constraint- WI | 97 | 6074 | Generation Constraint in GWh | FALSE | G | Annual | Heat Rate | MMBtu/MWh | 0 | 0 | 8.8476 | 8.881 | 8.8971 | 8.94 | 9.053
#NSPS - State GWh Constraint- WI | 97 | 6074 | Generation Constraint in GWh | FALSE | G | Annual | Generation | TWh | 0 | 0 | 48.9429 | 49.5947 | 50.0642 | 50.8344 | 51.3721
#NSPS - State GWh Constraint- WI | 97 | 6074 | Generation Constraint in GWh | FALSE | G | Annual | Qualifying Generation | TWh | 0 | 0 | 48.9429 | 49.5947 | 50.0642 | 50.8344 | 51.3721
#NSPS - State GWh Constraint- WI | 97 | 6074 | Generation Constraint in GWh | FALSE | G | Annual | Rate | lb/MWh | 0 | 0 | 0 | 0 | 0 | 0 | 0
#NSPS - State GWh Constraint- WI | 97 | 6074 | Generation Constraint in GWh | FALSE | G | Annual | Constraint Shadow Price | US$/MWh | 0 | 0 | 10.8829 | 6.8847 | 6.567 | 5.8259 | 6.598
#NSPS - State GWh Constraint- WV | 98 | 6092 | Generation Constraint in GWh | FALSE | G | Annual | Seasons Included | Seasons |  |  | Winter, Summer | Winter, Summer | Winter, Summer | Winter, Summer | Winter, Summer
#NSPS - State GWh Constraint- WV | 98 | 6092 | Generation Constraint in GWh | FALSE | G | Annual | Standard | GWh | 0 | 0 | 86133.8331 | 86133.8331 | 86133.8331 | 86133.8331 | 86133.8331
#NSPS - State GWh Constraint- WV | 98 | 6092 | Generation Constraint in GWh | FALSE | G | Annual | Emissions at Affected Plants | GWh | 0 | 0 | 86133.8331 | 86133.8331 | 86133.8331 | 86133.8331 | 86133.8331
#NSPS - State GWh Constraint- WV | 98 | 6092 | Generation Constraint in GWh | FALSE | G | Annual | Allowances Purchased | GWh | 0 | 0 | 0 | 0 | 0 | 0 | 0
#NSPS - State GWh Constraint- WV | 98 | 6092 | Generation Constraint in GWh | FALSE | G | Annual | Allowances Sold | GWh | 0 | 0 | 0 | 0 | 0 | 0 | 0
#NSPS - State GWh Constraint- WV | 98 | 6092 | Generation Constraint in GWh | FALSE | G | Annual | Allowances Banked | GWh | 0 | 0 | 0 | 0 | 0 | 0 | 0
#NSPS - State GWh Constraint- WV | 98 | 6092 | Generation Constraint in GWh | FALSE | G | Annual | Allowances Withdrawn (1:1) | GWh | 0 | 0 | 0 | 0 | 0 | 0 | 0
#NSPS - State GWh Constraint- WV | 98 | 6092 | Generation Constraint in GWh | FALSE | G | Annual | Allowances Withdrawn (n:1) | GWh | 0 | 0 | 0 | 0 | 0 | 0 | 0
#NSPS - State GWh Constraint- WV | 98 | 6092 | Generation Constraint in GWh | FALSE | G | Annual | Net Emissions Allowance Position | GWh | 0 | 0 | 86133.8331 | 86133.8331 | 86133.8331 | 86133.8331 | 86133.8331
#NSPS - State GWh Constraint- WV | 98 | 6092 | Generation Constraint in GWh | FALSE | G | Annual | Fuel Consumed | TBtu | 0 | 0 | 820.7478 | 820.7478 | 820.7478 | 820.7478 | 821.1881
#NSPS - State GWh Constraint- WV | 98 | 6092 | Generation Constraint in GWh | FALSE | G | Annual | Heat Rate | MMBtu/MWh | 0 | 0 | 9.5288 | 9.5288 | 9.5288 | 9.5288 | 9.5339
#NSPS - State GWh Constraint- WV | 98 | 6092 | Generation Constraint in GWh | FALSE | G | Annual | Generation | TWh | 0 | 0 | 86.1338 | 86.1338 | 86.1338 | 86.1338 | 86.1338
#NSPS - State GWh Constraint- WV | 98 | 6092 | Generation Constraint in GWh | FALSE | G | Annual | Qualifying Generation | TWh | 0 | 0 | 86.1338 | 86.1338 | 86.1338 | 86.1338 | 86.1338
#NSPS - State GWh Constraint- WV | 98 | 6092 | Generation Constraint in GWh | FALSE | G | Annual | Rate | lb/MWh | 0 | 0 | 0 | 0 | 0 | 0 | 0
#NSPS - State GWh Constraint- WV | 98 | 6092 | Generation Constraint in GWh | FALSE | G | Annual | Constraint Shadow Price | US$/MWh | 0 | 0 | 10.6788 | 7.8985 | 8.9669 | 6.3901 | 3.9318
#NSPS - State GWh Constraint- WY | 99 | 6089 | Generation Constraint in GWh | FALSE | G | Annual | Seasons Included | Seasons |  |  | Winter, Summer | Winter, Summer | Winter, Summer | Winter, Summer | Winter, Summer
#NSPS - State GWh Constraint- WY | 99 | 6089 | Generation Constraint in GWh | FALSE | G | Annual | Standard | GWh | 0 | 0 | 42364.255 | 42588.8289 | 42701.3093 | 42822.8683 | 43145.9019
#NSPS - State GWh Constraint- WY | 99 | 6089 | Generation Constraint in GWh | FALSE | G | Annual | Emissions at Affected Plants | GWh | 0 | 0 | 42364.255 | 42588.8289 | 42701.3093 | 42822.8683 | 43145.9018
#NSPS - State GWh Constraint- WY | 99 | 6089 | Generation Constraint in GWh | FALSE | G | Annual | Allowances Purchased | GWh | 0 | 0 | 0 | 0 | 0 | 0 | 0
#NSPS - State GWh Constraint- WY | 99 | 6089 | Generation Constraint in GWh | FALSE | G | Annual | Allowances Sold | GWh | 0 | 0 | 0 | 0 | 0 | 0 | 0
#NSPS - State GWh Constraint- WY | 99 | 6089 | Generation Constraint in GWh | FALSE | G | Annual | Allowances Banked | GWh | 0 | 0 | 0 | 0 | 0 | 0 | 0
#NSPS - State GWh Constraint- WY | 99 | 6089 | Generation Constraint in GWh | FALSE | G | Annual | Allowances Withdrawn (1:1) | GWh | 0 | 0 | 0 | 0 | 0 | 0 | 0
#NSPS - State GWh Constraint- WY | 99 | 6089 | Generation Constraint in GWh | FALSE | G | Annual | Allowances Withdrawn (n:1) | GWh | 0 | 0 | 0 | 0 | 0 | 0 | 0
#NSPS - State GWh Constraint- WY | 99 | 6089 | Generation Constraint in GWh | FALSE | G | Annual | Net Emissions Allowance Position | GWh | 0 | 0 | 42364.255 | 42588.8289 | 42701.3093 | 42822.8683 | 43145.9018
#NSPS - State GWh Constraint- WY | 99 | 6089 | Generation Constraint in GWh | FALSE | G | Annual | Fuel Consumed | TBtu | 0 | 0 | 423.5526 | 425.7389 | 426.834 | 428.0174 | 431.1623
#NSPS - State GWh Constraint- WY | 99 | 6089 | Generation Constraint in GWh | FALSE | G | Annual | Heat Rate | MMBtu/MWh | 0 | 0 | 9.9979 | 9.9965 | 9.9958 | 9.9951 | 9.9931
#NSPS - State GWh Constraint- WY | 99 | 6089 | Generation Constraint in GWh | FALSE | G | Annual | Generation | TWh | 0 | 0 | 42.3643 | 42.5888 | 42.7013 | 42.8229 | 43.1459
#NSPS - State GWh Constraint- WY | 99 | 6089 | Generation Constraint in GWh | FALSE | G | Annual | Qualifying Generation | TWh | 0 | 0 | 42.3643 | 42.5888 | 42.7013 | 42.8229 | 43.1459
#NSPS - State GWh Constraint- WY | 99 | 6089 | Generation Constraint in GWh | FALSE | G | Annual | Rate | lb/MWh | 0 | 0 | 0 | 0 | 0 | 0 | 0
#NSPS - State GWh Constraint- WY | 99 | 6089 | Generation Constraint in GWh | FALSE | G | Annual | Constraint Shadow Price | US$/MWh | 0 | 0 | 9.5072 | 6.1804 | 11.0426 | 10.6626 | 42.6459
AES Cayuga MER Rate Limit v3.1 | 100 | 2036 | Rate Constraint in lbs/MMBtu | FALSE | L | Annual | Seasons Included | Seasons | Winter, Summer | Winter, Summer | Winter, Summer | Winter, Summer | Winter, Summer | Winter, Summer | Winter, Summer
AES Cayuga MER Rate Limit v3.1 | 100 | 2036 | Rate Constraint in lbs/MMBtu | FALSE | L | Annual | Standard | lb/MMBtu | 6e-07 | 6e-07 | 6e-07 | 6e-07 | 6e-07 | 6e-07 | 6e-07
AES Cayuga MER Rate Limit v3.1 | 100 | 2036 | Rate Constraint in lbs/MMBtu | FALSE | L | Annual | Emissions at Affected Plants MER | lbs | 0 | 0 | 0 | 0 | 0 | 0 | 0
AES Cayuga MER Rate Limit v3.1 | 100 | 2036 | Rate Constraint in lbs/MMBtu | FALSE | L | Annual | Allowances Purchased MER | lbs | 0 | 0 | 0 | 0 | 0 | 0 | 0
AES Cayuga MER Rate Limit v3.1 | 100 | 2036 | Rate Constraint in lbs/MMBtu | FALSE | L | Annual | Allowances Sold MER | lbs | 0 | 0 | 0 | 0 | 0 | 0 | 0
AES Cayuga MER Rate Limit v3.1 | 100 | 2036 | Rate Constraint in lbs/MMBtu | FALSE | L | Annual | Allowances Banked | lbs | 0 | 0 | 0 | 0 | 0 | 0 | 0
AES Cayuga MER Rate Limit v3.1 | 100 | 2036 | Rate Constraint in lbs/MMBtu | FALSE | L | Annual | Allowances Withdrawn (1:1) | lbs | 0 | 0 | 0 | 0 | 0 | 0 | 0
AES Cayuga MER Rate Limit v3.1 | 100 | 2036 | Rate Constraint in lbs/MMBtu | FALSE | L | Annual | Allowances Withdrawn (n:1) | lbs | 0 | 0 | 0 | 0 | 0 | 0 | 0
AES Cayuga MER Rate Limit v3.1 | 100 | 2036 | Rate Constraint in lbs/MMBtu | FALSE | L | Annual | Net Emissions Allowance Position | lbs | 0 | 0 | 0 | 0 | 0 | 0 | 0
AES Cayuga MER Rate Limit v3.1 | 100 | 2036 | Rate Constraint in lbs/MMBtu | FALSE | L | Annual | Fuel Consumed | TBtu | 0 | 0 | 0 | 0 | 0 | 0 | 0
AES Cayuga MER Rate Limit v3.1 | 100 | 2036 | Rate Constraint in lbs/MMBtu | FALSE | L | Annual | Rate | lb/MMBtu | 0 | 0 | 0 | 0 | 0 | 0 | 0
AES Cayuga MER Rate Limit v3.1 | 100 | 2036 | Rate Constraint in lbs/MMBtu | FALSE | L | Annual | Generation | TWh | 0 | 0 | 0 | 0 | 0 | 0 | 0
AES Cayuga MER Rate Limit v3.1 | 100 | 2036 | Rate Constraint in lbs/MMBtu | FALSE | L | Annual | Qualifying Generation | TWh | 0 | 0 | 0 | 0 | 0 | 0 | 0
AES Cayuga MER Rate Limit v3.1 | 100 | 2036 | Rate Constraint in lbs/MMBtu | FALSE | L | Annual | Rate | lb/MWh | 0 | 0 | 0 | 0 | 0 | 0 | 0
AES Cayuga MER Rate Limit v3.1 | 100 | 2036 | Rate Constraint in lbs/MMBtu | FALSE | L | Annual | Constraint Shadow Price | US$/Lb | 1253847.8061 | 2332875.243 | 1413850.5636 | 1425054.3507 | 1320329.7603 | 1448873.9742 | 1920423.7502
AES Greenidge MER Rate Limit v3.1 | 101 | 2037 | Rate Constraint in lbs/MMBtu | FALSE | L | Annual | Seasons Included | Seasons | Winter, Summer | Winter, Summer | Winter, Summer | Winter, Summer | Winter, Summer | Winter, Summer | Winter, Summer
AES Greenidge MER Rate Limit v3.1 | 101 | 2037 | Rate Constraint in lbs/MMBtu | FALSE | L | Annual | Standard | lb/MMBtu | 6e-07 | 6e-07 | 6e-07 | 6e-07 | 6e-07 | 6e-07 | 6e-07
AES Greenidge MER Rate Limit v3.1 | 101 | 2037 | Rate Constraint in lbs/MMBtu | FALSE | L | Annual | Emissions at Affected Plants MER | lbs | 0 | 0 | 0 | 0 | 0 | 0 | 0
AES Greenidge MER Rate Limit v3.1 | 101 | 2037 | Rate Constraint in lbs/MMBtu | FALSE | L | Annual | Allowances Purchased MER | lbs | 0 | 0 | 0 | 0 | 0 | 0 | 0
AES Greenidge MER Rate Limit v3.1 | 101 | 2037 | Rate Constraint in lbs/MMBtu | FALSE | L | Annual | Allowances Sold MER | lbs | 0 | 0 | 0 | 0 | 0 | 0 | 0
AES Greenidge MER Rate Limit v3.1 | 101 | 2037 | Rate Constraint in lbs/MMBtu | FALSE | L | Annual | Allowances Banked | lbs | 0 | 0 | 0 | 0 | 0 | 0 | 0
AES Greenidge MER Rate Limit v3.1 | 101 | 2037 | Rate Constraint in lbs/MMBtu | FALSE | L | Annual | Allowances Withdrawn (1:1) | lbs | 0 | 0 | 0 | 0 | 0 | 0 | 0
AES Greenidge MER Rate Limit v3.1 | 101 | 2037 | Rate Constraint in lbs/MMBtu | FALSE | L | Annual | Allowances Withdrawn (n:1) | lbs | 0 | 0 | 0 | 0 | 0 | 0 | 0
AES Greenidge MER Rate Limit v3.1 | 101 | 2037 | Rate Constraint in lbs/MMBtu | FALSE | L | Annual | Net Emissions Allowance Position | lbs | 0 | 0 | 0 | 0 | 0 | 0 | 0
AES Greenidge MER Rate Limit v3.1 | 101 | 2037 | Rate Constraint in lbs/MMBtu | FALSE | L | Annual | Fuel Consumed | TBtu | 0 | 0 | 0 | 0 | 0 | 0 | 0
AES Greenidge MER Rate Limit v3.1 | 101 | 2037 | Rate Constraint in lbs/MMBtu | FALSE | L | Annual | Rate | lb/MMBtu | 0 | 0 | 0 | 0 | 0 | 0 | 0
AES Greenidge MER Rate Limit v3.1 | 101 | 2037 | Rate Constraint in lbs/MMBtu | FALSE | L | Annual | Generation | TWh | 0 | 0 | 0 | 0 | 0 | 0 | 0
AES Greenidge MER Rate Limit v3.1 | 101 | 2037 | Rate Constraint in lbs/MMBtu | FALSE | L | Annual | Qualifying Generation | TWh | 0 | 0 | 0 | 0 | 0 | 0 | 0
AES Greenidge MER Rate Limit v3.1 | 101 | 2037 | Rate Constraint in lbs/MMBtu | FALSE | L | Annual | Rate | lb/MWh | 0 | 0 | 0 | 0 | 0 | 0 | 0
AES Greenidge MER Rate Limit v3.1 | 101 | 2037 | Rate Constraint in lbs/MMBtu | FALSE | L | Annual | Constraint Shadow Price | US$/Lb | 54461.6461 | 1174513.7194 | 561536.9563 | 1050488.5269 | 1327294.9351 | 0 | 1433393.4626
AES Somerset MER Rate Limit v3.1 | 102 | 2038 | Rate Constraint in lbs/MMBtu | FALSE | L | Annual | Seasons Included | Seasons | Winter, Summer | Winter, Summer | Winter, Summer | Winter, Summer | Winter, Summer | Winter, Summer | Winter, Summer
AES Somerset MER Rate Limit v3.1 | 102 | 2038 | Rate Constraint in lbs/MMBtu | FALSE | L | Annual | Standard | lb/MMBtu | 6e-07 | 6e-07 | 6e-07 | 6e-07 | 6e-07 | 6e-07 | 6e-07
AES Somerset MER Rate Limit v3.1 | 102 | 2038 | Rate Constraint in lbs/MMBtu | FALSE | L | Annual | Emissions at Affected Plants MER | lbs | 6.5599 | 6.5599 | 4.7339 | 4.1761 | 4.7339 | 4.7339 | 5.292
AES Somerset MER Rate Limit v3.1 | 102 | 2038 | Rate Constraint in lbs/MMBtu | FALSE | L | Annual | Allowances Purchased MER | lbs | 0 | 0 | 0 | 0 | 0 | 0 | 0
AES Somerset MER Rate Limit v3.1 | 102 | 2038 | Rate Constraint in lbs/MMBtu | FALSE | L | Annual | Allowances Sold MER | lbs | 0 | 0 | 0 | 0 | 0 | 0 | 0
AES Somerset MER Rate Limit v3.1 | 102 | 2038 | Rate Constraint in lbs/MMBtu | FALSE | L | Annual | Allowances Banked | lbs | 0 | 0 | 0 | 0 | 0 | 0 | 0
AES Somerset MER Rate Limit v3.1 | 102 | 2038 | Rate Constraint in lbs/MMBtu | FALSE | L | Annual | Allowances Withdrawn (1:1) | lbs | 0 | 0 | 0 | 0 | 0 | 0 | 0
AES Somerset MER Rate Limit v3.1 | 102 | 2038 | Rate Constraint in lbs/MMBtu | FALSE | L | Annual | Allowances Withdrawn (n:1) | lbs | 0 | 0 | 0 | 0 | 0 | 0 | 0
AES Somerset MER Rate Limit v3.1 | 102 | 2038 | Rate Constraint in lbs/MMBtu | FALSE | L | Annual | Net Emissions Allowance Position | lbs | 6.5599 | 6.5599 | 4.7339 | 4.1761 | 4.7339 | 4.7339 | 5.292
AES Somerset MER Rate Limit v3.1 | 102 | 2038 | Rate Constraint in lbs/MMBtu | FALSE | L | Annual | Fuel Consumed | TBtu | 10.9288 | 10.9288 | 7.8867 | 6.9574 | 7.8867 | 7.8867 | 8.8166
AES Somerset MER Rate Limit v3.1 | 102 | 2038 | Rate Constraint in lbs/MMBtu | FALSE | L | Annual | Rate | lb/MMBtu | 6.0024e-07 | 6.0024e-07 | 6.0024e-07 | 6.0024e-07 | 6.0024e-07 | 6.0024e-07 | 6.0024e-07
AES Somerset MER Rate Limit v3.1 | 102 | 2038 | Rate Constraint in lbs/MMBtu | FALSE | L | Annual | Generation | TWh | 1.1301 | 1.1301 | 0.81551 | 0.71942 | 0.81551 | 0.81551 | 0.91166
AES Somerset MER Rate Limit v3.1 | 102 | 2038 | Rate Constraint in lbs/MMBtu | FALSE | L | Annual | Qualifying Generation | TWh | 1.1301 | 1.1301 | 0.81551 | 0.71942 | 0.81551 | 0.81551 | 0.91166
AES Somerset MER Rate Limit v3.1 | 102 | 2038 | Rate Constraint in lbs/MMBtu | FALSE | L | Annual | Rate | lb/MWh | 5.8048 | 5.8048 | 5.8048 | 5.8048 | 5.8048 | 5.8048 | 5.8048
AES Somerset MER Rate Limit v3.1 | 102 | 2038 | Rate Constraint in lbs/MMBtu | FALSE | L | Annual | Constraint Shadow Price | US$/Lb | 726711.6045 | 730439.18 | 801392.5808 | 865160.5067 | 1119288.0549 | 1150454.2225 | 835908.1304
AES Westover MER Rate Limit v3.1 | 103 | 2039 | Rate Constraint in lbs/MMBtu | FALSE | L | Annual | Seasons Included | Seasons | Winter, Summer | Winter, Summer | Winter, Summer | Winter, Summer | Winter, Summer | Winter, Summer | Winter, Summer
AES Westover MER Rate Limit v3.1 | 103 | 2039 | Rate Constraint in lbs/MMBtu | FALSE | L | Annual | Standard | lb/MMBtu | 6e-07 | 6e-07 | 6e-07 | 6e-07 | 6e-07 | 6e-07 | 6e-07
AES Westover MER Rate Limit v3.1 | 103 | 2039 | Rate Constraint in lbs/MMBtu | FALSE | L | Annual | Emissions at Affected Plants MER | lbs | 0 | 0 | 0 | 0 | 0 | 0 | 0
AES Westover MER Rate Limit v3.1 | 103 | 2039 | Rate Constraint in lbs/MMBtu | FALSE | L | Annual | Allowances Purchased MER | lbs | 0 | 0 | 0 | 0 | 0 | 0 | 0
AES Westover MER Rate Limit v3.1 | 103 | 2039 | Rate Constraint in lbs/MMBtu | FALSE | L | Annual | Allowances Sold MER | lbs | 0 | 0 | 0 | 0 | 0 | 0 | 0
AES Westover MER Rate Limit v3.1 | 103 | 2039 | Rate Constraint in lbs/MMBtu | FALSE | L | Annual | Allowances Banked | lbs | 0 | 0 | 0 | 0 | 0 | 0 | 0
AES Westover MER Rate Limit v3.1 | 103 | 2039 | Rate Constraint in lbs/MMBtu | FALSE | L | Annual | Allowances Withdrawn (1:1) | lbs | 0 | 0 | 0 | 0 | 0 | 0 | 0
AES Westover MER Rate Limit v3.1 | 103 | 2039 | Rate Constraint in lbs/MMBtu | FALSE | L | Annual | Allowances Withdrawn (n:1) | lbs | 0 | 0 | 0 | 0 | 0 | 0 | 0
AES Westover MER Rate Limit v3.1 | 103 | 2039 | Rate Constraint in lbs/MMBtu | FALSE | L | Annual | Net Emissions Allowance Position | lbs | 0 | 0 | 0 | 0 | 0 | 0 | 0
AES Westover MER Rate Limit v3.1 | 103 | 2039 | Rate Constraint in lbs/MMBtu | FALSE | L | Annual | Fuel Consumed | TBtu | 0 | 0 | 0 | 0 | 0 | 0 | 0
AES Westover MER Rate Limit v3.1 | 103 | 2039 | Rate Constraint in lbs/MMBtu | FALSE | L | Annual | Rate | lb/MMBtu | 0 | 0 | 0 | 0 | 0 | 0 | 0
AES Westover MER Rate Limit v3.1 | 103 | 2039 | Rate Constraint in lbs/MMBtu | FALSE | L | Annual | Generation | TWh | 0 | 0 | 0 | 0 | 0 | 0 | 0
AES Westover MER Rate Limit v3.1 | 103 | 2039 | Rate Constraint in lbs/MMBtu | FALSE | L | Annual | Qualifying Generation | TWh | 0 | 0 | 0 | 0 | 0 | 0 | 0
AES Westover MER Rate Limit v3.1 | 103 | 2039 | Rate Constraint in lbs/MMBtu | FALSE | L | Annual | Rate | lb/MWh | 0 | 0 | 0 | 0 | 0 | 0 | 0
AES Westover MER Rate Limit v3.1 | 103 | 2039 | Rate Constraint in lbs/MMBtu | FALSE | L | Annual | Constraint Shadow Price | US$/Lb | 0 | 15958.2815 | 0 | 0 | 0 | 0 | 0
AZ Hg Rule - MER Removal Annual v3.1 | 104 | 1513 | MACT Fuel Choice Floor in lbs/MMBtu | FALSE | L | Annual | Seasons Included | Seasons |  | Winter, Summer | Winter, Summer | Winter, Summer | Winter, Summer | Winter, Summer | Winter, Summer
AZ Hg Rule - MER Removal Annual v3.1 | 104 | 1513 | MACT Fuel Choice Floor in lbs/MMBtu | FALSE | L | Annual | Emission Floor | lbs/MMBtu | 4.22e-07 | 8.44e-07 | 8.44e-07 | 8.44e-07 | 8.44e-07 | 8.44e-07 | 8.44e-07
AZ Hg Rule - MER Removal Annual v3.1 | 104 | 1513 | MACT Fuel Choice Floor in lbs/MMBtu | FALSE | L | Annual | Emissions at Affected Plants MER | lbs | 0 | 169.2239 | 159.8512 | 166.2727 | 166.4522 | 165.9218 | 170.1667
AZ Hg Rule - MER Removal Annual v3.1 | 104 | 1513 | MACT Fuel Choice Floor in lbs/MMBtu | FALSE | L | Annual | Allowances Purchased MER | lbs | 0 | 0 | 0 | 0 | 0 | 0 | 0
AZ Hg Rule - MER Removal Annual v3.1 | 104 | 1513 | MACT Fuel Choice Floor in lbs/MMBtu | FALSE | L | Annual | Allowances Sold MER | lbs | 0 | 0 | 0 | 0 | 0 | 0 | 0
AZ Hg Rule - MER Removal Annual v3.1 | 104 | 1513 | MACT Fuel Choice Floor in lbs/MMBtu | FALSE | L | Annual | Allowances Banked | lbs | 0 | 0 | 0 | 0 | 0 | 0 | 0
AZ Hg Rule - MER Removal Annual v3.1 | 104 | 1513 | MACT Fuel Choice Floor in lbs/MMBtu | FALSE | L | Annual | Allowances Withdrawn (1:1) | lbs | 0 | 0 | 0 | 0 | 0 | 0 | 0
AZ Hg Rule - MER Removal Annual v3.1 | 104 | 1513 | MACT Fuel Choice Floor in lbs/MMBtu | FALSE | L | Annual | Allowances Withdrawn (n:1) | lbs | 0 | 0 | 0 | 0 | 0 | 0 | 0
AZ Hg Rule - MER Removal Annual v3.1 | 104 | 1513 | MACT Fuel Choice Floor in lbs/MMBtu | FALSE | L | Annual | Net Emissions Allowance Position | lbs | 0 | 169.2239 | 159.8512 | 166.2727 | 166.4522 | 165.9218 | 170.1667
AZ Hg Rule - MER Removal Annual v3.1 | 104 | 1513 | MACT Fuel Choice Floor in lbs/MMBtu | FALSE | L | Annual | Fuel Consumed | TBtu | 0 | 248.0546 | 232.9722 | 243.863 | 244.6342 | 246.616 | 251.9567
AZ Hg Rule - MER Removal Annual v3.1 | 104 | 1513 | MACT Fuel Choice Floor in lbs/MMBtu | FALSE | L | Annual | Rate | lb/MMBtu | 0 | 6.822e-07 | 6.8614e-07 | 6.8183e-07 | 6.8041e-07 | 6.7279e-07 | 6.7538e-07
AZ Hg Rule - MER Removal Annual v3.1 | 104 | 1513 | MACT Fuel Choice Floor in lbs/MMBtu | FALSE | L | Annual | Generation | TWh | 0 | 26.1677 | 24.6175 | 25.737 | 25.8051 | 25.9852 | 26.5389
AZ Hg Rule - MER Removal Annual v3.1 | 104 | 1513 | MACT Fuel Choice Floor in lbs/MMBtu | FALSE | L | Annual | Qualifying Generation | TWh | 0 | 26.1677 | 24.6175 | 25.737 | 25.8051 | 25.9852 | 26.5389
AZ Hg Rule - MER Removal Annual v3.1 | 104 | 1513 | MACT Fuel Choice Floor in lbs/MMBtu | FALSE | L | Annual | Constraint Shadow Price | US$/Lb | 0 | 0 | 0 | 0 | 0 | 0 | 0
BART NOx Annual Cap-Lansing Smith 1&2 -v5.13 | 105 | 6031 | Rate Constraint in MTons | FALSE | L | Annual | Seasons Included | Seasons |  | Winter, Summer | Winter, Summer | Winter, Summer | Winter, Summer | Winter, Summer | Winter, Summer
BART NOx Annual Cap-Lansing Smith 1&2 -v5.13 | 105 | 6031 | Rate Constraint in MTons | FALSE | L | Annual | Standard | MTons | 0 | 4.7 | 4.7 | 4.7 | 4.7 | 4.7 | 4.7
BART NOx Annual Cap-Lansing Smith 1&2 -v5.13 | 105 | 6031 | Rate Constraint in MTons | FALSE | L | Annual | Standard NOX | MTons | 0 | 4.7 | 4.7 | 4.7 | 4.7 | 4.7 | 4.7
BART NOx Annual Cap-Lansing Smith 1&2 -v5.13 | 105 | 6031 | Rate Constraint in MTons | FALSE | L | Annual | Emissions at Affected Plants NOX | MTons | 0 | 0 | 0 | 0 | 0 | 0 | 0
BART NOx Annual Cap-Lansing Smith 1&2 -v5.13 | 105 | 6031 | Rate Constraint in MTons | FALSE | L | Annual | Allowances Purchased NOX | MTons | 0 | 0 | 0 | 0 | 0 | 0 | 0
BART NOx Annual Cap-Lansing Smith 1&2 -v5.13 | 105 | 6031 | Rate Constraint in MTons | FALSE | L | Annual | Allowances Sold NOX | MTons | 0 | 0 | 0 | 0 | 0 | 0 | 0
BART NOx Annual Cap-Lansing Smith 1&2 -v5.13 | 105 | 6031 | Rate Constraint in MTons | FALSE | L | Annual | Allowances Banked | MTons | 0 | 0 | 0 | 0 | 0 | 0 | 0
BART NOx Annual Cap-Lansing Smith 1&2 -v5.13 | 105 | 6031 | Rate Constraint in MTons | FALSE | L | Annual | Allowances Withdrawn (1:1) | MTons | 0 | 0 | 0 | 0 | 0 | 0 | 0
BART NOx Annual Cap-Lansing Smith 1&2 -v5.13 | 105 | 6031 | Rate Constraint in MTons | FALSE | L | Annual | Allowances Withdrawn (n:1) | MTons | 0 | 0 | 0 | 0 | 0 | 0 | 0
BART NOx Annual Cap-Lansing Smith 1&2 -v5.13 | 105 | 6031 | Rate Constraint in MTons | FALSE | L | Annual | Net Emissions Allowance Position | MTons | 0 | 0 | 0 | 0 | 0 | 0 | 0
BART NOx Annual Cap-Lansing Smith 1&2 -v5.13 | 105 | 6031 | Rate Constraint in MTons | FALSE | L | Annual | Fuel Consumed | TBtu | 0 | 0 | 0 | 0 | 0 | 0 | 0
BART NOx Annual Cap-Lansing Smith 1&2 -v5.13 | 105 | 6031 | Rate Constraint in MTons | FALSE | L | Annual | Rate | lb/MMBtu | 0 | 0 | 0 | 0 | 0 | 0 | 0
BART NOx Annual Cap-Lansing Smith 1&2 -v5.13 | 105 | 6031 | Rate Constraint in MTons | FALSE | L | Annual | Generation | TWh | 0 | 0 | 0 | 0 | 0 | 0 | 0
BART NOx Annual Cap-Lansing Smith 1&2 -v5.13 | 105 | 6031 | Rate Constraint in MTons | FALSE | L | Annual | Qualifying Generation | TWh | 0 | 0 | 0 | 0 | 0 | 0 | 0
BART NOx Annual Cap-Lansing Smith 1&2 -v5.13 | 105 | 6031 | Rate Constraint in MTons | FALSE | L | Annual | Rate | lb/MWh | 0 | 0 | 0 | 0 | 0 | 0 | 0
BART NOx Annual Cap-Lansing Smith 1&2 -v5.13 | 105 | 6031 | Rate Constraint in MTons | FALSE | L | Annual | Constraint Shadow Price | US$/Ton | 0 | 0 | 0 | 0 | 0 | 0 | 0
BART NOX Annual-Apache Station 2 & 3 -v5.13 | 106 | 5816 | Rate Constraint in lbs/MMBtu | FALSE | L | Annual | Seasons Included | Seasons |  | Winter, Summer | Winter, Summer | Winter, Summer | Winter, Summer | Winter, Summer | Winter, Summer
BART NOX Annual-Apache Station 2 & 3 -v5.13 | 106 | 5816 | Rate Constraint in lbs/MMBtu | FALSE | L | Annual | Standard | lb/MMBtu | 0 | 0.07 | 0.07 | 0.07 | 0.07 | 0.07 | 0.07
BART NOX Annual-Apache Station 2 & 3 -v5.13 | 106 | 5816 | Rate Constraint in lbs/MMBtu | FALSE | L | Annual | Emissions at Affected Plants NOX | MTons | 0 | 0.50676 | 0.11589 | 0.40917 | 0.46457 | 0.46457 | 0.63433
BART NOX Annual-Apache Station 2 & 3 -v5.13 | 106 | 5816 | Rate Constraint in lbs/MMBtu | FALSE | L | Annual | Allowances Purchased NOX | MTons | 0 | 0 | 0 | 0 | 0 | 0 | 0
BART NOX Annual-Apache Station 2 & 3 -v5.13 | 106 | 5816 | Rate Constraint in lbs/MMBtu | FALSE | L | Annual | Allowances Sold NOX | MTons | 0 | 0 | 0 | 0 | 0 | 0 | 0
BART NOX Annual-Apache Station 2 & 3 -v5.13 | 106 | 5816 | Rate Constraint in lbs/MMBtu | FALSE | L | Annual | Allowances Banked | MTons | 0 | 0 | 0 | 0 | 0 | 0 | 0
BART NOX Annual-Apache Station 2 & 3 -v5.13 | 106 | 5816 | Rate Constraint in lbs/MMBtu | FALSE | L | Annual | Allowances Withdrawn (1:1) | MTons | 0 | 0 | 0 | 0 | 0 | 0 | 0
BART NOX Annual-Apache Station 2 & 3 -v5.13 | 106 | 5816 | Rate Constraint in lbs/MMBtu | FALSE | L | Annual | Allowances Withdrawn (n:1) | MTons | 0 | 0 | 0 | 0 | 0 | 0 | 0
BART NOX Annual-Apache Station 2 & 3 -v5.13 | 106 | 5816 | Rate Constraint in lbs/MMBtu | FALSE | L | Annual | Net Emissions Allowance Position | MTons | 0 | 0.50676 | 0.11589 | 0.40917 | 0.46457 | 0.46457 | 0.63433
BART NOX Annual-Apache Station 2 & 3 -v5.13 | 106 | 5816 | Rate Constraint in lbs/MMBtu | FALSE | L | Annual | Fuel Consumed | TBtu | 0 | 14.4789 | 3.7885 | 11.6907 | 13.1997 | 13.1997 | 18.0231
BART NOX Annual-Apache Station 2 & 3 -v5.13 | 106 | 5816 | Rate Constraint in lbs/MMBtu | FALSE | L | Annual | Rate | lb/MMBtu | 0 | 0.07 | 0.061181 | 0.07 | 0.070391 | 0.070391 | 0.070391
BART NOX Annual-Apache Station 2 & 3 -v5.13 | 106 | 5816 | Rate Constraint in lbs/MMBtu | FALSE | L | Annual | Generation | TWh | 0 | 1.476 | 0.38834 | 1.191 | 1.3357 | 1.3357 | 1.8329
BART NOX Annual-Apache Station 2 & 3 -v5.13 | 106 | 5816 | Rate Constraint in lbs/MMBtu | FALSE | L | Annual | Qualifying Generation | TWh | 0 | 1.476 | 0.38834 | 1.191 | 1.3357 | 1.3357 | 1.8329
BART NOX Annual-Apache Station 2 & 3 -v5.13 | 106 | 5816 | Rate Constraint in lbs/MMBtu | FALSE | L | Annual | Rate | lb/MWh | 0 | 0.34333 | 0.29843 | 0.34354 | 0.34781 | 0.34781 | 0.34608
BART NOX Annual-Apache Station 2 & 3 -v5.13 | 106 | 5816 | Rate Constraint in lbs/MMBtu | FALSE | L | Annual | Constraint Shadow Price | US$/Ton | 0 | 17019.6409 | 0 | 8368.1118 | 9767.5765 | 9739.3545 | 8794.2356
BART NOX Annual-Boardman 1SG -v5.13 | 107 | 5866 | Rate Constraint in lbs/MMBtu | FALSE | L | Annual | Seasons Included | Seasons |  | Winter, Summer | Winter, Summer | Winter, Summer | Winter, Summer | Winter, Summer | Winter, Summer
BART NOX Annual-Boardman 1SG -v5.13 | 107 | 5866 | Rate Constraint in lbs/MMBtu | FALSE | L | Annual | Standard | lb/MMBtu | 0 | 0.7 | 0.7 | 0.7 | 0.7 | 0.7 | 0.7
BART NOX Annual-Boardman 1SG -v5.13 | 107 | 5866 | Rate Constraint in lbs/MMBtu | FALSE | L | Annual | Emissions at Affected Plants NOX | MTons | 0 | 0 | 0 | 0 | 0 | 0 | 0
BART NOX Annual-Boardman 1SG -v5.13 | 107 | 5866 | Rate Constraint in lbs/MMBtu | FALSE | L | Annual | Allowances Purchased NOX | MTons | 0 | 0 | 0 | 0 | 0 | 0 | 0
BART NOX Annual-Boardman 1SG -v5.13 | 107 | 5866 | Rate Constraint in lbs/MMBtu | FALSE | L | Annual | Allowances Sold NOX | MTons | 0 | 0 | 0 | 0 | 0 | 0 | 0
BART NOX Annual-Boardman 1SG -v5.13 | 107 | 5866 | Rate Constraint in lbs/MMBtu | FALSE | L | Annual | Allowances Banked | MTons | 0 | 0 | 0 | 0 | 0 | 0 | 0
BART NOX Annual-Boardman 1SG -v5.13 | 107 | 5866 | Rate Constraint in lbs/MMBtu | FALSE | L | Annual | Allowances Withdrawn (1:1) | MTons | 0 | 0 | 0 | 0 | 0 | 0 | 0
BART NOX Annual-Boardman 1SG -v5.13 | 107 | 5866 | Rate Constraint in lbs/MMBtu | FALSE | L | Annual | Allowances Withdrawn (n:1) | MTons | 0 | 0 | 0 | 0 | 0 | 0 | 0
BART NOX Annual-Boardman 1SG -v5.13 | 107 | 5866 | Rate Constraint in lbs/MMBtu | FALSE | L | Annual | Net Emissions Allowance Position | MTons | 0 | 0 | 0 | 0 | 0 | 0 | 0
BART NOX Annual-Boardman 1SG -v5.13 | 107 | 5866 | Rate Constraint in lbs/MMBtu | FALSE | L | Annual | Fuel Consumed | TBtu | 0 | 0 | 0 | 0 | 0 | 0 | 0
BART NOX Annual-Boardman 1SG -v5.13 | 107 | 5866 | Rate Constraint in lbs/MMBtu | FALSE | L | Annual | Rate | lb/MMBtu | 0 | 0 | 0 | 0 | 0 | 0 | 0
BART NOX Annual-Boardman 1SG -v5.13 | 107 | 5866 | Rate Constraint in lbs/MMBtu | FALSE | L | Annual | Generation | TWh | 0 | 0 | 0 | 0 | 0 | 0 | 0
BART NOX Annual-Boardman 1SG -v5.13 | 107 | 5866 | Rate Constraint in lbs/MMBtu | FALSE | L | Annual | Qualifying Generation | TWh | 0 | 0 | 0 | 0 | 0 | 0 | 0
BART NOX Annual-Boardman 1SG -v5.13 | 107 | 5866 | Rate Constraint in lbs/MMBtu | FALSE | L | Annual | Rate | lb/MWh | 0 | 0 | 0 | 0 | 0 | 0 | 0
BART NOX Annual-Boardman 1SG -v5.13 | 107 | 5866 | Rate Constraint in lbs/MMBtu | FALSE | L | Annual | Constraint Shadow Price | US$/Ton | 0 | 0 | 0 | 0 | 0 | 0 | 0
BART NOX Annual-Cherokee 4 -v5.13 | 108 | 5819 | Rate Constraint in lbs/MMBtu | FALSE | L | Annual | Seasons Included | Seasons |  | Winter, Summer | Winter, Summer | Winter, Summer | Winter, Summer | Winter, Summer | Winter, Summer
BART NOX Annual-Cherokee 4 -v5.13 | 108 | 5819 | Rate Constraint in lbs/MMBtu | FALSE | L | Annual | Standard | lb/MMBtu | 0 | 0.12 | 0.12 | 0.12 | 0.12 | 0.12 | 0.12
BART NOX Annual-Cherokee 4 -v5.13 | 108 | 5819 | Rate Constraint in lbs/MMBtu | FALSE | L | Annual | Emissions at Affected Plants NOX | MTons | 0 | 0 | 0 | 0 | 0 | 0 | 0
BART NOX Annual-Cherokee 4 -v5.13 | 108 | 5819 | Rate Constraint in lbs/MMBtu | FALSE | L | Annual | Allowances Purchased NOX | MTons | 0 | 0 | 0 | 0 | 0 | 0 | 0
BART NOX Annual-Cherokee 4 -v5.13 | 108 | 5819 | Rate Constraint in lbs/MMBtu | FALSE | L | Annual | Allowances Sold NOX | MTons | 0 | 0 | 0 | 0 | 0 | 0 | 0
BART NOX Annual-Cherokee 4 -v5.13 | 108 | 5819 | Rate Constraint in lbs/MMBtu | FALSE | L | Annual | Allowances Banked | MTons | 0 | 0 | 0 | 0 | 0 | 0 | 0
BART NOX Annual-Cherokee 4 -v5.13 | 108 | 5819 | Rate Constraint in lbs/MMBtu | FALSE | L | Annual | Allowances Withdrawn (1:1) | MTons | 0 | 0 | 0 | 0 | 0 | 0 | 0
BART NOX Annual-Cherokee 4 -v5.13 | 108 | 5819 | Rate Constraint in lbs/MMBtu | FALSE | L | Annual | Allowances Withdrawn (n:1) | MTons | 0 | 0 | 0 | 0 | 0 | 0 | 0
BART NOX Annual-Cherokee 4 -v5.13 | 108 | 5819 | Rate Constraint in lbs/MMBtu | FALSE | L | Annual | Net Emissions Allowance Position | MTons | 0 | 0 | 0 | 0 | 0 | 0 | 0
BART NOX Annual-Cherokee 4 -v5.13 | 108 | 5819 | Rate Constraint in lbs/MMBtu | FALSE | L | Annual | Fuel Consumed | TBtu | 0 | 0 | 0 | 0 | 0 | 0 | 0
BART NOX Annual-Cherokee 4 -v5.13 | 108 | 5819 | Rate Constraint in lbs/MMBtu | FALSE | L | Annual | Rate | lb/MMBtu | 0 | 0 | 0 | 0 | 0 | 0 | 0
BART NOX Annual-Cherokee 4 -v5.13 | 108 | 5819 | Rate Constraint in lbs/MMBtu | FALSE | L | Annual | Generation | TWh | 0 | 0 | 0 | 0 | 0 | 0 | 0
BART NOX Annual-Cherokee 4 -v5.13 | 108 | 5819 | Rate Constraint in lbs/MMBtu | FALSE | L | Annual | Qualifying Generation | TWh | 0 | 0 | 0 | 0 | 0 | 0 | 0
BART NOX Annual-Cherokee 4 -v5.13 | 108 | 5819 | Rate Constraint in lbs/MMBtu | FALSE | L | Annual | Rate | lb/MWh | 0 | 0 | 0 | 0 | 0 | 0 | 0
BART NOX Annual-Cherokee 4 -v5.13 | 108 | 5819 | Rate Constraint in lbs/MMBtu | FALSE | L | Annual | Constraint Shadow Price | US$/Ton | 0 | 49557.7397 | 15333.8808 | 10985.1657 | 8586.5154 | 3062.8097 | 2031.0608
BART NOX Annual-Cholla 2-4 -v5.13 | 109 | 5817 | Rate Constraint in lbs/MMBtu | FALSE | L | Annual | Seasons Included | Seasons |  | Winter, Summer | Winter, Summer | Winter, Summer | Winter, Summer | Winter, Summer | Winter, Summer
BART NOX Annual-Cholla 2-4 -v5.13 | 109 | 5817 | Rate Constraint in lbs/MMBtu | FALSE | L | Annual | Standard | lb/MMBtu | 0 | 0.055 | 0.055 | 0.055 | 0.055 | 0.055 | 0.055
BART NOX Annual-Cholla 2-4 -v5.13 | 109 | 5817 | Rate Constraint in lbs/MMBtu | FALSE | L | Annual | Emissions at Affected Plants NOX | MTons | 0 | 1.723 | 1.696 | 1.6844 | 1.6642 | 1.7131 | 1.7297
BART NOX Annual-Cholla 2-4 -v5.13 | 109 | 5817 | Rate Constraint in lbs/MMBtu | FALSE | L | Annual | Allowances Purchased NOX | MTons | 0 | 0 | 0 | 0 | 0 | 0 | 0
BART NOX Annual-Cholla 2-4 -v5.13 | 109 | 5817 | Rate Constraint in lbs/MMBtu | FALSE | L | Annual | Allowances Sold NOX | MTons | 0 | 0 | 0 | 0 | 0 | 0 | 0
BART NOX Annual-Cholla 2-4 -v5.13 | 109 | 5817 | Rate Constraint in lbs/MMBtu | FALSE | L | Annual | Allowances Banked | MTons | 0 | 0 | 0 | 0 | 0 | 0 | 0
BART NOX Annual-Cholla 2-4 -v5.13 | 109 | 5817 | Rate Constraint in lbs/MMBtu | FALSE | L | Annual | Allowances Withdrawn (1:1) | MTons | 0 | 0 | 0 | 0 | 0 | 0 | 0
BART NOX Annual-Cholla 2-4 -v5.13 | 109 | 5817 | Rate Constraint in lbs/MMBtu | FALSE | L | Annual | Allowances Withdrawn (n:1) | MTons | 0 | 0 | 0 | 0 | 0 | 0 | 0
BART NOX Annual-Cholla 2-4 -v5.13 | 109 | 5817 | Rate Constraint in lbs/MMBtu | FALSE | L | Annual | Net Emissions Allowance Position | MTons | 0 | 1.723 | 1.696 | 1.6844 | 1.6642 | 1.7131 | 1.7297
BART NOX Annual-Cholla 2-4 -v5.13 | 109 | 5817 | Rate Constraint in lbs/MMBtu | FALSE | L | Annual | Fuel Consumed | TBtu | 0 | 62.6559 | 61.6718 | 61.2524 | 60.5147 | 62.2681 | 62.8434
BART NOX Annual-Cholla 2-4 -v5.13 | 109 | 5817 | Rate Constraint in lbs/MMBtu | FALSE | L | Annual | Rate | lb/MMBtu | 0 | 0.055 | 0.055 | 0.055 | 0.055 | 0.055023 | 0.055047
BART NOX Annual-Cholla 2-4 -v5.13 | 109 | 5817 | Rate Constraint in lbs/MMBtu | FALSE | L | Annual | Generation | TWh | 0 | 6.597 | 6.4948 | 6.4513 | 6.3747 | 6.5548 | 6.6113
BART NOX Annual-Cholla 2-4 -v5.13 | 109 | 5817 | Rate Constraint in lbs/MMBtu | FALSE | L | Annual | Qualifying Generation | TWh | 0 | 6.597 | 6.4948 | 6.4513 | 6.3747 | 6.5548 | 6.6113
BART NOX Annual-Cholla 2-4 -v5.13 | 109 | 5817 | Rate Constraint in lbs/MMBtu | FALSE | L | Annual | Rate | lb/MWh | 0 | 0.26119 | 0.26113 | 0.2611 | 0.26105 | 0.26135 | 0.26163
BART NOX Annual-Cholla 2-4 -v5.13 | 109 | 5817 | Rate Constraint in lbs/MMBtu | FALSE | L | Annual | Constraint Shadow Price | US$/Ton | 0 | 14862.3105 | 3367.7178 | 6968.5115 | 4433.8376 | 1932.6691 | 6270.8204
BART NOX Annual-Coal Creek 1 & 2 -v5.13 | 110 | 5854 | Rate Constraint in lbs/MMBtu | FALSE | L | Annual | Seasons Included | Seasons |  | Winter, Summer | Winter, Summer | Winter, Summer | Winter, Summer | Winter, Summer | Winter, Summer
BART NOX Annual-Coal Creek 1 & 2 -v5.13 | 110 | 5854 | Rate Constraint in lbs/MMBtu | FALSE | L | Annual | Standard | lb/MMBtu | 0 | 0.13 | 0.13 | 0.13 | 0.13 | 0.13 | 0.13
BART NOX Annual-Coal Creek 1 & 2 -v5.13 | 110 | 5854 | Rate Constraint in lbs/MMBtu | FALSE | L | Annual | Emissions at Affected Plants NOX | MTons | 0 | 5.4743 | 5.4743 | 5.4743 | 5.4743 | 5.4743 | 5.4743
BART NOX Annual-Coal Creek 1 & 2 -v5.13 | 110 | 5854 | Rate Constraint in lbs/MMBtu | FALSE | L | Annual | Allowances Purchased NOX | MTons | 0 | 0 | 0 | 0 | 0 | 0 | 0
BART NOX Annual-Coal Creek 1 & 2 -v5.13 | 110 | 5854 | Rate Constraint in lbs/MMBtu | FALSE | L | Annual | Allowances Sold NOX | MTons | 0 | 0 | 0 | 0 | 0 | 0 | 0
BART NOX Annual-Coal Creek 1 & 2 -v5.13 | 110 | 5854 | Rate Constraint in lbs/MMBtu | FALSE | L | Annual | Allowances Banked | MTons | 0 | 0 | 0 | 0 | 0 | 0 | 0
BART NOX Annual-Coal Creek 1 & 2 -v5.13 | 110 | 5854 | Rate Constraint in lbs/MMBtu | FALSE | L | Annual | Allowances Withdrawn (1:1) | MTons | 0 | 0 | 0 | 0 | 0 | 0 | 0
BART NOX Annual-Coal Creek 1 & 2 -v5.13 | 110 | 5854 | Rate Constraint in lbs/MMBtu | FALSE | L | Annual | Allowances Withdrawn (n:1) | MTons | 0 | 0 | 0 | 0 | 0 | 0 | 0
BART NOX Annual-Coal Creek 1 & 2 -v5.13 | 110 | 5854 | Rate Constraint in lbs/MMBtu | FALSE | L | Annual | Net Emissions Allowance Position | MTons | 0 | 5.4743 | 5.4743 | 5.4743 | 5.4743 | 5.4743 | 5.4743
BART NOX Annual-Coal Creek 1 & 2 -v5.13 | 110 | 5854 | Rate Constraint in lbs/MMBtu | FALSE | L | Annual | Fuel Consumed | TBtu | 0 | 84.2197 | 84.2197 | 84.2197 | 84.2197 | 84.2197 | 84.2197
BART NOX Annual-Coal Creek 1 & 2 -v5.13 | 110 | 5854 | Rate Constraint in lbs/MMBtu | FALSE | L | Annual | Rate | lb/MMBtu | 0 | 0.13 | 0.13 | 0.13 | 0.13 | 0.13 | 0.13
BART NOX Annual-Coal Creek 1 & 2 -v5.13 | 110 | 5854 | Rate Constraint in lbs/MMBtu | FALSE | L | Annual | Generation | TWh | 0 | 8.1069 | 8.1069 | 8.1069 | 8.1069 | 8.1069 | 8.1069
BART NOX Annual-Coal Creek 1 & 2 -v5.13 | 110 | 5854 | Rate Constraint in lbs/MMBtu | FALSE | L | Annual | Qualifying Generation | TWh | 0 | 8.1069 | 8.1069 | 8.1069 | 8.1069 | 8.1069 | 8.1069
BART NOX Annual-Coal Creek 1 & 2 -v5.13 | 110 | 5854 | Rate Constraint in lbs/MMBtu | FALSE | L | Annual | Rate | lb/MWh | 0 | 0.67526 | 0.67526 | 0.67526 | 0.67526 | 0.67526 | 0.67526
BART NOX Annual-Coal Creek 1 & 2 -v5.13 | 110 | 5854 | Rate Constraint in lbs/MMBtu | FALSE | L | Annual | Constraint Shadow Price | US$/Ton | 0 | 18475.6709 | 96.7312 | 3935.6987 | 17887.1339 | 0 | 0
BART NOX Annual-Colstrip 1 -v5.13 | 111 | 5835 | Rate Constraint in lbs/MMBtu | FALSE | L | Annual | Seasons Included | Seasons |  | Winter, Summer | Winter, Summer | Winter, Summer | Winter, Summer | Winter, Summer | Winter, Summer
BART NOX Annual-Colstrip 1 -v5.13 | 111 | 5835 | Rate Constraint in lbs/MMBtu | FALSE | L | Annual | Standard | lb/MMBtu | 0 | 0.15 | 0.15 | 0.15 | 0.15 | 0.15 | 0.15
BART NOX Annual-Colstrip 1 -v5.13 | 111 | 5835 | Rate Constraint in lbs/MMBtu | FALSE | L | Annual | Emissions at Affected Plants NOX | MTons | 0 | 1.7574 | 1.7574 | 1.7574 | 1.7574 | 1.7574 | 1.7574
BART NOX Annual-Colstrip 1 -v5.13 | 111 | 5835 | Rate Constraint in lbs/MMBtu | FALSE | L | Annual | Allowances Purchased NOX | MTons | 0 | 0 | 0 | 0 | 0 | 0 | 0
BART NOX Annual-Colstrip 1 -v5.13 | 111 | 5835 | Rate Constraint in lbs/MMBtu | FALSE | L | Annual | Allowances Sold NOX | MTons | 0 | 0 | 0 | 0 | 0 | 0 | 0
BART NOX Annual-Colstrip 1 -v5.13 | 111 | 5835 | Rate Constraint in lbs/MMBtu | FALSE | L | Annual | Allowances Banked | MTons | 0 | 0 | 0 | 0 | 0 | 0 | 0
BART NOX Annual-Colstrip 1 -v5.13 | 111 | 5835 | Rate Constraint in lbs/MMBtu | FALSE | L | Annual | Allowances Withdrawn (1:1) | MTons | 0 | 0 | 0 | 0 | 0 | 0 | 0
BART NOX Annual-Colstrip 1 -v5.13 | 111 | 5835 | Rate Constraint in lbs/MMBtu | FALSE | L | Annual | Allowances Withdrawn (n:1) | MTons | 0 | 0 | 0 | 0 | 0 | 0 | 0
BART NOX Annual-Colstrip 1 -v5.13 | 111 | 5835 | Rate Constraint in lbs/MMBtu | FALSE | L | Annual | Net Emissions Allowance Position | MTons | 0 | 1.7574 | 1.7574 | 1.7574 | 1.7574 | 1.7574 | 1.7574
BART NOX Annual-Colstrip 1 -v5.13 | 111 | 5835 | Rate Constraint in lbs/MMBtu | FALSE | L | Annual | Fuel Consumed | TBtu | 0 | 23.432 | 23.432 | 23.432 | 23.432 | 23.432 | 23.432
BART NOX Annual-Colstrip 1 -v5.13 | 111 | 5835 | Rate Constraint in lbs/MMBtu | FALSE | L | Annual | Rate | lb/MMBtu | 0 | 0.15 | 0.15 | 0.15 | 0.15 | 0.15 | 0.15
BART NOX Annual-Colstrip 1 -v5.13 | 111 | 5835 | Rate Constraint in lbs/MMBtu | FALSE | L | Annual | Generation | TWh | 0 | 2.2649 | 2.2649 | 2.2649 | 2.2649 | 2.2649 | 2.2649
BART NOX Annual-Colstrip 1 -v5.13 | 111 | 5835 | Rate Constraint in lbs/MMBtu | FALSE | L | Annual | Qualifying Generation | TWh | 0 | 2.2649 | 2.2649 | 2.2649 | 2.2649 | 2.2649 | 2.2649
BART NOX Annual-Colstrip 1 -v5.13 | 111 | 5835 | Rate Constraint in lbs/MMBtu | FALSE | L | Annual | Rate | lb/MWh | 0 | 0.77592 | 0.77592 | 0.77592 | 0.77592 | 0.77592 | 0.77592
BART NOX Annual-Colstrip 1 -v5.13 | 111 | 5835 | Rate Constraint in lbs/MMBtu | FALSE | L | Annual | Constraint Shadow Price | US$/Ton | 0 | 12489.2298 | 658.1234 | 20356.8486 | 0 | 0 | 0
BART NOX Annual-Colstrip 2 -v5.13 | 112 | 5836 | Rate Constraint in lbs/MMBtu | FALSE | L | Annual | Seasons Included | Seasons |  | Winter, Summer | Winter, Summer | Winter, Summer | Winter, Summer | Winter, Summer | Winter, Summer
BART NOX Annual-Colstrip 2 -v5.13 | 112 | 5836 | Rate Constraint in lbs/MMBtu | FALSE | L | Annual | Standard | lb/MMBtu | 0 | 0.15 | 0.15 | 0.15 | 0.15 | 0.15 | 0.15
BART NOX Annual-Colstrip 2 -v5.13 | 112 | 5836 | Rate Constraint in lbs/MMBtu | FALSE | L | Annual | Emissions at Affected Plants NOX | MTons | 0 | 1.7364 | 1.7364 | 1.7364 | 1.7364 | 1.7364 | 1.7364
BART NOX Annual-Colstrip 2 -v5.13 | 112 | 5836 | Rate Constraint in lbs/MMBtu | FALSE | L | Annual | Allowances Purchased NOX | MTons | 0 | 0 | 0 | 0 | 0 | 0 | 0
BART NOX Annual-Colstrip 2 -v5.13 | 112 | 5836 | Rate Constraint in lbs/MMBtu | FALSE | L | Annual | Allowances Sold NOX | MTons | 0 | 0 | 0 | 0 | 0 | 0 | 0
BART NOX Annual-Colstrip 2 -v5.13 | 112 | 5836 | Rate Constraint in lbs/MMBtu | FALSE | L | Annual | Allowances Banked | MTons | 0 | 0 | 0 | 0 | 0 | 0 | 0
BART NOX Annual-Colstrip 2 -v5.13 | 112 | 5836 | Rate Constraint in lbs/MMBtu | FALSE | L | Annual | Allowances Withdrawn (1:1) | MTons | 0 | 0 | 0 | 0 | 0 | 0 | 0
BART NOX Annual-Colstrip 2 -v5.13 | 112 | 5836 | Rate Constraint in lbs/MMBtu | FALSE | L | Annual | Allowances Withdrawn (n:1) | MTons | 0 | 0 | 0 | 0 | 0 | 0 | 0
BART NOX Annual-Colstrip 2 -v5.13 | 112 | 5836 | Rate Constraint in lbs/MMBtu | FALSE | L | Annual | Net Emissions Allowance Position | MTons | 0 | 1.7364 | 1.7364 | 1.7364 | 1.7364 | 1.7364 | 1.7364
BART NOX Annual-Colstrip 2 -v5.13 | 112 | 5836 | Rate Constraint in lbs/MMBtu | FALSE | L | Annual | Fuel Consumed | TBtu | 0 | 23.1516 | 23.1516 | 23.1516 | 23.1516 | 23.1516 | 23.1516
BART NOX Annual-Colstrip 2 -v5.13 | 112 | 5836 | Rate Constraint in lbs/MMBtu | FALSE | L | Annual | Rate | lb/MMBtu | 0 | 0.15 | 0.15 | 0.15 | 0.15 | 0.15 | 0.15
BART NOX Annual-Colstrip 2 -v5.13 | 112 | 5836 | Rate Constraint in lbs/MMBtu | FALSE | L | Annual | Generation | TWh | 0 | 2.265 | 2.265 | 2.265 | 2.265 | 2.265 | 2.265
BART NOX Annual-Colstrip 2 -v5.13 | 112 | 5836 | Rate Constraint in lbs/MMBtu | FALSE | L | Annual | Qualifying Generation | TWh | 0 | 2.265 | 2.265 | 2.265 | 2.265 | 2.265 | 2.265
BART NOX Annual-Colstrip 2 -v5.13 | 112 | 5836 | Rate Constraint in lbs/MMBtu | FALSE | L | Annual | Rate | lb/MWh | 0 | 0.7666 | 0.7666 | 0.7666 | 0.7666 | 0.7666 | 0.7666
BART NOX Annual-Colstrip 2 -v5.13 | 112 | 5836 | Rate Constraint in lbs/MMBtu | FALSE | L | Annual | Constraint Shadow Price | US$/Ton | 0 | 14090.7183 | 259.7008 | 6858.4575 | 14785.565 | 0 | 0
BART NOX Annual-Comanche 1 -v5.13 | 113 | 5820 | Rate Constraint in lbs/MMBtu | FALSE | L | Annual | Seasons Included | Seasons |  | Winter, Summer | Winter, Summer | Winter, Summer | Winter, Summer | Winter, Summer | Winter, Summer
BART NOX Annual-Comanche 1 -v5.13 | 113 | 5820 | Rate Constraint in lbs/MMBtu | FALSE | L | Annual | Standard | lb/MMBtu | 0 | 0.2 | 0.2 | 0.2 | 0.2 | 0.2 | 0.2
BART NOX Annual-Comanche 1 -v5.13 | 113 | 5820 | Rate Constraint in lbs/MMBtu | FALSE | L | Annual | Emissions at Affected Plants NOX | MTons | 0 | 1.4735 | 1.3684 | 1.4735 | 1.4735 | 1.3923 | 1.4735
BART NOX Annual-Comanche 1 -v5.13 | 113 | 5820 | Rate Constraint in lbs/MMBtu | FALSE | L | Annual | Allowances Purchased NOX | MTons | 0 | 0 | 0 | 0 | 0 | 0 | 0
BART NOX Annual-Comanche 1 -v5.13 | 113 | 5820 | Rate Constraint in lbs/MMBtu | FALSE | L | Annual | Allowances Sold NOX | MTons | 0 | 0 | 0 | 0 | 0 | 0 | 0
BART NOX Annual-Comanche 1 -v5.13 | 113 | 5820 | Rate Constraint in lbs/MMBtu | FALSE | L | Annual | Allowances Banked | MTons | 0 | 0 | 0 | 0 | 0 | 0 | 0
BART NOX Annual-Comanche 1 -v5.13 | 113 | 5820 | Rate Constraint in lbs/MMBtu | FALSE | L | Annual | Allowances Withdrawn (1:1) | MTons | 0 | 0 | 0 | 0 | 0 | 0 | 0
BART NOX Annual-Comanche 1 -v5.13 | 113 | 5820 | Rate Constraint in lbs/MMBtu | FALSE | L | Annual | Allowances Withdrawn (n:1) | MTons | 0 | 0 | 0 | 0 | 0 | 0 | 0
BART NOX Annual-Comanche 1 -v5.13 | 113 | 5820 | Rate Constraint in lbs/MMBtu | FALSE | L | Annual | Net Emissions Allowance Position | MTons | 0 | 1.4735 | 1.3684 | 1.4735 | 1.4735 | 1.3923 | 1.4735
BART NOX Annual-Comanche 1 -v5.13 | 113 | 5820 | Rate Constraint in lbs/MMBtu | FALSE | L | Annual | Fuel Consumed | TBtu | 0 | 23.9748 | 22.2643 | 23.9748 | 23.9748 | 22.6525 | 23.9748
BART NOX Annual-Comanche 1 -v5.13 | 113 | 5820 | Rate Constraint in lbs/MMBtu | FALSE | L | Annual | Rate | lb/MMBtu | 0 | 0.12292 | 0.12292 | 0.12292 | 0.12292 | 0.12292 | 0.12292
BART NOX Annual-Comanche 1 -v5.13 | 113 | 5820 | Rate Constraint in lbs/MMBtu | FALSE | L | Annual | Generation | TWh | 0 | 2.4033 | 2.2318 | 2.4033 | 2.4033 | 2.2707 | 2.4033
BART NOX Annual-Comanche 1 -v5.13 | 113 | 5820 | Rate Constraint in lbs/MMBtu | FALSE | L | Annual | Qualifying Generation | TWh | 0 | 2.4033 | 2.2318 | 2.4033 | 2.4033 | 2.2707 | 2.4033
BART NOX Annual-Comanche 1 -v5.13 | 113 | 5820 | Rate Constraint in lbs/MMBtu | FALSE | L | Annual | Rate | lb/MWh | 0 | 0.61314 | 0.61314 | 0.61314 | 0.61314 | 0.61314 | 0.61314
BART NOX Annual-Comanche 1 -v5.13 | 113 | 5820 | Rate Constraint in lbs/MMBtu | FALSE | L | Annual | Constraint Shadow Price | US$/Ton | 0 | 0 | 0 | 0 | 0 | 0 | 0
BART NOX Annual-Comanche 2 -v5.13 | 114 | 5821 | Rate Constraint in lbs/MMBtu | FALSE | L | Annual | Seasons Included | Seasons |  | Winter, Summer | Winter, Summer | Winter, Summer | Winter, Summer | Winter, Summer | Winter, Summer
BART NOX Annual-Comanche 2 -v5.13 | 114 | 5821 | Rate Constraint in lbs/MMBtu | FALSE | L | Annual | Standard | lb/MMBtu | 0 | 0.2 | 0.2 | 0.2 | 0.2 | 0.2 | 0.2
BART NOX Annual-Comanche 2 -v5.13 | 114 | 5821 | Rate Constraint in lbs/MMBtu | FALSE | L | Annual | Emissions at Affected Plants NOX | MTons | 0 | 1.8416 | 1.7102 | 1.8416 | 1.8416 | 1.7369 | 1.8416
BART NOX Annual-Comanche 2 -v5.13 | 114 | 5821 | Rate Constraint in lbs/MMBtu | FALSE | L | Annual | Allowances Purchased NOX | MTons | 0 | 0 | 0 | 0 | 0 | 0 | 0
BART NOX Annual-Comanche 2 -v5.13 | 114 | 5821 | Rate Constraint in lbs/MMBtu | FALSE | L | Annual | Allowances Sold NOX | MTons | 0 | 0 | 0 | 0 | 0 | 0 | 0
BART NOX Annual-Comanche 2 -v5.13 | 114 | 5821 | Rate Constraint in lbs/MMBtu | FALSE | L | Annual | Allowances Banked | MTons | 0 | 0 | 0 | 0 | 0 | 0 | 0
BART NOX Annual-Comanche 2 -v5.13 | 114 | 5821 | Rate Constraint in lbs/MMBtu | FALSE | L | Annual | Allowances Withdrawn (1:1) | MTons | 0 | 0 | 0 | 0 | 0 | 0 | 0
BART NOX Annual-Comanche 2 -v5.13 | 114 | 5821 | Rate Constraint in lbs/MMBtu | FALSE | L | Annual | Allowances Withdrawn (n:1) | MTons | 0 | 0 | 0 | 0 | 0 | 0 | 0
BART NOX Annual-Comanche 2 -v5.13 | 114 | 5821 | Rate Constraint in lbs/MMBtu | FALSE | L | Annual | Net Emissions Allowance Position | MTons | 0 | 1.8416 | 1.7102 | 1.8416 | 1.8416 | 1.7369 | 1.8416
BART NOX Annual-Comanche 2 -v5.13 | 114 | 5821 | Rate Constraint in lbs/MMBtu | FALSE | L | Annual | Fuel Consumed | TBtu | 0 | 24.5548 | 22.8029 | 24.5548 | 24.5548 | 23.1172 | 24.5548
BART NOX Annual-Comanche 2 -v5.13 | 114 | 5821 | Rate Constraint in lbs/MMBtu | FALSE | L | Annual | Rate | lb/MMBtu | 0 | 0.15 | 0.15 | 0.15 | 0.15 | 0.15027 | 0.15
BART NOX Annual-Comanche 2 -v5.13 | 114 | 5821 | Rate Constraint in lbs/MMBtu | FALSE | L | Annual | Generation | TWh | 0 | 2.4756 | 2.299 | 2.4756 | 2.4756 | 2.3266 | 2.4756
BART NOX Annual-Comanche 2 -v5.13 | 114 | 5821 | Rate Constraint in lbs/MMBtu | FALSE | L | Annual | Qualifying Generation | TWh | 0 | 2.4756 | 2.299 | 2.4756 | 2.4756 | 2.3266 | 2.4756
BART NOX Annual-Comanche 2 -v5.13 | 114 | 5821 | Rate Constraint in lbs/MMBtu | FALSE | L | Annual | Rate | lb/MWh | 0 | 0.7439 | 0.7439 | 0.7439 | 0.7439 | 0.74655 | 0.7439
BART NOX Annual-Comanche 2 -v5.13 | 114 | 5821 | Rate Constraint in lbs/MMBtu | FALSE | L | Annual | Constraint Shadow Price | US$/Ton | 0 | 0 | 0 | 0 | 0 | 0 | 0
BART NOX Annual-Coronado U1B & U2B -v5.13 | 115 | 5818 | Rate Constraint in lbs/MMBtu | FALSE | L | Annual | Seasons Included | Seasons |  | Winter, Summer | Winter, Summer | Winter, Summer | Winter, Summer | Winter, Summer | Winter, Summer
BART NOX Annual-Coronado U1B & U2B -v5.13 | 115 | 5818 | Rate Constraint in lbs/MMBtu | FALSE | L | Annual | Standard | lb/MMBtu | 0 | 0.065 | 0.065 | 0.065 | 0.065 | 0.065 | 0.065
BART NOX Annual-Coronado U1B & U2B -v5.13 | 115 | 5818 | Rate Constraint in lbs/MMBtu | FALSE | L | Annual | Emissions at Affected Plants NOX | MTons | 0 | 1.6999 | 1.6999 | 1.6999 | 1.6999 | 1.6999 | 1.6999
BART NOX Annual-Coronado U1B & U2B -v5.13 | 115 | 5818 | Rate Constraint in lbs/MMBtu | FALSE | L | Annual | Allowances Purchased NOX | MTons | 0 | 0 | 0 | 0 | 0 | 0 | 0
BART NOX Annual-Coronado U1B & U2B -v5.13 | 115 | 5818 | Rate Constraint in lbs/MMBtu | FALSE | L | Annual | Allowances Sold NOX | MTons | 0 | 0 | 0 | 0 | 0 | 0 | 0
BART NOX Annual-Coronado U1B & U2B -v5.13 | 115 | 5818 | Rate Constraint in lbs/MMBtu | FALSE | L | Annual | Allowances Banked | MTons | 0 | 0 | 0 | 0 | 0 | 0 | 0
BART NOX Annual-Coronado U1B & U2B -v5.13 | 115 | 5818 | Rate Constraint in lbs/MMBtu | FALSE | L | Annual | Allowances Withdrawn (1:1) | MTons | 0 | 0 | 0 | 0 | 0 | 0 | 0
BART NOX Annual-Coronado U1B & U2B -v5.13 | 115 | 5818 | Rate Constraint in lbs/MMBtu | FALSE | L | Annual | Allowances Withdrawn (n:1) | MTons | 0 | 0 | 0 | 0 | 0 | 0 | 0
BART NOX Annual-Coronado U1B & U2B -v5.13 | 115 | 5818 | Rate Constraint in lbs/MMBtu | FALSE | L | Annual | Net Emissions Allowance Position | MTons | 0 | 1.6999 | 1.6999 | 1.6999 | 1.6999 | 1.6999 | 1.6999
BART NOX Annual-Coronado U1B & U2B -v5.13 | 115 | 5818 | Rate Constraint in lbs/MMBtu | FALSE | L | Annual | Fuel Consumed | TBtu | 0 | 52.3031 | 52.3031 | 52.3031 | 52.3031 | 52.388 | 52.3779
BART NOX Annual-Coronado U1B & U2B -v5.13 | 115 | 5818 | Rate Constraint in lbs/MMBtu | FALSE | L | Annual | Rate | lb/MMBtu | 0 | 0.065 | 0.065 | 0.065 | 0.065 | 0.064895 | 0.064907
BART NOX Annual-Coronado U1B & U2B -v5.13 | 115 | 5818 | Rate Constraint in lbs/MMBtu | FALSE | L | Annual | Generation | TWh | 0 | 5.518 | 5.518 | 5.518 | 5.518 | 5.518 | 5.518
BART NOX Annual-Coronado U1B & U2B -v5.13 | 115 | 5818 | Rate Constraint in lbs/MMBtu | FALSE | L | Annual | Qualifying Generation | TWh | 0 | 5.518 | 5.518 | 5.518 | 5.518 | 5.518 | 5.518
BART NOX Annual-Coronado U1B & U2B -v5.13 | 115 | 5818 | Rate Constraint in lbs/MMBtu | FALSE | L | Annual | Rate | lb/MWh | 0 | 0.30806 | 0.30806 | 0.30806 | 0.30806 | 0.30806 | 0.30806
BART NOX Annual-Coronado U1B & U2B -v5.13 | 115 | 5818 | Rate Constraint in lbs/MMBtu | FALSE | L | Annual | Constraint Shadow Price | US$/Ton | 0 | 0 | 0 | 0 | 0 | 0 | 0
BART NOX Annual-Craig C1 -v5.13 | 116 | 5822 | Rate Constraint in lbs/MMBtu | FALSE | L | Annual | Seasons Included | Seasons |  | Winter, Summer | Winter, Summer | Winter, Summer | Winter, Summer | Winter, Summer | Winter, Summer
BART NOX Annual-Craig C1 -v5.13 | 116 | 5822 | Rate Constraint in lbs/MMBtu | FALSE | L | Annual | Standard | lb/MMBtu | 0 | 0.27 | 0.27 | 0.27 | 0.27 | 0.27 | 0.27
BART NOX Annual-Craig C1 -v5.13 | 116 | 5822 | Rate Constraint in lbs/MMBtu | FALSE | L | Annual | Emissions at Affected Plants NOX | MTons | 0 | 3.783 | 3.7832 | 3.7832 | 3.7832 | 3.7832 | 3.7832
BART NOX Annual-Craig C1 -v5.13 | 116 | 5822 | Rate Constraint in lbs/MMBtu | FALSE | L | Annual | Allowances Purchased NOX | MTons | 0 | 0 | 0 | 0 | 0 | 0 | 0
BART NOX Annual-Craig C1 -v5.13 | 116 | 5822 | Rate Constraint in lbs/MMBtu | FALSE | L | Annual | Allowances Sold NOX | MTons | 0 | 0 | 0 | 0 | 0 | 0 | 0
BART NOX Annual-Craig C1 -v5.13 | 116 | 5822 | Rate Constraint in lbs/MMBtu | FALSE | L | Annual | Allowances Banked | MTons | 0 | 0 | 0 | 0 | 0 | 0 | 0
BART NOX Annual-Craig C1 -v5.13 | 116 | 5822 | Rate Constraint in lbs/MMBtu | FALSE | L | Annual | Allowances Withdrawn (1:1) | MTons | 0 | 0 | 0 | 0 | 0 | 0 | 0
BART NOX Annual-Craig C1 -v5.13 | 116 | 5822 | Rate Constraint in lbs/MMBtu | FALSE | L | Annual | Allowances Withdrawn (n:1) | MTons | 0 | 0 | 0 | 0 | 0 | 0 | 0
BART NOX Annual-Craig C1 -v5.13 | 116 | 5822 | Rate Constraint in lbs/MMBtu | FALSE | L | Annual | Net Emissions Allowance Position | MTons | 0 | 3.783 | 3.7832 | 3.7832 | 3.7832 | 3.7832 | 3.7832
BART NOX Annual-Craig C1 -v5.13 | 116 | 5822 | Rate Constraint in lbs/MMBtu | FALSE | L | Annual | Fuel Consumed | TBtu | 0 | 28.0225 | 28.0231 | 28.0231 | 28.0813 | 28.0813 | 28.0813
BART NOX Annual-Craig C1 -v5.13 | 116 | 5822 | Rate Constraint in lbs/MMBtu | FALSE | L | Annual | Rate | lb/MMBtu | 0 | 0.27 | 0.27 | 0.27 | 0.26945 | 0.26945 | 0.26945
BART NOX Annual-Craig C1 -v5.13 | 116 | 5822 | Rate Constraint in lbs/MMBtu | FALSE | L | Annual | Generation | TWh | 0 | 3.07 | 3.07 | 3.07 | 3.07 | 3.07 | 3.07
BART NOX Annual-Craig C1 -v5.13 | 116 | 5822 | Rate Constraint in lbs/MMBtu | FALSE | L | Annual | Qualifying Generation | TWh | 0 | 3.07 | 3.07 | 3.07 | 3.07 | 3.07 | 3.07
BART NOX Annual-Craig C1 -v5.13 | 116 | 5822 | Rate Constraint in lbs/MMBtu | FALSE | L | Annual | Rate | lb/MWh | 0 | 1.2323 | 1.2323 | 1.2323 | 1.2323 | 1.2323 | 1.2323
BART NOX Annual-Craig C1 -v5.13 | 116 | 5822 | Rate Constraint in lbs/MMBtu | FALSE | L | Annual | Constraint Shadow Price | US$/Ton | 0 | 22071.2853 | 13236.6129 | 2723.1536 | 0 | 0 | 0
BART NOX Annual-Craig C2 -v5.13 | 117 | 5823 | Rate Constraint in lbs/MMBtu | FALSE | L | Annual | Seasons Included | Seasons |  | Winter, Summer | Winter, Summer | Winter, Summer | Winter, Summer | Winter, Summer | Winter, Summer
BART NOX Annual-Craig C2 -v5.13 | 117 | 5823 | Rate Constraint in lbs/MMBtu | FALSE | L | Annual | Standard | lb/MMBtu | 0 | 0.08 | 0.08 | 0.08 | 0.08 | 0.08 | 0.08
BART NOX Annual-Craig C2 -v5.13 | 117 | 5823 | Rate Constraint in lbs/MMBtu | FALSE | L | Annual | Emissions at Affected Plants NOX | MTons | 0 | 1.1548 | 1.1548 | 1.1548 | 1.1644 | 1.1644 | 1.1644
BART NOX Annual-Craig C2 -v5.13 | 117 | 5823 | Rate Constraint in lbs/MMBtu | FALSE | L | Annual | Allowances Purchased NOX | MTons | 0 | 0 | 0 | 0 | 0 | 0 | 0
BART NOX Annual-Craig C2 -v5.13 | 117 | 5823 | Rate Constraint in lbs/MMBtu | FALSE | L | Annual | Allowances Sold NOX | MTons | 0 | 0 | 0 | 0 | 0 | 0 | 0
BART NOX Annual-Craig C2 -v5.13 | 117 | 5823 | Rate Constraint in lbs/MMBtu | FALSE | L | Annual | Allowances Banked | MTons | 0 | 0 | 0 | 0 | 0 | 0 | 0
BART NOX Annual-Craig C2 -v5.13 | 117 | 5823 | Rate Constraint in lbs/MMBtu | FALSE | L | Annual | Allowances Withdrawn (1:1) | MTons | 0 | 0 | 0 | 0 | 0 | 0 | 0
BART NOX Annual-Craig C2 -v5.13 | 117 | 5823 | Rate Constraint in lbs/MMBtu | FALSE | L | Annual | Allowances Withdrawn (n:1) | MTons | 0 | 0 | 0 | 0 | 0 | 0 | 0
BART NOX Annual-Craig C2 -v5.13 | 117 | 5823 | Rate Constraint in lbs/MMBtu | FALSE | L | Annual | Net Emissions Allowance Position | MTons | 0 | 1.1548 | 1.1548 | 1.1548 | 1.1644 | 1.1644 | 1.1644
BART NOX Annual-Craig C2 -v5.13 | 117 | 5823 | Rate Constraint in lbs/MMBtu | FALSE | L | Annual | Fuel Consumed | TBtu | 0 | 28.8705 | 28.8705 | 28.8705 | 29.0615 | 29.0615 | 29.0615
BART NOX Annual-Craig C2 -v5.13 | 117 | 5823 | Rate Constraint in lbs/MMBtu | FALSE | L | Annual | Rate | lb/MMBtu | 0 | 0.08 | 0.08 | 0.08 | 0.080133 | 0.080133 | 0.080133
BART NOX Annual-Craig C2 -v5.13 | 117 | 5823 | Rate Constraint in lbs/MMBtu | FALSE | L | Annual | Generation | TWh | 0 | 3.0407 | 3.0407 | 3.0407 | 3.0542 | 3.0542 | 3.0542
BART NOX Annual-Craig C2 -v5.13 | 117 | 5823 | Rate Constraint in lbs/MMBtu | FALSE | L | Annual | Qualifying Generation | TWh | 0 | 3.0407 | 3.0407 | 3.0407 | 3.0542 | 3.0542 | 3.0542
BART NOX Annual-Craig C2 -v5.13 | 117 | 5823 | Rate Constraint in lbs/MMBtu | FALSE | L | Annual | Rate | lb/MWh | 0 | 0.37979 | 0.37979 | 0.37979 | 0.38124 | 0.38124 | 0.38124
BART NOX Annual-Craig C2 -v5.13 | 117 | 5823 | Rate Constraint in lbs/MMBtu | FALSE | L | Annual | Constraint Shadow Price | US$/Ton | 0 | 12763.945 | 4534.8086 | 5081.3527 | 2750.2062 | 2378.3843 | 5573.3397
BART NOX Annual-Four Corners 1-5 -v5.13 | 118 | 5845 | Rate Constraint in lbs/MMBtu | FALSE | L | Annual | Seasons Included | Seasons |  | Winter, Summer | Winter, Summer | Winter, Summer | Winter, Summer | Winter, Summer | Winter, Summer
BART NOX Annual-Four Corners 1-5 -v5.13 | 118 | 5845 | Rate Constraint in lbs/MMBtu | FALSE | L | Annual | Standard | lb/MMBtu | 0 | 0.11 | 0.11 | 0.11 | 0.11 | 0.11 | 0.11
BART NOX Annual-Four Corners 1-5 -v5.13 | 118 | 5845 | Rate Constraint in lbs/MMBtu | FALSE | L | Annual | Emissions at Affected Plants NOX | MTons | 0 | 8.0714 | 8.0714 | 8.0714 | 8.0714 | 8.0714 | 8.0714
BART NOX Annual-Four Corners 1-5 -v5.13 | 118 | 5845 | Rate Constraint in lbs/MMBtu | FALSE | L | Annual | Allowances Purchased NOX | MTons | 0 | 0 | 0 | 0 | 0 | 0 | 0
BART NOX Annual-Four Corners 1-5 -v5.13 | 118 | 5845 | Rate Constraint in lbs/MMBtu | FALSE | L | Annual | Allowances Sold NOX | MTons | 0 | 0 | 0 | 0 | 0 | 0 | 0
BART NOX Annual-Four Corners 1-5 -v5.13 | 118 | 5845 | Rate Constraint in lbs/MMBtu | FALSE | L | Annual | Allowances Banked | MTons | 0 | 0 | 0 | 0 | 0 | 0 | 0
BART NOX Annual-Four Corners 1-5 -v5.13 | 118 | 5845 | Rate Constraint in lbs/MMBtu | FALSE | L | Annual | Allowances Withdrawn (1:1) | MTons | 0 | 0 | 0 | 0 | 0 | 0 | 0
BART NOX Annual-Four Corners 1-5 -v5.13 | 118 | 5845 | Rate Constraint in lbs/MMBtu | FALSE | L | Annual | Allowances Withdrawn (n:1) | MTons | 0 | 0 | 0 | 0 | 0 | 0 | 0
BART NOX Annual-Four Corners 1-5 -v5.13 | 118 | 5845 | Rate Constraint in lbs/MMBtu | FALSE | L | Annual | Net Emissions Allowance Position | MTons | 0 | 8.0714 | 8.0714 | 8.0714 | 8.0714 | 8.0714 | 8.0714
BART NOX Annual-Four Corners 1-5 -v5.13 | 118 | 5845 | Rate Constraint in lbs/MMBtu | FALSE | L | Annual | Fuel Consumed | TBtu | 0 | 146.7535 | 146.7535 | 146.7535 | 146.7535 | 146.7535 | 146.7535
BART NOX Annual-Four Corners 1-5 -v5.13 | 118 | 5845 | Rate Constraint in lbs/MMBtu | FALSE | L | Annual | Rate | lb/MMBtu | 0 | 0.11 | 0.11 | 0.11 | 0.11 | 0.11 | 0.11
BART NOX Annual-Four Corners 1-5 -v5.13 | 118 | 5845 | Rate Constraint in lbs/MMBtu | FALSE | L | Annual | Generation | TWh | 0 | 15.2697 | 15.2697 | 15.2697 | 15.2697 | 15.2697 | 15.2697
BART NOX Annual-Four Corners 1-5 -v5.13 | 118 | 5845 | Rate Constraint in lbs/MMBtu | FALSE | L | Annual | Qualifying Generation | TWh | 0 | 15.2697 | 15.2697 | 15.2697 | 15.2697 | 15.2697 | 15.2697
BART NOX Annual-Four Corners 1-5 -v5.13 | 118 | 5845 | Rate Constraint in lbs/MMBtu | FALSE | L | Annual | Rate | lb/MWh | 0 | 0.52859 | 0.52859 | 0.52859 | 0.52859 | 0.52859 | 0.52859
BART NOX Annual-Four Corners 1-5 -v5.13 | 118 | 5845 | Rate Constraint in lbs/MMBtu | FALSE | L | Annual | Constraint Shadow Price | US$/Ton | 0 | 5252.9943 | 2594.965 | 4083.9803 | 2403.7094 | 1158.6991 | 3213.377
BART NOX Annual-Gerald Gentleman 1 -v5.13 | 119 | 5838 | Rate Constraint in lbs/MMBtu | FALSE | L | Annual | Seasons Included | Seasons |  | Winter, Summer | Winter, Summer | Winter, Summer | Winter, Summer | Winter, Summer | Winter, Summer
BART NOX Annual-Gerald Gentleman 1 -v5.13 | 119 | 5838 | Rate Constraint in lbs/MMBtu | FALSE | L | Annual | Standard | lb/MMBtu | 0 | 0.23 | 0.23 | 0.23 | 0.23 | 0.23 | 0.23
BART NOX Annual-Gerald Gentleman 1 -v5.13 | 119 | 5838 | Rate Constraint in lbs/MMBtu | FALSE | L | Annual | Emissions at Affected Plants NOX | MTons | 0 | 4.661 | 4.661 | 4.661 | 4.661 | 4.661 | 4.661
BART NOX Annual-Gerald Gentleman 1 -v5.13 | 119 | 5838 | Rate Constraint in lbs/MMBtu | FALSE | L | Annual | Allowances Purchased NOX | MTons | 0 | 0 | 0 | 0 | 0 | 0 | 0
BART NOX Annual-Gerald Gentleman 1 -v5.13 | 119 | 5838 | Rate Constraint in lbs/MMBtu | FALSE | L | Annual | Allowances Sold NOX | MTons | 0 | 0 | 0 | 0 | 0 | 0 | 0
BART NOX Annual-Gerald Gentleman 1 -v5.13 | 119 | 5838 | Rate Constraint in lbs/MMBtu | FALSE | L | Annual | Allowances Banked | MTons | 0 | 0 | 0 | 0 | 0 | 0 | 0
BART NOX Annual-Gerald Gentleman 1 -v5.13 | 119 | 5838 | Rate Constraint in lbs/MMBtu | FALSE | L | Annual | Allowances Withdrawn (1:1) | MTons | 0 | 0 | 0 | 0 | 0 | 0 | 0
BART NOX Annual-Gerald Gentleman 1 -v5.13 | 119 | 5838 | Rate Constraint in lbs/MMBtu | FALSE | L | Annual | Allowances Withdrawn (n:1) | MTons | 0 | 0 | 0 | 0 | 0 | 0 | 0
BART NOX Annual-Gerald Gentleman 1 -v5.13 | 119 | 5838 | Rate Constraint in lbs/MMBtu | FALSE | L | Annual | Net Emissions Allowance Position | MTons | 0 | 4.661 | 4.661 | 4.661 | 4.661 | 4.661 | 4.661
BART NOX Annual-Gerald Gentleman 1 -v5.13 | 119 | 5838 | Rate Constraint in lbs/MMBtu | FALSE | L | Annual | Fuel Consumed | TBtu | 0 | 47.2182 | 47.2182 | 47.2182 | 47.2182 | 47.2182 | 47.2182
BART NOX Annual-Gerald Gentleman 1 -v5.13 | 119 | 5838 | Rate Constraint in lbs/MMBtu | FALSE | L | Annual | Rate | lb/MMBtu | 0 | 0.19743 | 0.19743 | 0.19743 | 0.19743 | 0.19743 | 0.19743
BART NOX Annual-Gerald Gentleman 1 -v5.13 | 119 | 5838 | Rate Constraint in lbs/MMBtu | FALSE | L | Annual | Generation | TWh | 0 | 4.8296 | 4.8296 | 4.8296 | 4.8296 | 4.8296 | 4.8296
BART NOX Annual-Gerald Gentleman 1 -v5.13 | 119 | 5838 | Rate Constraint in lbs/MMBtu | FALSE | L | Annual | Qualifying Generation | TWh | 0 | 4.8296 | 4.8296 | 4.8296 | 4.8296 | 4.8296 | 4.8296
BART NOX Annual-Gerald Gentleman 1 -v5.13 | 119 | 5838 | Rate Constraint in lbs/MMBtu | FALSE | L | Annual | Rate | lb/MWh | 0 | 0.9651 | 0.9651 | 0.9651 | 0.9651 | 0.9651 | 0.9651
BART NOX Annual-Gerald Gentleman 1 -v5.13 | 119 | 5838 | Rate Constraint in lbs/MMBtu | FALSE | L | Annual | Constraint Shadow Price | US$/Ton | 0 | 0 | 0 | 0 | 0 | 0 | 0
BART NOX Annual-Gerald Gentleman 2 -v5.13 | 120 | 5839 | Rate Constraint in lbs/MMBtu | FALSE | L | Annual | Seasons Included | Seasons |  | Winter, Summer | Winter, Summer | Winter, Summer | Winter, Summer | Winter, Summer | Winter, Summer
BART NOX Annual-Gerald Gentleman 2 -v5.13 | 120 | 5839 | Rate Constraint in lbs/MMBtu | FALSE | L | Annual | Standard | lb/MMBtu | 0 | 0.23 | 0.23 | 0.23 | 0.23 | 0.23 | 0.23
BART NOX Annual-Gerald Gentleman 2 -v5.13 | 120 | 5839 | Rate Constraint in lbs/MMBtu | FALSE | L | Annual | Emissions at Affected Plants NOX | MTons | 0 | 4.4995 | 4.4995 | 4.4995 | 4.4995 | 4.4995 | 4.4995
BART NOX Annual-Gerald Gentleman 2 -v5.13 | 120 | 5839 | Rate Constraint in lbs/MMBtu | FALSE | L | Annual | Allowances Purchased NOX | MTons | 0 | 0 | 0 | 0 | 0 | 0 | 0
BART NOX Annual-Gerald Gentleman 2 -v5.13 | 120 | 5839 | Rate Constraint in lbs/MMBtu | FALSE | L | Annual | Allowances Sold NOX | MTons | 0 | 0 | 0 | 0 | 0 | 0 | 0
BART NOX Annual-Gerald Gentleman 2 -v5.13 | 120 | 5839 | Rate Constraint in lbs/MMBtu | FALSE | L | Annual | Allowances Banked | MTons | 0 | 0 | 0 | 0 | 0 | 0 | 0
BART NOX Annual-Gerald Gentleman 2 -v5.13 | 120 | 5839 | Rate Constraint in lbs/MMBtu | FALSE | L | Annual | Allowances Withdrawn (1:1) | MTons | 0 | 0 | 0 | 0 | 0 | 0 | 0
BART NOX Annual-Gerald Gentleman 2 -v5.13 | 120 | 5839 | Rate Constraint in lbs/MMBtu | FALSE | L | Annual | Allowances Withdrawn (n:1) | MTons | 0 | 0 | 0 | 0 | 0 | 0 | 0
BART NOX Annual-Gerald Gentleman 2 -v5.13 | 120 | 5839 | Rate Constraint in lbs/MMBtu | FALSE | L | Annual | Net Emissions Allowance Position | MTons | 0 | 4.4995 | 4.4995 | 4.4995 | 4.4995 | 4.4995 | 4.4995
BART NOX Annual-Gerald Gentleman 2 -v5.13 | 120 | 5839 | Rate Constraint in lbs/MMBtu | FALSE | L | Annual | Fuel Consumed | TBtu | 0 | 49.9943 | 49.9943 | 49.9943 | 49.9943 | 49.9943 | 49.9943
BART NOX Annual-Gerald Gentleman 2 -v5.13 | 120 | 5839 | Rate Constraint in lbs/MMBtu | FALSE | L | Annual | Rate | lb/MMBtu | 0 | 0.18 | 0.18 | 0.18 | 0.18 | 0.18 | 0.18
BART NOX Annual-Gerald Gentleman 2 -v5.13 | 120 | 5839 | Rate Constraint in lbs/MMBtu | FALSE | L | Annual | Generation | TWh | 0 | 5.0836 | 5.0836 | 5.0836 | 5.0836 | 5.0836 | 5.0836
BART NOX Annual-Gerald Gentleman 2 -v5.13 | 120 | 5839 | Rate Constraint in lbs/MMBtu | FALSE | L | Annual | Qualifying Generation | TWh | 0 | 5.0836 | 5.0836 | 5.0836 | 5.0836 | 5.0836 | 5.0836
BART NOX Annual-Gerald Gentleman 2 -v5.13 | 120 | 5839 | Rate Constraint in lbs/MMBtu | FALSE | L | Annual | Rate | lb/MWh | 0 | 0.88509 | 0.88509 | 0.88509 | 0.88509 | 0.88509 | 0.88509
BART NOX Annual-Gerald Gentleman 2 -v5.13 | 120 | 5839 | Rate Constraint in lbs/MMBtu | FALSE | L | Annual | Constraint Shadow Price | US$/Ton | 0 | 0 | 0 | 0 | 0 | 0 | 0
BART NOX Annual-Hayden H1 -v5.13 | 121 | 5824 | Rate Constraint in lbs/MMBtu | FALSE | L | Annual | Seasons Included | Seasons |  | Winter, Summer | Winter, Summer | Winter, Summer | Winter, Summer | Winter, Summer | Winter, Summer
BART NOX Annual-Hayden H1 -v5.13 | 121 | 5824 | Rate Constraint in lbs/MMBtu | FALSE | L | Annual | Standard | lb/MMBtu | 0 | 0.08 | 0.08 | 0.08 | 0.08 | 0.08 | 0.08
BART NOX Annual-Hayden H1 -v5.13 | 121 | 5824 | Rate Constraint in lbs/MMBtu | FALSE | L | Annual | Emissions at Affected Plants NOX | MTons | 0 | 0.51084 | 0.44716 | 0.44839 | 0.4136 | 0.36557 | 0.47292
BART NOX Annual-Hayden H1 -v5.13 | 121 | 5824 | Rate Constraint in lbs/MMBtu | FALSE | L | Annual | Allowances Purchased NOX | MTons | 0 | 0 | 0 | 0 | 0 | 0 | 0
BART NOX Annual-Hayden H1 -v5.13 | 121 | 5824 | Rate Constraint in lbs/MMBtu | FALSE | L | Annual | Allowances Sold NOX | MTons | 0 | 0 | 0 | 0 | 0 | 0 | 0
BART NOX Annual-Hayden H1 -v5.13 | 121 | 5824 | Rate Constraint in lbs/MMBtu | FALSE | L | Annual | Allowances Banked | MTons | 0 | 0 | 0 | 0 | 0 | 0 | 0
BART NOX Annual-Hayden H1 -v5.13 | 121 | 5824 | Rate Constraint in lbs/MMBtu | FALSE | L | Annual | Allowances Withdrawn (1:1) | MTons | 0 | 0 | 0 | 0 | 0 | 0 | 0
BART NOX Annual-Hayden H1 -v5.13 | 121 | 5824 | Rate Constraint in lbs/MMBtu | FALSE | L | Annual | Allowances Withdrawn (n:1) | MTons | 0 | 0 | 0 | 0 | 0 | 0 | 0
BART NOX Annual-Hayden H1 -v5.13 | 121 | 5824 | Rate Constraint in lbs/MMBtu | FALSE | L | Annual | Net Emissions Allowance Position | MTons | 0 | 0.51084 | 0.44716 | 0.44839 | 0.4136 | 0.36557 | 0.47292
BART NOX Annual-Hayden H1 -v5.13 | 121 | 5824 | Rate Constraint in lbs/MMBtu | FALSE | L | Annual | Fuel Consumed | TBtu | 0 | 14.1821 | 12.3923 | 12.3979 | 11.4562 | 10.2735 | 13.4822
BART NOX Annual-Hayden H1 -v5.13 | 121 | 5824 | Rate Constraint in lbs/MMBtu | FALSE | L | Annual | Rate | lb/MMBtu | 0 | 0.072039 | 0.072167 | 0.072333 | 0.072205 | 0.071168 | 0.070155
BART NOX Annual-Hayden H1 -v5.13 | 121 | 5824 | Rate Constraint in lbs/MMBtu | FALSE | L | Annual | Generation | TWh | 0 | 1.3619 | 1.1901 | 1.1906 | 1.1002 | 0.98347 | 1.2874
BART NOX Annual-Hayden H1 -v5.13 | 121 | 5824 | Rate Constraint in lbs/MMBtu | FALSE | L | Annual | Qualifying Generation | TWh | 0 | 1.3619 | 1.1901 | 1.1906 | 1.1002 | 0.98347 | 1.2874
BART NOX Annual-Hayden H1 -v5.13 | 121 | 5824 | Rate Constraint in lbs/MMBtu | FALSE | L | Annual | Rate | lb/MWh | 0 | 0.37508 | 0.37575 | 0.37661 | 0.37594 | 0.37172 | 0.36735
BART NOX Annual-Hayden H1 -v5.13 | 121 | 5824 | Rate Constraint in lbs/MMBtu | FALSE | L | Annual | Constraint Shadow Price | US$/Ton | 0 | 0 | 0 | 0 | 0 | 0 | 0
BART NOX Annual-Hayden H2 -v5.13 | 122 | 5825 | Rate Constraint in lbs/MMBtu | FALSE | L | Annual | Seasons Included | Seasons |  | Winter, Summer | Winter, Summer | Winter, Summer | Winter, Summer | Winter, Summer | Winter, Summer
BART NOX Annual-Hayden H2 -v5.13 | 122 | 5825 | Rate Constraint in lbs/MMBtu | FALSE | L | Annual | Standard | lb/MMBtu | 0 | 0.07 | 0.07 | 0.07 | 0.07 | 0.07 | 0.07
BART NOX Annual-Hayden H2 -v5.13 | 122 | 5825 | Rate Constraint in lbs/MMBtu | FALSE | L | Annual | Emissions at Affected Plants NOX | MTons | 0 | 0.68289 | 0.5965 | 0.5965 | 0.5965 | 0.53835 | 0.64962
BART NOX Annual-Hayden H2 -v5.13 | 122 | 5825 | Rate Constraint in lbs/MMBtu | FALSE | L | Annual | Allowances Purchased NOX | MTons | 0 | 0 | 0 | 0 | 0 | 0 | 0
BART NOX Annual-Hayden H2 -v5.13 | 122 | 5825 | Rate Constraint in lbs/MMBtu | FALSE | L | Annual | Allowances Sold NOX | MTons | 0 | 0 | 0 | 0 | 0 | 0 | 0
BART NOX Annual-Hayden H2 -v5.13 | 122 | 5825 | Rate Constraint in lbs/MMBtu | FALSE | L | Annual | Allowances Banked | MTons | 0 | 0 | 0 | 0 | 0 | 0 | 0
BART NOX Annual-Hayden H2 -v5.13 | 122 | 5825 | Rate Constraint in lbs/MMBtu | FALSE | L | Annual | Allowances Withdrawn (1:1) | MTons | 0 | 0 | 0 | 0 | 0 | 0 | 0
BART NOX Annual-Hayden H2 -v5.13 | 122 | 5825 | Rate Constraint in lbs/MMBtu | FALSE | L | Annual | Allowances Withdrawn (n:1) | MTons | 0 | 0 | 0 | 0 | 0 | 0 | 0
BART NOX Annual-Hayden H2 -v5.13 | 122 | 5825 | Rate Constraint in lbs/MMBtu | FALSE | L | Annual | Net Emissions Allowance Position | MTons | 0 | 0.68289 | 0.5965 | 0.5965 | 0.5965 | 0.53835 | 0.64962
BART NOX Annual-Hayden H2 -v5.13 | 122 | 5825 | Rate Constraint in lbs/MMBtu | FALSE | L | Annual | Fuel Consumed | TBtu | 0 | 19.5111 | 17.043 | 17.043 | 17.043 | 15.8339 | 19.1065
BART NOX Annual-Hayden H2 -v5.13 | 122 | 5825 | Rate Constraint in lbs/MMBtu | FALSE | L | Annual | Rate | lb/MMBtu | 0 | 0.07 | 0.07 | 0.07 | 0.07 | 0.068 | 0.068
BART NOX Annual-Hayden H2 -v5.13 | 122 | 5825 | Rate Constraint in lbs/MMBtu | FALSE | L | Annual | Generation | TWh | 0 | 1.8849 | 1.6465 | 1.6465 | 1.6465 | 1.521 | 1.8354
BART NOX Annual-Hayden H2 -v5.13 | 122 | 5825 | Rate Constraint in lbs/MMBtu | FALSE | L | Annual | Qualifying Generation | TWh | 0 | 1.8849 | 1.6465 | 1.6465 | 1.6465 | 1.521 | 1.8354
BART NOX Annual-Hayden H2 -v5.13 | 122 | 5825 | Rate Constraint in lbs/MMBtu | FALSE | L | Annual | Rate | lb/MWh | 0 | 0.36229 | 0.36229 | 0.36229 | 0.36229 | 0.35395 | 0.35395
BART NOX Annual-Hayden H2 -v5.13 | 122 | 5825 | Rate Constraint in lbs/MMBtu | FALSE | L | Annual | Constraint Shadow Price | US$/Ton | 0 | 133424.0495 | 36292.8662 | 19589.1333 | 7190.3087 | 0 | 0
BART NOX Annual-J E Corette Plant 2 -v5.13 | 123 | 5837 | Rate Constraint in lbs/MMBtu | FALSE | L | Annual | Seasons Included | Seasons |  | Winter, Summer | Winter, Summer | Winter, Summer | Winter, Summer | Winter, Summer | Winter, Summer
BART NOX Annual-J E Corette Plant 2 -v5.13 | 123 | 5837 | Rate Constraint in lbs/MMBtu | FALSE | L | Annual | Standard | lb/MMBtu | 0 | 0.35 | 0.35 | 0.35 | 0.35 | 0.35 | 0.35
BART NOX Annual-J E Corette Plant 2 -v5.13 | 123 | 5837 | Rate Constraint in lbs/MMBtu | FALSE | L | Annual | Emissions at Affected Plants NOX | MTons | 0 | 1.0298 | 1.0298 | 1.0298 | 1.0298 | 1.0298 | 1.0298
BART NOX Annual-J E Corette Plant 2 -v5.13 | 123 | 5837 | Rate Constraint in lbs/MMBtu | FALSE | L | Annual | Allowances Purchased NOX | MTons | 0 | 0 | 0 | 0 | 0 | 0 | 0
BART NOX Annual-J E Corette Plant 2 -v5.13 | 123 | 5837 | Rate Constraint in lbs/MMBtu | FALSE | L | Annual | Allowances Sold NOX | MTons | 0 | 0 | 0 | 0 | 0 | 0 | 0
BART NOX Annual-J E Corette Plant 2 -v5.13 | 123 | 5837 | Rate Constraint in lbs/MMBtu | FALSE | L | Annual | Allowances Banked | MTons | 0 | 0 | 0 | 0 | 0 | 0 | 0
BART NOX Annual-J E Corette Plant 2 -v5.13 | 123 | 5837 | Rate Constraint in lbs/MMBtu | FALSE | L | Annual | Allowances Withdrawn (1:1) | MTons | 0 | 0 | 0 | 0 | 0 | 0 | 0
BART NOX Annual-J E Corette Plant 2 -v5.13 | 123 | 5837 | Rate Constraint in lbs/MMBtu | FALSE | L | Annual | Allowances Withdrawn (n:1) | MTons | 0 | 0 | 0 | 0 | 0 | 0 | 0
BART NOX Annual-J E Corette Plant 2 -v5.13 | 123 | 5837 | Rate Constraint in lbs/MMBtu | FALSE | L | Annual | Net Emissions Allowance Position | MTons | 0 | 1.0298 | 1.0298 | 1.0298 | 1.0298 | 1.0298 | 1.0298
BART NOX Annual-J E Corette Plant 2 -v5.13 | 123 | 5837 | Rate Constraint in lbs/MMBtu | FALSE | L | Annual | Fuel Consumed | TBtu | 0 | 12.0049 | 12.0049 | 12.0049 | 12.0049 | 12.0049 | 12.0049
BART NOX Annual-J E Corette Plant 2 -v5.13 | 123 | 5837 | Rate Constraint in lbs/MMBtu | FALSE | L | Annual | Rate | lb/MMBtu | 0 | 0.17156 | 0.17156 | 0.17156 | 0.17156 | 0.17156 | 0.17156
BART NOX Annual-J E Corette Plant 2 -v5.13 | 123 | 5837 | Rate Constraint in lbs/MMBtu | FALSE | L | Annual | Generation | TWh | 0 | 1.1465 | 1.1465 | 1.1465 | 1.1465 | 1.1465 | 1.1465
BART NOX Annual-J E Corette Plant 2 -v5.13 | 123 | 5837 | Rate Constraint in lbs/MMBtu | FALSE | L | Annual | Qualifying Generation | TWh | 0 | 1.1465 | 1.1465 | 1.1465 | 1.1465 | 1.1465 | 1.1465
BART NOX Annual-J E Corette Plant 2 -v5.13 | 123 | 5837 | Rate Constraint in lbs/MMBtu | FALSE | L | Annual | Rate | lb/MWh | 0 | 0.89822 | 0.89822 | 0.89822 | 0.89822 | 0.89822 | 0.89822
BART NOX Annual-J E Corette Plant 2 -v5.13 | 123 | 5837 | Rate Constraint in lbs/MMBtu | FALSE | L | Annual | Constraint Shadow Price | US$/Ton | 0 | 0 | 0 | 0 | 0 | 0 | 0
BART NOX Annual-Jeffrey Energy Center 1 -v5.13 | 124 | 5831 | Rate Constraint in lbs/MMBtu | FALSE | L | Annual | Seasons Included | Seasons |  | Winter, Summer | Winter, Summer | Winter, Summer | Winter, Summer | Winter, Summer | Winter, Summer
BART NOX Annual-Jeffrey Energy Center 1 -v5.13 | 124 | 5831 | Rate Constraint in lbs/MMBtu | FALSE | L | Annual | Standard | lb/MMBtu | 0 | 0.15 | 0.15 | 0.15 | 0.15 | 0.15 | 0.15
BART NOX Annual-Jeffrey Energy Center 1 -v5.13 | 124 | 5831 | Rate Constraint in lbs/MMBtu | FALSE | L | Annual | Emissions at Affected Plants NOX | MTons | 0 | 2.7974 | 2.7974 | 2.7974 | 2.7974 | 2.7974 | 2.7974
BART NOX Annual-Jeffrey Energy Center 1 -v5.13 | 124 | 5831 | Rate Constraint in lbs/MMBtu | FALSE | L | Annual | Allowances Purchased NOX | MTons | 0 | 0 | 0 | 0 | 0 | 0 | 0
BART NOX Annual-Jeffrey Energy Center 1 -v5.13 | 124 | 5831 | Rate Constraint in lbs/MMBtu | FALSE | L | Annual | Allowances Sold NOX | MTons | 0 | 0 | 0 | 0 | 0 | 0 | 0
BART NOX Annual-Jeffrey Energy Center 1 -v5.13 | 124 | 5831 | Rate Constraint in lbs/MMBtu | FALSE | L | Annual | Allowances Banked | MTons | 0 | 0 | 0 | 0 | 0 | 0 | 0
BART NOX Annual-Jeffrey Energy Center 1 -v5.13 | 124 | 5831 | Rate Constraint in lbs/MMBtu | FALSE | L | Annual | Allowances Withdrawn (1:1) | MTons | 0 | 0 | 0 | 0 | 0 | 0 | 0
BART NOX Annual-Jeffrey Energy Center 1 -v5.13 | 124 | 5831 | Rate Constraint in lbs/MMBtu | FALSE | L | Annual | Allowances Withdrawn (n:1) | MTons | 0 | 0 | 0 | 0 | 0 | 0 | 0
BART NOX Annual-Jeffrey Energy Center 1 -v5.13 | 124 | 5831 | Rate Constraint in lbs/MMBtu | FALSE | L | Annual | Net Emissions Allowance Position | MTons | 0 | 2.7974 | 2.7974 | 2.7974 | 2.7974 | 2.7974 | 2.7974
BART NOX Annual-Jeffrey Energy Center 1 -v5.13 | 124 | 5831 | Rate Constraint in lbs/MMBtu | FALSE | L | Annual | Fuel Consumed | TBtu | 0 | 55.9488 | 55.9488 | 55.9488 | 55.9488 | 55.9488 | 55.9488
BART NOX Annual-Jeffrey Energy Center 1 -v5.13 | 124 | 5831 | Rate Constraint in lbs/MMBtu | FALSE | L | Annual | Rate | lb/MMBtu | 0 | 0.1 | 0.1 | 0.1 | 0.1 | 0.1 | 0.1
BART NOX Annual-Jeffrey Energy Center 1 -v5.13 | 124 | 5831 | Rate Constraint in lbs/MMBtu | FALSE | L | Annual | Generation | TWh | 0 | 5.2687 | 5.2687 | 5.2687 | 5.2687 | 5.2687 | 5.2687
BART NOX Annual-Jeffrey Energy Center 1 -v5.13 | 124 | 5831 | Rate Constraint in lbs/MMBtu | FALSE | L | Annual | Qualifying Generation | TWh | 0 | 5.2687 | 5.2687 | 5.2687 | 5.2687 | 5.2687 | 5.2687
BART NOX Annual-Jeffrey Energy Center 1 -v5.13 | 124 | 5831 | Rate Constraint in lbs/MMBtu | FALSE | L | Annual | Rate | lb/MWh | 0 | 0.53095 | 0.53095 | 0.53095 | 0.53095 | 0.53095 | 0.53095
BART NOX Annual-Jeffrey Energy Center 1 -v5.13 | 124 | 5831 | Rate Constraint in lbs/MMBtu | FALSE | L | Annual | Constraint Shadow Price | US$/Ton | 0 | 0 | 0 | 0 | 0 | 0 | 0
BART NOX Annual-Jeffrey Energy Center 2 -v5.13 | 125 | 5832 | Rate Constraint in lbs/MMBtu | FALSE | L | Annual | Seasons Included | Seasons |  | Winter, Summer | Winter, Summer | Winter, Summer | Winter, Summer | Winter, Summer | Winter, Summer
BART NOX Annual-Jeffrey Energy Center 2 -v5.13 | 125 | 5832 | Rate Constraint in lbs/MMBtu | FALSE | L | Annual | Standard | lb/MMBtu | 0 | 0.15 | 0.15 | 0.15 | 0.15 | 0.15 | 0.15
BART NOX Annual-Jeffrey Energy Center 2 -v5.13 | 125 | 5832 | Rate Constraint in lbs/MMBtu | FALSE | L | Annual | Emissions at Affected Plants NOX | MTons | 0 | 2.7969 | 2.7969 | 2.7969 | 2.7969 | 2.7969 | 2.7969
BART NOX Annual-Jeffrey Energy Center 2 -v5.13 | 125 | 5832 | Rate Constraint in lbs/MMBtu | FALSE | L | Annual | Allowances Purchased NOX | MTons | 0 | 0 | 0 | 0 | 0 | 0 | 0
BART NOX Annual-Jeffrey Energy Center 2 -v5.13 | 125 | 5832 | Rate Constraint in lbs/MMBtu | FALSE | L | Annual | Allowances Sold NOX | MTons | 0 | 0 | 0 | 0 | 0 | 0 | 0
BART NOX Annual-Jeffrey Energy Center 2 -v5.13 | 125 | 5832 | Rate Constraint in lbs/MMBtu | FALSE | L | Annual | Allowances Banked | MTons | 0 | 0 | 0 | 0 | 0 | 0 | 0
BART NOX Annual-Jeffrey Energy Center 2 -v5.13 | 125 | 5832 | Rate Constraint in lbs/MMBtu | FALSE | L | Annual | Allowances Withdrawn (1:1) | MTons | 0 | 0 | 0 | 0 | 0 | 0 | 0
BART NOX Annual-Jeffrey Energy Center 2 -v5.13 | 125 | 5832 | Rate Constraint in lbs/MMBtu | FALSE | L | Annual | Allowances Withdrawn (n:1) | MTons | 0 | 0 | 0 | 0 | 0 | 0 | 0
BART NOX Annual-Jeffrey Energy Center 2 -v5.13 | 125 | 5832 | Rate Constraint in lbs/MMBtu | FALSE | L | Annual | Net Emissions Allowance Position | MTons | 0 | 2.7969 | 2.7969 | 2.7969 | 2.7969 | 2.7969 | 2.7969
BART NOX Annual-Jeffrey Energy Center 2 -v5.13 | 125 | 5832 | Rate Constraint in lbs/MMBtu | FALSE | L | Annual | Fuel Consumed | TBtu | 0 | 55.9378 | 55.9378 | 55.9378 | 55.9378 | 55.9378 | 55.9378
BART NOX Annual-Jeffrey Energy Center 2 -v5.13 | 125 | 5832 | Rate Constraint in lbs/MMBtu | FALSE | L | Annual | Rate | lb/MMBtu | 0 | 0.1 | 0.1 | 0.1 | 0.1 | 0.1 | 0.1
BART NOX Annual-Jeffrey Energy Center 2 -v5.13 | 125 | 5832 | Rate Constraint in lbs/MMBtu | FALSE | L | Annual | Generation | TWh | 0 | 5.279 | 5.279 | 5.279 | 5.279 | 5.279 | 5.279
BART NOX Annual-Jeffrey Energy Center 2 -v5.13 | 125 | 5832 | Rate Constraint in lbs/MMBtu | FALSE | L | Annual | Qualifying Generation | TWh | 0 | 5.279 | 5.279 | 5.279 | 5.279 | 5.279 | 5.279
BART NOX Annual-Jeffrey Energy Center 2 -v5.13 | 125 | 5832 | Rate Constraint in lbs/MMBtu | FALSE | L | Annual | Rate | lb/MWh | 0 | 0.52981 | 0.52981 | 0.52981 | 0.52981 | 0.52981 | 0.52981
BART NOX Annual-Jeffrey Energy Center 2 -v5.13 | 125 | 5832 | Rate Constraint in lbs/MMBtu | FALSE | L | Annual | Constraint Shadow Price | US$/Ton | 0 | 0 | 0 | 0 | 0 | 0 | 0
BART NOX Annual-La Cygne 1 & 2 -v5.13 | 126 | 5833 | Rate Constraint in lbs/MMBtu | FALSE | L | Annual | Seasons Included | Seasons | Winter, Summer | Winter, Summer | Winter, Summer | Winter, Summer | Winter, Summer | Winter, Summer | Winter, Summer
BART NOX Annual-La Cygne 1 & 2 -v5.13 | 126 | 5833 | Rate Constraint in lbs/MMBtu | FALSE | L | Annual | Standard | lb/MMBtu | 0.13 | 0.13 | 0.13 | 0.13 | 0.13 | 0.13 | 0.13
BART NOX Annual-La Cygne 1 & 2 -v5.13 | 126 | 5833 | Rate Constraint in lbs/MMBtu | FALSE | L | Annual | Emissions at Affected Plants NOX | MTons | 3.8025 | 3.8025 | 3.8025 | 3.8025 | 3.8025 | 3.8025 | 3.8025
BART NOX Annual-La Cygne 1 & 2 -v5.13 | 126 | 5833 | Rate Constraint in lbs/MMBtu | FALSE | L | Annual | Allowances Purchased NOX | MTons | 0 | 0 | 0 | 0 | 0 | 0 | 0
BART NOX Annual-La Cygne 1 & 2 -v5.13 | 126 | 5833 | Rate Constraint in lbs/MMBtu | FALSE | L | Annual | Allowances Sold NOX | MTons | 0 | 0 | 0 | 0 | 0 | 0 | 0
BART NOX Annual-La Cygne 1 & 2 -v5.13 | 126 | 5833 | Rate Constraint in lbs/MMBtu | FALSE | L | Annual | Allowances Banked | MTons | 0 | 0 | 0 | 0 | 0 | 0 | 0
BART NOX Annual-La Cygne 1 & 2 -v5.13 | 126 | 5833 | Rate Constraint in lbs/MMBtu | FALSE | L | Annual | Allowances Withdrawn (1:1) | MTons | 0 | 0 | 0 | 0 | 0 | 0 | 0
BART NOX Annual-La Cygne 1 & 2 -v5.13 | 126 | 5833 | Rate Constraint in lbs/MMBtu | FALSE | L | Annual | Allowances Withdrawn (n:1) | MTons | 0 | 0 | 0 | 0 | 0 | 0 | 0
BART NOX Annual-La Cygne 1 & 2 -v5.13 | 126 | 5833 | Rate Constraint in lbs/MMBtu | FALSE | L | Annual | Net Emissions Allowance Position | MTons | 3.8025 | 3.8025 | 3.8025 | 3.8025 | 3.8025 | 3.8025 | 3.8025
BART NOX Annual-La Cygne 1 & 2 -v5.13 | 126 | 5833 | Rate Constraint in lbs/MMBtu | FALSE | L | Annual | Fuel Consumed | TBtu | 98.5004 | 98.5004 | 98.5004 | 98.5004 | 98.5004 | 98.5004 | 98.5004
BART NOX Annual-La Cygne 1 & 2 -v5.13 | 126 | 5833 | Rate Constraint in lbs/MMBtu | FALSE | L | Annual | Rate | lb/MMBtu | 0.077207 | 0.077207 | 0.077207 | 0.077207 | 0.077207 | 0.077207 | 0.077207
BART NOX Annual-La Cygne 1 & 2 -v5.13 | 126 | 5833 | Rate Constraint in lbs/MMBtu | FALSE | L | Annual | Generation | TWh | 10.3389 | 10.3389 | 10.3389 | 10.3389 | 10.3389 | 10.3389 | 10.3389
BART NOX Annual-La Cygne 1 & 2 -v5.13 | 126 | 5833 | Rate Constraint in lbs/MMBtu | FALSE | L | Annual | Qualifying Generation | TWh | 10.3389 | 10.3389 | 10.3389 | 10.3389 | 10.3389 | 10.3389 | 10.3389
BART NOX Annual-La Cygne 1 & 2 -v5.13 | 126 | 5833 | Rate Constraint in lbs/MMBtu | FALSE | L | Annual | Rate | lb/MWh | 0.36778 | 0.36778 | 0.36778 | 0.36778 | 0.36778 | 0.36778 | 0.36778
BART NOX Annual-La Cygne 1 & 2 -v5.13 | 126 | 5833 | Rate Constraint in lbs/MMBtu | FALSE | L | Annual | Constraint Shadow Price | US$/Ton | 0 | 0 | 0 | 0 | 0 | 0 | 0
BART NOX Annual-Leland Olds 1 -v5.13 | 127 | 5855 | Rate Constraint in lbs/MMBtu | FALSE | L | Annual | Seasons Included | Seasons |  | Winter, Summer | Winter, Summer | Winter, Summer | Winter, Summer | Winter, Summer | Winter, Summer
BART NOX Annual-Leland Olds 1 -v5.13 | 127 | 5855 | Rate Constraint in lbs/MMBtu | FALSE | L | Annual | Standard | lb/MMBtu | 0 | 0.19 | 0.19 | 0.19 | 0.19 | 0.19 | 0.19
BART NOX Annual-Leland Olds 1 -v5.13 | 127 | 5855 | Rate Constraint in lbs/MMBtu | FALSE | L | Annual | Emissions at Affected Plants NOX | MTons | 0 | 1.6461 | 1.6461 | 1.6461 | 1.6461 | 1.6461 | 1.6461
BART NOX Annual-Leland Olds 1 -v5.13 | 127 | 5855 | Rate Constraint in lbs/MMBtu | FALSE | L | Annual | Allowances Purchased NOX | MTons | 0 | 0 | 0 | 0 | 0 | 0 | 0
BART NOX Annual-Leland Olds 1 -v5.13 | 127 | 5855 | Rate Constraint in lbs/MMBtu | FALSE | L | Annual | Allowances Sold NOX | MTons | 0 | 0 | 0 | 0 | 0 | 0 | 0
BART NOX Annual-Leland Olds 1 -v5.13 | 127 | 5855 | Rate Constraint in lbs/MMBtu | FALSE | L | Annual | Allowances Banked | MTons | 0 | 0 | 0 | 0 | 0 | 0 | 0
BART NOX Annual-Leland Olds 1 -v5.13 | 127 | 5855 | Rate Constraint in lbs/MMBtu | FALSE | L | Annual | Allowances Withdrawn (1:1) | MTons | 0 | 0 | 0 | 0 | 0 | 0 | 0
BART NOX Annual-Leland Olds 1 -v5.13 | 127 | 5855 | Rate Constraint in lbs/MMBtu | FALSE | L | Annual | Allowances Withdrawn (n:1) | MTons | 0 | 0 | 0 | 0 | 0 | 0 | 0
BART NOX Annual-Leland Olds 1 -v5.13 | 127 | 5855 | Rate Constraint in lbs/MMBtu | FALSE | L | Annual | Net Emissions Allowance Position | MTons | 0 | 1.6461 | 1.6461 | 1.6461 | 1.6461 | 1.6461 | 1.6461
BART NOX Annual-Leland Olds 1 -v5.13 | 127 | 5855 | Rate Constraint in lbs/MMBtu | FALSE | L | Annual | Fuel Consumed | TBtu | 0 | 17.3274 | 17.3274 | 17.3274 | 17.3274 | 17.3274 | 17.3274
BART NOX Annual-Leland Olds 1 -v5.13 | 127 | 5855 | Rate Constraint in lbs/MMBtu | FALSE | L | Annual | Rate | lb/MMBtu | 0 | 0.19 | 0.19 | 0.19 | 0.19 | 0.19 | 0.19
BART NOX Annual-Leland Olds 1 -v5.13 | 127 | 5855 | Rate Constraint in lbs/MMBtu | FALSE | L | Annual | Generation | TWh | 0 | 1.6036 | 1.6036 | 1.6036 | 1.6036 | 1.6036 | 1.6036
BART NOX Annual-Leland Olds 1 -v5.13 | 127 | 5855 | Rate Constraint in lbs/MMBtu | FALSE | L | Annual | Qualifying Generation | TWh | 0 | 1.6036 | 1.6036 | 1.6036 | 1.6036 | 1.6036 | 1.6036
BART NOX Annual-Leland Olds 1 -v5.13 | 127 | 5855 | Rate Constraint in lbs/MMBtu | FALSE | L | Annual | Rate | lb/MWh | 0 | 1.0265 | 1.0265 | 1.0265 | 1.0265 | 1.0265 | 1.0265
BART NOX Annual-Leland Olds 1 -v5.13 | 127 | 5855 | Rate Constraint in lbs/MMBtu | FALSE | L | Annual | Constraint Shadow Price | US$/Ton | 0 | 8477.3583 | 0 | 9708.7005 | 3299.2785 | 0 | 2732.7379
BART NOX Annual-Leland Olds 2 -v5.13 | 128 | 5856 | Rate Constraint in lbs/MMBtu | FALSE | L | Annual | Seasons Included | Seasons |  | Winter, Summer | Winter, Summer | Winter, Summer | Winter, Summer | Winter, Summer | Winter, Summer
BART NOX Annual-Leland Olds 2 -v5.13 | 128 | 5856 | Rate Constraint in lbs/MMBtu | FALSE | L | Annual | Standard | lb/MMBtu | 0 | 0.35 | 0.35 | 0.35 | 0.35 | 0.35 | 0.35
BART NOX Annual-Leland Olds 2 -v5.13 | 128 | 5856 | Rate Constraint in lbs/MMBtu | FALSE | L | Annual | Emissions at Affected Plants NOX | MTons | 0 | 3.8495 | 3.8495 | 3.8495 | 3.8495 | 3.8495 | 3.8495
BART NOX Annual-Leland Olds 2 -v5.13 | 128 | 5856 | Rate Constraint in lbs/MMBtu | FALSE | L | Annual | Allowances Purchased NOX | MTons | 0 | 0 | 0 | 0 | 0 | 0 | 0
BART NOX Annual-Leland Olds 2 -v5.13 | 128 | 5856 | Rate Constraint in lbs/MMBtu | FALSE | L | Annual | Allowances Sold NOX | MTons | 0 | 0 | 0 | 0 | 0 | 0 | 0
BART NOX Annual-Leland Olds 2 -v5.13 | 128 | 5856 | Rate Constraint in lbs/MMBtu | FALSE | L | Annual | Allowances Banked | MTons | 0 | 0 | 0 | 0 | 0 | 0 | 0
BART NOX Annual-Leland Olds 2 -v5.13 | 128 | 5856 | Rate Constraint in lbs/MMBtu | FALSE | L | Annual | Allowances Withdrawn (1:1) | MTons | 0 | 0 | 0 | 0 | 0 | 0 | 0
BART NOX Annual-Leland Olds 2 -v5.13 | 128 | 5856 | Rate Constraint in lbs/MMBtu | FALSE | L | Annual | Allowances Withdrawn (n:1) | MTons | 0 | 0 | 0 | 0 | 0 | 0 | 0
BART NOX Annual-Leland Olds 2 -v5.13 | 128 | 5856 | Rate Constraint in lbs/MMBtu | FALSE | L | Annual | Net Emissions Allowance Position | MTons | 0 | 3.8495 | 3.8495 | 3.8495 | 3.8495 | 3.8495 | 3.8495
BART NOX Annual-Leland Olds 2 -v5.13 | 128 | 5856 | Rate Constraint in lbs/MMBtu | FALSE | L | Annual | Fuel Consumed | TBtu | 0 | 34.5417 | 34.5417 | 34.5417 | 34.5417 | 34.5417 | 34.5417
BART NOX Annual-Leland Olds 2 -v5.13 | 128 | 5856 | Rate Constraint in lbs/MMBtu | FALSE | L | Annual | Rate | lb/MMBtu | 0 | 0.22289 | 0.22289 | 0.22289 | 0.22289 | 0.22289 | 0.22289
BART NOX Annual-Leland Olds 2 -v5.13 | 128 | 5856 | Rate Constraint in lbs/MMBtu | FALSE | L | Annual | Generation | TWh | 0 | 3.2143 | 3.2143 | 3.2143 | 3.2143 | 3.2143 | 3.2143
BART NOX Annual-Leland Olds 2 -v5.13 | 128 | 5856 | Rate Constraint in lbs/MMBtu | FALSE | L | Annual | Qualifying Generation | TWh | 0 | 3.2143 | 3.2143 | 3.2143 | 3.2143 | 3.2143 | 3.2143
BART NOX Annual-Leland Olds 2 -v5.13 | 128 | 5856 | Rate Constraint in lbs/MMBtu | FALSE | L | Annual | Rate | lb/MWh | 0 | 1.1976 | 1.1976 | 1.1976 | 1.1976 | 1.1976 | 1.1976
BART NOX Annual-Leland Olds 2 -v5.13 | 128 | 5856 | Rate Constraint in lbs/MMBtu | FALSE | L | Annual | Constraint Shadow Price | US$/Ton | 0 | 0 | 0 | 0 | 0 | 0 | 0
BART NOX Annual-Martin Drake 5 -v5.13 | 129 | 5826 | Rate Constraint in lbs/MMBtu | FALSE | L | Annual | Seasons Included | Seasons |  | Winter, Summer | Winter, Summer | Winter, Summer | Winter, Summer | Winter, Summer | Winter, Summer
BART NOX Annual-Martin Drake 5 -v5.13 | 129 | 5826 | Rate Constraint in lbs/MMBtu | FALSE | L | Annual | Standard | lb/MMBtu | 0 | 0.31 | 0.31 | 0.31 | 0.31 | 0.31 | 0.31
BART NOX Annual-Martin Drake 5 -v5.13 | 129 | 5826 | Rate Constraint in lbs/MMBtu | FALSE | L | Annual | Emissions at Affected Plants NOX | MTons | 0 | 0.54676 | 0.44183 | 0.4776 | 0.44169 | 0.44143 | 0.5466
BART NOX Annual-Martin Drake 5 -v5.13 | 129 | 5826 | Rate Constraint in lbs/MMBtu | FALSE | L | Annual | Allowances Purchased NOX | MTons | 0 | 0 | 0 | 0 | 0 | 0 | 0
BART NOX Annual-Martin Drake 5 -v5.13 | 129 | 5826 | Rate Constraint in lbs/MMBtu | FALSE | L | Annual | Allowances Sold NOX | MTons | 0 | 0 | 0 | 0 | 0 | 0 | 0
BART NOX Annual-Martin Drake 5 -v5.13 | 129 | 5826 | Rate Constraint in lbs/MMBtu | FALSE | L | Annual | Allowances Banked | MTons | 0 | 0 | 0 | 0 | 0 | 0 | 0
BART NOX Annual-Martin Drake 5 -v5.13 | 129 | 5826 | Rate Constraint in lbs/MMBtu | FALSE | L | Annual | Allowances Withdrawn (1:1) | MTons | 0 | 0 | 0 | 0 | 0 | 0 | 0
BART NOX Annual-Martin Drake 5 -v5.13 | 129 | 5826 | Rate Constraint in lbs/MMBtu | FALSE | L | Annual | Allowances Withdrawn (n:1) | MTons | 0 | 0 | 0 | 0 | 0 | 0 | 0
BART NOX Annual-Martin Drake 5 -v5.13 | 129 | 5826 | Rate Constraint in lbs/MMBtu | FALSE | L | Annual | Net Emissions Allowance Position | MTons | 0 | 0.54676 | 0.44183 | 0.4776 | 0.44169 | 0.44143 | 0.5466
BART NOX Annual-Martin Drake 5 -v5.13 | 129 | 5826 | Rate Constraint in lbs/MMBtu | FALSE | L | Annual | Fuel Consumed | TBtu | 0 | 3.5275 | 2.8505 | 3.0813 | 2.8582 | 2.8501 | 3.5238
BART NOX Annual-Martin Drake 5 -v5.13 | 129 | 5826 | Rate Constraint in lbs/MMBtu | FALSE | L | Annual | Rate | lb/MMBtu | 0 | 0.31 | 0.31 | 0.31 | 0.30907 | 0.30976 | 0.31024
BART NOX Annual-Martin Drake 5 -v5.13 | 129 | 5826 | Rate Constraint in lbs/MMBtu | FALSE | L | Annual | Generation | TWh | 0 | 0.33701 | 0.27283 | 0.29492 | 0.27233 | 0.27131 | 0.33701
BART NOX Annual-Martin Drake 5 -v5.13 | 129 | 5826 | Rate Constraint in lbs/MMBtu | FALSE | L | Annual | Qualifying Generation | TWh | 0 | 0.33701 | 0.27283 | 0.29492 | 0.27233 | 0.27131 | 0.33701
BART NOX Annual-Martin Drake 5 -v5.13 | 129 | 5826 | Rate Constraint in lbs/MMBtu | FALSE | L | Annual | Rate | lb/MWh | 0 | 1.6224 | 1.6194 | 1.6194 | 1.6219 | 1.627 | 1.6219
BART NOX Annual-Martin Drake 5 -v5.13 | 129 | 5826 | Rate Constraint in lbs/MMBtu | FALSE | L | Annual | Constraint Shadow Price | US$/Ton | 0 | 53702.51 | 1186.5645 | 2432.8385 | 0 | 0 | 1172.3899
BART NOX Annual-Martin Drake 6 -v5.13 | 130 | 5827 | Rate Constraint in lbs/MMBtu | FALSE | L | Annual | Seasons Included | Seasons |  | Winter, Summer | Winter, Summer | Winter, Summer | Winter, Summer | Winter, Summer | Winter, Summer
BART NOX Annual-Martin Drake 6 -v5.13 | 130 | 5827 | Rate Constraint in lbs/MMBtu | FALSE | L | Annual | Standard | lb/MMBtu | 0 | 0.32 | 0.32 | 0.32 | 0.32 | 0.32 | 0.32
BART NOX Annual-Martin Drake 6 -v5.13 | 130 | 5827 | Rate Constraint in lbs/MMBtu | FALSE | L | Annual | Emissions at Affected Plants NOX | MTons | 0 | 0.93752 | 0.81892 | 0.86107 | 0.81892 | 0.81892 | 0.93752
BART NOX Annual-Martin Drake 6 -v5.13 | 130 | 5827 | Rate Constraint in lbs/MMBtu | FALSE | L | Annual | Allowances Purchased NOX | MTons | 0 | 0 | 0 | 0 | 0 | 0 | 0
BART NOX Annual-Martin Drake 6 -v5.13 | 130 | 5827 | Rate Constraint in lbs/MMBtu | FALSE | L | Annual | Allowances Sold NOX | MTons | 0 | 0 | 0 | 0 | 0 | 0 | 0
BART NOX Annual-Martin Drake 6 -v5.13 | 130 | 5827 | Rate Constraint in lbs/MMBtu | FALSE | L | Annual | Allowances Banked | MTons | 0 | 0 | 0 | 0 | 0 | 0 | 0
BART NOX Annual-Martin Drake 6 -v5.13 | 130 | 5827 | Rate Constraint in lbs/MMBtu | FALSE | L | Annual | Allowances Withdrawn (1:1) | MTons | 0 | 0 | 0 | 0 | 0 | 0 | 0
BART NOX Annual-Martin Drake 6 -v5.13 | 130 | 5827 | Rate Constraint in lbs/MMBtu | FALSE | L | Annual | Allowances Withdrawn (n:1) | MTons | 0 | 0 | 0 | 0 | 0 | 0 | 0
BART NOX Annual-Martin Drake 6 -v5.13 | 130 | 5827 | Rate Constraint in lbs/MMBtu | FALSE | L | Annual | Net Emissions Allowance Position | MTons | 0 | 0.93752 | 0.81892 | 0.86107 | 0.81892 | 0.81892 | 0.93752
BART NOX Annual-Martin Drake 6 -v5.13 | 130 | 5827 | Rate Constraint in lbs/MMBtu | FALSE | L | Annual | Fuel Consumed | TBtu | 0 | 5.8595 | 5.1183 | 5.3817 | 5.1474 | 5.1474 | 5.8713
BART NOX Annual-Martin Drake 6 -v5.13 | 130 | 5827 | Rate Constraint in lbs/MMBtu | FALSE | L | Annual | Rate | lb/MMBtu | 0 | 0.32 | 0.32 | 0.32 | 0.31819 | 0.31819 | 0.31936
BART NOX Annual-Martin Drake 6 -v5.13 | 130 | 5827 | Rate Constraint in lbs/MMBtu | FALSE | L | Annual | Generation | TWh | 0 | 0.56649 | 0.49483 | 0.5203 | 0.49483 | 0.49483 | 0.56649
BART NOX Annual-Martin Drake 6 -v5.13 | 130 | 5827 | Rate Constraint in lbs/MMBtu | FALSE | L | Annual | Qualifying Generation | TWh | 0 | 0.56649 | 0.49483 | 0.5203 | 0.49483 | 0.49483 | 0.56649
BART NOX Annual-Martin Drake 6 -v5.13 | 130 | 5827 | Rate Constraint in lbs/MMBtu | FALSE | L | Annual | Rate | lb/MWh | 0 | 1.655 | 1.655 | 1.655 | 1.655 | 1.655 | 1.655
BART NOX Annual-Martin Drake 6 -v5.13 | 130 | 5827 | Rate Constraint in lbs/MMBtu | FALSE | L | Annual | Constraint Shadow Price | US$/Ton | 0 | 0 | 0 | 0 | 0 | 0 | 0
BART NOX Annual-Martin Drake 7 -v5.13 | 131 | 5828 | Rate Constraint in lbs/MMBtu | FALSE | L | Annual | Seasons Included | Seasons |  | Winter, Summer | Winter, Summer | Winter, Summer | Winter, Summer | Winter, Summer | Winter, Summer
BART NOX Annual-Martin Drake 7 -v5.13 | 131 | 5828 | Rate Constraint in lbs/MMBtu | FALSE | L | Annual | Standard | lb/MMBtu | 0 | 0.32 | 0.32 | 0.32 | 0.32 | 0.32 | 0.32
BART NOX Annual-Martin Drake 7 -v5.13 | 131 | 5828 | Rate Constraint in lbs/MMBtu | FALSE | L | Annual | Emissions at Affected Plants NOX | MTons | 0 | 1.5959 | 1.4053 | 1.5959 | 1.5764 | 1.394 | 1.5959
BART NOX Annual-Martin Drake 7 -v5.13 | 131 | 5828 | Rate Constraint in lbs/MMBtu | FALSE | L | Annual | Allowances Purchased NOX | MTons | 0 | 0 | 0 | 0 | 0 | 0 | 0
BART NOX Annual-Martin Drake 7 -v5.13 | 131 | 5828 | Rate Constraint in lbs/MMBtu | FALSE | L | Annual | Allowances Sold NOX | MTons | 0 | 0 | 0 | 0 | 0 | 0 | 0
BART NOX Annual-Martin Drake 7 -v5.13 | 131 | 5828 | Rate Constraint in lbs/MMBtu | FALSE | L | Annual | Allowances Banked | MTons | 0 | 0 | 0 | 0 | 0 | 0 | 0
BART NOX Annual-Martin Drake 7 -v5.13 | 131 | 5828 | Rate Constraint in lbs/MMBtu | FALSE | L | Annual | Allowances Withdrawn (1:1) | MTons | 0 | 0 | 0 | 0 | 0 | 0 | 0
BART NOX Annual-Martin Drake 7 -v5.13 | 131 | 5828 | Rate Constraint in lbs/MMBtu | FALSE | L | Annual | Allowances Withdrawn (n:1) | MTons | 0 | 0 | 0 | 0 | 0 | 0 | 0
BART NOX Annual-Martin Drake 7 -v5.13 | 131 | 5828 | Rate Constraint in lbs/MMBtu | FALSE | L | Annual | Net Emissions Allowance Position | MTons | 0 | 1.5959 | 1.4053 | 1.5959 | 1.5764 | 1.394 | 1.5959
BART NOX Annual-Martin Drake 7 -v5.13 | 131 | 5828 | Rate Constraint in lbs/MMBtu | FALSE | L | Annual | Fuel Consumed | TBtu | 0 | 9.9742 | 8.783 | 9.9742 | 9.9088 | 8.7621 | 10.031
BART NOX Annual-Martin Drake 7 -v5.13 | 131 | 5828 | Rate Constraint in lbs/MMBtu | FALSE | L | Annual | Rate | lb/MMBtu | 0 | 0.32 | 0.32 | 0.32 | 0.31819 | 0.31819 | 0.31819
BART NOX Annual-Martin Drake 7 -v5.13 | 131 | 5828 | Rate Constraint in lbs/MMBtu | FALSE | L | Annual | Generation | TWh | 0 | 0.97476 | 0.85834 | 0.97476 | 0.96288 | 0.85145 | 0.97476
BART NOX Annual-Martin Drake 7 -v5.13 | 131 | 5828 | Rate Constraint in lbs/MMBtu | FALSE | L | Annual | Qualifying Generation | TWh | 0 | 0.97476 | 0.85834 | 0.97476 | 0.96288 | 0.85145 | 0.97476
BART NOX Annual-Martin Drake 7 -v5.13 | 131 | 5828 | Rate Constraint in lbs/MMBtu | FALSE | L | Annual | Rate | lb/MWh | 0 | 1.6372 | 1.6372 | 1.6372 | 1.6372 | 1.6372 | 1.6372
BART NOX Annual-Martin Drake 7 -v5.13 | 131 | 5828 | Rate Constraint in lbs/MMBtu | FALSE | L | Annual | Constraint Shadow Price | US$/Ton | 0 | 0 | 0 | 0 | 0 | 0 | 0
BART NOX Annual-Merrimack 2 -v5.13 | 132 | 5844 | Rate Constraint in lbs/MMBtu | FALSE | L | Annual | Seasons Included | Seasons |  | Winter, Summer | Winter, Summer | Winter, Summer | Winter, Summer | Winter, Summer | Winter, Summer
BART NOX Annual-Merrimack 2 -v5.13 | 132 | 5844 | Rate Constraint in lbs/MMBtu | FALSE | L | Annual | Standard | lb/MMBtu | 0 | 0.3 | 0.3 | 0.3 | 0.3 | 0.3 | 0.3
BART NOX Annual-Merrimack 2 -v5.13 | 132 | 5844 | Rate Constraint in lbs/MMBtu | FALSE | L | Annual | Emissions at Affected Plants NOX | MTons | 0 | 0 | 0 | 0 | 0 | 0 | 0
BART NOX Annual-Merrimack 2 -v5.13 | 132 | 5844 | Rate Constraint in lbs/MMBtu | FALSE | L | Annual | Allowances Purchased NOX | MTons | 0 | 0 | 0 | 0 | 0 | 0 | 0
BART NOX Annual-Merrimack 2 -v5.13 | 132 | 5844 | Rate Constraint in lbs/MMBtu | FALSE | L | Annual | Allowances Sold NOX | MTons | 0 | 0 | 0 | 0 | 0 | 0 | 0
BART NOX Annual-Merrimack 2 -v5.13 | 132 | 5844 | Rate Constraint in lbs/MMBtu | FALSE | L | Annual | Allowances Banked | MTons | 0 | 0 | 0 | 0 | 0 | 0 | 0
BART NOX Annual-Merrimack 2 -v5.13 | 132 | 5844 | Rate Constraint in lbs/MMBtu | FALSE | L | Annual | Allowances Withdrawn (1:1) | MTons | 0 | 0 | 0 | 0 | 0 | 0 | 0
BART NOX Annual-Merrimack 2 -v5.13 | 132 | 5844 | Rate Constraint in lbs/MMBtu | FALSE | L | Annual | Allowances Withdrawn (n:1) | MTons | 0 | 0 | 0 | 0 | 0 | 0 | 0
BART NOX Annual-Merrimack 2 -v5.13 | 132 | 5844 | Rate Constraint in lbs/MMBtu | FALSE | L | Annual | Net Emissions Allowance Position | MTons | 0 | 0 | 0 | 0 | 0 | 0 | 0
BART NOX Annual-Merrimack 2 -v5.13 | 132 | 5844 | Rate Constraint in lbs/MMBtu | FALSE | L | Annual | Fuel Consumed | TBtu | 0 | 0 | 0 | 0 | 0 | 0 | 0
BART NOX Annual-Merrimack 2 -v5.13 | 132 | 5844 | Rate Constraint in lbs/MMBtu | FALSE | L | Annual | Rate | lb/MMBtu | 0 | 0 | 0 | 0 | 0 | 0 | 0
BART NOX Annual-Merrimack 2 -v5.13 | 132 | 5844 | Rate Constraint in lbs/MMBtu | FALSE | L | Annual | Generation | TWh | 0 | 0 | 0 | 0 | 0 | 0 | 0
BART NOX Annual-Merrimack 2 -v5.13 | 132 | 5844 | Rate Constraint in lbs/MMBtu | FALSE | L | Annual | Qualifying Generation | TWh | 0 | 0 | 0 | 0 | 0 | 0 | 0
BART NOX Annual-Merrimack 2 -v5.13 | 132 | 5844 | Rate Constraint in lbs/MMBtu | FALSE | L | Annual | Rate | lb/MWh | 0 | 0 | 0 | 0 | 0 | 0 | 0
BART NOX Annual-Merrimack 2 -v5.13 | 132 | 5844 | Rate Constraint in lbs/MMBtu | FALSE | L | Annual | Constraint Shadow Price | US$/Ton | 0 | 0 | 0 | 0 | 0 | 0 | 0
BART NOX Annual-Milton R Young B1 -v5.13 | 133 | 5857 | Rate Constraint in lbs/MMBtu | FALSE | L | Annual | Seasons Included | Seasons |  | Winter, Summer | Winter, Summer | Winter, Summer | Winter, Summer | Winter, Summer | Winter, Summer
BART NOX Annual-Milton R Young B1 -v5.13 | 133 | 5857 | Rate Constraint in lbs/MMBtu | FALSE | L | Annual | Standard | lb/MMBtu | 0 | 0.36 | 0.36 | 0.36 | 0.36 | 0.36 | 0.36
BART NOX Annual-Milton R Young B1 -v5.13 | 133 | 5857 | Rate Constraint in lbs/MMBtu | FALSE | L | Annual | Emissions at Affected Plants NOX | MTons | 0 | 3.4303 | 3.4303 | 3.4303 | 3.4303 | 3.4303 | 3.4303
BART NOX Annual-Milton R Young B1 -v5.13 | 133 | 5857 | Rate Constraint in lbs/MMBtu | FALSE | L | Annual | Allowances Purchased NOX | MTons | 0 | 0 | 0 | 0 | 0 | 0 | 0
BART NOX Annual-Milton R Young B1 -v5.13 | 133 | 5857 | Rate Constraint in lbs/MMBtu | FALSE | L | Annual | Allowances Sold NOX | MTons | 0 | 0 | 0 | 0 | 0 | 0 | 0
BART NOX Annual-Milton R Young B1 -v5.13 | 133 | 5857 | Rate Constraint in lbs/MMBtu | FALSE | L | Annual | Allowances Banked | MTons | 0 | 0 | 0 | 0 | 0 | 0 | 0
BART NOX Annual-Milton R Young B1 -v5.13 | 133 | 5857 | Rate Constraint in lbs/MMBtu | FALSE | L | Annual | Allowances Withdrawn (1:1) | MTons | 0 | 0 | 0 | 0 | 0 | 0 | 0
BART NOX Annual-Milton R Young B1 -v5.13 | 133 | 5857 | Rate Constraint in lbs/MMBtu | FALSE | L | Annual | Allowances Withdrawn (n:1) | MTons | 0 | 0 | 0 | 0 | 0 | 0 | 0
BART NOX Annual-Milton R Young B1 -v5.13 | 133 | 5857 | Rate Constraint in lbs/MMBtu | FALSE | L | Annual | Net Emissions Allowance Position | MTons | 0 | 3.4303 | 3.4303 | 3.4303 | 3.4303 | 3.4303 | 3.4303
BART NOX Annual-Milton R Young B1 -v5.13 | 133 | 5857 | Rate Constraint in lbs/MMBtu | FALSE | L | Annual | Fuel Consumed | TBtu | 0 | 19.0574 | 19.0574 | 19.0574 | 19.0574 | 19.0574 | 19.0574
BART NOX Annual-Milton R Young B1 -v5.13 | 133 | 5857 | Rate Constraint in lbs/MMBtu | FALSE | L | Annual | Rate | lb/MMBtu | 0 | 0.36 | 0.36 | 0.36 | 0.36 | 0.36 | 0.36
BART NOX Annual-Milton R Young B1 -v5.13 | 133 | 5857 | Rate Constraint in lbs/MMBtu | FALSE | L | Annual | Generation | TWh | 0 | 1.809 | 1.809 | 1.809 | 1.809 | 1.809 | 1.809
BART NOX Annual-Milton R Young B1 -v5.13 | 133 | 5857 | Rate Constraint in lbs/MMBtu | FALSE | L | Annual | Qualifying Generation | TWh | 0 | 1.809 | 1.809 | 1.809 | 1.809 | 1.809 | 1.809
BART NOX Annual-Milton R Young B1 -v5.13 | 133 | 5857 | Rate Constraint in lbs/MMBtu | FALSE | L | Annual | Rate | lb/MWh | 0 | 1.8962 | 1.8962 | 1.8962 | 1.8962 | 1.8962 | 1.8962
BART NOX Annual-Milton R Young B1 -v5.13 | 133 | 5857 | Rate Constraint in lbs/MMBtu | FALSE | L | Annual | Constraint Shadow Price | US$/Ton | 0 | 0 | 0 | 0 | 0 | 0 | 0
BART NOX Annual-Milton R Young B2 -v5.13 | 134 | 5858 | Rate Constraint in lbs/MMBtu | FALSE | L | Annual | Seasons Included | Seasons |  | Winter, Summer | Winter, Summer | Winter, Summer | Winter, Summer | Winter, Summer | Winter, Summer
BART NOX Annual-Milton R Young B2 -v5.13 | 134 | 5858 | Rate Constraint in lbs/MMBtu | FALSE | L | Annual | Standard | lb/MMBtu | 0 | 0.35 | 0.35 | 0.35 | 0.35 | 0.35 | 0.35
BART NOX Annual-Milton R Young B2 -v5.13 | 134 | 5858 | Rate Constraint in lbs/MMBtu | FALSE | L | Annual | Emissions at Affected Plants NOX | MTons | 0 | 5.4308 | 5.4308 | 5.4308 | 5.4308 | 5.4308 | 5.4308
BART NOX Annual-Milton R Young B2 -v5.13 | 134 | 5858 | Rate Constraint in lbs/MMBtu | FALSE | L | Annual | Allowances Purchased NOX | MTons | 0 | 0 | 0 | 0 | 0 | 0 | 0
BART NOX Annual-Milton R Young B2 -v5.13 | 134 | 5858 | Rate Constraint in lbs/MMBtu | FALSE | L | Annual | Allowances Sold NOX | MTons | 0 | 0 | 0 | 0 | 0 | 0 | 0
BART NOX Annual-Milton R Young B2 -v5.13 | 134 | 5858 | Rate Constraint in lbs/MMBtu | FALSE | L | Annual | Allowances Banked | MTons | 0 | 0 | 0 | 0 | 0 | 0 | 0
BART NOX Annual-Milton R Young B2 -v5.13 | 134 | 5858 | Rate Constraint in lbs/MMBtu | FALSE | L | Annual | Allowances Withdrawn (1:1) | MTons | 0 | 0 | 0 | 0 | 0 | 0 | 0
BART NOX Annual-Milton R Young B2 -v5.13 | 134 | 5858 | Rate Constraint in lbs/MMBtu | FALSE | L | Annual | Allowances Withdrawn (n:1) | MTons | 0 | 0 | 0 | 0 | 0 | 0 | 0
BART NOX Annual-Milton R Young B2 -v5.13 | 134 | 5858 | Rate Constraint in lbs/MMBtu | FALSE | L | Annual | Net Emissions Allowance Position | MTons | 0 | 5.4308 | 5.4308 | 5.4308 | 5.4308 | 5.4308 | 5.4308
BART NOX Annual-Milton R Young B2 -v5.13 | 134 | 5858 | Rate Constraint in lbs/MMBtu | FALSE | L | Annual | Fuel Consumed | TBtu | 0 | 33.7425 | 33.7425 | 33.7425 | 33.7425 | 33.7425 | 33.7425
BART NOX Annual-Milton R Young B2 -v5.13 | 134 | 5858 | Rate Constraint in lbs/MMBtu | FALSE | L | Annual | Rate | lb/MMBtu | 0 | 0.3219 | 0.3219 | 0.3219 | 0.3219 | 0.3219 | 0.3219
BART NOX Annual-Milton R Young B2 -v5.13 | 134 | 5858 | Rate Constraint in lbs/MMBtu | FALSE | L | Annual | Generation | TWh | 0 | 3.2071 | 3.2071 | 3.2071 | 3.2071 | 3.2071 | 3.2071
BART NOX Annual-Milton R Young B2 -v5.13 | 134 | 5858 | Rate Constraint in lbs/MMBtu | FALSE | L | Annual | Qualifying Generation | TWh | 0 | 3.2071 | 3.2071 | 3.2071 | 3.2071 | 3.2071 | 3.2071
BART NOX Annual-Milton R Young B2 -v5.13 | 134 | 5858 | Rate Constraint in lbs/MMBtu | FALSE | L | Annual | Rate | lb/MWh | 0 | 1.6934 | 1.6934 | 1.6934 | 1.6934 | 1.6934 | 1.6934
BART NOX Annual-Milton R Young B2 -v5.13 | 134 | 5858 | Rate Constraint in lbs/MMBtu | FALSE | L | Annual | Constraint Shadow Price | US$/Ton | 0 | 0 | 0 | 0 | 0 | 0 | 0
BART NOX Annual-Muskogee 4 -v5.13 | 135 | 5860 | Rate Constraint in lbs/MMBtu | FALSE | L | Annual | Seasons Included | Seasons |  | Winter, Summer | Winter, Summer | Winter, Summer | Winter, Summer | Winter, Summer | Winter, Summer
BART NOX Annual-Muskogee 4 -v5.13 | 135 | 5860 | Rate Constraint in lbs/MMBtu | FALSE | L | Annual | Standard | lb/MMBtu | 0 | 0.15 | 0.15 | 0.15 | 0.15 | 0.15 | 0.15
BART NOX Annual-Muskogee 4 -v5.13 | 135 | 5860 | Rate Constraint in lbs/MMBtu | FALSE | L | Annual | Emissions at Affected Plants NOX | MTons | 0 | 0 | 0 | 0 | 0 | 0 | 0
BART NOX Annual-Muskogee 4 -v5.13 | 135 | 5860 | Rate Constraint in lbs/MMBtu | FALSE | L | Annual | Allowances Purchased NOX | MTons | 0 | 0 | 0 | 0 | 0 | 0 | 0
BART NOX Annual-Muskogee 4 -v5.13 | 135 | 5860 | Rate Constraint in lbs/MMBtu | FALSE | L | Annual | Allowances Sold NOX | MTons | 0 | 0 | 0 | 0 | 0 | 0 | 0
BART NOX Annual-Muskogee 4 -v5.13 | 135 | 5860 | Rate Constraint in lbs/MMBtu | FALSE | L | Annual | Allowances Banked | MTons | 0 | 0 | 0 | 0 | 0 | 0 | 0
BART NOX Annual-Muskogee 4 -v5.13 | 135 | 5860 | Rate Constraint in lbs/MMBtu | FALSE | L | Annual | Allowances Withdrawn (1:1) | MTons | 0 | 0 | 0 | 0 | 0 | 0 | 0
BART NOX Annual-Muskogee 4 -v5.13 | 135 | 5860 | Rate Constraint in lbs/MMBtu | FALSE | L | Annual | Allowances Withdrawn (n:1) | MTons | 0 | 0 | 0 | 0 | 0 | 0 | 0
BART NOX Annual-Muskogee 4 -v5.13 | 135 | 5860 | Rate Constraint in lbs/MMBtu | FALSE | L | Annual | Net Emissions Allowance Position | MTons | 0 | 0 | 0 | 0 | 0 | 0 | 0
BART NOX Annual-Muskogee 4 -v5.13 | 135 | 5860 | Rate Constraint in lbs/MMBtu | FALSE | L | Annual | Fuel Consumed | TBtu | 0 | 0 | 0 | 0 | 0 | 0 | 0
BART NOX Annual-Muskogee 4 -v5.13 | 135 | 5860 | Rate Constraint in lbs/MMBtu | FALSE | L | Annual | Rate | lb/MMBtu | 0 | 0 | 0 | 0 | 0 | 0 | 0
BART NOX Annual-Muskogee 4 -v5.13 | 135 | 5860 | Rate Constraint in lbs/MMBtu | FALSE | L | Annual | Generation | TWh | 0 | 0 | 0 | 0 | 0 | 0 | 0
BART NOX Annual-Muskogee 4 -v5.13 | 135 | 5860 | Rate Constraint in lbs/MMBtu | FALSE | L | Annual | Qualifying Generation | TWh | 0 | 0 | 0 | 0 | 0 | 0 | 0
BART NOX Annual-Muskogee 4 -v5.13 | 135 | 5860 | Rate Constraint in lbs/MMBtu | FALSE | L | Annual | Rate | lb/MWh | 0 | 0 | 0 | 0 | 0 | 0 | 0
BART NOX Annual-Muskogee 4 -v5.13 | 135 | 5860 | Rate Constraint in lbs/MMBtu | FALSE | L | Annual | Constraint Shadow Price | US$/Ton | 0 | 0 | 0 | 0 | 0 | 0 | 0
BART NOX Annual-Muskogee 5 -v5.13 | 136 | 5861 | Rate Constraint in lbs/MMBtu | FALSE | L | Annual | Seasons Included | Seasons |  | Winter, Summer | Winter, Summer | Winter, Summer | Winter, Summer | Winter, Summer | Winter, Summer
BART NOX Annual-Muskogee 5 -v5.13 | 136 | 5861 | Rate Constraint in lbs/MMBtu | FALSE | L | Annual | Standard | lb/MMBtu | 0 | 0.15 | 0.15 | 0.15 | 0.15 | 0.15 | 0.15
BART NOX Annual-Muskogee 5 -v5.13 | 136 | 5861 | Rate Constraint in lbs/MMBtu | FALSE | L | Annual | Emissions at Affected Plants NOX | MTons | 0 | 0 | 0 | 0 | 0 | 0 | 0
BART NOX Annual-Muskogee 5 -v5.13 | 136 | 5861 | Rate Constraint in lbs/MMBtu | FALSE | L | Annual | Allowances Purchased NOX | MTons | 0 | 0 | 0 | 0 | 0 | 0 | 0
BART NOX Annual-Muskogee 5 -v5.13 | 136 | 5861 | Rate Constraint in lbs/MMBtu | FALSE | L | Annual | Allowances Sold NOX | MTons | 0 | 0 | 0 | 0 | 0 | 0 | 0
BART NOX Annual-Muskogee 5 -v5.13 | 136 | 5861 | Rate Constraint in lbs/MMBtu | FALSE | L | Annual | Allowances Banked | MTons | 0 | 0 | 0 | 0 | 0 | 0 | 0
BART NOX Annual-Muskogee 5 -v5.13 | 136 | 5861 | Rate Constraint in lbs/MMBtu | FALSE | L | Annual | Allowances Withdrawn (1:1) | MTons | 0 | 0 | 0 | 0 | 0 | 0 | 0
BART NOX Annual-Muskogee 5 -v5.13 | 136 | 5861 | Rate Constraint in lbs/MMBtu | FALSE | L | Annual | Allowances Withdrawn (n:1) | MTons | 0 | 0 | 0 | 0 | 0 | 0 | 0
BART NOX Annual-Muskogee 5 -v5.13 | 136 | 5861 | Rate Constraint in lbs/MMBtu | FALSE | L | Annual | Net Emissions Allowance Position | MTons | 0 | 0 | 0 | 0 | 0 | 0 | 0
BART NOX Annual-Muskogee 5 -v5.13 | 136 | 5861 | Rate Constraint in lbs/MMBtu | FALSE | L | Annual | Fuel Consumed | TBtu | 0 | 0 | 0 | 0 | 0 | 0 | 0
BART NOX Annual-Muskogee 5 -v5.13 | 136 | 5861 | Rate Constraint in lbs/MMBtu | FALSE | L | Annual | Rate | lb/MMBtu | 0 | 0 | 0 | 0 | 0 | 0 | 0
BART NOX Annual-Muskogee 5 -v5.13 | 136 | 5861 | Rate Constraint in lbs/MMBtu | FALSE | L | Annual | Generation | TWh | 0 | 0 | 0 | 0 | 0 | 0 | 0
BART NOX Annual-Muskogee 5 -v5.13 | 136 | 5861 | Rate Constraint in lbs/MMBtu | FALSE | L | Annual | Qualifying Generation | TWh | 0 | 0 | 0 | 0 | 0 | 0 | 0
BART NOX Annual-Muskogee 5 -v5.13 | 136 | 5861 | Rate Constraint in lbs/MMBtu | FALSE | L | Annual | Rate | lb/MWh | 0 | 0 | 0 | 0 | 0 | 0 | 0
BART NOX Annual-Muskogee 5 -v5.13 | 136 | 5861 | Rate Constraint in lbs/MMBtu | FALSE | L | Annual | Constraint Shadow Price | US$/Ton | 0 | 0 | 0 | 0 | 0 | 0 | 0
BART NOX Annual-Nebraska City 1 -v5.13 | 137 | 5840 | Rate Constraint in lbs/MMBtu | FALSE | L | Annual | Seasons Included | Seasons |  | Winter, Summer | Winter, Summer | Winter, Summer | Winter, Summer | Winter, Summer | Winter, Summer
BART NOX Annual-Nebraska City 1 -v5.13 | 137 | 5840 | Rate Constraint in lbs/MMBtu | FALSE | L | Annual | Standard | lb/MMBtu | 0 | 0.23 | 0.23 | 0.23 | 0.23 | 0.23 | 0.23
BART NOX Annual-Nebraska City 1 -v5.13 | 137 | 5840 | Rate Constraint in lbs/MMBtu | FALSE | L | Annual | Emissions at Affected Plants NOX | MTons | 0 | 4.6453 | 4.6453 | 4.6453 | 4.6453 | 4.6453 | 4.6453
BART NOX Annual-Nebraska City 1 -v5.13 | 137 | 5840 | Rate Constraint in lbs/MMBtu | FALSE | L | Annual | Allowances Purchased NOX | MTons | 0 | 0 | 0 | 0 | 0 | 0 | 0
BART NOX Annual-Nebraska City 1 -v5.13 | 137 | 5840 | Rate Constraint in lbs/MMBtu | FALSE | L | Annual | Allowances Sold NOX | MTons | 0 | 0 | 0 | 0 | 0 | 0 | 0
BART NOX Annual-Nebraska City 1 -v5.13 | 137 | 5840 | Rate Constraint in lbs/MMBtu | FALSE | L | Annual | Allowances Banked | MTons | 0 | 0 | 0 | 0 | 0 | 0 | 0
BART NOX Annual-Nebraska City 1 -v5.13 | 137 | 5840 | Rate Constraint in lbs/MMBtu | FALSE | L | Annual | Allowances Withdrawn (1:1) | MTons | 0 | 0 | 0 | 0 | 0 | 0 | 0
BART NOX Annual-Nebraska City 1 -v5.13 | 137 | 5840 | Rate Constraint in lbs/MMBtu | FALSE | L | Annual | Allowances Withdrawn (n:1) | MTons | 0 | 0 | 0 | 0 | 0 | 0 | 0
BART NOX Annual-Nebraska City 1 -v5.13 | 137 | 5840 | Rate Constraint in lbs/MMBtu | FALSE | L | Annual | Net Emissions Allowance Position | MTons | 0 | 4.6453 | 4.6453 | 4.6453 | 4.6453 | 4.6453 | 4.6453
BART NOX Annual-Nebraska City 1 -v5.13 | 137 | 5840 | Rate Constraint in lbs/MMBtu | FALSE | L | Annual | Fuel Consumed | TBtu | 0 | 45.0057 | 45.0057 | 45.0057 | 45.0057 | 45.0057 | 45.0057
BART NOX Annual-Nebraska City 1 -v5.13 | 137 | 5840 | Rate Constraint in lbs/MMBtu | FALSE | L | Annual | Rate | lb/MMBtu | 0 | 0.20643 | 0.20643 | 0.20643 | 0.20643 | 0.20643 | 0.20643
BART NOX Annual-Nebraska City 1 -v5.13 | 137 | 5840 | Rate Constraint in lbs/MMBtu | FALSE | L | Annual | Generation | TWh | 0 | 4.6783 | 4.6783 | 4.6783 | 4.6783 | 4.6783 | 4.6783
BART NOX Annual-Nebraska City 1 -v5.13 | 137 | 5840 | Rate Constraint in lbs/MMBtu | FALSE | L | Annual | Qualifying Generation | TWh | 0 | 4.6783 | 4.6783 | 4.6783 | 4.6783 | 4.6783 | 4.6783
BART NOX Annual-Nebraska City 1 -v5.13 | 137 | 5840 | Rate Constraint in lbs/MMBtu | FALSE | L | Annual | Rate | lb/MWh | 0 | 0.99296 | 0.99296 | 0.99296 | 0.99296 | 0.99296 | 0.99296
BART NOX Annual-Nebraska City 1 -v5.13 | 137 | 5840 | Rate Constraint in lbs/MMBtu | FALSE | L | Annual | Constraint Shadow Price | US$/Ton | 0 | 0 | 0 | 0 | 0 | 0 | 0
BART NOX Annual-Northeastern 3313 -v5.13 | 138 | 5862 | Rate Constraint in lbs/MMBtu | FALSE | L | Annual | Seasons Included | Seasons |  | Winter, Summer | Winter, Summer | Winter, Summer | Winter, Summer | Winter, Summer | Winter, Summer
BART NOX Annual-Northeastern 3313 -v5.13 | 138 | 5862 | Rate Constraint in lbs/MMBtu | FALSE | L | Annual | Standard | lb/MMBtu | 0 | 0.23 | 0.23 | 0.23 | 0.23 | 0.23 | 0.23
BART NOX Annual-Northeastern 3313 -v5.13 | 138 | 5862 | Rate Constraint in lbs/MMBtu | FALSE | L | Annual | Emissions at Affected Plants NOX | MTons | 0 | 0.05799 | 0.050654 | 0.05799 | 0 | 0 | 0
BART NOX Annual-Northeastern 3313 -v5.13 | 138 | 5862 | Rate Constraint in lbs/MMBtu | FALSE | L | Annual | Allowances Purchased NOX | MTons | 0 | 0 | 0 | 0 | 0 | 0 | 0
BART NOX Annual-Northeastern 3313 -v5.13 | 138 | 5862 | Rate Constraint in lbs/MMBtu | FALSE | L | Annual | Allowances Sold NOX | MTons | 0 | 0 | 0 | 0 | 0 | 0 | 0
BART NOX Annual-Northeastern 3313 -v5.13 | 138 | 5862 | Rate Constraint in lbs/MMBtu | FALSE | L | Annual | Allowances Banked | MTons | 0 | 0 | 0 | 0 | 0 | 0 | 0
BART NOX Annual-Northeastern 3313 -v5.13 | 138 | 5862 | Rate Constraint in lbs/MMBtu | FALSE | L | Annual | Allowances Withdrawn (1:1) | MTons | 0 | 0 | 0 | 0 | 0 | 0 | 0
BART NOX Annual-Northeastern 3313 -v5.13 | 138 | 5862 | Rate Constraint in lbs/MMBtu | FALSE | L | Annual | Allowances Withdrawn (n:1) | MTons | 0 | 0 | 0 | 0 | 0 | 0 | 0
BART NOX Annual-Northeastern 3313 -v5.13 | 138 | 5862 | Rate Constraint in lbs/MMBtu | FALSE | L | Annual | Net Emissions Allowance Position | MTons | 0 | 0.05799 | 0.050654 | 0.05799 | 0 | 0 | 0
BART NOX Annual-Northeastern 3313 -v5.13 | 138 | 5862 | Rate Constraint in lbs/MMBtu | FALSE | L | Annual | Fuel Consumed | TBtu | 0 | 0.50426 | 0.44047 | 0.50426 | 0 | 0 | 0
BART NOX Annual-Northeastern 3313 -v5.13 | 138 | 5862 | Rate Constraint in lbs/MMBtu | FALSE | L | Annual | Rate | lb/MMBtu | 0 | 0.23 | 0.23 | 0.23 | 0 | 0 | 0
BART NOX Annual-Northeastern 3313 -v5.13 | 138 | 5862 | Rate Constraint in lbs/MMBtu | FALSE | L | Annual | Generation | TWh | 0 | 0.050864 | 0.044429 | 0.050864 | 0 | 0 | 0
BART NOX Annual-Northeastern 3313 -v5.13 | 138 | 5862 | Rate Constraint in lbs/MMBtu | FALSE | L | Annual | Qualifying Generation | TWh | 0 | 0.050864 | 0.044429 | 0.050864 | 0 | 0 | 0
BART NOX Annual-Northeastern 3313 -v5.13 | 138 | 5862 | Rate Constraint in lbs/MMBtu | FALSE | L | Annual | Rate | lb/MWh | 0 | 1.1401 | 1.1401 | 1.1401 | 0 | 0 | 0
BART NOX Annual-Northeastern 3313 -v5.13 | 138 | 5862 | Rate Constraint in lbs/MMBtu | FALSE | L | Annual | Constraint Shadow Price | US$/Ton | 0 | 48524.3267 | 2284.7246 | 3101.6933 | 0 | 0 | 0
BART NOX Annual-Northeastern 3314 -v5.13 | 139 | 5863 | Rate Constraint in lbs/MMBtu | FALSE | L | Annual | Seasons Included | Seasons |  | Winter, Summer | Winter, Summer | Winter, Summer | Winter, Summer | Winter, Summer | Winter, Summer
BART NOX Annual-Northeastern 3314 -v5.13 | 139 | 5863 | Rate Constraint in lbs/MMBtu | FALSE | L | Annual | Standard | lb/MMBtu | 0 | 0.15 | 0.15 | 0.15 | 0.15 | 0.15 | 0.15
BART NOX Annual-Northeastern 3314 -v5.13 | 139 | 5863 | Rate Constraint in lbs/MMBtu | FALSE | L | Annual | Emissions at Affected Plants NOX | MTons | 0 | 0 | 0 | 0 | 0 | 0 | 0
BART NOX Annual-Northeastern 3314 -v5.13 | 139 | 5863 | Rate Constraint in lbs/MMBtu | FALSE | L | Annual | Allowances Purchased NOX | MTons | 0 | 0 | 0 | 0 | 0 | 0 | 0
BART NOX Annual-Northeastern 3314 -v5.13 | 139 | 5863 | Rate Constraint in lbs/MMBtu | FALSE | L | Annual | Allowances Sold NOX | MTons | 0 | 0 | 0 | 0 | 0 | 0 | 0
BART NOX Annual-Northeastern 3314 -v5.13 | 139 | 5863 | Rate Constraint in lbs/MMBtu | FALSE | L | Annual | Allowances Banked | MTons | 0 | 0 | 0 | 0 | 0 | 0 | 0
BART NOX Annual-Northeastern 3314 -v5.13 | 139 | 5863 | Rate Constraint in lbs/MMBtu | FALSE | L | Annual | Allowances Withdrawn (1:1) | MTons | 0 | 0 | 0 | 0 | 0 | 0 | 0
BART NOX Annual-Northeastern 3314 -v5.13 | 139 | 5863 | Rate Constraint in lbs/MMBtu | FALSE | L | Annual | Allowances Withdrawn (n:1) | MTons | 0 | 0 | 0 | 0 | 0 | 0 | 0
BART NOX Annual-Northeastern 3314 -v5.13 | 139 | 5863 | Rate Constraint in lbs/MMBtu | FALSE | L | Annual | Net Emissions Allowance Position | MTons | 0 | 0 | 0 | 0 | 0 | 0 | 0
BART NOX Annual-Northeastern 3314 -v5.13 | 139 | 5863 | Rate Constraint in lbs/MMBtu | FALSE | L | Annual | Fuel Consumed | TBtu | 0 | 0 | 0 | 0 | 0 | 0 | 0
BART NOX Annual-Northeastern 3314 -v5.13 | 139 | 5863 | Rate Constraint in lbs/MMBtu | FALSE | L | Annual | Rate | lb/MMBtu | 0 | 0 | 0 | 0 | 0 | 0 | 0
BART NOX Annual-Northeastern 3314 -v5.13 | 139 | 5863 | Rate Constraint in lbs/MMBtu | FALSE | L | Annual | Generation | TWh | 0 | 0 | 0 | 0 | 0 | 0 | 0
BART NOX Annual-Northeastern 3314 -v5.13 | 139 | 5863 | Rate Constraint in lbs/MMBtu | FALSE | L | Annual | Qualifying Generation | TWh | 0 | 0 | 0 | 0 | 0 | 0 | 0
BART NOX Annual-Northeastern 3314 -v5.13 | 139 | 5863 | Rate Constraint in lbs/MMBtu | FALSE | L | Annual | Rate | lb/MWh | 0 | 0 | 0 | 0 | 0 | 0 | 0
BART NOX Annual-Northeastern 3314 -v5.13 | 139 | 5863 | Rate Constraint in lbs/MMBtu | FALSE | L | Annual | Constraint Shadow Price | US$/Ton | 0 | 0 | 43.9387 | 0 | 0 | 0 | 0
BART NOX Annual-Pawnee 1 -v5.13 | 140 | 5829 | Rate Constraint in lbs/MMBtu | FALSE | L | Annual | Seasons Included | Seasons |  | Winter, Summer | Winter, Summer | Winter, Summer | Winter, Summer | Winter, Summer | Winter, Summer
BART NOX Annual-Pawnee 1 -v5.13 | 140 | 5829 | Rate Constraint in lbs/MMBtu | FALSE | L | Annual | Standard | lb/MMBtu | 0 | 0.07 | 0.07 | 0.07 | 0.07 | 0.07 | 0.07
BART NOX Annual-Pawnee 1 -v5.13 | 140 | 5829 | Rate Constraint in lbs/MMBtu | FALSE | L | Annual | Emissions at Affected Plants NOX | MTons | 0 | 1.2805 | 1.2805 | 1.2805 | 1.2805 | 1.2805 | 1.2805
BART NOX Annual-Pawnee 1 -v5.13 | 140 | 5829 | Rate Constraint in lbs/MMBtu | FALSE | L | Annual | Allowances Purchased NOX | MTons | 0 | 0 | 0 | 0 | 0 | 0 | 0
BART NOX Annual-Pawnee 1 -v5.13 | 140 | 5829 | Rate Constraint in lbs/MMBtu | FALSE | L | Annual | Allowances Sold NOX | MTons | 0 | 0 | 0 | 0 | 0 | 0 | 0
BART NOX Annual-Pawnee 1 -v5.13 | 140 | 5829 | Rate Constraint in lbs/MMBtu | FALSE | L | Annual | Allowances Banked | MTons | 0 | 0 | 0 | 0 | 0 | 0 | 0
BART NOX Annual-Pawnee 1 -v5.13 | 140 | 5829 | Rate Constraint in lbs/MMBtu | FALSE | L | Annual | Allowances Withdrawn (1:1) | MTons | 0 | 0 | 0 | 0 | 0 | 0 | 0
BART NOX Annual-Pawnee 1 -v5.13 | 140 | 5829 | Rate Constraint in lbs/MMBtu | FALSE | L | Annual | Allowances Withdrawn (n:1) | MTons | 0 | 0 | 0 | 0 | 0 | 0 | 0
BART NOX Annual-Pawnee 1 -v5.13 | 140 | 5829 | Rate Constraint in lbs/MMBtu | FALSE | L | Annual | Net Emissions Allowance Position | MTons | 0 | 1.2805 | 1.2805 | 1.2805 | 1.2805 | 1.2805 | 1.2805
BART NOX Annual-Pawnee 1 -v5.13 | 140 | 5829 | Rate Constraint in lbs/MMBtu | FALSE | L | Annual | Fuel Consumed | TBtu | 0 | 36.5856 | 36.5856 | 36.5856 | 36.5856 | 36.5856 | 36.5856
BART NOX Annual-Pawnee 1 -v5.13 | 140 | 5829 | Rate Constraint in lbs/MMBtu | FALSE | L | Annual | Rate | lb/MMBtu | 0 | 0.07 | 0.07 | 0.07 | 0.07 | 0.07 | 0.07
BART NOX Annual-Pawnee 1 -v5.13 | 140 | 5829 | Rate Constraint in lbs/MMBtu | FALSE | L | Annual | Generation | TWh | 0 | 3.6214 | 3.6214 | 3.6214 | 3.6214 | 3.6214 | 3.6214
BART NOX Annual-Pawnee 1 -v5.13 | 140 | 5829 | Rate Constraint in lbs/MMBtu | FALSE | L | Annual | Qualifying Generation | TWh | 0 | 3.6214 | 3.6214 | 3.6214 | 3.6214 | 3.6214 | 3.6214
BART NOX Annual-Pawnee 1 -v5.13 | 140 | 5829 | Rate Constraint in lbs/MMBtu | FALSE | L | Annual | Rate | lb/MWh | 0 | 0.35359 | 0.35359 | 0.35359 | 0.35359 | 0.35359 | 0.35359
BART NOX Annual-Pawnee 1 -v5.13 | 140 | 5829 | Rate Constraint in lbs/MMBtu | FALSE | L | Annual | Constraint Shadow Price | US$/Ton | 0 | 0 | 0 | 0 | 0 | 0 | 0
BART NOX Annual-Ray D Nixon 1 -v5.13 | 141 | 5830 | Rate Constraint in lbs/MMBtu | FALSE | L | Annual | Seasons Included | Seasons |  | Winter, Summer | Winter, Summer | Winter, Summer | Winter, Summer | Winter, Summer | Winter, Summer
BART NOX Annual-Ray D Nixon 1 -v5.13 | 141 | 5830 | Rate Constraint in lbs/MMBtu | FALSE | L | Annual | Standard | lb/MMBtu | 0 | 0.21 | 0.21 | 0.21 | 0.21 | 0.21 | 0.21
BART NOX Annual-Ray D Nixon 1 -v5.13 | 141 | 5830 | Rate Constraint in lbs/MMBtu | FALSE | L | Annual | Emissions at Affected Plants NOX | MTons | 0 | 1.2701 | 1.2674 | 1.2781 | 1.2781 | 1.2781 | 1.2781
BART NOX Annual-Ray D Nixon 1 -v5.13 | 141 | 5830 | Rate Constraint in lbs/MMBtu | FALSE | L | Annual | Allowances Purchased NOX | MTons | 0 | 0 | 0 | 0 | 0 | 0 | 0
BART NOX Annual-Ray D Nixon 1 -v5.13 | 141 | 5830 | Rate Constraint in lbs/MMBtu | FALSE | L | Annual | Allowances Sold NOX | MTons | 0 | 0 | 0 | 0 | 0 | 0 | 0
BART NOX Annual-Ray D Nixon 1 -v5.13 | 141 | 5830 | Rate Constraint in lbs/MMBtu | FALSE | L | Annual | Allowances Banked | MTons | 0 | 0 | 0 | 0 | 0 | 0 | 0
BART NOX Annual-Ray D Nixon 1 -v5.13 | 141 | 5830 | Rate Constraint in lbs/MMBtu | FALSE | L | Annual | Allowances Withdrawn (1:1) | MTons | 0 | 0 | 0 | 0 | 0 | 0 | 0
BART NOX Annual-Ray D Nixon 1 -v5.13 | 141 | 5830 | Rate Constraint in lbs/MMBtu | FALSE | L | Annual | Allowances Withdrawn (n:1) | MTons | 0 | 0 | 0 | 0 | 0 | 0 | 0
BART NOX Annual-Ray D Nixon 1 -v5.13 | 141 | 5830 | Rate Constraint in lbs/MMBtu | FALSE | L | Annual | Net Emissions Allowance Position | MTons | 0 | 1.2701 | 1.2674 | 1.2781 | 1.2781 | 1.2781 | 1.2781
BART NOX Annual-Ray D Nixon 1 -v5.13 | 141 | 5830 | Rate Constraint in lbs/MMBtu | FALSE | L | Annual | Fuel Consumed | TBtu | 0 | 13.9201 | 13.8898 | 14.0473 | 14.0473 | 14.0473 | 14.0473
BART NOX Annual-Ray D Nixon 1 -v5.13 | 141 | 5830 | Rate Constraint in lbs/MMBtu | FALSE | L | Annual | Rate | lb/MMBtu | 0 | 0.18248 | 0.18249 | 0.18197 | 0.18197 | 0.18197 | 0.18197
BART NOX Annual-Ray D Nixon 1 -v5.13 | 141 | 5830 | Rate Constraint in lbs/MMBtu | FALSE | L | Annual | Generation | TWh | 0 | 1.4385 | 1.4354 | 1.4476 | 1.4476 | 1.4476 | 1.4476
BART NOX Annual-Ray D Nixon 1 -v5.13 | 141 | 5830 | Rate Constraint in lbs/MMBtu | FALSE | L | Annual | Qualifying Generation | TWh | 0 | 1.4385 | 1.4354 | 1.4476 | 1.4476 | 1.4476 | 1.4476
BART NOX Annual-Ray D Nixon 1 -v5.13 | 141 | 5830 | Rate Constraint in lbs/MMBtu | FALSE | L | Annual | Rate | lb/MWh | 0 | 0.88293 | 0.88294 | 0.8829 | 0.8829 | 0.8829 | 0.8829
BART NOX Annual-Ray D Nixon 1 -v5.13 | 141 | 5830 | Rate Constraint in lbs/MMBtu | FALSE | L | Annual | Constraint Shadow Price | US$/Ton | 0 | 0 | 0 | 0 | 0 | 0 | 0
BART NOX Annual-San Juan 1 & 4 -v5.13 | 142 | 5850 | Rate Constraint in lbs/MMBtu | FALSE | L | Annual | Seasons Included | Seasons | Winter, Summer | Winter, Summer | Winter, Summer | Winter, Summer | Winter, Summer | Winter, Summer | Winter, Summer
BART NOX Annual-San Juan 1 & 4 -v5.13 | 142 | 5850 | Rate Constraint in lbs/MMBtu | FALSE | L | Annual | Standard | lb/MMBtu | 0.23 | 0.23 | 0.23 | 0.23 | 0.23 | 0.23 | 0.23
BART NOX Annual-San Juan 1 & 4 -v5.13 | 142 | 5850 | Rate Constraint in lbs/MMBtu | FALSE | L | Annual | Emissions at Affected Plants NOX | MTons | 1.3992 | 1.3992 | 1.3223 | 1.2883 | 1.2564 | 1.2514 | 1.2753
BART NOX Annual-San Juan 1 & 4 -v5.13 | 142 | 5850 | Rate Constraint in lbs/MMBtu | FALSE | L | Annual | Allowances Purchased NOX | MTons | 0 | 0 | 0 | 0 | 0 | 0 | 0
BART NOX Annual-San Juan 1 & 4 -v5.13 | 142 | 5850 | Rate Constraint in lbs/MMBtu | FALSE | L | Annual | Allowances Sold NOX | MTons | 0 | 0 | 0 | 0 | 0 | 0 | 0
BART NOX Annual-San Juan 1 & 4 -v5.13 | 142 | 5850 | Rate Constraint in lbs/MMBtu | FALSE | L | Annual | Allowances Banked | MTons | 0 | 0 | 0 | 0 | 0 | 0 | 0
BART NOX Annual-San Juan 1 & 4 -v5.13 | 142 | 5850 | Rate Constraint in lbs/MMBtu | FALSE | L | Annual | Allowances Withdrawn (1:1) | MTons | 0 | 0 | 0 | 0 | 0 | 0 | 0
BART NOX Annual-San Juan 1 & 4 -v5.13 | 142 | 5850 | Rate Constraint in lbs/MMBtu | FALSE | L | Annual | Allowances Withdrawn (n:1) | MTons | 0 | 0 | 0 | 0 | 0 | 0 | 0
BART NOX Annual-San Juan 1 & 4 -v5.13 | 142 | 5850 | Rate Constraint in lbs/MMBtu | FALSE | L | Annual | Net Emissions Allowance Position | MTons | 1.3992 | 1.3992 | 1.3223 | 1.2883 | 1.2564 | 1.2514 | 1.2753
BART NOX Annual-San Juan 1 & 4 -v5.13 | 142 | 5850 | Rate Constraint in lbs/MMBtu | FALSE | L | Annual | Fuel Consumed | TBtu | 55.6092 | 55.6092 | 52.5319 | 51.1948 | 49.9233 | 49.722 | 50.6775
BART NOX Annual-San Juan 1 & 4 -v5.13 | 142 | 5850 | Rate Constraint in lbs/MMBtu | FALSE | L | Annual | Rate | lb/MMBtu | 0.050322 | 0.050322 | 0.050341 | 0.050331 | 0.050333 | 0.050335 | 0.050328
BART NOX Annual-San Juan 1 & 4 -v5.13 | 142 | 5850 | Rate Constraint in lbs/MMBtu | FALSE | L | Annual | Generation | TWh | 5.401 | 5.401 | 5.1021 | 4.9744 | 4.8498 | 4.8301 | 4.9187
BART NOX Annual-San Juan 1 & 4 -v5.13 | 142 | 5850 | Rate Constraint in lbs/MMBtu | FALSE | L | Annual | Qualifying Generation | TWh | 5.401 | 5.401 | 5.1021 | 4.9744 | 4.8498 | 4.8301 | 4.9187
BART NOX Annual-San Juan 1 & 4 -v5.13 | 142 | 5850 | Rate Constraint in lbs/MMBtu | FALSE | L | Annual | Rate | lb/MWh | 0.25906 | 0.25906 | 0.25916 | 0.25899 | 0.25906 | 0.25908 | 0.25927
BART NOX Annual-San Juan 1 & 4 -v5.13 | 142 | 5850 | Rate Constraint in lbs/MMBtu | FALSE | L | Annual | Constraint Shadow Price | US$/Ton | 0 | 0 | 0 | 0 | 0 | 0 | 0
BART NOX Annual-Sooner 1 -v5.13 | 145 | 5864 | Rate Constraint in lbs/MMBtu | FALSE | L | Annual | Seasons Included | Seasons |  | Winter, Summer | Winter, Summer | Winter, Summer | Winter, Summer | Winter, Summer | Winter, Summer
BART NOX Annual-Sooner 1 -v5.13 | 145 | 5864 | Rate Constraint in lbs/MMBtu | FALSE | L | Annual | Standard | lb/MMBtu | 0 | 0.15 | 0.15 | 0.15 | 0.15 | 0.15 | 0.15
BART NOX Annual-Sooner 1 -v5.13 | 145 | 5864 | Rate Constraint in lbs/MMBtu | FALSE | L | Annual | Emissions at Affected Plants NOX | MTons | 0 | 2.6128 | 2.4677 | 2.6128 | 2.6128 | 2.2823 | 2.6128
BART NOX Annual-Sooner 1 -v5.13 | 145 | 5864 | Rate Constraint in lbs/MMBtu | FALSE | L | Annual | Allowances Purchased NOX | MTons | 0 | 0 | 0 | 0 | 0 | 0 | 0
BART NOX Annual-Sooner 1 -v5.13 | 145 | 5864 | Rate Constraint in lbs/MMBtu | FALSE | L | Annual | Allowances Sold NOX | MTons | 0 | 0 | 0 | 0 | 0 | 0 | 0
BART NOX Annual-Sooner 1 -v5.13 | 145 | 5864 | Rate Constraint in lbs/MMBtu | FALSE | L | Annual | Allowances Banked | MTons | 0 | 0 | 0 | 0 | 0 | 0 | 0
BART NOX Annual-Sooner 1 -v5.13 | 145 | 5864 | Rate Constraint in lbs/MMBtu | FALSE | L | Annual | Allowances Withdrawn (1:1) | MTons | 0 | 0 | 0 | 0 | 0 | 0 | 0
BART NOX Annual-Sooner 1 -v5.13 | 145 | 5864 | Rate Constraint in lbs/MMBtu | FALSE | L | Annual | Allowances Withdrawn (n:1) | MTons | 0 | 0 | 0 | 0 | 0 | 0 | 0
BART NOX Annual-Sooner 1 -v5.13 | 145 | 5864 | Rate Constraint in lbs/MMBtu | FALSE | L | Annual | Net Emissions Allowance Position | MTons | 0 | 2.6128 | 2.4677 | 2.6128 | 2.6128 | 2.2823 | 2.6128
BART NOX Annual-Sooner 1 -v5.13 | 145 | 5864 | Rate Constraint in lbs/MMBtu | FALSE | L | Annual | Fuel Consumed | TBtu | 0 | 36.5327 | 34.5034 | 36.5327 | 36.5327 | 31.9113 | 36.5327
BART NOX Annual-Sooner 1 -v5.13 | 145 | 5864 | Rate Constraint in lbs/MMBtu | FALSE | L | Annual | Rate | lb/MMBtu | 0 | 0.14304 | 0.14304 | 0.14304 | 0.14304 | 0.14304 | 0.14304
BART NOX Annual-Sooner 1 -v5.13 | 145 | 5864 | Rate Constraint in lbs/MMBtu | FALSE | L | Annual | Generation | TWh | 0 | 3.6897 | 3.4847 | 3.6897 | 3.6897 | 3.2229 | 3.6897
BART NOX Annual-Sooner 1 -v5.13 | 145 | 5864 | Rate Constraint in lbs/MMBtu | FALSE | L | Annual | Qualifying Generation | TWh | 0 | 3.6897 | 3.4847 | 3.6897 | 3.6897 | 3.2229 | 3.6897
BART NOX Annual-Sooner 1 -v5.13 | 145 | 5864 | Rate Constraint in lbs/MMBtu | FALSE | L | Annual | Rate | lb/MWh | 0 | 0.70814 | 0.70814 | 0.70814 | 0.70814 | 0.70814 | 0.70814
BART NOX Annual-Sooner 1 -v5.13 | 145 | 5864 | Rate Constraint in lbs/MMBtu | FALSE | L | Annual | Constraint Shadow Price | US$/Ton | 0 | 0 | 0 | 0 | 0 | 0 | 0
BART NOX Annual-Sooner 2 -v5.13 | 146 | 5865 | Rate Constraint in lbs/MMBtu | FALSE | L | Annual | Seasons Included | Seasons |  | Winter, Summer | Winter, Summer | Winter, Summer | Winter, Summer | Winter, Summer | Winter, Summer
BART NOX Annual-Sooner 2 -v5.13 | 146 | 5865 | Rate Constraint in lbs/MMBtu | FALSE | L | Annual | Standard | lb/MMBtu | 0 | 0.15 | 0.15 | 0.15 | 0.15 | 0.15 | 0.15
BART NOX Annual-Sooner 2 -v5.13 | 146 | 5865 | Rate Constraint in lbs/MMBtu | FALSE | L | Annual | Emissions at Affected Plants NOX | MTons | 0 | 2.6221 | 2.4764 | 2.6221 | 2.6221 | 2.6221 | 2.6222
BART NOX Annual-Sooner 2 -v5.13 | 146 | 5865 | Rate Constraint in lbs/MMBtu | FALSE | L | Annual | Allowances Purchased NOX | MTons | 0 | 0 | 0 | 0 | 0 | 0 | 0
BART NOX Annual-Sooner 2 -v5.13 | 146 | 5865 | Rate Constraint in lbs/MMBtu | FALSE | L | Annual | Allowances Sold NOX | MTons | 0 | 0 | 0 | 0 | 0 | 0 | 0
BART NOX Annual-Sooner 2 -v5.13 | 146 | 5865 | Rate Constraint in lbs/MMBtu | FALSE | L | Annual | Allowances Banked | MTons | 0 | 0 | 0 | 0 | 0 | 0 | 0
BART NOX Annual-Sooner 2 -v5.13 | 146 | 5865 | Rate Constraint in lbs/MMBtu | FALSE | L | Annual | Allowances Withdrawn (1:1) | MTons | 0 | 0 | 0 | 0 | 0 | 0 | 0
BART NOX Annual-Sooner 2 -v5.13 | 146 | 5865 | Rate Constraint in lbs/MMBtu | FALSE | L | Annual | Allowances Withdrawn (n:1) | MTons | 0 | 0 | 0 | 0 | 0 | 0 | 0
BART NOX Annual-Sooner 2 -v5.13 | 146 | 5865 | Rate Constraint in lbs/MMBtu | FALSE | L | Annual | Net Emissions Allowance Position | MTons | 0 | 2.6221 | 2.4764 | 2.6221 | 2.6221 | 2.6221 | 2.6222
BART NOX Annual-Sooner 2 -v5.13 | 146 | 5865 | Rate Constraint in lbs/MMBtu | FALSE | L | Annual | Fuel Consumed | TBtu | 0 | 36.7103 | 34.6711 | 36.7103 | 36.7103 | 36.7103 | 36.7125
BART NOX Annual-Sooner 2 -v5.13 | 146 | 5865 | Rate Constraint in lbs/MMBtu | FALSE | L | Annual | Rate | lb/MMBtu | 0 | 0.14285 | 0.14285 | 0.14285 | 0.14285 | 0.14285 | 0.14285
BART NOX Annual-Sooner 2 -v5.13 | 146 | 5865 | Rate Constraint in lbs/MMBtu | FALSE | L | Annual | Generation | TWh | 0 | 3.7053 | 3.4994 | 3.7053 | 3.7053 | 3.7053 | 3.7055
BART NOX Annual-Sooner 2 -v5.13 | 146 | 5865 | Rate Constraint in lbs/MMBtu | FALSE | L | Annual | Qualifying Generation | TWh | 0 | 3.7053 | 3.4994 | 3.7053 | 3.7053 | 3.7053 | 3.7055
BART NOX Annual-Sooner 2 -v5.13 | 146 | 5865 | Rate Constraint in lbs/MMBtu | FALSE | L | Annual | Rate | lb/MWh | 0 | 0.70766 | 0.70766 | 0.70766 | 0.70766 | 0.70766 | 0.70766
BART NOX Annual-Sooner 2 -v5.13 | 146 | 5865 | Rate Constraint in lbs/MMBtu | FALSE | L | Annual | Constraint Shadow Price | US$/Ton | 0 | 0 | 0 | 0 | 0 | 0 | 0
BART NOX Annual-Stanton 1 -v5.13 | 147 | 5859 | Rate Constraint in lbs/MMBtu | FALSE | L | Annual | Seasons Included | Seasons |  | Winter, Summer | Winter, Summer | Winter, Summer | Winter, Summer | Winter, Summer | Winter, Summer
BART NOX Annual-Stanton 1 -v5.13 | 147 | 5859 | Rate Constraint in lbs/MMBtu | FALSE | L | Annual | Standard | lb/MMBtu | 0 | 0.29 | 0.29 | 0.29 | 0.29 | 0.29 | 0.29
BART NOX Annual-Stanton 1 -v5.13 | 147 | 5859 | Rate Constraint in lbs/MMBtu | FALSE | L | Annual | Emissions at Affected Plants NOX | MTons | 0 | 0.98341 | 0.98341 | 0.98341 | 0.98341 | 0.98341 | 0.98341
BART NOX Annual-Stanton 1 -v5.13 | 147 | 5859 | Rate Constraint in lbs/MMBtu | FALSE | L | Annual | Allowances Purchased NOX | MTons | 0 | 0 | 0 | 0 | 0 | 0 | 0
BART NOX Annual-Stanton 1 -v5.13 | 147 | 5859 | Rate Constraint in lbs/MMBtu | FALSE | L | Annual | Allowances Sold NOX | MTons | 0 | 0 | 0 | 0 | 0 | 0 | 0
BART NOX Annual-Stanton 1 -v5.13 | 147 | 5859 | Rate Constraint in lbs/MMBtu | FALSE | L | Annual | Allowances Banked | MTons | 0 | 0 | 0 | 0 | 0 | 0 | 0
BART NOX Annual-Stanton 1 -v5.13 | 147 | 5859 | Rate Constraint in lbs/MMBtu | FALSE | L | Annual | Allowances Withdrawn (1:1) | MTons | 0 | 0 | 0 | 0 | 0 | 0 | 0
BART NOX Annual-Stanton 1 -v5.13 | 147 | 5859 | Rate Constraint in lbs/MMBtu | FALSE | L | Annual | Allowances Withdrawn (n:1) | MTons | 0 | 0 | 0 | 0 | 0 | 0 | 0
BART NOX Annual-Stanton 1 -v5.13 | 147 | 5859 | Rate Constraint in lbs/MMBtu | FALSE | L | Annual | Net Emissions Allowance Position | MTons | 0 | 0.98341 | 0.98341 | 0.98341 | 0.98341 | 0.98341 | 0.98341
BART NOX Annual-Stanton 1 -v5.13 | 147 | 5859 | Rate Constraint in lbs/MMBtu | FALSE | L | Annual | Fuel Consumed | TBtu | 0 | 10.4432 | 10.4432 | 10.4432 | 10.4432 | 10.4432 | 10.4432
BART NOX Annual-Stanton 1 -v5.13 | 147 | 5859 | Rate Constraint in lbs/MMBtu | FALSE | L | Annual | Rate | lb/MMBtu | 0 | 0.18833 | 0.18833 | 0.18833 | 0.18833 | 0.18833 | 0.18833
BART NOX Annual-Stanton 1 -v5.13 | 147 | 5859 | Rate Constraint in lbs/MMBtu | FALSE | L | Annual | Generation | TWh | 0 | 1.0318 | 1.0318 | 1.0318 | 1.0318 | 1.0318 | 1.0318
BART NOX Annual-Stanton 1 -v5.13 | 147 | 5859 | Rate Constraint in lbs/MMBtu | FALSE | L | Annual | Qualifying Generation | TWh | 0 | 1.0318 | 1.0318 | 1.0318 | 1.0318 | 1.0318 | 1.0318
BART NOX Annual-Stanton 1 -v5.13 | 147 | 5859 | Rate Constraint in lbs/MMBtu | FALSE | L | Annual | Rate | lb/MWh | 0 | 0.95311 | 0.95311 | 0.95311 | 0.95311 | 0.95311 | 0.95311
BART NOX Annual-Stanton 1 -v5.13 | 147 | 5859 | Rate Constraint in lbs/MMBtu | FALSE | L | Annual | Constraint Shadow Price | US$/Ton | 0 | 0 | 0 | 0 | 0 | 0 | 0
BART NOX Annual-Tecumseh Energy Center 10 -v5.13 | 148 | 5834 | Rate Constraint in lbs/MMBtu | FALSE | L | Annual | Seasons Included | Seasons |  | Winter, Summer | Winter, Summer | Winter, Summer | Winter, Summer | Winter, Summer | Winter, Summer
BART NOX Annual-Tecumseh Energy Center 10 -v5.13 | 148 | 5834 | Rate Constraint in lbs/MMBtu | FALSE | L | Annual | Standard | lb/MMBtu | 0 | 0.18 | 0.18 | 0.18 | 0.18 | 0.18 | 0.18
BART NOX Annual-Tecumseh Energy Center 10 -v5.13 | 148 | 5834 | Rate Constraint in lbs/MMBtu | FALSE | L | Annual | Emissions at Affected Plants NOX | MTons | 0 | 0.69832 | 0.69832 | 0.69832 | 0.69832 | 0.69832 | 0.69832
BART NOX Annual-Tecumseh Energy Center 10 -v5.13 | 148 | 5834 | Rate Constraint in lbs/MMBtu | FALSE | L | Annual | Allowances Purchased NOX | MTons | 0 | 0 | 0 | 0 | 0 | 0 | 0
BART NOX Annual-Tecumseh Energy Center 10 -v5.13 | 148 | 5834 | Rate Constraint in lbs/MMBtu | FALSE | L | Annual | Allowances Sold NOX | MTons | 0 | 0 | 0 | 0 | 0 | 0 | 0
BART NOX Annual-Tecumseh Energy Center 10 -v5.13 | 148 | 5834 | Rate Constraint in lbs/MMBtu | FALSE | L | Annual | Allowances Banked | MTons | 0 | 0 | 0 | 0 | 0 | 0 | 0
BART NOX Annual-Tecumseh Energy Center 10 -v5.13 | 148 | 5834 | Rate Constraint in lbs/MMBtu | FALSE | L | Annual | Allowances Withdrawn (1:1) | MTons | 0 | 0 | 0 | 0 | 0 | 0 | 0
BART NOX Annual-Tecumseh Energy Center 10 -v5.13 | 148 | 5834 | Rate Constraint in lbs/MMBtu | FALSE | L | Annual | Allowances Withdrawn (n:1) | MTons | 0 | 0 | 0 | 0 | 0 | 0 | 0
BART NOX Annual-Tecumseh Energy Center 10 -v5.13 | 148 | 5834 | Rate Constraint in lbs/MMBtu | FALSE | L | Annual | Net Emissions Allowance Position | MTons | 0 | 0.69832 | 0.69832 | 0.69832 | 0.69832 | 0.69832 | 0.69832
BART NOX Annual-Tecumseh Energy Center 10 -v5.13 | 148 | 5834 | Rate Constraint in lbs/MMBtu | FALSE | L | Annual | Fuel Consumed | TBtu | 0 | 9.7588 | 9.7588 | 9.7784 | 9.78 | 9.7815 | 9.7794
BART NOX Annual-Tecumseh Energy Center 10 -v5.13 | 148 | 5834 | Rate Constraint in lbs/MMBtu | FALSE | L | Annual | Rate | lb/MMBtu | 0 | 0.14312 | 0.14312 | 0.14283 | 0.1428 | 0.14278 | 0.14281
BART NOX Annual-Tecumseh Energy Center 10 -v5.13 | 148 | 5834 | Rate Constraint in lbs/MMBtu | FALSE | L | Annual | Generation | TWh | 0 | 0.95603 | 0.95603 | 0.95603 | 0.95603 | 0.95603 | 0.95603
BART NOX Annual-Tecumseh Energy Center 10 -v5.13 | 148 | 5834 | Rate Constraint in lbs/MMBtu | FALSE | L | Annual | Qualifying Generation | TWh | 0 | 0.95603 | 0.95603 | 0.95603 | 0.95603 | 0.95603 | 0.95603
BART NOX Annual-Tecumseh Energy Center 10 -v5.13 | 148 | 5834 | Rate Constraint in lbs/MMBtu | FALSE | L | Annual | Rate | lb/MWh | 0 | 0.73043 | 0.73043 | 0.73043 | 0.73043 | 0.73043 | 0.73043
BART NOX Annual-Tecumseh Energy Center 10 -v5.13 | 148 | 5834 | Rate Constraint in lbs/MMBtu | FALSE | L | Annual | Constraint Shadow Price | US$/Ton | 0 | 0 | 0 | 0 | 0 | 0 | 0
BART SO2 Annual Cap-Deerhaven B2 -v5.13 | 149 | 6033 | Rate Constraint in MTons | FALSE | L | Annual | Seasons Included | Seasons |  | Winter, Summer | Winter, Summer | Winter, Summer | Winter, Summer | Winter, Summer | Winter, Summer
BART SO2 Annual Cap-Deerhaven B2 -v5.13 | 149 | 6033 | Rate Constraint in MTons | FALSE | L | Annual | Standard | MTons | 0 | 5.5 | 5.5 | 5.5 | 5.5 | 5.5 | 5.5
BART SO2 Annual Cap-Deerhaven B2 -v5.13 | 149 | 6033 | Rate Constraint in MTons | FALSE | L | Annual | Standard SO2 | MTons | 0 | 5.5 | 5.5 | 5.5 | 5.5 | 5.5 | 5.5
BART SO2 Annual Cap-Deerhaven B2 -v5.13 | 149 | 6033 | Rate Constraint in MTons | FALSE | L | Annual | Emissions at Affected Plants SO2 | MTons | 0 | 0 | 0 | 0 | 0 | 0 | 0
BART SO2 Annual Cap-Deerhaven B2 -v5.13 | 149 | 6033 | Rate Constraint in MTons | FALSE | L | Annual | Allowances Purchased SO2 | MTons | 0 | 0 | 0 | 0 | 0 | 0 | 0
BART SO2 Annual Cap-Deerhaven B2 -v5.13 | 149 | 6033 | Rate Constraint in MTons | FALSE | L | Annual | Allowances Sold SO2 | MTons | 0 | 0 | 0 | 0 | 0 | 0 | 0
BART SO2 Annual Cap-Deerhaven B2 -v5.13 | 149 | 6033 | Rate Constraint in MTons | FALSE | L | Annual | Allowances Banked | MTons | 0 | 0 | 0 | 0 | 0 | 0 | 0
BART SO2 Annual Cap-Deerhaven B2 -v5.13 | 149 | 6033 | Rate Constraint in MTons | FALSE | L | Annual | Allowances Withdrawn (1:1) | MTons | 0 | 0 | 0 | 0 | 0 | 0 | 0
BART SO2 Annual Cap-Deerhaven B2 -v5.13 | 149 | 6033 | Rate Constraint in MTons | FALSE | L | Annual | Allowances Withdrawn (n:1) | MTons | 0 | 0 | 0 | 0 | 0 | 0 | 0
BART SO2 Annual Cap-Deerhaven B2 -v5.13 | 149 | 6033 | Rate Constraint in MTons | FALSE | L | Annual | Net Emissions Allowance Position | MTons | 0 | 0 | 0 | 0 | 0 | 0 | 0
BART SO2 Annual Cap-Deerhaven B2 -v5.13 | 149 | 6033 | Rate Constraint in MTons | FALSE | L | Annual | Fuel Consumed | TBtu | 0 | 0 | 0 | 0 | 0 | 0 | 0
BART SO2 Annual Cap-Deerhaven B2 -v5.13 | 149 | 6033 | Rate Constraint in MTons | FALSE | L | Annual | Rate | lb/MMBtu | 0 | 0 | 0 | 0 | 0 | 0 | 0
BART SO2 Annual Cap-Deerhaven B2 -v5.13 | 149 | 6033 | Rate Constraint in MTons | FALSE | L | Annual | Generation | TWh | 0 | 0 | 0 | 0 | 0 | 0 | 0
BART SO2 Annual Cap-Deerhaven B2 -v5.13 | 149 | 6033 | Rate Constraint in MTons | FALSE | L | Annual | Qualifying Generation | TWh | 0 | 0 | 0 | 0 | 0 | 0 | 0
BART SO2 Annual Cap-Deerhaven B2 -v5.13 | 149 | 6033 | Rate Constraint in MTons | FALSE | L | Annual | Rate | lb/MWh | 0 | 0 | 0 | 0 | 0 | 0 | 0
BART SO2 Annual Cap-Deerhaven B2 -v5.13 | 149 | 6033 | Rate Constraint in MTons | FALSE | L | Annual | Constraint Shadow Price | US$/Ton | 0 | 0 | 0 | 0 | 0 | 0 | 0
BART SO2 Annual Cap-Northside 1-3 -v5.13 | 150 | 6034 | Rate Constraint in MTons | FALSE | L | Annual | Seasons Included | Seasons |  | Winter, Summer | Winter, Summer | Winter, Summer | Winter, Summer | Winter, Summer | Winter, Summer
BART SO2 Annual Cap-Northside 1-3 -v5.13 | 150 | 6034 | Rate Constraint in MTons | FALSE | L | Annual | Standard | MTons | 0 | 3.6 | 3.6 | 3.6 | 3.6 | 3.6 | 3.6
BART SO2 Annual Cap-Northside 1-3 -v5.13 | 150 | 6034 | Rate Constraint in MTons | FALSE | L | Annual | Standard SO2 | MTons | 0 | 3.6 | 3.6 | 3.6 | 3.6 | 3.6 | 3.6
BART SO2 Annual Cap-Northside 1-3 -v5.13 | 150 | 6034 | Rate Constraint in MTons | FALSE | L | Annual | Emissions at Affected Plants SO2 | MTons | 0 | 3.6 | 3.6 | 3.6 | 3.6 | 3.6 | 3.6
BART SO2 Annual Cap-Northside 1-3 -v5.13 | 150 | 6034 | Rate Constraint in MTons | FALSE | L | Annual | Allowances Purchased SO2 | MTons | 0 | 0 | 0 | 0 | 0 | 0 | 0
BART SO2 Annual Cap-Northside 1-3 -v5.13 | 150 | 6034 | Rate Constraint in MTons | FALSE | L | Annual | Allowances Sold SO2 | MTons | 0 | 0 | 0 | 0 | 0 | 0 | 0
BART SO2 Annual Cap-Northside 1-3 -v5.13 | 150 | 6034 | Rate Constraint in MTons | FALSE | L | Annual | Allowances Banked | MTons | 0 | 0 | 0 | 0 | 0 | 0 | 0
BART SO2 Annual Cap-Northside 1-3 -v5.13 | 150 | 6034 | Rate Constraint in MTons | FALSE | L | Annual | Allowances Withdrawn (1:1) | MTons | 0 | 0 | 0 | 0 | 0 | 0 | 0
BART SO2 Annual Cap-Northside 1-3 -v5.13 | 150 | 6034 | Rate Constraint in MTons | FALSE | L | Annual | Allowances Withdrawn (n:1) | MTons | 0 | 0 | 0 | 0 | 0 | 0 | 0
BART SO2 Annual Cap-Northside 1-3 -v5.13 | 150 | 6034 | Rate Constraint in MTons | FALSE | L | Annual | Net Emissions Allowance Position | MTons | 0 | 3.6 | 3.6 | 3.6 | 3.6 | 3.6 | 3.6
BART SO2 Annual Cap-Northside 1-3 -v5.13 | 150 | 6034 | Rate Constraint in MTons | FALSE | L | Annual | Fuel Consumed | TBtu | 0 | 30.3445 | 34.0849 | 27.3122 | 27.3122 | 22.0083 | 22.0083
BART SO2 Annual Cap-Northside 1-3 -v5.13 | 150 | 6034 | Rate Constraint in MTons | FALSE | L | Annual | Rate | lb/MMBtu | 0 | 0.23727 | 0.21124 | 0.26362 | 0.26362 | 0.32715 | 0.32715
BART SO2 Annual Cap-Northside 1-3 -v5.13 | 150 | 6034 | Rate Constraint in MTons | FALSE | L | Annual | Generation | TWh | 0 | 3.0177 | 3.3883 | 2.7173 | 2.7173 | 2.1918 | 2.1918
BART SO2 Annual Cap-Northside 1-3 -v5.13 | 150 | 6034 | Rate Constraint in MTons | FALSE | L | Annual | Qualifying Generation | TWh | 0 | 3.0177 | 3.3883 | 2.7173 | 2.7173 | 2.1918 | 2.1918
BART SO2 Annual Cap-Northside 1-3 -v5.13 | 150 | 6034 | Rate Constraint in MTons | FALSE | L | Annual | Rate | lb/MWh | 0 | 1.193 | 1.0625 | 1.3248 | 1.3248 | 1.6425 | 1.6425
BART SO2 Annual Cap-Northside 1-3 -v5.13 | 150 | 6034 | Rate Constraint in MTons | FALSE | L | Annual | Constraint Shadow Price | US$/Ton | 0 | 7371.0081 | 1137.5125 | 807.1653 | 856.515 | 3535.9875 | 9046.9771
BART SO2 Annual Rate-Lansing Smith 1&2 -v5.13 | 151 | 6030 | Rate Constraint in lbs/MMBtu | FALSE | L | Annual | Seasons Included | Seasons |  | Winter, Summer | Winter, Summer | Winter, Summer | Winter, Summer | Winter, Summer | Winter, Summer
BART SO2 Annual Rate-Lansing Smith 1&2 -v5.13 | 151 | 6030 | Rate Constraint in lbs/MMBtu | FALSE | L | Annual | Standard | lb/MMBtu | 0 | 0.74 | 0.74 | 0.74 | 0.74 | 0.74 | 0.74
BART SO2 Annual Rate-Lansing Smith 1&2 -v5.13 | 151 | 6030 | Rate Constraint in lbs/MMBtu | FALSE | L | Annual | Emissions at Affected Plants SO2 | MTons | 0 | 0 | 0 | 0 | 0 | 0 | 0
BART SO2 Annual Rate-Lansing Smith 1&2 -v5.13 | 151 | 6030 | Rate Constraint in lbs/MMBtu | FALSE | L | Annual | Allowances Purchased SO2 | MTons | 0 | 0 | 0 | 0 | 0 | 0 | 0
BART SO2 Annual Rate-Lansing Smith 1&2 -v5.13 | 151 | 6030 | Rate Constraint in lbs/MMBtu | FALSE | L | Annual | Allowances Sold SO2 | MTons | 0 | 0 | 0 | 0 | 0 | 0 | 0
BART SO2 Annual Rate-Lansing Smith 1&2 -v5.13 | 151 | 6030 | Rate Constraint in lbs/MMBtu | FALSE | L | Annual | Allowances Banked | MTons | 0 | 0 | 0 | 0 | 0 | 0 | 0
BART SO2 Annual Rate-Lansing Smith 1&2 -v5.13 | 151 | 6030 | Rate Constraint in lbs/MMBtu | FALSE | L | Annual | Allowances Withdrawn (1:1) | MTons | 0 | 0 | 0 | 0 | 0 | 0 | 0
BART SO2 Annual Rate-Lansing Smith 1&2 -v5.13 | 151 | 6030 | Rate Constraint in lbs/MMBtu | FALSE | L | Annual | Allowances Withdrawn (n:1) | MTons | 0 | 0 | 0 | 0 | 0 | 0 | 0
BART SO2 Annual Rate-Lansing Smith 1&2 -v5.13 | 151 | 6030 | Rate Constraint in lbs/MMBtu | FALSE | L | Annual | Net Emissions Allowance Position | MTons | 0 | 0 | 0 | 0 | 0 | 0 | 0
BART SO2 Annual Rate-Lansing Smith 1&2 -v5.13 | 151 | 6030 | Rate Constraint in lbs/MMBtu | FALSE | L | Annual | Fuel Consumed | TBtu | 0 | 0 | 0 | 0 | 0 | 0 | 0
BART SO2 Annual Rate-Lansing Smith 1&2 -v5.13 | 151 | 6030 | Rate Constraint in lbs/MMBtu | FALSE | L | Annual | Rate | lb/MMBtu | 0 | 0 | 0 | 0 | 0 | 0 | 0
BART SO2 Annual Rate-Lansing Smith 1&2 -v5.13 | 151 | 6030 | Rate Constraint in lbs/MMBtu | FALSE | L | Annual | Generation | TWh | 0 | 0 | 0 | 0 | 0 | 0 | 0
BART SO2 Annual Rate-Lansing Smith 1&2 -v5.13 | 151 | 6030 | Rate Constraint in lbs/MMBtu | FALSE | L | Annual | Qualifying Generation | TWh | 0 | 0 | 0 | 0 | 0 | 0 | 0
BART SO2 Annual Rate-Lansing Smith 1&2 -v5.13 | 151 | 6030 | Rate Constraint in lbs/MMBtu | FALSE | L | Annual | Rate | lb/MWh | 0 | 0 | 0 | 0 | 0 | 0 | 0
BART SO2 Annual Rate-Lansing Smith 1&2 -v5.13 | 151 | 6030 | Rate Constraint in lbs/MMBtu | FALSE | L | Annual | Constraint Shadow Price | US$/Ton | 0 | 0 | 0 | 0 | 0 | 0 | 0
BART SO2 Annual Rate-Seminole 1&2 -v5.13 | 152 | 6032 | Rate Constraint in lbs/MMBtu | FALSE | L | Annual | Seasons Included | Seasons |  | Winter, Summer | Winter, Summer | Winter, Summer | Winter, Summer | Winter, Summer | Winter, Summer
BART SO2 Annual Rate-Seminole 1&2 -v5.13 | 152 | 6032 | Rate Constraint in lbs/MMBtu | FALSE | L | Annual | Standard | lb/MMBtu | 0 | 0.25 | 0.25 | 0.25 | 0.25 | 0.25 | 0.25
BART SO2 Annual Rate-Seminole 1&2 -v5.13 | 152 | 6032 | Rate Constraint in lbs/MMBtu | FALSE | L | Annual | Emissions at Affected Plants SO2 | MTons | 0 | 8.8375 | 6.4408 | 6.4408 | 5.8305 | 3.2104 | 7.7708
BART SO2 Annual Rate-Seminole 1&2 -v5.13 | 152 | 6032 | Rate Constraint in lbs/MMBtu | FALSE | L | Annual | Allowances Purchased SO2 | MTons | 0 | 0 | 0 | 0 | 0 | 0 | 0
BART SO2 Annual Rate-Seminole 1&2 -v5.13 | 152 | 6032 | Rate Constraint in lbs/MMBtu | FALSE | L | Annual | Allowances Sold SO2 | MTons | 0 | 0 | 0 | 0 | 0 | 0 | 0
BART SO2 Annual Rate-Seminole 1&2 -v5.13 | 152 | 6032 | Rate Constraint in lbs/MMBtu | FALSE | L | Annual | Allowances Banked | MTons | 0 | 0 | 0 | 0 | 0 | 0 | 0
BART SO2 Annual Rate-Seminole 1&2 -v5.13 | 152 | 6032 | Rate Constraint in lbs/MMBtu | FALSE | L | Annual | Allowances Withdrawn (1:1) | MTons | 0 | 0 | 0 | 0 | 0 | 0 | 0
BART SO2 Annual Rate-Seminole 1&2 -v5.13 | 152 | 6032 | Rate Constraint in lbs/MMBtu | FALSE | L | Annual | Allowances Withdrawn (n:1) | MTons | 0 | 0 | 0 | 0 | 0 | 0 | 0
BART SO2 Annual Rate-Seminole 1&2 -v5.13 | 152 | 6032 | Rate Constraint in lbs/MMBtu | FALSE | L | Annual | Net Emissions Allowance Position | MTons | 0 | 8.8375 | 6.4408 | 6.4408 | 5.8305 | 3.2104 | 7.7708
BART SO2 Annual Rate-Seminole 1&2 -v5.13 | 152 | 6032 | Rate Constraint in lbs/MMBtu | FALSE | L | Annual | Fuel Consumed | TBtu | 0 | 79.2603 | 57.7654 | 57.7654 | 52.2913 | 28.7929 | 71.6947
BART SO2 Annual Rate-Seminole 1&2 -v5.13 | 152 | 6032 | Rate Constraint in lbs/MMBtu | FALSE | L | Annual | Rate | lb/MMBtu | 0 | 0.223 | 0.223 | 0.223 | 0.223 | 0.223 | 0.21677
BART SO2 Annual Rate-Seminole 1&2 -v5.13 | 152 | 6032 | Rate Constraint in lbs/MMBtu | FALSE | L | Annual | Generation | TWh | 0 | 8.3432 | 6.0806 | 6.0806 | 5.5043 | 3.0308 | 7.5305
BART SO2 Annual Rate-Seminole 1&2 -v5.13 | 152 | 6032 | Rate Constraint in lbs/MMBtu | FALSE | L | Annual | Qualifying Generation | TWh | 0 | 8.3432 | 6.0806 | 6.0806 | 5.5043 | 3.0308 | 7.5305
BART SO2 Annual Rate-Seminole 1&2 -v5.13 | 152 | 6032 | Rate Constraint in lbs/MMBtu | FALSE | L | Annual | Rate | lb/MWh | 0 | 1.0593 | 1.0593 | 1.0593 | 1.0593 | 1.0593 | 1.0319
BART SO2 Annual Rate-Seminole 1&2 -v5.13 | 152 | 6032 | Rate Constraint in lbs/MMBtu | FALSE | L | Annual | Constraint Shadow Price | US$/Ton | 0 | 0 | 0 | 0 | 0 | 0 | 0
BART SO2 Annual-Apache Station 2 -v5.13 | 153 | 5867 | Rate Constraint in lbs/MMBtu | FALSE | L | Annual | Seasons Included | Seasons |  | Winter, Summer | Winter, Summer | Winter, Summer | Winter, Summer | Winter, Summer | Winter, Summer
BART SO2 Annual-Apache Station 2 -v5.13 | 153 | 5867 | Rate Constraint in lbs/MMBtu | FALSE | L | Annual | Standard | lb/MMBtu | 0.15 | 0.15 | 0.15 | 0.15 | 0.15 | 0.15 | 0.15
BART SO2 Annual-Apache Station 2 -v5.13 | 153 | 5867 | Rate Constraint in lbs/MMBtu | FALSE | L | Annual | Emissions at Affected Plants SO2 | MTons | 0 | 0.13855 | 0.020267 | 0.11187 | 0.1581 | 0.1581 | 0.39988
BART SO2 Annual-Apache Station 2 -v5.13 | 153 | 5867 | Rate Constraint in lbs/MMBtu | FALSE | L | Annual | Allowances Purchased SO2 | MTons | 0 | 0 | 0 | 0 | 0 | 0 | 0
BART SO2 Annual-Apache Station 2 -v5.13 | 153 | 5867 | Rate Constraint in lbs/MMBtu | FALSE | L | Annual | Allowances Sold SO2 | MTons | 0 | 0 | 0 | 0 | 0 | 0 | 0
BART SO2 Annual-Apache Station 2 -v5.13 | 153 | 5867 | Rate Constraint in lbs/MMBtu | FALSE | L | Annual | Allowances Banked | MTons | 0 | 0 | 0 | 0 | 0 | 0 | 0
BART SO2 Annual-Apache Station 2 -v5.13 | 153 | 5867 | Rate Constraint in lbs/MMBtu | FALSE | L | Annual | Allowances Withdrawn (1:1) | MTons | 0 | 0 | 0 | 0 | 0 | 0 | 0
BART SO2 Annual-Apache Station 2 -v5.13 | 153 | 5867 | Rate Constraint in lbs/MMBtu | FALSE | L | Annual | Allowances Withdrawn (n:1) | MTons | 0 | 0 | 0 | 0 | 0 | 0 | 0
BART SO2 Annual-Apache Station 2 -v5.13 | 153 | 5867 | Rate Constraint in lbs/MMBtu | FALSE | L | Annual | Net Emissions Allowance Position | MTons | 0 | 0.13855 | 0.020267 | 0.11187 | 0.1581 | 0.1581 | 0.39988
BART SO2 Annual-Apache Station 2 -v5.13 | 153 | 5867 | Rate Constraint in lbs/MMBtu | FALSE | L | Annual | Fuel Consumed | TBtu | 0 | 1.8474 | 0.27023 | 1.4916 | 2.1033 | 2.1033 | 5.3198
BART SO2 Annual-Apache Station 2 -v5.13 | 153 | 5867 | Rate Constraint in lbs/MMBtu | FALSE | L | Annual | Rate | lb/MMBtu | 0 | 0.15 | 0.15 | 0.15 | 0.15034 | 0.15034 | 0.15034
BART SO2 Annual-Apache Station 2 -v5.13 | 153 | 5867 | Rate Constraint in lbs/MMBtu | FALSE | L | Annual | Generation | TWh | 0 | 0.18068 | 0.027551 | 0.14515 | 0.20423 | 0.20423 | 0.53755
BART SO2 Annual-Apache Station 2 -v5.13 | 153 | 5867 | Rate Constraint in lbs/MMBtu | FALSE | L | Annual | Qualifying Generation | TWh | 0 | 0.18068 | 0.027551 | 0.14515 | 0.20423 | 0.20423 | 0.53755
BART SO2 Annual-Apache Station 2 -v5.13 | 153 | 5867 | Rate Constraint in lbs/MMBtu | FALSE | L | Annual | Rate | lb/MWh | 0 | 0.76686 | 0.73564 | 0.77073 | 0.77413 | 0.77413 | 0.7439
BART SO2 Annual-Apache Station 2 -v5.13 | 153 | 5867 | Rate Constraint in lbs/MMBtu | FALSE | L | Annual | Constraint Shadow Price | US$/Ton | 0 | 12141.2953 | 8036.1902 | 13286.7684 | 5307.5451 | 409.0012 | 13076.1452
BART SO2 Annual-Apache Station 3 -v5.13 | 154 | 5868 | Rate Constraint in lbs/MMBtu | FALSE | L | Annual | Seasons Included | Seasons |  | Winter, Summer | Winter, Summer | Winter, Summer | Winter, Summer | Winter, Summer | Winter, Summer
BART SO2 Annual-Apache Station 3 -v5.13 | 154 | 5868 | Rate Constraint in lbs/MMBtu | FALSE | L | Annual | Standard | lb/MMBtu | 0.15 | 0.15 | 0.15 | 0.15 | 0.15 | 0.15 | 0.15
BART SO2 Annual-Apache Station 3 -v5.13 | 154 | 5868 | Rate Constraint in lbs/MMBtu | FALSE | L | Annual | Emissions at Affected Plants SO2 | MTons | 0 | 0.94736 | 0.26387 | 0.76493 | 0.83411 | 0.83411 | 0.95491
BART SO2 Annual-Apache Station 3 -v5.13 | 154 | 5868 | Rate Constraint in lbs/MMBtu | FALSE | L | Annual | Allowances Purchased SO2 | MTons | 0 | 0 | 0 | 0 | 0 | 0 | 0
BART SO2 Annual-Apache Station 3 -v5.13 | 154 | 5868 | Rate Constraint in lbs/MMBtu | FALSE | L | Annual | Allowances Sold SO2 | MTons | 0 | 0 | 0 | 0 | 0 | 0 | 0
BART SO2 Annual-Apache Station 3 -v5.13 | 154 | 5868 | Rate Constraint in lbs/MMBtu | FALSE | L | Annual | Allowances Banked | MTons | 0 | 0 | 0 | 0 | 0 | 0 | 0
BART SO2 Annual-Apache Station 3 -v5.13 | 154 | 5868 | Rate Constraint in lbs/MMBtu | FALSE | L | Annual | Allowances Withdrawn (1:1) | MTons | 0 | 0 | 0 | 0 | 0 | 0 | 0
BART SO2 Annual-Apache Station 3 -v5.13 | 154 | 5868 | Rate Constraint in lbs/MMBtu | FALSE | L | Annual | Allowances Withdrawn (n:1) | MTons | 0 | 0 | 0 | 0 | 0 | 0 | 0
BART SO2 Annual-Apache Station 3 -v5.13 | 154 | 5868 | Rate Constraint in lbs/MMBtu | FALSE | L | Annual | Net Emissions Allowance Position | MTons | 0 | 0.94736 | 0.26387 | 0.76493 | 0.83411 | 0.83411 | 0.95491
BART SO2 Annual-Apache Station 3 -v5.13 | 154 | 5868 | Rate Constraint in lbs/MMBtu | FALSE | L | Annual | Fuel Consumed | TBtu | 0 | 12.6315 | 3.5183 | 10.1991 | 11.0964 | 11.0964 | 12.7034
BART SO2 Annual-Apache Station 3 -v5.13 | 154 | 5868 | Rate Constraint in lbs/MMBtu | FALSE | L | Annual | Rate | lb/MMBtu | 0 | 0.15 | 0.15 | 0.15 | 0.15034 | 0.15034 | 0.15034
BART SO2 Annual-Apache Station 3 -v5.13 | 154 | 5868 | Rate Constraint in lbs/MMBtu | FALSE | L | Annual | Generation | TWh | 0 | 1.2953 | 0.36079 | 1.0459 | 1.1315 | 1.1315 | 1.2953
BART SO2 Annual-Apache Station 3 -v5.13 | 154 | 5868 | Rate Constraint in lbs/MMBtu | FALSE | L | Annual | Qualifying Generation | TWh | 0 | 1.2953 | 0.36079 | 1.0459 | 1.1315 | 1.1315 | 1.2953
BART SO2 Annual-Apache Station 3 -v5.13 | 154 | 5868 | Rate Constraint in lbs/MMBtu | FALSE | L | Annual | Rate | lb/MWh | 0 | 0.73136 | 0.73136 | 0.73136 | 0.73719 | 0.73719 | 0.73719
BART SO2 Annual-Apache Station 3 -v5.13 | 154 | 5868 | Rate Constraint in lbs/MMBtu | FALSE | L | Annual | Constraint Shadow Price | US$/Ton | 0 | 12141.2953 | 8036.1902 | 13286.7684 | 5307.5451 | 409.0012 | 13076.1452
BART SO2 Annual-Boardman 1SG -v5.13 | 155 | 5894 | Rate Constraint in lbs/MMBtu | FALSE | L | Annual | Seasons Included | Seasons |  | Winter, Summer | Winter, Summer | Winter, Summer | Winter, Summer | Winter, Summer | Winter, Summer
BART SO2 Annual-Boardman 1SG -v5.13 | 155 | 5894 | Rate Constraint in lbs/MMBtu | FALSE | L | Annual | Standard | lb/MMBtu | 0 | 1.2 | 1.2 | 1.2 | 1.2 | 1.2 | 1.2
BART SO2 Annual-Boardman 1SG -v5.13 | 155 | 5894 | Rate Constraint in lbs/MMBtu | FALSE | L | Annual | Emissions at Affected Plants SO2 | MTons | 0 | 0 | 0 | 0 | 0 | 0 | 0
BART SO2 Annual-Boardman 1SG -v5.13 | 155 | 5894 | Rate Constraint in lbs/MMBtu | FALSE | L | Annual | Allowances Purchased SO2 | MTons | 0 | 0 | 0 | 0 | 0 | 0 | 0
BART SO2 Annual-Boardman 1SG -v5.13 | 155 | 5894 | Rate Constraint in lbs/MMBtu | FALSE | L | Annual | Allowances Sold SO2 | MTons | 0 | 0 | 0 | 0 | 0 | 0 | 0
BART SO2 Annual-Boardman 1SG -v5.13 | 155 | 5894 | Rate Constraint in lbs/MMBtu | FALSE | L | Annual | Allowances Banked | MTons | 0 | 0 | 0 | 0 | 0 | 0 | 0
BART SO2 Annual-Boardman 1SG -v5.13 | 155 | 5894 | Rate Constraint in lbs/MMBtu | FALSE | L | Annual | Allowances Withdrawn (1:1) | MTons | 0 | 0 | 0 | 0 | 0 | 0 | 0
BART SO2 Annual-Boardman 1SG -v5.13 | 155 | 5894 | Rate Constraint in lbs/MMBtu | FALSE | L | Annual | Allowances Withdrawn (n:1) | MTons | 0 | 0 | 0 | 0 | 0 | 0 | 0
BART SO2 Annual-Boardman 1SG -v5.13 | 155 | 5894 | Rate Constraint in lbs/MMBtu | FALSE | L | Annual | Net Emissions Allowance Position | MTons | 0 | 0 | 0 | 0 | 0 | 0 | 0
BART SO2 Annual-Boardman 1SG -v5.13 | 155 | 5894 | Rate Constraint in lbs/MMBtu | FALSE | L | Annual | Fuel Consumed | TBtu | 0 | 0 | 0 | 0 | 0 | 0 | 0
BART SO2 Annual-Boardman 1SG -v5.13 | 155 | 5894 | Rate Constraint in lbs/MMBtu | FALSE | L | Annual | Rate | lb/MMBtu | 0 | 0 | 0 | 0 | 0 | 0 | 0
BART SO2 Annual-Boardman 1SG -v5.13 | 155 | 5894 | Rate Constraint in lbs/MMBtu | FALSE | L | Annual | Generation | TWh | 0 | 0 | 0 | 0 | 0 | 0 | 0
BART SO2 Annual-Boardman 1SG -v5.13 | 155 | 5894 | Rate Constraint in lbs/MMBtu | FALSE | L | Annual | Qualifying Generation | TWh | 0 | 0 | 0 | 0 | 0 | 0 | 0
BART SO2 Annual-Boardman 1SG -v5.13 | 155 | 5894 | Rate Constraint in lbs/MMBtu | FALSE | L | Annual | Rate | lb/MWh | 0 | 0 | 0 | 0 | 0 | 0 | 0
BART SO2 Annual-Boardman 1SG -v5.13 | 155 | 5894 | Rate Constraint in lbs/MMBtu | FALSE | L | Annual | Constraint Shadow Price | US$/Ton | 0 | 0 | 0 | 0 | 0 | 0 | 0
BART SO2 Annual-Cherokee 4 -v5.13 | 156 | 5874 | Rate Constraint in MTons | FALSE | L | Annual | Seasons Included | Seasons |  | Winter, Summer | Winter, Summer | Winter, Summer | Winter, Summer | Winter, Summer | Winter, Summer
BART SO2 Annual-Cherokee 4 -v5.13 | 156 | 5874 | Rate Constraint in MTons | FALSE | L | Annual | Standard | MTons | 0.00781 | 0.00781 | 0.00781 | 0.00781 | 0.00781 | 0.00781 | 0.00781
BART SO2 Annual-Cherokee 4 -v5.13 | 156 | 5874 | Rate Constraint in MTons | FALSE | L | Annual | Standard SO2 | MTons | 0.00781 | 0.00781 | 0.00781 | 0.00781 | 0.00781 | 0.00781 | 0.00781
BART SO2 Annual-Cherokee 4 -v5.13 | 156 | 5874 | Rate Constraint in MTons | FALSE | L | Annual | Emissions at Affected Plants SO2 | MTons | 0 | 0 | 0 | 0 | 0 | 0 | 0
BART SO2 Annual-Cherokee 4 -v5.13 | 156 | 5874 | Rate Constraint in MTons | FALSE | L | Annual | Allowances Purchased SO2 | MTons | 0 | 0 | 0 | 0 | 0 | 0 | 0
BART SO2 Annual-Cherokee 4 -v5.13 | 156 | 5874 | Rate Constraint in MTons | FALSE | L | Annual | Allowances Sold SO2 | MTons | 0 | 0 | 0 | 0 | 0 | 0 | 0
BART SO2 Annual-Cherokee 4 -v5.13 | 156 | 5874 | Rate Constraint in MTons | FALSE | L | Annual | Allowances Banked | MTons | 0 | 0 | 0 | 0 | 0 | 0 | 0
BART SO2 Annual-Cherokee 4 -v5.13 | 156 | 5874 | Rate Constraint in MTons | FALSE | L | Annual | Allowances Withdrawn (1:1) | MTons | 0 | 0 | 0 | 0 | 0 | 0 | 0
BART SO2 Annual-Cherokee 4 -v5.13 | 156 | 5874 | Rate Constraint in MTons | FALSE | L | Annual | Allowances Withdrawn (n:1) | MTons | 0 | 0 | 0 | 0 | 0 | 0 | 0
BART SO2 Annual-Cherokee 4 -v5.13 | 156 | 5874 | Rate Constraint in MTons | FALSE | L | Annual | Net Emissions Allowance Position | MTons | 0 | 0 | 0 | 0 | 0 | 0 | 0
BART SO2 Annual-Cherokee 4 -v5.13 | 156 | 5874 | Rate Constraint in MTons | FALSE | L | Annual | Fuel Consumed | TBtu | 0 | 0 | 0 | 0 | 0 | 0 | 0
BART SO2 Annual-Cherokee 4 -v5.13 | 156 | 5874 | Rate Constraint in MTons | FALSE | L | Annual | Rate | lb/MMBtu | 0 | 0 | 0 | 0 | 0 | 0 | 0
BART SO2 Annual-Cherokee 4 -v5.13 | 156 | 5874 | Rate Constraint in MTons | FALSE | L | Annual | Generation | TWh | 0 | 0 | 0 | 0 | 0 | 0 | 0
BART SO2 Annual-Cherokee 4 -v5.13 | 156 | 5874 | Rate Constraint in MTons | FALSE | L | Annual | Qualifying Generation | TWh | 0 | 0 | 0 | 0 | 0 | 0 | 0
BART SO2 Annual-Cherokee 4 -v5.13 | 156 | 5874 | Rate Constraint in MTons | FALSE | L | Annual | Rate | lb/MWh | 0 | 0 | 0 | 0 | 0 | 0 | 0
BART SO2 Annual-Cherokee 4 -v5.13 | 156 | 5874 | Rate Constraint in MTons | FALSE | L | Annual | Constraint Shadow Price | US$/Ton | 0 | 0 | 0 | 0 | 0 | 0 | 0
BART SO2 Annual-Cholla 2 -v5.13 | 157 | 5869 | Rate Constraint in lbs/MMBtu | FALSE | L | Annual | Seasons Included | Seasons | Winter, Summer | Winter, Summer | Winter, Summer | Winter, Summer | Winter, Summer | Winter, Summer | Winter, Summer
BART SO2 Annual-Cholla 2 -v5.13 | 157 | 5869 | Rate Constraint in lbs/MMBtu | FALSE | L | Annual | Standard | lb/MMBtu | 0.15 | 0.15 | 0.15 | 0.15 | 0.15 | 0.15 | 0.15
BART SO2 Annual-Cholla 2 -v5.13 | 157 | 5869 | Rate Constraint in lbs/MMBtu | FALSE | L | Annual | Emissions at Affected Plants SO2 | MTons | 1.3927 | 1.3408 | 1.267 | 1.2356 | 1.1802 | 1.3123 | 1.3564
BART SO2 Annual-Cholla 2 -v5.13 | 157 | 5869 | Rate Constraint in lbs/MMBtu | FALSE | L | Annual | Allowances Purchased SO2 | MTons | 0 | 0 | 0 | 0 | 0 | 0 | 0
BART SO2 Annual-Cholla 2 -v5.13 | 157 | 5869 | Rate Constraint in lbs/MMBtu | FALSE | L | Annual | Allowances Sold SO2 | MTons | 0 | 0 | 0 | 0 | 0 | 0 | 0
BART SO2 Annual-Cholla 2 -v5.13 | 157 | 5869 | Rate Constraint in lbs/MMBtu | FALSE | L | Annual | Allowances Banked | MTons | 0 | 0 | 0 | 0 | 0 | 0 | 0
BART SO2 Annual-Cholla 2 -v5.13 | 157 | 5869 | Rate Constraint in lbs/MMBtu | FALSE | L | Annual | Allowances Withdrawn (1:1) | MTons | 0 | 0 | 0 | 0 | 0 | 0 | 0
BART SO2 Annual-Cholla 2 -v5.13 | 157 | 5869 | Rate Constraint in lbs/MMBtu | FALSE | L | Annual | Allowances Withdrawn (n:1) | MTons | 0 | 0 | 0 | 0 | 0 | 0 | 0
BART SO2 Annual-Cholla 2 -v5.13 | 157 | 5869 | Rate Constraint in lbs/MMBtu | FALSE | L | Annual | Net Emissions Allowance Position | MTons | 1.3927 | 1.3408 | 1.267 | 1.2356 | 1.1802 | 1.3123 | 1.3564
BART SO2 Annual-Cholla 2 -v5.13 | 157 | 5869 | Rate Constraint in lbs/MMBtu | FALSE | L | Annual | Fuel Consumed | TBtu | 18.57 | 17.8776 | 16.8935 | 16.4741 | 15.7363 | 17.4898 | 18.0651
BART SO2 Annual-Cholla 2 -v5.13 | 157 | 5869 | Rate Constraint in lbs/MMBtu | FALSE | L | Annual | Rate | lb/MMBtu | 0.15 | 0.15 | 0.15 | 0.15 | 0.15 | 0.15007 | 0.15017
BART SO2 Annual-Cholla 2 -v5.13 | 157 | 5869 | Rate Constraint in lbs/MMBtu | FALSE | L | Annual | Generation | TWh | 1.8769 | 1.8561 | 1.7539 | 1.7104 | 1.6338 | 1.8139 | 1.8704
BART SO2 Annual-Cholla 2 -v5.13 | 157 | 5869 | Rate Constraint in lbs/MMBtu | FALSE | L | Annual | Qualifying Generation | TWh | 1.8769 | 1.8561 | 1.7539 | 1.7104 | 1.6338 | 1.8139 | 1.8704
BART SO2 Annual-Cholla 2 -v5.13 | 157 | 5869 | Rate Constraint in lbs/MMBtu | FALSE | L | Annual | Rate | lb/MWh | 0.74204 | 0.72239 | 0.72239 | 0.72238 | 0.72236 | 0.72349 | 0.72518
BART SO2 Annual-Cholla 2 -v5.13 | 157 | 5869 | Rate Constraint in lbs/MMBtu | FALSE | L | Annual | Constraint Shadow Price | US$/Ton | 9462.5197 | 12514.9352 | 8413.5755 | 10052.7228 | 5704.2297 | 825.9722 | 9490.4254
BART SO2 Annual-Cholla 3 -v5.13 | 158 | 5870 | Rate Constraint in lbs/MMBtu | FALSE | L | Annual | Seasons Included | Seasons | Winter, Summer | Winter, Summer | Winter, Summer | Winter, Summer | Winter, Summer | Winter, Summer | Winter, Summer
BART SO2 Annual-Cholla 3 -v5.13 | 158 | 5870 | Rate Constraint in lbs/MMBtu | FALSE | L | Annual | Standard | lb/MMBtu | 0.15 | 0.15 | 0.15 | 0.15 | 0.15 | 0.15 | 0.15
BART SO2 Annual-Cholla 3 -v5.13 | 158 | 5870 | Rate Constraint in lbs/MMBtu | FALSE | L | Annual | Emissions at Affected Plants SO2 | MTons | 1.1092 | 1.0538 | 1.0538 | 1.0538 | 1.0538 | 1.0538 | 1.0538
BART SO2 Annual-Cholla 3 -v5.13 | 158 | 5870 | Rate Constraint in lbs/MMBtu | FALSE | L | Annual | Allowances Purchased SO2 | MTons | 0 | 0 | 0 | 0 | 0 | 0 | 0
BART SO2 Annual-Cholla 3 -v5.13 | 158 | 5870 | Rate Constraint in lbs/MMBtu | FALSE | L | Annual | Allowances Sold SO2 | MTons | 0 | 0 | 0 | 0 | 0 | 0 | 0
BART SO2 Annual-Cholla 3 -v5.13 | 158 | 5870 | Rate Constraint in lbs/MMBtu | FALSE | L | Annual | Allowances Banked | MTons | 0 | 0 | 0 | 0 | 0 | 0 | 0
BART SO2 Annual-Cholla 3 -v5.13 | 158 | 5870 | Rate Constraint in lbs/MMBtu | FALSE | L | Annual | Allowances Withdrawn (1:1) | MTons | 0 | 0 | 0 | 0 | 0 | 0 | 0
BART SO2 Annual-Cholla 3 -v5.13 | 158 | 5870 | Rate Constraint in lbs/MMBtu | FALSE | L | Annual | Allowances Withdrawn (n:1) | MTons | 0 | 0 | 0 | 0 | 0 | 0 | 0
BART SO2 Annual-Cholla 3 -v5.13 | 158 | 5870 | Rate Constraint in lbs/MMBtu | FALSE | L | Annual | Net Emissions Allowance Position | MTons | 1.1092 | 1.0538 | 1.0538 | 1.0538 | 1.0538 | 1.0538 | 1.0538
BART SO2 Annual-Cholla 3 -v5.13 | 158 | 5870 | Rate Constraint in lbs/MMBtu | FALSE | L | Annual | Fuel Consumed | TBtu | 19.4498 | 18.4773 | 18.4773 | 18.4773 | 18.4773 | 18.4773 | 18.4773
BART SO2 Annual-Cholla 3 -v5.13 | 158 | 5870 | Rate Constraint in lbs/MMBtu | FALSE | L | Annual | Rate | lb/MMBtu | 0.11406 | 0.11406 | 0.11406 | 0.11406 | 0.11406 | 0.11406 | 0.11406
BART SO2 Annual-Cholla 3 -v5.13 | 158 | 5870 | Rate Constraint in lbs/MMBtu | FALSE | L | Annual | Generation | TWh | 1.96 | 1.9486 | 1.9486 | 1.9486 | 1.9486 | 1.9486 | 1.9486
BART SO2 Annual-Cholla 3 -v5.13 | 158 | 5870 | Rate Constraint in lbs/MMBtu | FALSE | L | Annual | Qualifying Generation | TWh | 1.96 | 1.9486 | 1.9486 | 1.9486 | 1.9486 | 1.9486 | 1.9486
BART SO2 Annual-Cholla 3 -v5.13 | 158 | 5870 | Rate Constraint in lbs/MMBtu | FALSE | L | Annual | Rate | lb/MWh | 0.56592 | 0.54077 | 0.54077 | 0.54077 | 0.54077 | 0.54077 | 0.54077
BART SO2 Annual-Cholla 3 -v5.13 | 158 | 5870 | Rate Constraint in lbs/MMBtu | FALSE | L | Annual | Constraint Shadow Price | US$/Ton | 0 | 0 | 0 | 0 | 0 | 0 | 0
BART SO2 Annual-Cholla 4 -v5.13 | 159 | 5871 | Rate Constraint in lbs/MMBtu | FALSE | L | Annual | Seasons Included | Seasons | Winter, Summer | Winter, Summer | Winter, Summer | Winter, Summer | Winter, Summer | Winter, Summer | Winter, Summer
BART SO2 Annual-Cholla 4 -v5.13 | 159 | 5871 | Rate Constraint in lbs/MMBtu | FALSE | L | Annual | Standard | lb/MMBtu | 0.15 | 0.15 | 0.15 | 0.15 | 0.15 | 0.15 | 0.15
BART SO2 Annual-Cholla 4 -v5.13 | 159 | 5871 | Rate Constraint in lbs/MMBtu | FALSE | L | Annual | Emissions at Affected Plants SO2 | MTons | 1.5789 | 1.4999 | 1.4999 | 1.4999 | 1.4999 | 1.4999 | 1.4999
BART SO2 Annual-Cholla 4 -v5.13 | 159 | 5871 | Rate Constraint in lbs/MMBtu | FALSE | L | Annual | Allowances Purchased SO2 | MTons | 0 | 0 | 0 | 0 | 0 | 0 | 0
BART SO2 Annual-Cholla 4 -v5.13 | 159 | 5871 | Rate Constraint in lbs/MMBtu | FALSE | L | Annual | Allowances Sold SO2 | MTons | 0 | 0 | 0 | 0 | 0 | 0 | 0
BART SO2 Annual-Cholla 4 -v5.13 | 159 | 5871 | Rate Constraint in lbs/MMBtu | FALSE | L | Annual | Allowances Banked | MTons | 0 | 0 | 0 | 0 | 0 | 0 | 0
BART SO2 Annual-Cholla 4 -v5.13 | 159 | 5871 | Rate Constraint in lbs/MMBtu | FALSE | L | Annual | Allowances Withdrawn (1:1) | MTons | 0 | 0 | 0 | 0 | 0 | 0 | 0
BART SO2 Annual-Cholla 4 -v5.13 | 159 | 5871 | Rate Constraint in lbs/MMBtu | FALSE | L | Annual | Allowances Withdrawn (n:1) | MTons | 0 | 0 | 0 | 0 | 0 | 0 | 0
BART SO2 Annual-Cholla 4 -v5.13 | 159 | 5871 | Rate Constraint in lbs/MMBtu | FALSE | L | Annual | Net Emissions Allowance Position | MTons | 1.5789 | 1.4999 | 1.4999 | 1.4999 | 1.4999 | 1.4999 | 1.4999
BART SO2 Annual-Cholla 4 -v5.13 | 159 | 5871 | Rate Constraint in lbs/MMBtu | FALSE | L | Annual | Fuel Consumed | TBtu | 27.6853 | 26.301 | 26.301 | 26.301 | 26.301 | 26.301 | 26.301
BART SO2 Annual-Cholla 4 -v5.13 | 159 | 5871 | Rate Constraint in lbs/MMBtu | FALSE | L | Annual | Rate | lb/MMBtu | 0.11406 | 0.11406 | 0.11406 | 0.11406 | 0.11406 | 0.11406 | 0.11406
BART SO2 Annual-Cholla 4 -v5.13 | 159 | 5871 | Rate Constraint in lbs/MMBtu | FALSE | L | Annual | Generation | TWh | 2.8086 | 2.7923 | 2.7923 | 2.7923 | 2.7923 | 2.7923 | 2.7923
BART SO2 Annual-Cholla 4 -v5.13 | 159 | 5871 | Rate Constraint in lbs/MMBtu | FALSE | L | Annual | Qualifying Generation | TWh | 2.8086 | 2.7923 | 2.7923 | 2.7923 | 2.7923 | 2.7923 | 2.7923
BART SO2 Annual-Cholla 4 -v5.13 | 159 | 5871 | Rate Constraint in lbs/MMBtu | FALSE | L | Annual | Rate | lb/MWh | 0.56217 | 0.53718 | 0.53718 | 0.53718 | 0.53718 | 0.53718 | 0.53718
BART SO2 Annual-Cholla 4 -v5.13 | 159 | 5871 | Rate Constraint in lbs/MMBtu | FALSE | L | Annual | Constraint Shadow Price | US$/Ton | 0 | 0 | 0 | 0 | 0 | 0 | 0
BART SO2 Annual-Coal Creek 1 -v5.13 | 160 | 5881 | Rate Constraint in lbs/MMBtu | FALSE | L | Annual | Seasons Included | Seasons |  | Winter, Summer | Winter, Summer | Winter, Summer | Winter, Summer | Winter, Summer | Winter, Summer
BART SO2 Annual-Coal Creek 1 -v5.13 | 160 | 5881 | Rate Constraint in lbs/MMBtu | FALSE | L | Annual | Standard | lb/MMBtu | 0 | 0.15 | 0.15 | 0.15 | 0.15 | 0.15 | 0.15
BART SO2 Annual-Coal Creek 1 -v5.13 | 160 | 5881 | Rate Constraint in lbs/MMBtu | FALSE | L | Annual | Emissions at Affected Plants SO2 | MTons | 0 | 1.2874 | 1.2874 | 1.2874 | 1.2874 | 1.2874 | 2.7361
BART SO2 Annual-Coal Creek 1 -v5.13 | 160 | 5881 | Rate Constraint in lbs/MMBtu | FALSE | L | Annual | Allowances Purchased SO2 | MTons | 0 | 0 | 0 | 0 | 0 | 0 | 0
BART SO2 Annual-Coal Creek 1 -v5.13 | 160 | 5881 | Rate Constraint in lbs/MMBtu | FALSE | L | Annual | Allowances Sold SO2 | MTons | 0 | 0 | 0 | 0 | 0 | 0 | 0
BART SO2 Annual-Coal Creek 1 -v5.13 | 160 | 5881 | Rate Constraint in lbs/MMBtu | FALSE | L | Annual | Allowances Banked | MTons | 0 | 0 | 0 | 0 | 0 | 0 | 0
BART SO2 Annual-Coal Creek 1 -v5.13 | 160 | 5881 | Rate Constraint in lbs/MMBtu | FALSE | L | Annual | Allowances Withdrawn (1:1) | MTons | 0 | 0 | 0 | 0 | 0 | 0 | 0
BART SO2 Annual-Coal Creek 1 -v5.13 | 160 | 5881 | Rate Constraint in lbs/MMBtu | FALSE | L | Annual | Allowances Withdrawn (n:1) | MTons | 0 | 0 | 0 | 0 | 0 | 0 | 0
BART SO2 Annual-Coal Creek 1 -v5.13 | 160 | 5881 | Rate Constraint in lbs/MMBtu | FALSE | L | Annual | Net Emissions Allowance Position | MTons | 0 | 1.2874 | 1.2874 | 1.2874 | 1.2874 | 1.2874 | 2.7361
BART SO2 Annual-Coal Creek 1 -v5.13 | 160 | 5881 | Rate Constraint in lbs/MMBtu | FALSE | L | Annual | Fuel Consumed | TBtu | 0 | 41.5282 | 41.5282 | 41.5282 | 41.5282 | 41.5282 | 41.5282
BART SO2 Annual-Coal Creek 1 -v5.13 | 160 | 5881 | Rate Constraint in lbs/MMBtu | FALSE | L | Annual | Rate | lb/MMBtu | 0 | 0.062 | 0.062 | 0.062 | 0.062 | 0.062 | 0.13177
BART SO2 Annual-Coal Creek 1 -v5.13 | 160 | 5881 | Rate Constraint in lbs/MMBtu | FALSE | L | Annual | Generation | TWh | 0 | 3.9887 | 3.9887 | 3.9887 | 3.9887 | 3.9887 | 3.9887
BART SO2 Annual-Coal Creek 1 -v5.13 | 160 | 5881 | Rate Constraint in lbs/MMBtu | FALSE | L | Annual | Qualifying Generation | TWh | 0 | 3.9887 | 3.9887 | 3.9887 | 3.9887 | 3.9887 | 3.9887
BART SO2 Annual-Coal Creek 1 -v5.13 | 160 | 5881 | Rate Constraint in lbs/MMBtu | FALSE | L | Annual | Rate | lb/MWh | 0 | 0.32276 | 0.32276 | 0.32276 | 0.32276 | 0.32276 | 0.68596
BART SO2 Annual-Coal Creek 1 -v5.13 | 160 | 5881 | Rate Constraint in lbs/MMBtu | FALSE | L | Annual | Constraint Shadow Price | US$/Ton | 0 | 0 | 0 | 0 | 0 | 0 | 0
BART SO2 Annual-Coal Creek 2 -v5.13 | 161 | 5882 | Rate Constraint in lbs/MMBtu | FALSE | L | Annual | Seasons Included | Seasons |  | Winter, Summer | Winter, Summer | Winter, Summer | Winter, Summer | Winter, Summer | Winter, Summer
BART SO2 Annual-Coal Creek 2 -v5.13 | 161 | 5882 | Rate Constraint in lbs/MMBtu | FALSE | L | Annual | Standard | lb/MMBtu | 0 | 0.15 | 0.15 | 0.15 | 0.15 | 0.15 | 0.15
BART SO2 Annual-Coal Creek 2 -v5.13 | 161 | 5882 | Rate Constraint in lbs/MMBtu | FALSE | L | Annual | Emissions at Affected Plants SO2 | MTons | 0 | 1.3234 | 1.3234 | 1.3234 | 1.3234 | 1.3234 | 3.1805
BART SO2 Annual-Coal Creek 2 -v5.13 | 161 | 5882 | Rate Constraint in lbs/MMBtu | FALSE | L | Annual | Allowances Purchased SO2 | MTons | 0 | 0 | 0 | 0 | 0 | 0 | 0
BART SO2 Annual-Coal Creek 2 -v5.13 | 161 | 5882 | Rate Constraint in lbs/MMBtu | FALSE | L | Annual | Allowances Sold SO2 | MTons | 0 | 0 | 0 | 0 | 0 | 0 | 0
BART SO2 Annual-Coal Creek 2 -v5.13 | 161 | 5882 | Rate Constraint in lbs/MMBtu | FALSE | L | Annual | Allowances Banked | MTons | 0 | 0 | 0 | 0 | 0 | 0 | 0
BART SO2 Annual-Coal Creek 2 -v5.13 | 161 | 5882 | Rate Constraint in lbs/MMBtu | FALSE | L | Annual | Allowances Withdrawn (1:1) | MTons | 0 | 0 | 0 | 0 | 0 | 0 | 0
BART SO2 Annual-Coal Creek 2 -v5.13 | 161 | 5882 | Rate Constraint in lbs/MMBtu | FALSE | L | Annual | Allowances Withdrawn (n:1) | MTons | 0 | 0 | 0 | 0 | 0 | 0 | 0
BART SO2 Annual-Coal Creek 2 -v5.13 | 161 | 5882 | Rate Constraint in lbs/MMBtu | FALSE | L | Annual | Net Emissions Allowance Position | MTons | 0 | 1.3234 | 1.3234 | 1.3234 | 1.3234 | 1.3234 | 3.1805
BART SO2 Annual-Coal Creek 2 -v5.13 | 161 | 5882 | Rate Constraint in lbs/MMBtu | FALSE | L | Annual | Fuel Consumed | TBtu | 0 | 42.6916 | 42.6916 | 42.6916 | 42.6916 | 42.6916 | 42.6916
BART SO2 Annual-Coal Creek 2 -v5.13 | 161 | 5882 | Rate Constraint in lbs/MMBtu | FALSE | L | Annual | Rate | lb/MMBtu | 0 | 0.062 | 0.062 | 0.062 | 0.062 | 0.062 | 0.149
BART SO2 Annual-Coal Creek 2 -v5.13 | 161 | 5882 | Rate Constraint in lbs/MMBtu | FALSE | L | Annual | Generation | TWh | 0 | 4.1183 | 4.1183 | 4.1183 | 4.1183 | 4.1183 | 4.1183
BART SO2 Annual-Coal Creek 2 -v5.13 | 161 | 5882 | Rate Constraint in lbs/MMBtu | FALSE | L | Annual | Qualifying Generation | TWh | 0 | 4.1183 | 4.1183 | 4.1183 | 4.1183 | 4.1183 | 4.1183
BART SO2 Annual-Coal Creek 2 -v5.13 | 161 | 5882 | Rate Constraint in lbs/MMBtu | FALSE | L | Annual | Rate | lb/MWh | 0 | 0.32136 | 0.32136 | 0.32136 | 0.32136 | 0.32136 | 0.7723
BART SO2 Annual-Coal Creek 2 -v5.13 | 161 | 5882 | Rate Constraint in lbs/MMBtu | FALSE | L | Annual | Constraint Shadow Price | US$/Ton | 0 | 0 | 0 | 0 | 0 | 0 | 0
BART SO2 Annual-Coronado U1B -v5.13 | 162 | 5872 | Rate Constraint in lbs/MMBtu | FALSE | L | Annual | Seasons Included | Seasons | Winter, Summer | Winter, Summer | Winter, Summer | Winter, Summer | Winter, Summer | Winter, Summer | Winter, Summer
BART SO2 Annual-Coronado U1B -v5.13 | 162 | 5872 | Rate Constraint in lbs/MMBtu | FALSE | L | Annual | Standard | lb/MMBtu | 0.08 | 0.08 | 0.08 | 0.08 | 0.08 | 0.08 | 0.08
BART SO2 Annual-Coronado U1B -v5.13 | 162 | 5872 | Rate Constraint in lbs/MMBtu | FALSE | L | Annual | Emissions at Affected Plants SO2 | MTons | 1.0401 | 1.0401 | 1.0401 | 1.0401 | 1.0401 | 1.0414 | 1.0411
BART SO2 Annual-Coronado U1B -v5.13 | 162 | 5872 | Rate Constraint in lbs/MMBtu | FALSE | L | Annual | Allowances Purchased SO2 | MTons | 0 | 0 | 0 | 0 | 0 | 0 | 0
BART SO2 Annual-Coronado U1B -v5.13 | 162 | 5872 | Rate Constraint in lbs/MMBtu | FALSE | L | Annual | Allowances Sold SO2 | MTons | 0 | 0 | 0 | 0 | 0 | 0 | 0
BART SO2 Annual-Coronado U1B -v5.13 | 162 | 5872 | Rate Constraint in lbs/MMBtu | FALSE | L | Annual | Allowances Banked | MTons | 0 | 0 | 0 | 0 | 0 | 0 | 0
BART SO2 Annual-Coronado U1B -v5.13 | 162 | 5872 | Rate Constraint in lbs/MMBtu | FALSE | L | Annual | Allowances Withdrawn (1:1) | MTons | 0 | 0 | 0 | 0 | 0 | 0 | 0
BART SO2 Annual-Coronado U1B -v5.13 | 162 | 5872 | Rate Constraint in lbs/MMBtu | FALSE | L | Annual | Allowances Withdrawn (n:1) | MTons | 0 | 0 | 0 | 0 | 0 | 0 | 0
BART SO2 Annual-Coronado U1B -v5.13 | 162 | 5872 | Rate Constraint in lbs/MMBtu | FALSE | L | Annual | Net Emissions Allowance Position | MTons | 1.0401 | 1.0401 | 1.0401 | 1.0401 | 1.0401 | 1.0414 | 1.0411
BART SO2 Annual-Coronado U1B -v5.13 | 162 | 5872 | Rate Constraint in lbs/MMBtu | FALSE | L | Annual | Fuel Consumed | TBtu | 26.0033 | 26.0033 | 26.0033 | 26.0033 | 26.0033 | 26.0455 | 26.0354
BART SO2 Annual-Coronado U1B -v5.13 | 162 | 5872 | Rate Constraint in lbs/MMBtu | FALSE | L | Annual | Rate | lb/MMBtu | 0.08 | 0.08 | 0.08 | 0.08 | 0.08 | 0.079967 | 0.079975
BART SO2 Annual-Coronado U1B -v5.13 | 162 | 5872 | Rate Constraint in lbs/MMBtu | FALSE | L | Annual | Generation | TWh | 2.7406 | 2.7406 | 2.7406 | 2.7406 | 2.7406 | 2.7406 | 2.7406
BART SO2 Annual-Coronado U1B -v5.13 | 162 | 5872 | Rate Constraint in lbs/MMBtu | FALSE | L | Annual | Qualifying Generation | TWh | 2.7406 | 2.7406 | 2.7406 | 2.7406 | 2.7406 | 2.7406 | 2.7406
BART SO2 Annual-Coronado U1B -v5.13 | 162 | 5872 | Rate Constraint in lbs/MMBtu | FALSE | L | Annual | Rate | lb/MWh | 0.37953 | 0.37953 | 0.37953 | 0.37953 | 0.37953 | 0.37999 | 0.37988
BART SO2 Annual-Coronado U1B -v5.13 | 162 | 5872 | Rate Constraint in lbs/MMBtu | FALSE | L | Annual | Constraint Shadow Price | US$/Ton | 11649.1065 | 0 | 23432.6579 | 9112.1001 | 435.1614 | 0 | 0
BART SO2 Annual-Coronado U2B -v5.13 | 163 | 5873 | Rate Constraint in lbs/MMBtu | FALSE | L | Annual | Seasons Included | Seasons | Winter, Summer | Winter, Summer | Winter, Summer | Winter, Summer | Winter, Summer | Winter, Summer | Winter, Summer
BART SO2 Annual-Coronado U2B -v5.13 | 163 | 5873 | Rate Constraint in lbs/MMBtu | FALSE | L | Annual | Standard | lb/MMBtu | 0.08 | 0.08 | 0.08 | 0.08 | 0.08 | 0.08 | 0.08
BART SO2 Annual-Coronado U2B -v5.13 | 163 | 5873 | Rate Constraint in lbs/MMBtu | FALSE | L | Annual | Emissions at Affected Plants SO2 | MTons | 1.052 | 1.052 | 1.052 | 1.052 | 1.052 | 1.0533 | 1.0533
BART SO2 Annual-Coronado U2B -v5.13 | 163 | 5873 | Rate Constraint in lbs/MMBtu | FALSE | L | Annual | Allowances Purchased SO2 | MTons | 0 | 0 | 0 | 0 | 0 | 0 | 0
BART SO2 Annual-Coronado U2B -v5.13 | 163 | 5873 | Rate Constraint in lbs/MMBtu | FALSE | L | Annual | Allowances Sold SO2 | MTons | 0 | 0 | 0 | 0 | 0 | 0 | 0
BART SO2 Annual-Coronado U2B -v5.13 | 163 | 5873 | Rate Constraint in lbs/MMBtu | FALSE | L | Annual | Allowances Banked | MTons | 0 | 0 | 0 | 0 | 0 | 0 | 0
BART SO2 Annual-Coronado U2B -v5.13 | 163 | 5873 | Rate Constraint in lbs/MMBtu | FALSE | L | Annual | Allowances Withdrawn (1:1) | MTons | 0 | 0 | 0 | 0 | 0 | 0 | 0
BART SO2 Annual-Coronado U2B -v5.13 | 163 | 5873 | Rate Constraint in lbs/MMBtu | FALSE | L | Annual | Allowances Withdrawn (n:1) | MTons | 0 | 0 | 0 | 0 | 0 | 0 | 0
BART SO2 Annual-Coronado U2B -v5.13 | 163 | 5873 | Rate Constraint in lbs/MMBtu | FALSE | L | Annual | Net Emissions Allowance Position | MTons | 1.052 | 1.052 | 1.052 | 1.052 | 1.052 | 1.0533 | 1.0533
BART SO2 Annual-Coronado U2B -v5.13 | 163 | 5873 | Rate Constraint in lbs/MMBtu | FALSE | L | Annual | Fuel Consumed | TBtu | 26.2998 | 26.2998 | 26.2998 | 26.2998 | 26.2998 | 26.3425 | 26.3425
BART SO2 Annual-Coronado U2B -v5.13 | 163 | 5873 | Rate Constraint in lbs/MMBtu | FALSE | L | Annual | Rate | lb/MMBtu | 0.08 | 0.08 | 0.08 | 0.08 | 0.08 | 0.079967 | 0.079967
BART SO2 Annual-Coronado U2B -v5.13 | 163 | 5873 | Rate Constraint in lbs/MMBtu | FALSE | L | Annual | Generation | TWh | 2.7774 | 2.7774 | 2.7774 | 2.7774 | 2.7774 | 2.7774 | 2.7774
BART SO2 Annual-Coronado U2B -v5.13 | 163 | 5873 | Rate Constraint in lbs/MMBtu | FALSE | L | Annual | Qualifying Generation | TWh | 2.7774 | 2.7774 | 2.7774 | 2.7774 | 2.7774 | 2.7774 | 2.7774
BART SO2 Annual-Coronado U2B -v5.13 | 163 | 5873 | Rate Constraint in lbs/MMBtu | FALSE | L | Annual | Rate | lb/MWh | 0.37877 | 0.37877 | 0.37877 | 0.37877 | 0.37877 | 0.37923 | 0.37923
BART SO2 Annual-Coronado U2B -v5.13 | 163 | 5873 | Rate Constraint in lbs/MMBtu | FALSE | L | Annual | Constraint Shadow Price | US$/Ton | 10054.5032 | 0 | 3712.2792 | 24750.3421 | 5773.3113 | 0 | 0
BART SO2 Annual-Jeffrey Energy Center 1 -v5.13 | 164 | 5877 | Rate Constraint in lbs/MMBtu | FALSE | L | Annual | Seasons Included | Seasons |  | Winter, Summer | Winter, Summer | Winter, Summer | Winter, Summer | Winter, Summer | Winter, Summer
BART SO2 Annual-Jeffrey Energy Center 1 -v5.13 | 164 | 5877 | Rate Constraint in lbs/MMBtu | FALSE | L | Annual | Standard | lb/MMBtu | 0 | 0.15 | 0.15 | 0.15 | 0.15 | 0.15 | 0.15
BART SO2 Annual-Jeffrey Energy Center 1 -v5.13 | 164 | 5877 | Rate Constraint in lbs/MMBtu | FALSE | L | Annual | Emissions at Affected Plants SO2 | MTons | 0 | 1.6757 | 1.6757 | 1.6757 | 1.6757 | 1.6757 | 1.6757
BART SO2 Annual-Jeffrey Energy Center 1 -v5.13 | 164 | 5877 | Rate Constraint in lbs/MMBtu | FALSE | L | Annual | Allowances Purchased SO2 | MTons | 0 | 0 | 0 | 0 | 0 | 0 | 0
BART SO2 Annual-Jeffrey Energy Center 1 -v5.13 | 164 | 5877 | Rate Constraint in lbs/MMBtu | FALSE | L | Annual | Allowances Sold SO2 | MTons | 0 | 0 | 0 | 0 | 0 | 0 | 0
BART SO2 Annual-Jeffrey Energy Center 1 -v5.13 | 164 | 5877 | Rate Constraint in lbs/MMBtu | FALSE | L | Annual | Allowances Banked | MTons | 0 | 0 | 0 | 0 | 0 | 0 | 0
BART SO2 Annual-Jeffrey Energy Center 1 -v5.13 | 164 | 5877 | Rate Constraint in lbs/MMBtu | FALSE | L | Annual | Allowances Withdrawn (1:1) | MTons | 0 | 0 | 0 | 0 | 0 | 0 | 0
BART SO2 Annual-Jeffrey Energy Center 1 -v5.13 | 164 | 5877 | Rate Constraint in lbs/MMBtu | FALSE | L | Annual | Allowances Withdrawn (n:1) | MTons | 0 | 0 | 0 | 0 | 0 | 0 | 0
BART SO2 Annual-Jeffrey Energy Center 1 -v5.13 | 164 | 5877 | Rate Constraint in lbs/MMBtu | FALSE | L | Annual | Net Emissions Allowance Position | MTons | 0 | 1.6757 | 1.6757 | 1.6757 | 1.6757 | 1.6757 | 1.6757
BART SO2 Annual-Jeffrey Energy Center 1 -v5.13 | 164 | 5877 | Rate Constraint in lbs/MMBtu | FALSE | L | Annual | Fuel Consumed | TBtu | 0 | 55.9488 | 55.9488 | 55.9488 | 55.9488 | 55.9488 | 55.9488
BART SO2 Annual-Jeffrey Energy Center 1 -v5.13 | 164 | 5877 | Rate Constraint in lbs/MMBtu | FALSE | L | Annual | Rate | lb/MMBtu | 0 | 0.0599 | 0.0599 | 0.0599 | 0.0599 | 0.0599 | 0.0599
BART SO2 Annual-Jeffrey Energy Center 1 -v5.13 | 164 | 5877 | Rate Constraint in lbs/MMBtu | FALSE | L | Annual | Generation | TWh | 0 | 5.2687 | 5.2687 | 5.2687 | 5.2687 | 5.2687 | 5.2687
BART SO2 Annual-Jeffrey Energy Center 1 -v5.13 | 164 | 5877 | Rate Constraint in lbs/MMBtu | FALSE | L | Annual | Qualifying Generation | TWh | 0 | 5.2687 | 5.2687 | 5.2687 | 5.2687 | 5.2687 | 5.2687
BART SO2 Annual-Jeffrey Energy Center 1 -v5.13 | 164 | 5877 | Rate Constraint in lbs/MMBtu | FALSE | L | Annual | Rate | lb/MWh | 0 | 0.31804 | 0.31804 | 0.31804 | 0.31804 | 0.31804 | 0.31804
BART SO2 Annual-Jeffrey Energy Center 1 -v5.13 | 164 | 5877 | Rate Constraint in lbs/MMBtu | FALSE | L | Annual | Constraint Shadow Price | US$/Ton | 0 | 0 | 0 | 0 | 0 | 0 | 0
BART SO2 Annual-Jeffrey Energy Center 2 -v5.13 | 165 | 5878 | Rate Constraint in lbs/MMBtu | FALSE | L | Annual | Seasons Included | Seasons |  | Winter, Summer | Winter, Summer | Winter, Summer | Winter, Summer | Winter, Summer | Winter, Summer
BART SO2 Annual-Jeffrey Energy Center 2 -v5.13 | 165 | 5878 | Rate Constraint in lbs/MMBtu | FALSE | L | Annual | Standard | lb/MMBtu | 0 | 0.15 | 0.15 | 0.15 | 0.15 | 0.15 | 0.15
BART SO2 Annual-Jeffrey Energy Center 2 -v5.13 | 165 | 5878 | Rate Constraint in lbs/MMBtu | FALSE | L | Annual | Emissions at Affected Plants SO2 | MTons | 0 | 1.6753 | 1.6753 | 1.6753 | 1.6753 | 1.6753 | 1.6753
BART SO2 Annual-Jeffrey Energy Center 2 -v5.13 | 165 | 5878 | Rate Constraint in lbs/MMBtu | FALSE | L | Annual | Allowances Purchased SO2 | MTons | 0 | 0 | 0 | 0 | 0 | 0 | 0
BART SO2 Annual-Jeffrey Energy Center 2 -v5.13 | 165 | 5878 | Rate Constraint in lbs/MMBtu | FALSE | L | Annual | Allowances Sold SO2 | MTons | 0 | 0 | 0 | 0 | 0 | 0 | 0
BART SO2 Annual-Jeffrey Energy Center 2 -v5.13 | 165 | 5878 | Rate Constraint in lbs/MMBtu | FALSE | L | Annual | Allowances Banked | MTons | 0 | 0 | 0 | 0 | 0 | 0 | 0
BART SO2 Annual-Jeffrey Energy Center 2 -v5.13 | 165 | 5878 | Rate Constraint in lbs/MMBtu | FALSE | L | Annual | Allowances Withdrawn (1:1) | MTons | 0 | 0 | 0 | 0 | 0 | 0 | 0
BART SO2 Annual-Jeffrey Energy Center 2 -v5.13 | 165 | 5878 | Rate Constraint in lbs/MMBtu | FALSE | L | Annual | Allowances Withdrawn (n:1) | MTons | 0 | 0 | 0 | 0 | 0 | 0 | 0
BART SO2 Annual-Jeffrey Energy Center 2 -v5.13 | 165 | 5878 | Rate Constraint in lbs/MMBtu | FALSE | L | Annual | Net Emissions Allowance Position | MTons | 0 | 1.6753 | 1.6753 | 1.6753 | 1.6753 | 1.6753 | 1.6753
BART SO2 Annual-Jeffrey Energy Center 2 -v5.13 | 165 | 5878 | Rate Constraint in lbs/MMBtu | FALSE | L | Annual | Fuel Consumed | TBtu | 0 | 55.9378 | 55.9378 | 55.9378 | 55.9378 | 55.9378 | 55.9378
BART SO2 Annual-Jeffrey Energy Center 2 -v5.13 | 165 | 5878 | Rate Constraint in lbs/MMBtu | FALSE | L | Annual | Rate | lb/MMBtu | 0 | 0.0599 | 0.0599 | 0.0599 | 0.0599 | 0.0599 | 0.0599
BART SO2 Annual-Jeffrey Energy Center 2 -v5.13 | 165 | 5878 | Rate Constraint in lbs/MMBtu | FALSE | L | Annual | Generation | TWh | 0 | 5.279 | 5.279 | 5.279 | 5.279 | 5.279 | 5.279
BART SO2 Annual-Jeffrey Energy Center 2 -v5.13 | 165 | 5878 | Rate Constraint in lbs/MMBtu | FALSE | L | Annual | Qualifying Generation | TWh | 0 | 5.279 | 5.279 | 5.279 | 5.279 | 5.279 | 5.279
BART SO2 Annual-Jeffrey Energy Center 2 -v5.13 | 165 | 5878 | Rate Constraint in lbs/MMBtu | FALSE | L | Annual | Rate | lb/MWh | 0 | 0.31736 | 0.31736 | 0.31736 | 0.31736 | 0.31736 | 0.31736
BART SO2 Annual-Jeffrey Energy Center 2 -v5.13 | 165 | 5878 | Rate Constraint in lbs/MMBtu | FALSE | L | Annual | Constraint Shadow Price | US$/Ton | 0 | 0 | 0 | 0 | 0 | 0 | 0
BART SO2 Annual-La Cygne 1 -v5.13 | 166 | 5879 | Rate Constraint in lbs/MMBtu | FALSE | L | Annual | Seasons Included | Seasons | Winter, Summer | Winter, Summer | Winter, Summer | Winter, Summer | Winter, Summer | Winter, Summer | Winter, Summer
BART SO2 Annual-La Cygne 1 -v5.13 | 166 | 5879 | Rate Constraint in lbs/MMBtu | FALSE | L | Annual | Standard | lb/MMBtu | 0.15 | 0.15 | 0.15 | 0.15 | 0.15 | 0.15 | 0.15
BART SO2 Annual-La Cygne 1 -v5.13 | 166 | 5879 | Rate Constraint in lbs/MMBtu | FALSE | L | Annual | Emissions at Affected Plants SO2 | MTons | 2.4607 | 2.4607 | 2.4607 | 2.4607 | 2.4607 | 2.4607 | 2.4607
BART SO2 Annual-La Cygne 1 -v5.13 | 166 | 5879 | Rate Constraint in lbs/MMBtu | FALSE | L | Annual | Allowances Purchased SO2 | MTons | 0 | 0 | 0 | 0 | 0 | 0 | 0
BART SO2 Annual-La Cygne 1 -v5.13 | 166 | 5879 | Rate Constraint in lbs/MMBtu | FALSE | L | Annual | Allowances Sold SO2 | MTons | 0 | 0 | 0 | 0 | 0 | 0 | 0
BART SO2 Annual-La Cygne 1 -v5.13 | 166 | 5879 | Rate Constraint in lbs/MMBtu | FALSE | L | Annual | Allowances Banked | MTons | 0 | 0 | 0 | 0 | 0 | 0 | 0
BART SO2 Annual-La Cygne 1 -v5.13 | 166 | 5879 | Rate Constraint in lbs/MMBtu | FALSE | L | Annual | Allowances Withdrawn (1:1) | MTons | 0 | 0 | 0 | 0 | 0 | 0 | 0
BART SO2 Annual-La Cygne 1 -v5.13 | 166 | 5879 | Rate Constraint in lbs/MMBtu | FALSE | L | Annual | Allowances Withdrawn (n:1) | MTons | 0 | 0 | 0 | 0 | 0 | 0 | 0
BART SO2 Annual-La Cygne 1 -v5.13 | 166 | 5879 | Rate Constraint in lbs/MMBtu | FALSE | L | Annual | Net Emissions Allowance Position | MTons | 2.4607 | 2.4607 | 2.4607 | 2.4607 | 2.4607 | 2.4607 | 2.4607
BART SO2 Annual-La Cygne 1 -v5.13 | 166 | 5879 | Rate Constraint in lbs/MMBtu | FALSE | L | Annual | Fuel Consumed | TBtu | 52.3552 | 52.3552 | 52.3552 | 52.3552 | 52.3552 | 52.3552 | 52.3552
BART SO2 Annual-La Cygne 1 -v5.13 | 166 | 5879 | Rate Constraint in lbs/MMBtu | FALSE | L | Annual | Rate | lb/MMBtu | 0.094 | 0.094 | 0.094 | 0.094 | 0.094 | 0.094 | 0.094
BART SO2 Annual-La Cygne 1 -v5.13 | 166 | 5879 | Rate Constraint in lbs/MMBtu | FALSE | L | Annual | Generation | TWh | 5.3663 | 5.3663 | 5.3663 | 5.3663 | 5.3663 | 5.3663 | 5.3663
BART SO2 Annual-La Cygne 1 -v5.13 | 166 | 5879 | Rate Constraint in lbs/MMBtu | FALSE | L | Annual | Qualifying Generation | TWh | 5.3663 | 5.3663 | 5.3663 | 5.3663 | 5.3663 | 5.3663 | 5.3663
BART SO2 Annual-La Cygne 1 -v5.13 | 166 | 5879 | Rate Constraint in lbs/MMBtu | FALSE | L | Annual | Rate | lb/MWh | 0.45854 | 0.45854 | 0.45854 | 0.45854 | 0.45854 | 0.45854 | 0.45854
BART SO2 Annual-La Cygne 1 -v5.13 | 166 | 5879 | Rate Constraint in lbs/MMBtu | FALSE | L | Annual | Constraint Shadow Price | US$/Ton | 0 | 0 | 0 | 0 | 0 | 0 | 0
BART SO2 Annual-La Cygne 2 -v5.13 | 167 | 5880 | Rate Constraint in lbs/MMBtu | FALSE | L | Annual | Seasons Included | Seasons |  | Winter, Summer | Winter, Summer | Winter, Summer | Winter, Summer | Winter, Summer | Winter, Summer
BART SO2 Annual-La Cygne 2 -v5.13 | 167 | 5880 | Rate Constraint in lbs/MMBtu | FALSE | L | Annual | Standard | lb/MMBtu | 0 | 0.15 | 0.15 | 0.15 | 0.15 | 0.15 | 0.15
BART SO2 Annual-La Cygne 2 -v5.13 | 167 | 5880 | Rate Constraint in lbs/MMBtu | FALSE | L | Annual | Emissions at Affected Plants SO2 | MTons | 0 | 1.3821 | 1.3821 | 1.3821 | 1.3821 | 1.3821 | 1.3821
BART SO2 Annual-La Cygne 2 -v5.13 | 167 | 5880 | Rate Constraint in lbs/MMBtu | FALSE | L | Annual | Allowances Purchased SO2 | MTons | 0 | 0 | 0 | 0 | 0 | 0 | 0
BART SO2 Annual-La Cygne 2 -v5.13 | 167 | 5880 | Rate Constraint in lbs/MMBtu | FALSE | L | Annual | Allowances Sold SO2 | MTons | 0 | 0 | 0 | 0 | 0 | 0 | 0
BART SO2 Annual-La Cygne 2 -v5.13 | 167 | 5880 | Rate Constraint in lbs/MMBtu | FALSE | L | Annual | Allowances Banked | MTons | 0 | 0 | 0 | 0 | 0 | 0 | 0
BART SO2 Annual-La Cygne 2 -v5.13 | 167 | 5880 | Rate Constraint in lbs/MMBtu | FALSE | L | Annual | Allowances Withdrawn (1:1) | MTons | 0 | 0 | 0 | 0 | 0 | 0 | 0
BART SO2 Annual-La Cygne 2 -v5.13 | 167 | 5880 | Rate Constraint in lbs/MMBtu | FALSE | L | Annual | Allowances Withdrawn (n:1) | MTons | 0 | 0 | 0 | 0 | 0 | 0 | 0
BART SO2 Annual-La Cygne 2 -v5.13 | 167 | 5880 | Rate Constraint in lbs/MMBtu | FALSE | L | Annual | Net Emissions Allowance Position | MTons | 0 | 1.3821 | 1.3821 | 1.3821 | 1.3821 | 1.3821 | 1.3821
BART SO2 Annual-La Cygne 2 -v5.13 | 167 | 5880 | Rate Constraint in lbs/MMBtu | FALSE | L | Annual | Fuel Consumed | TBtu | 0 | 46.1453 | 46.1453 | 46.1453 | 46.1453 | 46.1453 | 46.1453
BART SO2 Annual-La Cygne 2 -v5.13 | 167 | 5880 | Rate Constraint in lbs/MMBtu | FALSE | L | Annual | Rate | lb/MMBtu | 0 | 0.0599 | 0.0599 | 0.0599 | 0.0599 | 0.0599 | 0.0599
BART SO2 Annual-La Cygne 2 -v5.13 | 167 | 5880 | Rate Constraint in lbs/MMBtu | FALSE | L | Annual | Generation | TWh | 0 | 4.9726 | 4.9726 | 4.9726 | 4.9726 | 4.9726 | 4.9726
BART SO2 Annual-La Cygne 2 -v5.13 | 167 | 5880 | Rate Constraint in lbs/MMBtu | FALSE | L | Annual | Qualifying Generation | TWh | 0 | 4.9726 | 4.9726 | 4.9726 | 4.9726 | 4.9726 | 4.9726
BART SO2 Annual-La Cygne 2 -v5.13 | 167 | 5880 | Rate Constraint in lbs/MMBtu | FALSE | L | Annual | Rate | lb/MWh | 0 | 0.27793 | 0.27793 | 0.27793 | 0.27793 | 0.27793 | 0.27793
BART SO2 Annual-La Cygne 2 -v5.13 | 167 | 5880 | Rate Constraint in lbs/MMBtu | FALSE | L | Annual | Constraint Shadow Price | US$/Ton | 0 | 0 | 0 | 0 | 0 | 0 | 0
BART SO2 Annual-Leland Olds 1 -v5.13 | 168 | 5883 | Rate Constraint in lbs/MMBtu | FALSE | L | Annual | Seasons Included | Seasons |  | Winter, Summer | Winter, Summer | Winter, Summer | Winter, Summer | Winter, Summer | Winter, Summer
BART SO2 Annual-Leland Olds 1 -v5.13 | 168 | 5883 | Rate Constraint in lbs/MMBtu | FALSE | L | Annual | Standard | lb/MMBtu | 0 | 0.15 | 0.15 | 0.15 | 0.15 | 0.15 | 0.15
BART SO2 Annual-Leland Olds 1 -v5.13 | 168 | 5883 | Rate Constraint in lbs/MMBtu | FALSE | L | Annual | Emissions at Affected Plants SO2 | MTons | 0 | 0.51896 | 0.51896 | 0.51896 | 0.51896 | 0.51896 | 0.51896
BART SO2 Annual-Leland Olds 1 -v5.13 | 168 | 5883 | Rate Constraint in lbs/MMBtu | FALSE | L | Annual | Allowances Purchased SO2 | MTons | 0 | 0 | 0 | 0 | 0 | 0 | 0
BART SO2 Annual-Leland Olds 1 -v5.13 | 168 | 5883 | Rate Constraint in lbs/MMBtu | FALSE | L | Annual | Allowances Sold SO2 | MTons | 0 | 0 | 0 | 0 | 0 | 0 | 0
BART SO2 Annual-Leland Olds 1 -v5.13 | 168 | 5883 | Rate Constraint in lbs/MMBtu | FALSE | L | Annual | Allowances Banked | MTons | 0 | 0 | 0 | 0 | 0 | 0 | 0
BART SO2 Annual-Leland Olds 1 -v5.13 | 168 | 5883 | Rate Constraint in lbs/MMBtu | FALSE | L | Annual | Allowances Withdrawn (1:1) | MTons | 0 | 0 | 0 | 0 | 0 | 0 | 0
BART SO2 Annual-Leland Olds 1 -v5.13 | 168 | 5883 | Rate Constraint in lbs/MMBtu | FALSE | L | Annual | Allowances Withdrawn (n:1) | MTons | 0 | 0 | 0 | 0 | 0 | 0 | 0
BART SO2 Annual-Leland Olds 1 -v5.13 | 168 | 5883 | Rate Constraint in lbs/MMBtu | FALSE | L | Annual | Net Emissions Allowance Position | MTons | 0 | 0.51896 | 0.51896 | 0.51896 | 0.51896 | 0.51896 | 0.51896
BART SO2 Annual-Leland Olds 1 -v5.13 | 168 | 5883 | Rate Constraint in lbs/MMBtu | FALSE | L | Annual | Fuel Consumed | TBtu | 0 | 17.3274 | 17.3274 | 17.3274 | 17.3274 | 17.3274 | 17.3274
BART SO2 Annual-Leland Olds 1 -v5.13 | 168 | 5883 | Rate Constraint in lbs/MMBtu | FALSE | L | Annual | Rate | lb/MMBtu | 0 | 0.0599 | 0.0599 | 0.0599 | 0.0599 | 0.0599 | 0.0599
BART SO2 Annual-Leland Olds 1 -v5.13 | 168 | 5883 | Rate Constraint in lbs/MMBtu | FALSE | L | Annual | Generation | TWh | 0 | 1.6036 | 1.6036 | 1.6036 | 1.6036 | 1.6036 | 1.6036
BART SO2 Annual-Leland Olds 1 -v5.13 | 168 | 5883 | Rate Constraint in lbs/MMBtu | FALSE | L | Annual | Qualifying Generation | TWh | 0 | 1.6036 | 1.6036 | 1.6036 | 1.6036 | 1.6036 | 1.6036
BART SO2 Annual-Leland Olds 1 -v5.13 | 168 | 5883 | Rate Constraint in lbs/MMBtu | FALSE | L | Annual | Rate | lb/MWh | 0 | 0.32362 | 0.32362 | 0.32362 | 0.32362 | 0.32362 | 0.32362
BART SO2 Annual-Leland Olds 1 -v5.13 | 168 | 5883 | Rate Constraint in lbs/MMBtu | FALSE | L | Annual | Constraint Shadow Price | US$/Ton | 0 | 0 | 0 | 0 | 0 | 0 | 0
BART SO2 Annual-Leland Olds 2 -v5.13 | 169 | 5884 | Rate Constraint in lbs/MMBtu | FALSE | L | Annual | Seasons Included | Seasons |  | Winter, Summer | Winter, Summer | Winter, Summer | Winter, Summer | Winter, Summer | Winter, Summer
BART SO2 Annual-Leland Olds 2 -v5.13 | 169 | 5884 | Rate Constraint in lbs/MMBtu | FALSE | L | Annual | Standard | lb/MMBtu | 0 | 0.15 | 0.15 | 0.15 | 0.15 | 0.15 | 0.15
BART SO2 Annual-Leland Olds 2 -v5.13 | 169 | 5884 | Rate Constraint in lbs/MMBtu | FALSE | L | Annual | Emissions at Affected Plants SO2 | MTons | 0 | 1.0345 | 1.0345 | 1.0345 | 1.0345 | 1.0345 | 1.0345
BART SO2 Annual-Leland Olds 2 -v5.13 | 169 | 5884 | Rate Constraint in lbs/MMBtu | FALSE | L | Annual | Allowances Purchased SO2 | MTons | 0 | 0 | 0 | 0 | 0 | 0 | 0
BART SO2 Annual-Leland Olds 2 -v5.13 | 169 | 5884 | Rate Constraint in lbs/MMBtu | FALSE | L | Annual | Allowances Sold SO2 | MTons | 0 | 0 | 0 | 0 | 0 | 0 | 0
BART SO2 Annual-Leland Olds 2 -v5.13 | 169 | 5884 | Rate Constraint in lbs/MMBtu | FALSE | L | Annual | Allowances Banked | MTons | 0 | 0 | 0 | 0 | 0 | 0 | 0
BART SO2 Annual-Leland Olds 2 -v5.13 | 169 | 5884 | Rate Constraint in lbs/MMBtu | FALSE | L | Annual | Allowances Withdrawn (1:1) | MTons | 0 | 0 | 0 | 0 | 0 | 0 | 0
BART SO2 Annual-Leland Olds 2 -v5.13 | 169 | 5884 | Rate Constraint in lbs/MMBtu | FALSE | L | Annual | Allowances Withdrawn (n:1) | MTons | 0 | 0 | 0 | 0 | 0 | 0 | 0
BART SO2 Annual-Leland Olds 2 -v5.13 | 169 | 5884 | Rate Constraint in lbs/MMBtu | FALSE | L | Annual | Net Emissions Allowance Position | MTons | 0 | 1.0345 | 1.0345 | 1.0345 | 1.0345 | 1.0345 | 1.0345
BART SO2 Annual-Leland Olds 2 -v5.13 | 169 | 5884 | Rate Constraint in lbs/MMBtu | FALSE | L | Annual | Fuel Consumed | TBtu | 0 | 34.5417 | 34.5417 | 34.5417 | 34.5417 | 34.5417 | 34.5417
BART SO2 Annual-Leland Olds 2 -v5.13 | 169 | 5884 | Rate Constraint in lbs/MMBtu | FALSE | L | Annual | Rate | lb/MMBtu | 0 | 0.0599 | 0.0599 | 0.0599 | 0.0599 | 0.0599 | 0.0599
BART SO2 Annual-Leland Olds 2 -v5.13 | 169 | 5884 | Rate Constraint in lbs/MMBtu | FALSE | L | Annual | Generation | TWh | 0 | 3.2143 | 3.2143 | 3.2143 | 3.2143 | 3.2143 | 3.2143
BART SO2 Annual-Leland Olds 2 -v5.13 | 169 | 5884 | Rate Constraint in lbs/MMBtu | FALSE | L | Annual | Qualifying Generation | TWh | 0 | 3.2143 | 3.2143 | 3.2143 | 3.2143 | 3.2143 | 3.2143
BART SO2 Annual-Leland Olds 2 -v5.13 | 169 | 5884 | Rate Constraint in lbs/MMBtu | FALSE | L | Annual | Rate | lb/MWh | 0 | 0.32185 | 0.32185 | 0.32185 | 0.32185 | 0.32185 | 0.32185
BART SO2 Annual-Leland Olds 2 -v5.13 | 169 | 5884 | Rate Constraint in lbs/MMBtu | FALSE | L | Annual | Constraint Shadow Price | US$/Ton | 0 | 0 | 0 | 0 | 0 | 0 | 0
BART SO2 Annual-Milton R Young B1 -v5.13 | 170 | 5885 | Rate Constraint in lbs/MMBtu | FALSE | L | Annual | Seasons Included | Seasons |  | Winter, Summer | Winter, Summer | Winter, Summer | Winter, Summer | Winter, Summer | Winter, Summer
BART SO2 Annual-Milton R Young B1 -v5.13 | 170 | 5885 | Rate Constraint in lbs/MMBtu | FALSE | L | Annual | Standard | lb/MMBtu | 0 | 0.15 | 0.15 | 0.15 | 0.15 | 0.15 | 0.15
BART SO2 Annual-Milton R Young B1 -v5.13 | 170 | 5885 | Rate Constraint in lbs/MMBtu | FALSE | L | Annual | Emissions at Affected Plants SO2 | MTons | 0 | 0.57077 | 0.57077 | 0.57077 | 0.57077 | 0.57077 | 0.57077
BART SO2 Annual-Milton R Young B1 -v5.13 | 170 | 5885 | Rate Constraint in lbs/MMBtu | FALSE | L | Annual | Allowances Purchased SO2 | MTons | 0 | 0 | 0 | 0 | 0 | 0 | 0
BART SO2 Annual-Milton R Young B1 -v5.13 | 170 | 5885 | Rate Constraint in lbs/MMBtu | FALSE | L | Annual | Allowances Sold SO2 | MTons | 0 | 0 | 0 | 0 | 0 | 0 | 0
BART SO2 Annual-Milton R Young B1 -v5.13 | 170 | 5885 | Rate Constraint in lbs/MMBtu | FALSE | L | Annual | Allowances Banked | MTons | 0 | 0 | 0 | 0 | 0 | 0 | 0
BART SO2 Annual-Milton R Young B1 -v5.13 | 170 | 5885 | Rate Constraint in lbs/MMBtu | FALSE | L | Annual | Allowances Withdrawn (1:1) | MTons | 0 | 0 | 0 | 0 | 0 | 0 | 0
BART SO2 Annual-Milton R Young B1 -v5.13 | 170 | 5885 | Rate Constraint in lbs/MMBtu | FALSE | L | Annual | Allowances Withdrawn (n:1) | MTons | 0 | 0 | 0 | 0 | 0 | 0 | 0
BART SO2 Annual-Milton R Young B1 -v5.13 | 170 | 5885 | Rate Constraint in lbs/MMBtu | FALSE | L | Annual | Net Emissions Allowance Position | MTons | 0 | 0.57077 | 0.57077 | 0.57077 | 0.57077 | 0.57077 | 0.57077
BART SO2 Annual-Milton R Young B1 -v5.13 | 170 | 5885 | Rate Constraint in lbs/MMBtu | FALSE | L | Annual | Fuel Consumed | TBtu | 0 | 19.0574 | 19.0574 | 19.0574 | 19.0574 | 19.0574 | 19.0574
BART SO2 Annual-Milton R Young B1 -v5.13 | 170 | 5885 | Rate Constraint in lbs/MMBtu | FALSE | L | Annual | Rate | lb/MMBtu | 0 | 0.0599 | 0.0599 | 0.0599 | 0.0599 | 0.0599 | 0.0599
BART SO2 Annual-Milton R Young B1 -v5.13 | 170 | 5885 | Rate Constraint in lbs/MMBtu | FALSE | L | Annual | Generation | TWh | 0 | 1.809 | 1.809 | 1.809 | 1.809 | 1.809 | 1.809
BART SO2 Annual-Milton R Young B1 -v5.13 | 170 | 5885 | Rate Constraint in lbs/MMBtu | FALSE | L | Annual | Qualifying Generation | TWh | 0 | 1.809 | 1.809 | 1.809 | 1.809 | 1.809 | 1.809
BART SO2 Annual-Milton R Young B1 -v5.13 | 170 | 5885 | Rate Constraint in lbs/MMBtu | FALSE | L | Annual | Rate | lb/MWh | 0 | 0.31551 | 0.31551 | 0.31551 | 0.31551 | 0.31551 | 0.31551
BART SO2 Annual-Milton R Young B1 -v5.13 | 170 | 5885 | Rate Constraint in lbs/MMBtu | FALSE | L | Annual | Constraint Shadow Price | US$/Ton | 0 | 0 | 0 | 0 | 0 | 0 | 0
BART SO2 Annual-Milton R Young B2 -v5.13 | 171 | 5886 | Rate Constraint in lbs/MMBtu | FALSE | L | Annual | Seasons Included | Seasons |  | Winter, Summer | Winter, Summer | Winter, Summer | Winter, Summer | Winter, Summer | Winter, Summer
BART SO2 Annual-Milton R Young B2 -v5.13 | 171 | 5886 | Rate Constraint in lbs/MMBtu | FALSE | L | Annual | Standard | lb/MMBtu | 0 | 0.15 | 0.15 | 0.15 | 0.15 | 0.15 | 0.15
BART SO2 Annual-Milton R Young B2 -v5.13 | 171 | 5886 | Rate Constraint in lbs/MMBtu | FALSE | L | Annual | Emissions at Affected Plants SO2 | MTons | 0 | 1.046 | 1.046 | 1.046 | 1.046 | 2.5138 | 2.5138
BART SO2 Annual-Milton R Young B2 -v5.13 | 171 | 5886 | Rate Constraint in lbs/MMBtu | FALSE | L | Annual | Allowances Purchased SO2 | MTons | 0 | 0 | 0 | 0 | 0 | 0 | 0
BART SO2 Annual-Milton R Young B2 -v5.13 | 171 | 5886 | Rate Constraint in lbs/MMBtu | FALSE | L | Annual | Allowances Sold SO2 | MTons | 0 | 0 | 0 | 0 | 0 | 0 | 0
BART SO2 Annual-Milton R Young B2 -v5.13 | 171 | 5886 | Rate Constraint in lbs/MMBtu | FALSE | L | Annual | Allowances Banked | MTons | 0 | 0 | 0 | 0 | 0 | 0 | 0
BART SO2 Annual-Milton R Young B2 -v5.13 | 171 | 5886 | Rate Constraint in lbs/MMBtu | FALSE | L | Annual | Allowances Withdrawn (1:1) | MTons | 0 | 0 | 0 | 0 | 0 | 0 | 0
BART SO2 Annual-Milton R Young B2 -v5.13 | 171 | 5886 | Rate Constraint in lbs/MMBtu | FALSE | L | Annual | Allowances Withdrawn (n:1) | MTons | 0 | 0 | 0 | 0 | 0 | 0 | 0
BART SO2 Annual-Milton R Young B2 -v5.13 | 171 | 5886 | Rate Constraint in lbs/MMBtu | FALSE | L | Annual | Net Emissions Allowance Position | MTons | 0 | 1.046 | 1.046 | 1.046 | 1.046 | 2.5138 | 2.5138
BART SO2 Annual-Milton R Young B2 -v5.13 | 171 | 5886 | Rate Constraint in lbs/MMBtu | FALSE | L | Annual | Fuel Consumed | TBtu | 0 | 33.7425 | 33.7425 | 33.7425 | 33.7425 | 33.7425 | 33.7425
BART SO2 Annual-Milton R Young B2 -v5.13 | 171 | 5886 | Rate Constraint in lbs/MMBtu | FALSE | L | Annual | Rate | lb/MMBtu | 0 | 0.062 | 0.062 | 0.062 | 0.062 | 0.149 | 0.149
BART SO2 Annual-Milton R Young B2 -v5.13 | 171 | 5886 | Rate Constraint in lbs/MMBtu | FALSE | L | Annual | Generation | TWh | 0 | 3.2071 | 3.2071 | 3.2071 | 3.2071 | 3.2071 | 3.2071
BART SO2 Annual-Milton R Young B2 -v5.13 | 171 | 5886 | Rate Constraint in lbs/MMBtu | FALSE | L | Annual | Qualifying Generation | TWh | 0 | 3.2071 | 3.2071 | 3.2071 | 3.2071 | 3.2071 | 3.2071
BART SO2 Annual-Milton R Young B2 -v5.13 | 171 | 5886 | Rate Constraint in lbs/MMBtu | FALSE | L | Annual | Rate | lb/MWh | 0 | 0.32616 | 0.32616 | 0.32616 | 0.32616 | 0.78383 | 0.78383
BART SO2 Annual-Milton R Young B2 -v5.13 | 171 | 5886 | Rate Constraint in lbs/MMBtu | FALSE | L | Annual | Constraint Shadow Price | US$/Ton | 0 | 0 | 0 | 0 | 0 | 0 | 0
BART SO2 Annual-Muskogee 4 -v5.13 | 172 | 5888 | Rate Constraint in lbs/MMBtu | FALSE | L | Annual | Seasons Included | Seasons |  | Winter, Summer | Winter, Summer | Winter, Summer | Winter, Summer | Winter, Summer | Winter, Summer
BART SO2 Annual-Muskogee 4 -v5.13 | 172 | 5888 | Rate Constraint in lbs/MMBtu | FALSE | L | Annual | Standard | lb/MMBtu | 0 | 0.06 | 0.06 | 0.06 | 0.06 | 0.06 | 0.06
BART SO2 Annual-Muskogee 4 -v5.13 | 172 | 5888 | Rate Constraint in lbs/MMBtu | FALSE | L | Annual | Emissions at Affected Plants SO2 | MTons | 0 | 0 | 0 | 0 | 0 | 0 | 0
BART SO2 Annual-Muskogee 4 -v5.13 | 172 | 5888 | Rate Constraint in lbs/MMBtu | FALSE | L | Annual | Allowances Purchased SO2 | MTons | 0 | 0 | 0 | 0 | 0 | 0 | 0
BART SO2 Annual-Muskogee 4 -v5.13 | 172 | 5888 | Rate Constraint in lbs/MMBtu | FALSE | L | Annual | Allowances Sold SO2 | MTons | 0 | 0 | 0 | 0 | 0 | 0 | 0
BART SO2 Annual-Muskogee 4 -v5.13 | 172 | 5888 | Rate Constraint in lbs/MMBtu | FALSE | L | Annual | Allowances Banked | MTons | 0 | 0 | 0 | 0 | 0 | 0 | 0
BART SO2 Annual-Muskogee 4 -v5.13 | 172 | 5888 | Rate Constraint in lbs/MMBtu | FALSE | L | Annual | Allowances Withdrawn (1:1) | MTons | 0 | 0 | 0 | 0 | 0 | 0 | 0
BART SO2 Annual-Muskogee 4 -v5.13 | 172 | 5888 | Rate Constraint in lbs/MMBtu | FALSE | L | Annual | Allowances Withdrawn (n:1) | MTons | 0 | 0 | 0 | 0 | 0 | 0 | 0
BART SO2 Annual-Muskogee 4 -v5.13 | 172 | 5888 | Rate Constraint in lbs/MMBtu | FALSE | L | Annual | Net Emissions Allowance Position | MTons | 0 | 0 | 0 | 0 | 0 | 0 | 0
BART SO2 Annual-Muskogee 4 -v5.13 | 172 | 5888 | Rate Constraint in lbs/MMBtu | FALSE | L | Annual | Fuel Consumed | TBtu | 0 | 0 | 0 | 0 | 0 | 0 | 0
BART SO2 Annual-Muskogee 4 -v5.13 | 172 | 5888 | Rate Constraint in lbs/MMBtu | FALSE | L | Annual | Rate | lb/MMBtu | 0 | 0 | 0 | 0 | 0 | 0 | 0
BART SO2 Annual-Muskogee 4 -v5.13 | 172 | 5888 | Rate Constraint in lbs/MMBtu | FALSE | L | Annual | Generation | TWh | 0 | 0 | 0 | 0 | 0 | 0 | 0
BART SO2 Annual-Muskogee 4 -v5.13 | 172 | 5888 | Rate Constraint in lbs/MMBtu | FALSE | L | Annual | Qualifying Generation | TWh | 0 | 0 | 0 | 0 | 0 | 0 | 0
BART SO2 Annual-Muskogee 4 -v5.13 | 172 | 5888 | Rate Constraint in lbs/MMBtu | FALSE | L | Annual | Rate | lb/MWh | 0 | 0 | 0 | 0 | 0 | 0 | 0
BART SO2 Annual-Muskogee 4 -v5.13 | 172 | 5888 | Rate Constraint in lbs/MMBtu | FALSE | L | Annual | Constraint Shadow Price | US$/Ton | 0 | 61953.16 | 67550.5234 | 64399.8592 | 70008.5721 | 78189.8891 | 108004.6807
BART SO2 Annual-Muskogee 5 -v5.13 | 173 | 5889 | Rate Constraint in lbs/MMBtu | FALSE | L | Annual | Seasons Included | Seasons |  | Winter, Summer | Winter, Summer | Winter, Summer | Winter, Summer | Winter, Summer | Winter, Summer
BART SO2 Annual-Muskogee 5 -v5.13 | 173 | 5889 | Rate Constraint in lbs/MMBtu | FALSE | L | Annual | Standard | lb/MMBtu | 0 | 0.06 | 0.06 | 0.06 | 0.06 | 0.06 | 0.06
BART SO2 Annual-Muskogee 5 -v5.13 | 173 | 5889 | Rate Constraint in lbs/MMBtu | FALSE | L | Annual | Emissions at Affected Plants SO2 | MTons | 0 | 0 | 0 | 0 | 0 | 0 | 0
BART SO2 Annual-Muskogee 5 -v5.13 | 173 | 5889 | Rate Constraint in lbs/MMBtu | FALSE | L | Annual | Allowances Purchased SO2 | MTons | 0 | 0 | 0 | 0 | 0 | 0 | 0
BART SO2 Annual-Muskogee 5 -v5.13 | 173 | 5889 | Rate Constraint in lbs/MMBtu | FALSE | L | Annual | Allowances Sold SO2 | MTons | 0 | 0 | 0 | 0 | 0 | 0 | 0
BART SO2 Annual-Muskogee 5 -v5.13 | 173 | 5889 | Rate Constraint in lbs/MMBtu | FALSE | L | Annual | Allowances Banked | MTons | 0 | 0 | 0 | 0 | 0 | 0 | 0
BART SO2 Annual-Muskogee 5 -v5.13 | 173 | 5889 | Rate Constraint in lbs/MMBtu | FALSE | L | Annual | Allowances Withdrawn (1:1) | MTons | 0 | 0 | 0 | 0 | 0 | 0 | 0
BART SO2 Annual-Muskogee 5 -v5.13 | 173 | 5889 | Rate Constraint in lbs/MMBtu | FALSE | L | Annual | Allowances Withdrawn (n:1) | MTons | 0 | 0 | 0 | 0 | 0 | 0 | 0
BART SO2 Annual-Muskogee 5 -v5.13 | 173 | 5889 | Rate Constraint in lbs/MMBtu | FALSE | L | Annual | Net Emissions Allowance Position | MTons | 0 | 0 | 0 | 0 | 0 | 0 | 0
BART SO2 Annual-Muskogee 5 -v5.13 | 173 | 5889 | Rate Constraint in lbs/MMBtu | FALSE | L | Annual | Fuel Consumed | TBtu | 0 | 0 | 0 | 0 | 0 | 0 | 0
BART SO2 Annual-Muskogee 5 -v5.13 | 173 | 5889 | Rate Constraint in lbs/MMBtu | FALSE | L | Annual | Rate | lb/MMBtu | 0 | 0 | 0 | 0 | 0 | 0 | 0
BART SO2 Annual-Muskogee 5 -v5.13 | 173 | 5889 | Rate Constraint in lbs/MMBtu | FALSE | L | Annual | Generation | TWh | 0 | 0 | 0 | 0 | 0 | 0 | 0
BART SO2 Annual-Muskogee 5 -v5.13 | 173 | 5889 | Rate Constraint in lbs/MMBtu | FALSE | L | Annual | Qualifying Generation | TWh | 0 | 0 | 0 | 0 | 0 | 0 | 0
BART SO2 Annual-Muskogee 5 -v5.13 | 173 | 5889 | Rate Constraint in lbs/MMBtu | FALSE | L | Annual | Rate | lb/MWh | 0 | 0 | 0 | 0 | 0 | 0 | 0
BART SO2 Annual-Muskogee 5 -v5.13 | 173 | 5889 | Rate Constraint in lbs/MMBtu | FALSE | L | Annual | Constraint Shadow Price | US$/Ton | 0 | 59184.3476 | 68053.7434 | 65012.3245 | 70989.9934 | 78189.8891 | 108004.6807
BART SO2 Annual-Northeastern 3313 -v5.13 | 174 | 5890 | Rate Constraint in lbs/MMBtu | FALSE | L | Annual | Seasons Included | Seasons |  | Winter, Summer | Winter, Summer | Winter, Summer | Winter, Summer | Winter, Summer | Winter, Summer
BART SO2 Annual-Northeastern 3313 -v5.13 | 174 | 5890 | Rate Constraint in lbs/MMBtu | FALSE | L | Annual | Standard | lb/MMBtu | 0 | 0.6 | 0.6 | 0.6 | 0.6 | 0.6 | 0.6
BART SO2 Annual-Northeastern 3313 -v5.13 | 174 | 5890 | Rate Constraint in lbs/MMBtu | FALSE | L | Annual | Emissions at Affected Plants SO2 | MTons | 0 | 0.04387 | 0.038321 | 0.04387 | 0 | 0 | 0
BART SO2 Annual-Northeastern 3313 -v5.13 | 174 | 5890 | Rate Constraint in lbs/MMBtu | FALSE | L | Annual | Allowances Purchased SO2 | MTons | 0 | 0 | 0 | 0 | 0 | 0 | 0
BART SO2 Annual-Northeastern 3313 -v5.13 | 174 | 5890 | Rate Constraint in lbs/MMBtu | FALSE | L | Annual | Allowances Sold SO2 | MTons | 0 | 0 | 0 | 0 | 0 | 0 | 0
BART SO2 Annual-Northeastern 3313 -v5.13 | 174 | 5890 | Rate Constraint in lbs/MMBtu | FALSE | L | Annual | Allowances Banked | MTons | 0 | 0 | 0 | 0 | 0 | 0 | 0
BART SO2 Annual-Northeastern 3313 -v5.13 | 174 | 5890 | Rate Constraint in lbs/MMBtu | FALSE | L | Annual | Allowances Withdrawn (1:1) | MTons | 0 | 0 | 0 | 0 | 0 | 0 | 0
BART SO2 Annual-Northeastern 3313 -v5.13 | 174 | 5890 | Rate Constraint in lbs/MMBtu | FALSE | L | Annual | Allowances Withdrawn (n:1) | MTons | 0 | 0 | 0 | 0 | 0 | 0 | 0
BART SO2 Annual-Northeastern 3313 -v5.13 | 174 | 5890 | Rate Constraint in lbs/MMBtu | FALSE | L | Annual | Net Emissions Allowance Position | MTons | 0 | 0.04387 | 0.038321 | 0.04387 | 0 | 0 | 0
BART SO2 Annual-Northeastern 3313 -v5.13 | 174 | 5890 | Rate Constraint in lbs/MMBtu | FALSE | L | Annual | Fuel Consumed | TBtu | 0 | 0.50426 | 0.44047 | 0.50426 | 0 | 0 | 0
BART SO2 Annual-Northeastern 3313 -v5.13 | 174 | 5890 | Rate Constraint in lbs/MMBtu | FALSE | L | Annual | Rate | lb/MMBtu | 0 | 0.174 | 0.174 | 0.174 | 0 | 0 | 0
BART SO2 Annual-Northeastern 3313 -v5.13 | 174 | 5890 | Rate Constraint in lbs/MMBtu | FALSE | L | Annual | Generation | TWh | 0 | 0.050864 | 0.044429 | 0.050864 | 0 | 0 | 0
BART SO2 Annual-Northeastern 3313 -v5.13 | 174 | 5890 | Rate Constraint in lbs/MMBtu | FALSE | L | Annual | Qualifying Generation | TWh | 0 | 0.050864 | 0.044429 | 0.050864 | 0 | 0 | 0
BART SO2 Annual-Northeastern 3313 -v5.13 | 174 | 5890 | Rate Constraint in lbs/MMBtu | FALSE | L | Annual | Rate | lb/MWh | 0 | 0.86251 | 0.86251 | 0.86251 | 0 | 0 | 0
BART SO2 Annual-Northeastern 3313 -v5.13 | 174 | 5890 | Rate Constraint in lbs/MMBtu | FALSE | L | Annual | Constraint Shadow Price | US$/Ton | 0 | 0 | 0 | 0 | 0 | 0 | 0
BART SO2 Annual-Northeastern 3314 -v5.13 | 175 | 5891 | Rate Constraint in lbs/MMBtu | FALSE | L | Annual | Seasons Included | Seasons |  | Winter, Summer | Winter, Summer | Winter, Summer | Winter, Summer | Winter, Summer | Winter, Summer
BART SO2 Annual-Northeastern 3314 -v5.13 | 175 | 5891 | Rate Constraint in lbs/MMBtu | FALSE | L | Annual | Standard | lb/MMBtu | 0 | 0.4 | 0.4 | 0.4 | 0.4 | 0.4 | 0.4
BART SO2 Annual-Northeastern 3314 -v5.13 | 175 | 5891 | Rate Constraint in lbs/MMBtu | FALSE | L | Annual | Emissions at Affected Plants SO2 | MTons | 0 | 0 | 0 | 0 | 0 | 0 | 0
BART SO2 Annual-Northeastern 3314 -v5.13 | 175 | 5891 | Rate Constraint in lbs/MMBtu | FALSE | L | Annual | Allowances Purchased SO2 | MTons | 0 | 0 | 0 | 0 | 0 | 0 | 0
BART SO2 Annual-Northeastern 3314 -v5.13 | 175 | 5891 | Rate Constraint in lbs/MMBtu | FALSE | L | Annual | Allowances Sold SO2 | MTons | 0 | 0 | 0 | 0 | 0 | 0 | 0
BART SO2 Annual-Northeastern 3314 -v5.13 | 175 | 5891 | Rate Constraint in lbs/MMBtu | FALSE | L | Annual | Allowances Banked | MTons | 0 | 0 | 0 | 0 | 0 | 0 | 0
BART SO2 Annual-Northeastern 3314 -v5.13 | 175 | 5891 | Rate Constraint in lbs/MMBtu | FALSE | L | Annual | Allowances Withdrawn (1:1) | MTons | 0 | 0 | 0 | 0 | 0 | 0 | 0
BART SO2 Annual-Northeastern 3314 -v5.13 | 175 | 5891 | Rate Constraint in lbs/MMBtu | FALSE | L | Annual | Allowances Withdrawn (n:1) | MTons | 0 | 0 | 0 | 0 | 0 | 0 | 0
BART SO2 Annual-Northeastern 3314 -v5.13 | 175 | 5891 | Rate Constraint in lbs/MMBtu | FALSE | L | Annual | Net Emissions Allowance Position | MTons | 0 | 0 | 0 | 0 | 0 | 0 | 0
BART SO2 Annual-Northeastern 3314 -v5.13 | 175 | 5891 | Rate Constraint in lbs/MMBtu | FALSE | L | Annual | Fuel Consumed | TBtu | 0 | 0 | 0 | 0 | 0 | 0 | 0
BART SO2 Annual-Northeastern 3314 -v5.13 | 175 | 5891 | Rate Constraint in lbs/MMBtu | FALSE | L | Annual | Rate | lb/MMBtu | 0 | 0 | 0 | 0 | 0 | 0 | 0
BART SO2 Annual-Northeastern 3314 -v5.13 | 175 | 5891 | Rate Constraint in lbs/MMBtu | FALSE | L | Annual | Generation | TWh | 0 | 0 | 0 | 0 | 0 | 0 | 0
BART SO2 Annual-Northeastern 3314 -v5.13 | 175 | 5891 | Rate Constraint in lbs/MMBtu | FALSE | L | Annual | Qualifying Generation | TWh | 0 | 0 | 0 | 0 | 0 | 0 | 0
BART SO2 Annual-Northeastern 3314 -v5.13 | 175 | 5891 | Rate Constraint in lbs/MMBtu | FALSE | L | Annual | Rate | lb/MWh | 0 | 0 | 0 | 0 | 0 | 0 | 0
BART SO2 Annual-Northeastern 3314 -v5.13 | 175 | 5891 | Rate Constraint in lbs/MMBtu | FALSE | L | Annual | Constraint Shadow Price | US$/Ton | 0 | 0 | 0 | 0 | 0 | 0 | 0
BART SO2 Annual-Pawnee 1 -v5.13 | 176 | 5875 | Rate Constraint in lbs/MMBtu | FALSE | L | Annual | Seasons Included | Seasons |  | Winter, Summer | Winter, Summer | Winter, Summer | Winter, Summer | Winter, Summer | Winter, Summer
BART SO2 Annual-Pawnee 1 -v5.13 | 176 | 5875 | Rate Constraint in lbs/MMBtu | FALSE | L | Annual | Standard | lb/MMBtu | 0 | 0.12 | 0.12 | 0.12 | 0.12 | 0.12 | 0.12
BART SO2 Annual-Pawnee 1 -v5.13 | 176 | 5875 | Rate Constraint in lbs/MMBtu | FALSE | L | Annual | Emissions at Affected Plants SO2 | MTons | 0 | 1.4616 | 1.4616 | 1.4616 | 1.4616 | 1.4616 | 1.4616
BART SO2 Annual-Pawnee 1 -v5.13 | 176 | 5875 | Rate Constraint in lbs/MMBtu | FALSE | L | Annual | Allowances Purchased SO2 | MTons | 0 | 0 | 0 | 0 | 0 | 0 | 0
BART SO2 Annual-Pawnee 1 -v5.13 | 176 | 5875 | Rate Constraint in lbs/MMBtu | FALSE | L | Annual | Allowances Sold SO2 | MTons | 0 | 0 | 0 | 0 | 0 | 0 | 0
BART SO2 Annual-Pawnee 1 -v5.13 | 176 | 5875 | Rate Constraint in lbs/MMBtu | FALSE | L | Annual | Allowances Banked | MTons | 0 | 0 | 0 | 0 | 0 | 0 | 0
BART SO2 Annual-Pawnee 1 -v5.13 | 176 | 5875 | Rate Constraint in lbs/MMBtu | FALSE | L | Annual | Allowances Withdrawn (1:1) | MTons | 0 | 0 | 0 | 0 | 0 | 0 | 0
BART SO2 Annual-Pawnee 1 -v5.13 | 176 | 5875 | Rate Constraint in lbs/MMBtu | FALSE | L | Annual | Allowances Withdrawn (n:1) | MTons | 0 | 0 | 0 | 0 | 0 | 0 | 0
BART SO2 Annual-Pawnee 1 -v5.13 | 176 | 5875 | Rate Constraint in lbs/MMBtu | FALSE | L | Annual | Net Emissions Allowance Position | MTons | 0 | 1.4616 | 1.4616 | 1.4616 | 1.4616 | 1.4616 | 1.4616
BART SO2 Annual-Pawnee 1 -v5.13 | 176 | 5875 | Rate Constraint in lbs/MMBtu | FALSE | L | Annual | Fuel Consumed | TBtu | 0 | 36.5856 | 36.5856 | 36.5856 | 36.5856 | 36.5856 | 36.5856
BART SO2 Annual-Pawnee 1 -v5.13 | 176 | 5875 | Rate Constraint in lbs/MMBtu | FALSE | L | Annual | Rate | lb/MMBtu | 0 | 0.0799 | 0.0799 | 0.0799 | 0.0799 | 0.0799 | 0.0799
BART SO2 Annual-Pawnee 1 -v5.13 | 176 | 5875 | Rate Constraint in lbs/MMBtu | FALSE | L | Annual | Generation | TWh | 0 | 3.6214 | 3.6214 | 3.6214 | 3.6214 | 3.6214 | 3.6214
BART SO2 Annual-Pawnee 1 -v5.13 | 176 | 5875 | Rate Constraint in lbs/MMBtu | FALSE | L | Annual | Qualifying Generation | TWh | 0 | 3.6214 | 3.6214 | 3.6214 | 3.6214 | 3.6214 | 3.6214
BART SO2 Annual-Pawnee 1 -v5.13 | 176 | 5875 | Rate Constraint in lbs/MMBtu | FALSE | L | Annual | Rate | lb/MWh | 0 | 0.4036 | 0.4036 | 0.4036 | 0.4036 | 0.4036 | 0.4036
BART SO2 Annual-Pawnee 1 -v5.13 | 176 | 5875 | Rate Constraint in lbs/MMBtu | FALSE | L | Annual | Constraint Shadow Price | US$/Ton | 0 | 0 | 0 | 0 | 0 | 0 | 0
BART SO2 Annual-Ray D Nixon 1 -v5.13 | 177 | 5876 | Rate Constraint in lbs/MMBtu | FALSE | L | Annual | Seasons Included | Seasons |  | Winter, Summer | Winter, Summer | Winter, Summer | Winter, Summer | Winter, Summer | Winter, Summer
BART SO2 Annual-Ray D Nixon 1 -v5.13 | 177 | 5876 | Rate Constraint in lbs/MMBtu | FALSE | L | Annual | Standard | lb/MMBtu | 0 | 0.11 | 0.11 | 0.11 | 0.11 | 0.11 | 0.11
BART SO2 Annual-Ray D Nixon 1 -v5.13 | 177 | 5876 | Rate Constraint in lbs/MMBtu | FALSE | L | Annual | Emissions at Affected Plants SO2 | MTons | 0 | 0.76608 | 0.76441 | 0.77426 | 0.77426 | 0.77426 | 0.77426
BART SO2 Annual-Ray D Nixon 1 -v5.13 | 177 | 5876 | Rate Constraint in lbs/MMBtu | FALSE | L | Annual | Allowances Purchased SO2 | MTons | 0 | 0 | 0 | 0 | 0 | 0 | 0
BART SO2 Annual-Ray D Nixon 1 -v5.13 | 177 | 5876 | Rate Constraint in lbs/MMBtu | FALSE | L | Annual | Allowances Sold SO2 | MTons | 0 | 0 | 0 | 0 | 0 | 0 | 0
BART SO2 Annual-Ray D Nixon 1 -v5.13 | 177 | 5876 | Rate Constraint in lbs/MMBtu | FALSE | L | Annual | Allowances Banked | MTons | 0 | 0 | 0 | 0 | 0 | 0 | 0
BART SO2 Annual-Ray D Nixon 1 -v5.13 | 177 | 5876 | Rate Constraint in lbs/MMBtu | FALSE | L | Annual | Allowances Withdrawn (1:1) | MTons | 0 | 0 | 0 | 0 | 0 | 0 | 0
BART SO2 Annual-Ray D Nixon 1 -v5.13 | 177 | 5876 | Rate Constraint in lbs/MMBtu | FALSE | L | Annual | Allowances Withdrawn (n:1) | MTons | 0 | 0 | 0 | 0 | 0 | 0 | 0
BART SO2 Annual-Ray D Nixon 1 -v5.13 | 177 | 5876 | Rate Constraint in lbs/MMBtu | FALSE | L | Annual | Net Emissions Allowance Position | MTons | 0 | 0.76608 | 0.76441 | 0.77426 | 0.77426 | 0.77426 | 0.77426
BART SO2 Annual-Ray D Nixon 1 -v5.13 | 177 | 5876 | Rate Constraint in lbs/MMBtu | FALSE | L | Annual | Fuel Consumed | TBtu | 0 | 13.9201 | 13.8898 | 14.0473 | 14.0473 | 14.0473 | 14.0473
BART SO2 Annual-Ray D Nixon 1 -v5.13 | 177 | 5876 | Rate Constraint in lbs/MMBtu | FALSE | L | Annual | Rate | lb/MMBtu | 0 | 0.11007 | 0.11007 | 0.11024 | 0.11024 | 0.11024 | 0.11024
BART SO2 Annual-Ray D Nixon 1 -v5.13 | 177 | 5876 | Rate Constraint in lbs/MMBtu | FALSE | L | Annual | Generation | TWh | 0 | 1.4385 | 1.4354 | 1.4476 | 1.4476 | 1.4476 | 1.4476
BART SO2 Annual-Ray D Nixon 1 -v5.13 | 177 | 5876 | Rate Constraint in lbs/MMBtu | FALSE | L | Annual | Qualifying Generation | TWh | 0 | 1.4385 | 1.4354 | 1.4476 | 1.4476 | 1.4476 | 1.4476
BART SO2 Annual-Ray D Nixon 1 -v5.13 | 177 | 5876 | Rate Constraint in lbs/MMBtu | FALSE | L | Annual | Rate | lb/MWh | 0 | 0.53256 | 0.53253 | 0.53485 | 0.53485 | 0.53485 | 0.53485
BART SO2 Annual-Ray D Nixon 1 -v5.13 | 177 | 5876 | Rate Constraint in lbs/MMBtu | FALSE | L | Annual | Constraint Shadow Price | US$/Ton | 0 | 30828.0733 | 1147.3716 | 6498.2174 | 6794.6155 | 6213.7269 | 29832.1019
BART SO2 Annual-San Juan 1 & 4 -v5.13 | 178 | 5853 | Rate Constraint in lbs/MMBtu | FALSE | L | Annual | Seasons Included | Seasons | Winter, Summer | Winter, Summer | Winter, Summer | Winter, Summer | Winter, Summer | Winter, Summer | Winter, Summer
BART SO2 Annual-San Juan 1 & 4 -v5.13 | 178 | 5853 | Rate Constraint in lbs/MMBtu | FALSE | L | Annual | Standard | lb/MMBtu | 0.1 | 0.1 | 0.1 | 0.1 | 0.1 | 0.1 | 0.1
BART SO2 Annual-San Juan 1 & 4 -v5.13 | 178 | 5853 | Rate Constraint in lbs/MMBtu | FALSE | L | Annual | Emissions at Affected Plants SO2 | MTons | 2.7805 | 2.7805 | 2.6266 | 2.5597 | 2.4962 | 2.4861 | 2.5354
BART SO2 Annual-San Juan 1 & 4 -v5.13 | 178 | 5853 | Rate Constraint in lbs/MMBtu | FALSE | L | Annual | Allowances Purchased SO2 | MTons | 0 | 0 | 0 | 0 | 0 | 0 | 0
BART SO2 Annual-San Juan 1 & 4 -v5.13 | 178 | 5853 | Rate Constraint in lbs/MMBtu | FALSE | L | Annual | Allowances Sold SO2 | MTons | 0 | 0 | 0 | 0 | 0 | 0 | 0
BART SO2 Annual-San Juan 1 & 4 -v5.13 | 178 | 5853 | Rate Constraint in lbs/MMBtu | FALSE | L | Annual | Allowances Banked | MTons | 0 | 0 | 0 | 0 | 0 | 0 | 0
BART SO2 Annual-San Juan 1 & 4 -v5.13 | 178 | 5853 | Rate Constraint in lbs/MMBtu | FALSE | L | Annual | Allowances Withdrawn (1:1) | MTons | 0 | 0 | 0 | 0 | 0 | 0 | 0
BART SO2 Annual-San Juan 1 & 4 -v5.13 | 178 | 5853 | Rate Constraint in lbs/MMBtu | FALSE | L | Annual | Allowances Withdrawn (n:1) | MTons | 0 | 0 | 0 | 0 | 0 | 0 | 0
BART SO2 Annual-San Juan 1 & 4 -v5.13 | 178 | 5853 | Rate Constraint in lbs/MMBtu | FALSE | L | Annual | Net Emissions Allowance Position | MTons | 2.7805 | 2.7805 | 2.6266 | 2.5597 | 2.4962 | 2.4861 | 2.5354
BART SO2 Annual-San Juan 1 & 4 -v5.13 | 178 | 5853 | Rate Constraint in lbs/MMBtu | FALSE | L | Annual | Fuel Consumed | TBtu | 55.6092 | 55.6092 | 52.5319 | 51.1948 | 49.9233 | 49.722 | 50.6775
BART SO2 Annual-San Juan 1 & 4 -v5.13 | 178 | 5853 | Rate Constraint in lbs/MMBtu | FALSE | L | Annual | Rate | lb/MMBtu | 0.1 | 0.1 | 0.1 | 0.1 | 0.1 | 0.1 | 0.10006
BART SO2 Annual-San Juan 1 & 4 -v5.13 | 178 | 5853 | Rate Constraint in lbs/MMBtu | FALSE | L | Annual | Generation | TWh | 5.401 | 5.401 | 5.1021 | 4.9744 | 4.8498 | 4.8301 | 4.9187
BART SO2 Annual-San Juan 1 & 4 -v5.13 | 178 | 5853 | Rate Constraint in lbs/MMBtu | FALSE | L | Annual | Qualifying Generation | TWh | 5.401 | 5.401 | 5.1021 | 4.9744 | 4.8498 | 4.8301 | 4.9187
BART SO2 Annual-San Juan 1 & 4 -v5.13 | 178 | 5853 | Rate Constraint in lbs/MMBtu | FALSE | L | Annual | Rate | lb/MWh | 0.51481 | 0.51481 | 0.51481 | 0.51459 | 0.51469 | 0.51471 | 0.51547
BART SO2 Annual-San Juan 1 & 4 -v5.13 | 178 | 5853 | Rate Constraint in lbs/MMBtu | FALSE | L | Annual | Constraint Shadow Price | US$/Ton | 12391.9262 | 13089.9952 | 8994.6173 | 14269.9502 | 6316.1183 | 1470.3314 | 14192.9788
BART SO2 Annual-Sooner 1 -v5.13 | 179 | 5892 | Rate Constraint in lbs/MMBtu | FALSE | L | Annual | Seasons Included | Seasons |  | Winter, Summer | Winter, Summer | Winter, Summer | Winter, Summer | Winter, Summer | Winter, Summer
BART SO2 Annual-Sooner 1 -v5.13 | 179 | 5892 | Rate Constraint in lbs/MMBtu | FALSE | L | Annual | Standard | lb/MMBtu | 0 | 0.06 | 0.06 | 0.06 | 0.06 | 0.06 | 0.06
BART SO2 Annual-Sooner 1 -v5.13 | 179 | 5892 | Rate Constraint in lbs/MMBtu | FALSE | L | Annual | Emissions at Affected Plants SO2 | MTons | 0 | 1.096 | 1.0351 | 1.096 | 1.096 | 0.95734 | 1.096
BART SO2 Annual-Sooner 1 -v5.13 | 179 | 5892 | Rate Constraint in lbs/MMBtu | FALSE | L | Annual | Allowances Purchased SO2 | MTons | 0 | 0 | 0 | 0 | 0 | 0 | 0
BART SO2 Annual-Sooner 1 -v5.13 | 179 | 5892 | Rate Constraint in lbs/MMBtu | FALSE | L | Annual | Allowances Sold SO2 | MTons | 0 | 0 | 0 | 0 | 0 | 0 | 0
BART SO2 Annual-Sooner 1 -v5.13 | 179 | 5892 | Rate Constraint in lbs/MMBtu | FALSE | L | Annual | Allowances Banked | MTons | 0 | 0 | 0 | 0 | 0 | 0 | 0
BART SO2 Annual-Sooner 1 -v5.13 | 179 | 5892 | Rate Constraint in lbs/MMBtu | FALSE | L | Annual | Allowances Withdrawn (1:1) | MTons | 0 | 0 | 0 | 0 | 0 | 0 | 0
BART SO2 Annual-Sooner 1 -v5.13 | 179 | 5892 | Rate Constraint in lbs/MMBtu | FALSE | L | Annual | Allowances Withdrawn (n:1) | MTons | 0 | 0 | 0 | 0 | 0 | 0 | 0
BART SO2 Annual-Sooner 1 -v5.13 | 179 | 5892 | Rate Constraint in lbs/MMBtu | FALSE | L | Annual | Net Emissions Allowance Position | MTons | 0 | 1.096 | 1.0351 | 1.096 | 1.096 | 0.95734 | 1.096
BART SO2 Annual-Sooner 1 -v5.13 | 179 | 5892 | Rate Constraint in lbs/MMBtu | FALSE | L | Annual | Fuel Consumed | TBtu | 0 | 36.5327 | 34.5034 | 36.5327 | 36.5327 | 31.9113 | 36.5327
BART SO2 Annual-Sooner 1 -v5.13 | 179 | 5892 | Rate Constraint in lbs/MMBtu | FALSE | L | Annual | Rate | lb/MMBtu | 0 | 0.06 | 0.06 | 0.06 | 0.06 | 0.06 | 0.06
BART SO2 Annual-Sooner 1 -v5.13 | 179 | 5892 | Rate Constraint in lbs/MMBtu | FALSE | L | Annual | Generation | TWh | 0 | 3.6897 | 3.4847 | 3.6897 | 3.6897 | 3.2229 | 3.6897
BART SO2 Annual-Sooner 1 -v5.13 | 179 | 5892 | Rate Constraint in lbs/MMBtu | FALSE | L | Annual | Qualifying Generation | TWh | 0 | 3.6897 | 3.4847 | 3.6897 | 3.6897 | 3.2229 | 3.6897
BART SO2 Annual-Sooner 1 -v5.13 | 179 | 5892 | Rate Constraint in lbs/MMBtu | FALSE | L | Annual | Rate | lb/MWh | 0 | 0.29704 | 0.29704 | 0.29704 | 0.29704 | 0.29704 | 0.29704
BART SO2 Annual-Sooner 1 -v5.13 | 179 | 5892 | Rate Constraint in lbs/MMBtu | FALSE | L | Annual | Constraint Shadow Price | US$/Ton | 0 | 29810.2396 | 5390.8954 | 13788.8737 | 8887.2634 | 11688.2517 | 15525.9677
BART SO2 Annual-Sooner 2 -v5.13 | 180 | 5893 | Rate Constraint in lbs/MMBtu | FALSE | L | Annual | Seasons Included | Seasons |  | Winter, Summer | Winter, Summer | Winter, Summer | Winter, Summer | Winter, Summer | Winter, Summer
BART SO2 Annual-Sooner 2 -v5.13 | 180 | 5893 | Rate Constraint in lbs/MMBtu | FALSE | L | Annual | Standard | lb/MMBtu | 0 | 0.06 | 0.06 | 0.06 | 0.06 | 0.06 | 0.06
BART SO2 Annual-Sooner 2 -v5.13 | 180 | 5893 | Rate Constraint in lbs/MMBtu | FALSE | L | Annual | Emissions at Affected Plants SO2 | MTons | 0 | 1.1013 | 1.0401 | 1.1013 | 1.1013 | 1.1013 | 1.1014
BART SO2 Annual-Sooner 2 -v5.13 | 180 | 5893 | Rate Constraint in lbs/MMBtu | FALSE | L | Annual | Allowances Purchased SO2 | MTons | 0 | 0 | 0 | 0 | 0 | 0 | 0
BART SO2 Annual-Sooner 2 -v5.13 | 180 | 5893 | Rate Constraint in lbs/MMBtu | FALSE | L | Annual | Allowances Sold SO2 | MTons | 0 | 0 | 0 | 0 | 0 | 0 | 0
BART SO2 Annual-Sooner 2 -v5.13 | 180 | 5893 | Rate Constraint in lbs/MMBtu | FALSE | L | Annual | Allowances Banked | MTons | 0 | 0 | 0 | 0 | 0 | 0 | 0
BART SO2 Annual-Sooner 2 -v5.13 | 180 | 5893 | Rate Constraint in lbs/MMBtu | FALSE | L | Annual | Allowances Withdrawn (1:1) | MTons | 0 | 0 | 0 | 0 | 0 | 0 | 0
BART SO2 Annual-Sooner 2 -v5.13 | 180 | 5893 | Rate Constraint in lbs/MMBtu | FALSE | L | Annual | Allowances Withdrawn (n:1) | MTons | 0 | 0 | 0 | 0 | 0 | 0 | 0
BART SO2 Annual-Sooner 2 -v5.13 | 180 | 5893 | Rate Constraint in lbs/MMBtu | FALSE | L | Annual | Net Emissions Allowance Position | MTons | 0 | 1.1013 | 1.0401 | 1.1013 | 1.1013 | 1.1013 | 1.1014
BART SO2 Annual-Sooner 2 -v5.13 | 180 | 5893 | Rate Constraint in lbs/MMBtu | FALSE | L | Annual | Fuel Consumed | TBtu | 0 | 36.7103 | 34.6711 | 36.7103 | 36.7103 | 36.7103 | 36.7125
BART SO2 Annual-Sooner 2 -v5.13 | 180 | 5893 | Rate Constraint in lbs/MMBtu | FALSE | L | Annual | Rate | lb/MMBtu | 0 | 0.06 | 0.06 | 0.06 | 0.06 | 0.06 | 0.06
BART SO2 Annual-Sooner 2 -v5.13 | 180 | 5893 | Rate Constraint in lbs/MMBtu | FALSE | L | Annual | Generation | TWh | 0 | 3.7053 | 3.4994 | 3.7053 | 3.7053 | 3.7053 | 3.7055
BART SO2 Annual-Sooner 2 -v5.13 | 180 | 5893 | Rate Constraint in lbs/MMBtu | FALSE | L | Annual | Qualifying Generation | TWh | 0 | 3.7053 | 3.4994 | 3.7053 | 3.7053 | 3.7053 | 3.7055
BART SO2 Annual-Sooner 2 -v5.13 | 180 | 5893 | Rate Constraint in lbs/MMBtu | FALSE | L | Annual | Rate | lb/MWh | 0 | 0.29723 | 0.29723 | 0.29723 | 0.29723 | 0.29723 | 0.29723
BART SO2 Annual-Sooner 2 -v5.13 | 180 | 5893 | Rate Constraint in lbs/MMBtu | FALSE | L | Annual | Constraint Shadow Price | US$/Ton | 0 | 21075.4358 | 2059.7625 | 8461.6061 | 4919.0816 | 3689.075 | 13099.4897
BART SO2 Annual-Stanton 1 -v5.13 | 181 | 5887 | Rate Constraint in lbs/MMBtu | FALSE | L | Annual | Seasons Included | Seasons |  | Winter, Summer | Winter, Summer | Winter, Summer | Winter, Summer | Winter, Summer | Winter, Summer
BART SO2 Annual-Stanton 1 -v5.13 | 181 | 5887 | Rate Constraint in lbs/MMBtu | FALSE | L | Annual | Standard | lb/MMBtu | 0 | 0.24 | 0.24 | 0.24 | 0.24 | 0.24 | 0.24
BART SO2 Annual-Stanton 1 -v5.13 | 181 | 5887 | Rate Constraint in lbs/MMBtu | FALSE | L | Annual | Emissions at Affected Plants SO2 | MTons | 0 | 1.2532 | 1.2532 | 1.2532 | 1.2532 | 1.2532 | 1.2532
BART SO2 Annual-Stanton 1 -v5.13 | 181 | 5887 | Rate Constraint in lbs/MMBtu | FALSE | L | Annual | Allowances Purchased SO2 | MTons | 0 | 0 | 0 | 0 | 0 | 0 | 0
BART SO2 Annual-Stanton 1 -v5.13 | 181 | 5887 | Rate Constraint in lbs/MMBtu | FALSE | L | Annual | Allowances Sold SO2 | MTons | 0 | 0 | 0 | 0 | 0 | 0 | 0
BART SO2 Annual-Stanton 1 -v5.13 | 181 | 5887 | Rate Constraint in lbs/MMBtu | FALSE | L | Annual | Allowances Banked | MTons | 0 | 0 | 0 | 0 | 0 | 0 | 0
BART SO2 Annual-Stanton 1 -v5.13 | 181 | 5887 | Rate Constraint in lbs/MMBtu | FALSE | L | Annual | Allowances Withdrawn (1:1) | MTons | 0 | 0 | 0 | 0 | 0 | 0 | 0
BART SO2 Annual-Stanton 1 -v5.13 | 181 | 5887 | Rate Constraint in lbs/MMBtu | FALSE | L | Annual | Allowances Withdrawn (n:1) | MTons | 0 | 0 | 0 | 0 | 0 | 0 | 0
BART SO2 Annual-Stanton 1 -v5.13 | 181 | 5887 | Rate Constraint in lbs/MMBtu | FALSE | L | Annual | Net Emissions Allowance Position | MTons | 0 | 1.2532 | 1.2532 | 1.2532 | 1.2532 | 1.2532 | 1.2532
BART SO2 Annual-Stanton 1 -v5.13 | 181 | 5887 | Rate Constraint in lbs/MMBtu | FALSE | L | Annual | Fuel Consumed | TBtu | 0 | 10.4432 | 10.4432 | 10.4432 | 10.4432 | 10.4432 | 10.4432
BART SO2 Annual-Stanton 1 -v5.13 | 181 | 5887 | Rate Constraint in lbs/MMBtu | FALSE | L | Annual | Rate | lb/MMBtu | 0 | 0.24 | 0.24 | 0.24 | 0.24 | 0.24 | 0.24
BART SO2 Annual-Stanton 1 -v5.13 | 181 | 5887 | Rate Constraint in lbs/MMBtu | FALSE | L | Annual | Generation | TWh | 0 | 1.0318 | 1.0318 | 1.0318 | 1.0318 | 1.0318 | 1.0318
BART SO2 Annual-Stanton 1 -v5.13 | 181 | 5887 | Rate Constraint in lbs/MMBtu | FALSE | L | Annual | Qualifying Generation | TWh | 0 | 1.0318 | 1.0318 | 1.0318 | 1.0318 | 1.0318 | 1.0318
BART SO2 Annual-Stanton 1 -v5.13 | 181 | 5887 | Rate Constraint in lbs/MMBtu | FALSE | L | Annual | Rate | lb/MWh | 0 | 1.2146 | 1.2146 | 1.2146 | 1.2146 | 1.2146 | 1.2146
BART SO2 Annual-Stanton 1 -v5.13 | 181 | 5887 | Rate Constraint in lbs/MMBtu | FALSE | L | Annual | Constraint Shadow Price | US$/Ton | 0 | 3277.9504 | 4532.6286 | 4323.7503 | 3809.4152 | 2561.2775 | 764.2558
Black RiverGen MER Rate Limit v3.1 | 182 | 2045 | Rate Constraint in lbs/MMBtu | FALSE | L | Annual | Seasons Included | Seasons | Winter, Summer | Winter, Summer | Winter, Summer | Winter, Summer | Winter, Summer | Winter, Summer | Winter, Summer
Black RiverGen MER Rate Limit v3.1 | 182 | 2045 | Rate Constraint in lbs/MMBtu | FALSE | L | Annual | Standard | lb/MMBtu | 6e-07 | 6e-07 | 6e-07 | 6e-07 | 6e-07 | 6e-07 | 6e-07
Black RiverGen MER Rate Limit v3.1 | 182 | 2045 | Rate Constraint in lbs/MMBtu | FALSE | L | Annual | Emissions at Affected Plants MER | lbs | 1.4419 | 1.4419 | 1.7453 | 1.9981 | 1.9981 | 1.7453 | 1.9981
Black RiverGen MER Rate Limit v3.1 | 182 | 2045 | Rate Constraint in lbs/MMBtu | FALSE | L | Annual | Allowances Purchased MER | lbs | 0 | 0 | 0 | 0 | 0 | 0 | 0
Black RiverGen MER Rate Limit v3.1 | 182 | 2045 | Rate Constraint in lbs/MMBtu | FALSE | L | Annual | Allowances Sold MER | lbs | 0 | 0 | 0 | 0 | 0 | 0 | 0
Black RiverGen MER Rate Limit v3.1 | 182 | 2045 | Rate Constraint in lbs/MMBtu | FALSE | L | Annual | Allowances Banked | lbs | 0 | 0 | 0 | 0 | 0 | 0 | 0
Black RiverGen MER Rate Limit v3.1 | 182 | 2045 | Rate Constraint in lbs/MMBtu | FALSE | L | Annual | Allowances Withdrawn (1:1) | lbs | 0 | 0 | 0 | 0 | 0 | 0 | 0
Black RiverGen MER Rate Limit v3.1 | 182 | 2045 | Rate Constraint in lbs/MMBtu | FALSE | L | Annual | Allowances Withdrawn (n:1) | lbs | 0 | 0 | 0 | 0 | 0 | 0 | 0
Black RiverGen MER Rate Limit v3.1 | 182 | 2045 | Rate Constraint in lbs/MMBtu | FALSE | L | Annual | Net Emissions Allowance Position | lbs | 1.4419 | 1.4419 | 1.7453 | 1.9981 | 1.9981 | 1.7453 | 1.9981
Black RiverGen MER Rate Limit v3.1 | 182 | 2045 | Rate Constraint in lbs/MMBtu | FALSE | L | Annual | Fuel Consumed | TBtu | 3.7861 | 3.7861 | 4.5828 | 5.2464 | 5.2464 | 4.5828 | 5.2464
Black RiverGen MER Rate Limit v3.1 | 182 | 2045 | Rate Constraint in lbs/MMBtu | FALSE | L | Annual | Rate | lb/MMBtu | 3.8085e-07 | 3.8085e-07 | 3.8085e-07 | 3.8085e-07 | 3.8085e-07 | 3.8085e-07 | 3.8085e-07
Black RiverGen MER Rate Limit v3.1 | 182 | 2045 | Rate Constraint in lbs/MMBtu | FALSE | L | Annual | Generation | TWh | 0.29163 | 0.29163 | 0.353 | 0.40412 | 0.40412 | 0.353 | 0.40412
Black RiverGen MER Rate Limit v3.1 | 182 | 2045 | Rate Constraint in lbs/MMBtu | FALSE | L | Annual | Qualifying Generation | TWh | 0.29163 | 0.29163 | 0.353 | 0.40412 | 0.40412 | 0.353 | 0.40412
Black RiverGen MER Rate Limit v3.1 | 182 | 2045 | Rate Constraint in lbs/MMBtu | FALSE | L | Annual | Rate | lb/MWh | 4.9444 | 4.9444 | 4.9444 | 4.9444 | 4.9444 | 4.9444 | 4.9444
Black RiverGen MER Rate Limit v3.1 | 182 | 2045 | Rate Constraint in lbs/MMBtu | FALSE | L | Annual | Constraint Shadow Price | US$/Lb | 0 | 0 | 0 | 0 | 0 | 0 | 0
CA AB 32- CO2 Constraint- v.5.13 | 183 | 5895 | Rate Constraint in MTons | FALSE | L | Annual | Seasons Included | Seasons | Winter, Summer | Winter, Summer | Winter, Summer | Winter, Summer | Winter, Summer | Winter, Summer | Winter, Summer
CA AB 32- CO2 Constraint- v.5.13 | 183 | 5895 | Rate Constraint in MTons | FALSE | L | Annual | Standard | MTons | 0 | 0 | 0 | 0 | 0 | 0 | 0
CA AB 32- CO2 Constraint- v.5.13 | 183 | 5895 | Rate Constraint in MTons | FALSE | L | Annual | Standard CO2 | MTons | 0 | 0 | 0 | 0 | 0 | 0 | 0
CA AB 32- CO2 Constraint- v.5.13 | 183 | 5895 | Rate Constraint in MTons | FALSE | L | Annual | Emissions at Affected Plants CO2 | MTons | 67295.9731 | 67038.4158 | 76326.3845 | 85917.7535 | 87360.8617 | 90096.0095 | 94687.9993
CA AB 32- CO2 Constraint- v.5.13 | 183 | 5895 | Rate Constraint in MTons | FALSE | L | Annual | Allowances Purchased CO2 | MTons | -67289.9931 | -67037.6944 | -76325.6631 | -85912.1315 | -87354.8817 | -90090.0295 | -94682.0194
CA AB 32- CO2 Constraint- v.5.13 | 183 | 5895 | Rate Constraint in MTons | FALSE | L | Annual | Allowances Sold CO2 | MTons | 0 | 0 | 0 | 0 | 0 | 0 | 0
CA AB 32- CO2 Constraint- v.5.13 | 183 | 5895 | Rate Constraint in MTons | FALSE | L | Annual | Allowances Banked | MTons | 0 | 0 | 0 | 0 | 0 | 0 | 0
CA AB 32- CO2 Constraint- v.5.13 | 183 | 5895 | Rate Constraint in MTons | FALSE | L | Annual | Allowances Withdrawn (1:1) | MTons | 0 | 0 | 0 | 0 | 0 | 0 | 0
CA AB 32- CO2 Constraint- v.5.13 | 183 | 5895 | Rate Constraint in MTons | FALSE | L | Annual | Allowances Withdrawn (n:1) | MTons | 0 | 0 | 0 | 0 | 0 | 0 | 0
CA AB 32- CO2 Constraint- v.5.13 | 183 | 5895 | Rate Constraint in MTons | FALSE | L | Annual | Net Emissions Allowance Position | MTons | 5.98 | 0.72136 | 0.72136 | 5.622 | 5.98 | 5.98 | 5.9799
CA AB 32- CO2 Constraint- v.5.13 | 183 | 5895 | Rate Constraint in MTons | FALSE | L | Annual | Fuel Consumed | TBtu | 1047.1272 | 1067.1052 | 1210.4799 | 1348.154 | 1385.6109 | 1433.0381 | 1511.0277
CA AB 32- CO2 Constraint- v.5.13 | 183 | 5895 | Rate Constraint in MTons | FALSE | L | Annual | Rate | lb/MMBtu | 128.5345 | 125.6454 | 126.1093 | 127.4598 | 126.0973 | 125.7413 | 125.3293
CA AB 32- CO2 Constraint- v.5.13 | 183 | 5895 | Rate Constraint in MTons | FALSE | L | Annual | Generation | TWh | 140.2657 | 146.7195 | 167.1819 | 185.4391 | 194.278 | 204.0716 | 219.4009
CA AB 32- CO2 Constraint- v.5.13 | 183 | 5895 | Rate Constraint in MTons | FALSE | L | Annual | Qualifying Generation | TWh | 140.2657 | 146.7195 | 167.1819 | 185.4391 | 194.278 | 204.0716 | 219.4009
CA AB 32- CO2 Constraint- v.5.13 | 183 | 5895 | Rate Constraint in MTons | FALSE | L | Annual | Rate | lb/MWh | 479.775 | 456.9154 | 456.5471 | 463.3207 | 449.6693 | 441.4921 | 431.5752
CA AB 32- CO2 Constraint- v.5.13 | 183 | 5895 | Rate Constraint in MTons | FALSE | L | Annual | Constraint Shadow Price | US$/Ton | 10.147 | 11.1875 | 12.3338 | 12.3336 | 12.3333 | 12.3333 | 12.3338
CA NOx Annual v3.1 | 184 | 1960 | Rate Constraint in MTons | FALSE | L | Annual | Seasons Included | Seasons | Winter, Summer | Winter, Summer | Winter, Summer | Winter, Summer | Winter, Summer | Winter, Summer | Winter, Summer
CA NOx Annual v3.1 | 184 | 1960 | Rate Constraint in MTons | FALSE | L | Annual | Standard | MTons | 0 | 0 | 0 | 0 | 0 | 0 | 0
CA NOx Annual v3.1 | 184 | 1960 | Rate Constraint in MTons | FALSE | L | Annual | Standard NOX | MTons | 0 | 0 | 0 | 0 | 0 | 0 | 0
CA NOx Annual v3.1 | 184 | 1960 | Rate Constraint in MTons | FALSE | L | Annual | Emissions at Affected Plants NOX | MTons | 0.4326 | 0.3741 | 0.32077 | 0.41529 | 0.15579 | 0.053901 | 0.03142
CA NOx Annual v3.1 | 184 | 1960 | Rate Constraint in MTons | FALSE | L | Annual | Allowances Purchased NOX | MTons | -0.4326 | -0.3741 | -0.32077 | -0.41529 | -0.15579 | -0.053901 | -0.03142
CA NOx Annual v3.1 | 184 | 1960 | Rate Constraint in MTons | FALSE | L | Annual | Allowances Sold NOX | MTons | 0 | 0 | 0 | 0 | 0 | 0 | 0
CA NOx Annual v3.1 | 184 | 1960 | Rate Constraint in MTons | FALSE | L | Annual | Allowances Banked | MTons | 0 | 0 | 0 | 0 | 0 | 0 | 0
CA NOx Annual v3.1 | 184 | 1960 | Rate Constraint in MTons | FALSE | L | Annual | Allowances Withdrawn (1:1) | MTons | 0 | 0 | 0 | 0 | 0 | 0 | 0
CA NOx Annual v3.1 | 184 | 1960 | Rate Constraint in MTons | FALSE | L | Annual | Allowances Withdrawn (n:1) | MTons | 0 | 0 | 0 | 0 | 0 | 0 | 0
CA NOx Annual v3.1 | 184 | 1960 | Rate Constraint in MTons | FALSE | L | Annual | Net Emissions Allowance Position | MTons | -5.7737e-10 | -4.7289e-10 | -6.6663e-10 | -2.2906e-09 | 3.261e-10 | -1.1124e-09 | -4.4597e-10
CA NOx Annual v3.1 | 184 | 1960 | Rate Constraint in MTons | FALSE | L | Annual | Fuel Consumed | TBtu | 74.7587 | 69.4702 | 65.1694 | 59.0414 | 35.757 | 7.6876 | 2.765
CA NOx Annual v3.1 | 184 | 1960 | Rate Constraint in MTons | FALSE | L | Annual | Rate | lb/MMBtu | 0.011573 | 0.01077 | 0.0098443 | 0.014068 | 0.0087139 | 0.014023 | 0.022727
CA NOx Annual v3.1 | 184 | 1960 | Rate Constraint in MTons | FALSE | L | Annual | Generation | TWh | 9.105 | 8.5549 | 8.195 | 7.7369 | 4.6715 | 0.96716 | 0.34147
CA NOx Annual v3.1 | 184 | 1960 | Rate Constraint in MTons | FALSE | L | Annual | Qualifying Generation | TWh | 9.105 | 8.5549 | 8.195 | 7.7369 | 4.6715 | 0.96716 | 0.34147
CA NOx Annual v3.1 | 184 | 1960 | Rate Constraint in MTons | FALSE | L | Annual | Rate | lb/MWh | 0.047512 | 0.043729 | 0.039142 | 0.053677 | 0.033349 | 0.055732 | 0.092015
CA NOx Annual v3.1 | 184 | 1960 | Rate Constraint in MTons | FALSE | L | Annual | Constraint Shadow Price | US$/Ton | 12079.4233 | 12079.4237 | 12079.4234 | 12079.4232 | 12079.4233 | 12079.4232 | 12079.4237
CA SO2 Annual v3.1 | 185 | 1961 | Rate Constraint in MTons | FALSE | L | Annual | Seasons Included | Seasons | Winter, Summer | Winter, Summer | Winter, Summer | Winter, Summer | Winter, Summer | Winter, Summer | Winter, Summer
CA SO2 Annual v3.1 | 185 | 1961 | Rate Constraint in MTons | FALSE | L | Annual | Standard | MTons | 0 | 0 | 0 | 0 | 0 | 0 | 0
CA SO2 Annual v3.1 | 185 | 1961 | Rate Constraint in MTons | FALSE | L | Annual | Standard SO2 | MTons | 0 | 0 | 0 | 0 | 0 | 0 | 0
CA SO2 Annual v3.1 | 185 | 1961 | Rate Constraint in MTons | FALSE | L | Annual | Emissions at Affected Plants SO2 | MTons | 0 | 0 | 0 | 0 | 0 | 0 | 0
CA SO2 Annual v3.1 | 185 | 1961 | Rate Constraint in MTons | FALSE | L | Annual | Allowances Purchased SO2 | MTons | 0 | 0 | 0 | 0 | 0 | 0 | 0
CA SO2 Annual v3.1 | 185 | 1961 | Rate Constraint in MTons | FALSE | L | Annual | Allowances Sold SO2 | MTons | 0 | 0 | 0 | 0 | 0 | 0 | 0
CA SO2 Annual v3.1 | 185 | 1961 | Rate Constraint in MTons | FALSE | L | Annual | Allowances Banked | MTons | 0 | 0 | 0 | 0 | 0 | 0 | 0
CA SO2 Annual v3.1 | 185 | 1961 | Rate Constraint in MTons | FALSE | L | Annual | Allowances Withdrawn (1:1) | MTons | 0 | 0 | 0 | 0 | 0 | 0 | 0
CA SO2 Annual v3.1 | 185 | 1961 | Rate Constraint in MTons | FALSE | L | Annual | Allowances Withdrawn (n:1) | MTons | 0 | 0 | 0 | 0 | 0 | 0 | 0
CA SO2 Annual v3.1 | 185 | 1961 | Rate Constraint in MTons | FALSE | L | Annual | Net Emissions Allowance Position | MTons | 0 | 0 | 0 | 0 | 0 | 0 | 0
CA SO2 Annual v3.1 | 185 | 1961 | Rate Constraint in MTons | FALSE | L | Annual | Fuel Consumed | TBtu | 6.7762 | 6.3852 | 1.5678 | 0.15601 | 0 | 0 | 0
CA SO2 Annual v3.1 | 185 | 1961 | Rate Constraint in MTons | FALSE | L | Annual | Rate | lb/MMBtu | 0 | 0 | 0 | 0 | 0 | 0 | 0
CA SO2 Annual v3.1 | 185 | 1961 | Rate Constraint in MTons | FALSE | L | Annual | Generation | TWh | 0.60768 | 0.57159 | 0.14469 | 0.016001 | 0 | 0 | 0
CA SO2 Annual v3.1 | 185 | 1961 | Rate Constraint in MTons | FALSE | L | Annual | Qualifying Generation | TWh | 0.60768 | 0.57159 | 0.14469 | 0.016001 | 0 | 0 | 0
CA SO2 Annual v3.1 | 185 | 1961 | Rate Constraint in MTons | FALSE | L | Annual | Rate | lb/MWh | 0 | 0 | 0 | 0 | 0 | 0 | 0
CA SO2 Annual v3.1 | 185 | 1961 | Rate Constraint in MTons | FALSE | L | Annual | Constraint Shadow Price | US$/Ton | 0 | 0 | 0 | 0 | 0 | 0 | 0
CO Hg Rule - MER Removal Annual v3.1 | 186 | 1515 | MACT Fuel Choice Floor in lbs/MMBtu | FALSE | L | Annual | Seasons Included | Seasons | Winter, Summer | Winter, Summer | Winter, Summer | Winter, Summer | Winter, Summer | Winter, Summer | Winter, Summer
CO Hg Rule - MER Removal Annual v3.1 | 186 | 1515 | MACT Fuel Choice Floor in lbs/MMBtu | FALSE | L | Annual | Emission Floor | lbs/MMBtu | 1.6496e-06 | 8.248e-07 | 8.248e-07 | 8.248e-07 | 8.248e-07 | 8.248e-07 | 8.248e-07
CO Hg Rule - MER Removal Annual v3.1 | 186 | 1515 | MACT Fuel Choice Floor in lbs/MMBtu | FALSE | L | Annual | Emissions at Affected Plants MER | lbs | 102.7163 | 87.5929 | 84.9986 | 85.5513 | 82.4392 | 80.7132 | 112.7893
CO Hg Rule - MER Removal Annual v3.1 | 186 | 1515 | MACT Fuel Choice Floor in lbs/MMBtu | FALSE | L | Annual | Allowances Purchased MER | lbs | 0 | 0 | 0 | 0 | 0 | 0 | 0
CO Hg Rule - MER Removal Annual v3.1 | 186 | 1515 | MACT Fuel Choice Floor in lbs/MMBtu | FALSE | L | Annual | Allowances Sold MER | lbs | 0 | 0 | 0 | 0 | 0 | 0 | 0
CO Hg Rule - MER Removal Annual v3.1 | 186 | 1515 | MACT Fuel Choice Floor in lbs/MMBtu | FALSE | L | Annual | Allowances Banked | lbs | 0 | 0 | 0 | 0 | 0 | 0 | 0
CO Hg Rule - MER Removal Annual v3.1 | 186 | 1515 | MACT Fuel Choice Floor in lbs/MMBtu | FALSE | L | Annual | Allowances Withdrawn (1:1) | lbs | 0 | 0 | 0 | 0 | 0 | 0 | 0
CO Hg Rule - MER Removal Annual v3.1 | 186 | 1515 | MACT Fuel Choice Floor in lbs/MMBtu | FALSE | L | Annual | Allowances Withdrawn (n:1) | lbs | 0 | 0 | 0 | 0 | 0 | 0 | 0
CO Hg Rule - MER Removal Annual v3.1 | 186 | 1515 | MACT Fuel Choice Floor in lbs/MMBtu | FALSE | L | Annual | Net Emissions Allowance Position | lbs | 102.7163 | 87.5929 | 84.9986 | 85.5513 | 82.4392 | 80.7132 | 112.7893
CO Hg Rule - MER Removal Annual v3.1 | 186 | 1515 | MACT Fuel Choice Floor in lbs/MMBtu | FALSE | L | Annual | Fuel Consumed | TBtu | 266.252 | 217.823 | 209.8235 | 211.7153 | 210.6734 | 205.7954 | 216.165
CO Hg Rule - MER Removal Annual v3.1 | 186 | 1515 | MACT Fuel Choice Floor in lbs/MMBtu | FALSE | L | Annual | Rate | lb/MMBtu | 3.8579e-07 | 4.0213e-07 | 4.051e-07 | 4.0409e-07 | 3.9131e-07 | 3.922e-07 | 5.2177e-07
CO Hg Rule - MER Removal Annual v3.1 | 186 | 1515 | MACT Fuel Choice Floor in lbs/MMBtu | FALSE | L | Annual | Generation | TWh | 26.332 | 22.2734 | 21.5136 | 21.6903 | 21.5535 | 21.0858 | 22.0779
CO Hg Rule - MER Removal Annual v3.1 | 186 | 1515 | MACT Fuel Choice Floor in lbs/MMBtu | FALSE | L | Annual | Qualifying Generation | TWh | 26.332 | 22.2734 | 21.5136 | 21.6903 | 21.5535 | 21.0858 | 22.0779
CO Hg Rule - MER Removal Annual v3.1 | 186 | 1515 | MACT Fuel Choice Floor in lbs/MMBtu | FALSE | L | Annual | Constraint Shadow Price | US$/Lb | 0 | 0 | 0 | 0 | 0 | 0 | 0
CR Huntley MER Rate Limit v3.1 | 187 | 2040 | Rate Constraint in lbs/MMBtu | FALSE | L | Annual | Seasons Included | Seasons | Winter, Summer | Winter, Summer | Winter, Summer | Winter, Summer | Winter, Summer | Winter, Summer | Winter, Summer
CR Huntley MER Rate Limit v3.1 | 187 | 2040 | Rate Constraint in lbs/MMBtu | FALSE | L | Annual | Standard | lb/MMBtu | 6e-07 | 6e-07 | 6e-07 | 6e-07 | 6e-07 | 6e-07 | 6e-07
CR Huntley MER Rate Limit v3.1 | 187 | 2040 | Rate Constraint in lbs/MMBtu | FALSE | L | Annual | Emissions at Affected Plants MER | lbs | 0 | 0 | 0 | 0 | 0 | 0 | 0
CR Huntley MER Rate Limit v3.1 | 187 | 2040 | Rate Constraint in lbs/MMBtu | FALSE | L | Annual | Allowances Purchased MER | lbs | 0 | 0 | 0 | 0 | 0 | 0 | 0
CR Huntley MER Rate Limit v3.1 | 187 | 2040 | Rate Constraint in lbs/MMBtu | FALSE | L | Annual | Allowances Sold MER | lbs | 0 | 0 | 0 | 0 | 0 | 0 | 0
CR Huntley MER Rate Limit v3.1 | 187 | 2040 | Rate Constraint in lbs/MMBtu | FALSE | L | Annual | Allowances Banked | lbs | 0 | 0 | 0 | 0 | 0 | 0 | 0
CR Huntley MER Rate Limit v3.1 | 187 | 2040 | Rate Constraint in lbs/MMBtu | FALSE | L | Annual | Allowances Withdrawn (1:1) | lbs | 0 | 0 | 0 | 0 | 0 | 0 | 0
CR Huntley MER Rate Limit v3.1 | 187 | 2040 | Rate Constraint in lbs/MMBtu | FALSE | L | Annual | Allowances Withdrawn (n:1) | lbs | 0 | 0 | 0 | 0 | 0 | 0 | 0
CR Huntley MER Rate Limit v3.1 | 187 | 2040 | Rate Constraint in lbs/MMBtu | FALSE | L | Annual | Net Emissions Allowance Position | lbs | 0 | 0 | 0 | 0 | 0 | 0 | 0
CR Huntley MER Rate Limit v3.1 | 187 | 2040 | Rate Constraint in lbs/MMBtu | FALSE | L | Annual | Fuel Consumed | TBtu | 0 | 0 | 0 | 0 | 0 | 0 | 0
CR Huntley MER Rate Limit v3.1 | 187 | 2040 | Rate Constraint in lbs/MMBtu | FALSE | L | Annual | Rate | lb/MMBtu | 0 | 0 | 0 | 0 | 0 | 0 | 0
CR Huntley MER Rate Limit v3.1 | 187 | 2040 | Rate Constraint in lbs/MMBtu | FALSE | L | Annual | Generation | TWh | 0 | 0 | 0 | 0 | 0 | 0 | 0
CR Huntley MER Rate Limit v3.1 | 187 | 2040 | Rate Constraint in lbs/MMBtu | FALSE | L | Annual | Qualifying Generation | TWh | 0 | 0 | 0 | 0 | 0 | 0 | 0
CR Huntley MER Rate Limit v3.1 | 187 | 2040 | Rate Constraint in lbs/MMBtu | FALSE | L | Annual | Rate | lb/MWh | 0 | 0 | 0 | 0 | 0 | 0 | 0
CR Huntley MER Rate Limit v3.1 | 187 | 2040 | Rate Constraint in lbs/MMBtu | FALSE | L | Annual | Constraint Shadow Price | US$/Lb | 0 | 0 | 0 | 0 | 0 | 0 | 13294.1083
CT Fac. Spec. - MER Rate Annual v3.1 | 188 | 1767 | MACT Fuel Choice Floor in lbs/MMBtu | FALSE | L | Annual | Seasons Included | Seasons | Winter, Summer | Winter, Summer | Winter, Summer | Winter, Summer | Winter, Summer | Winter, Summer | Winter, Summer
CT Fac. Spec. - MER Rate Annual v3.1 | 188 | 1767 | MACT Fuel Choice Floor in lbs/MMBtu | FALSE | L | Annual | Emission Floor | lbs/MMBtu | 6e-07 | 6e-07 | 6e-07 | 6e-07 | 6e-07 | 6e-07 | 6e-07
CT Fac. Spec. - MER Rate Annual v3.1 | 188 | 1767 | MACT Fuel Choice Floor in lbs/MMBtu | FALSE | L | Annual | Emissions at Affected Plants MER | lbs | 0 | 0 | 0 | 0 | 0 | 0 | 0
CT Fac. Spec. - MER Rate Annual v3.1 | 188 | 1767 | MACT Fuel Choice Floor in lbs/MMBtu | FALSE | L | Annual | Allowances Purchased MER | lbs | 0 | 0 | 0 | 0 | 0 | 0 | 0
CT Fac. Spec. - MER Rate Annual v3.1 | 188 | 1767 | MACT Fuel Choice Floor in lbs/MMBtu | FALSE | L | Annual | Allowances Sold MER | lbs | 0 | 0 | 0 | 0 | 0 | 0 | 0
CT Fac. Spec. - MER Rate Annual v3.1 | 188 | 1767 | MACT Fuel Choice Floor in lbs/MMBtu | FALSE | L | Annual | Allowances Banked | lbs | 0 | 0 | 0 | 0 | 0 | 0 | 0
CT Fac. Spec. - MER Rate Annual v3.1 | 188 | 1767 | MACT Fuel Choice Floor in lbs/MMBtu | FALSE | L | Annual | Allowances Withdrawn (1:1) | lbs | 0 | 0 | 0 | 0 | 0 | 0 | 0
CT Fac. Spec. - MER Rate Annual v3.1 | 188 | 1767 | MACT Fuel Choice Floor in lbs/MMBtu | FALSE | L | Annual | Allowances Withdrawn (n:1) | lbs | 0 | 0 | 0 | 0 | 0 | 0 | 0
CT Fac. Spec. - MER Rate Annual v3.1 | 188 | 1767 | MACT Fuel Choice Floor in lbs/MMBtu | FALSE | L | Annual | Net Emissions Allowance Position | lbs | 0 | 0 | 0 | 0 | 0 | 0 | 0
CT Fac. Spec. - MER Rate Annual v3.1 | 188 | 1767 | MACT Fuel Choice Floor in lbs/MMBtu | FALSE | L | Annual | Fuel Consumed | TBtu | 0 | 0 | 0 | 0 | 0 | 0 | 0
CT Fac. Spec. - MER Rate Annual v3.1 | 188 | 1767 | MACT Fuel Choice Floor in lbs/MMBtu | FALSE | L | Annual | Rate | lb/MMBtu | 0 | 0 | 0 | 0 | 0 | 0 | 0
CT Fac. Spec. - MER Rate Annual v3.1 | 188 | 1767 | MACT Fuel Choice Floor in lbs/MMBtu | FALSE | L | Annual | Generation | TWh | 0 | 0 | 0 | 0 | 0 | 0 | 0
CT Fac. Spec. - MER Rate Annual v3.1 | 188 | 1767 | MACT Fuel Choice Floor in lbs/MMBtu | FALSE | L | Annual | Qualifying Generation | TWh | 0 | 0 | 0 | 0 | 0 | 0 | 0
CT Fac. Spec. - MER Rate Annual v3.1 | 188 | 1767 | MACT Fuel Choice Floor in lbs/MMBtu | FALSE | L | Annual | Constraint Shadow Price | US$/Lb | 0 | 0 | 0 | 0 | 0 | 0 | 0
CT Fac. Spec. - NOX Rate Winter v.4.10 Final, Unit 1139 and retrofits | 189 | 2270 | Rate Constraint in lbs/MMBtu | FALSE | L | Annual | Seasons Included | Seasons | Winter | Winter | Winter | Winter | Winter | Winter | Winter
CT Fac. Spec. - NOX Rate Winter v.4.10 Final, Unit 1139 and retrofits | 189 | 2270 | Rate Constraint in lbs/MMBtu | FALSE | L | Annual | Standard | lb/MMBtu | 0.15 | 0.15 | 0.15 | 0.15 | 0.15 | 0.15 | 0.15
CT Fac. Spec. - NOX Rate Winter v.4.10 Final, Unit 1139 and retrofits | 189 | 2270 | Rate Constraint in lbs/MMBtu | FALSE | L | Annual | Emissions at Affected Plants NOX | MTons | 0 | 0 | 0 | 0 | 0 | 0 | 0
CT Fac. Spec. - NOX Rate Winter v.4.10 Final, Unit 1139 and retrofits | 189 | 2270 | Rate Constraint in lbs/MMBtu | FALSE | L | Annual | Allowances Purchased NOX | MTons | 0 | 0 | 0 | 0 | 0 | 0 | 0
CT Fac. Spec. - NOX Rate Winter v.4.10 Final, Unit 1139 and retrofits | 189 | 2270 | Rate Constraint in lbs/MMBtu | FALSE | L | Annual | Allowances Sold NOX | MTons | 0 | 0 | 0 | 0 | 0 | 0 | 0
CT Fac. Spec. - NOX Rate Winter v.4.10 Final, Unit 1139 and retrofits | 189 | 2270 | Rate Constraint in lbs/MMBtu | FALSE | L | Annual | Allowances Banked | MTons | 0 | 0 | 0 | 0 | 0 | 0 | 0
CT Fac. Spec. - NOX Rate Winter v.4.10 Final, Unit 1139 and retrofits | 189 | 2270 | Rate Constraint in lbs/MMBtu | FALSE | L | Annual | Allowances Withdrawn (1:1) | MTons | 0 | 0 | 0 | 0 | 0 | 0 | 0
CT Fac. Spec. - NOX Rate Winter v.4.10 Final, Unit 1139 and retrofits | 189 | 2270 | Rate Constraint in lbs/MMBtu | FALSE | L | Annual | Allowances Withdrawn (n:1) | MTons | 0 | 0 | 0 | 0 | 0 | 0 | 0
CT Fac. Spec. - NOX Rate Winter v.4.10 Final, Unit 1139 and retrofits | 189 | 2270 | Rate Constraint in lbs/MMBtu | FALSE | L | Annual | Net Emissions Allowance Position | MTons | 0 | 0 | 0 | 0 | 0 | 0 | 0
CT Fac. Spec. - NOX Rate Winter v.4.10 Final, Unit 1139 and retrofits | 189 | 2270 | Rate Constraint in lbs/MMBtu | FALSE | L | Annual | Fuel Consumed | TBtu | 0 | 0 | 0 | 0 | 0 | 0 | 0
CT Fac. Spec. - NOX Rate Winter v.4.10 Final, Unit 1139 and retrofits | 189 | 2270 | Rate Constraint in lbs/MMBtu | FALSE | L | Annual | Rate | lb/MMBtu | 0 | 0 | 0 | 0 | 0 | 0 | 0
CT Fac. Spec. - NOX Rate Winter v.4.10 Final, Unit 1139 and retrofits | 189 | 2270 | Rate Constraint in lbs/MMBtu | FALSE | L | Annual | Generation | TWh | 0 | 0 | 0 | 0 | 0 | 0 | 0
CT Fac. Spec. - NOX Rate Winter v.4.10 Final, Unit 1139 and retrofits | 189 | 2270 | Rate Constraint in lbs/MMBtu | FALSE | L | Annual | Qualifying Generation | TWh | 0 | 0 | 0 | 0 | 0 | 0 | 0
CT Fac. Spec. - NOX Rate Winter v.4.10 Final, Unit 1139 and retrofits | 189 | 2270 | Rate Constraint in lbs/MMBtu | FALSE | L | Annual | Rate | lb/MWh | 0 | 0 | 0 | 0 | 0 | 0 | 0
CT Fac. Spec. - NOX Rate Winter v.4.10 Final, Unit 1139 and retrofits | 189 | 2270 | Rate Constraint in lbs/MMBtu | FALSE | L | Annual | Constraint Shadow Price | US$/Ton | 0 | 0 | 0 | 0 | 0 | 0 | 0
CT Fac. Spec. - NOX Rate Winter v.4.10 Final, Unit 1112 and retrofits | 190 | 2270 | Rate Constraint in lbs/MMBtu | FALSE | L | Annual | Seasons Included | Seasons | Winter | Winter | Winter | Winter | Winter | Winter | Winter
CT Fac. Spec. - NOX Rate Winter v.4.10 Final, Unit 1112 and retrofits | 190 | 2270 | Rate Constraint in lbs/MMBtu | FALSE | L | Annual | Standard | lb/MMBtu | 0.15 | 0.15 | 0.15 | 0.15 | 0.15 | 0.15 | 0.15
CT Fac. Spec. - NOX Rate Winter v.4.10 Final, Unit 1112 and retrofits | 190 | 2270 | Rate Constraint in lbs/MMBtu | FALSE | L | Annual | Emissions at Affected Plants NOX | MTons | 0 | 0 | 0 | 0 | 0 | 0 | 0
CT Fac. Spec. - NOX Rate Winter v.4.10 Final, Unit 1112 and retrofits | 190 | 2270 | Rate Constraint in lbs/MMBtu | FALSE | L | Annual | Allowances Purchased NOX | MTons | 0 | 0 | 0 | 0 | 0 | 0 | 0
CT Fac. Spec. - NOX Rate Winter v.4.10 Final, Unit 1112 and retrofits | 190 | 2270 | Rate Constraint in lbs/MMBtu | FALSE | L | Annual | Allowances Sold NOX | MTons | 0 | 0 | 0 | 0 | 0 | 0 | 0
CT Fac. Spec. - NOX Rate Winter v.4.10 Final, Unit 1112 and retrofits | 190 | 2270 | Rate Constraint in lbs/MMBtu | FALSE | L | Annual | Allowances Banked | MTons | 0 | 0 | 0 | 0 | 0 | 0 | 0
CT Fac. Spec. - NOX Rate Winter v.4.10 Final, Unit 1112 and retrofits | 190 | 2270 | Rate Constraint in lbs/MMBtu | FALSE | L | Annual | Allowances Withdrawn (1:1) | MTons | 0 | 0 | 0 | 0 | 0 | 0 | 0
CT Fac. Spec. - NOX Rate Winter v.4.10 Final, Unit 1112 and retrofits | 190 | 2270 | Rate Constraint in lbs/MMBtu | FALSE | L | Annual | Allowances Withdrawn (n:1) | MTons | 0 | 0 | 0 | 0 | 0 | 0 | 0
CT Fac. Spec. - NOX Rate Winter v.4.10 Final, Unit 1112 and retrofits | 190 | 2270 | Rate Constraint in lbs/MMBtu | FALSE | L | Annual | Net Emissions Allowance Position | MTons | 0 | 0 | 0 | 0 | 0 | 0 | 0
CT Fac. Spec. - NOX Rate Winter v.4.10 Final, Unit 1112 and retrofits | 190 | 2270 | Rate Constraint in lbs/MMBtu | FALSE | L | Annual | Fuel Consumed | TBtu | 0 | 0 | 0 | 0 | 0 | 0 | 0
CT Fac. Spec. - NOX Rate Winter v.4.10 Final, Unit 1112 and retrofits | 190 | 2270 | Rate Constraint in lbs/MMBtu | FALSE | L | Annual | Rate | lb/MMBtu | 0 | 0 | 0 | 0 | 0 | 0 | 0
CT Fac. Spec. - NOX Rate Winter v.4.10 Final, Unit 1112 and retrofits | 190 | 2270 | Rate Constraint in lbs/MMBtu | FALSE | L | Annual | Generation | TWh | 0 | 0 | 0 | 0 | 0 | 0 | 0
CT Fac. Spec. - NOX Rate Winter v.4.10 Final, Unit 1112 and retrofits | 190 | 2270 | Rate Constraint in lbs/MMBtu | FALSE | L | Annual | Qualifying Generation | TWh | 0 | 0 | 0 | 0 | 0 | 0 | 0
CT Fac. Spec. - NOX Rate Winter v.4.10 Final, Unit 1112 and retrofits | 190 | 2270 | Rate Constraint in lbs/MMBtu | FALSE | L | Annual | Rate | lb/MWh | 0 | 0 | 0 | 0 | 0 | 0 | 0
CT Fac. Spec. - NOX Rate Winter v.4.10 Final, Unit 1112 and retrofits | 190 | 2270 | Rate Constraint in lbs/MMBtu | FALSE | L | Annual | Constraint Shadow Price | US$/Ton | 0 | 0 | 0 | 0 | 0 | 0 | 0
CT Fac. Spec. - NOX Rate Winter v.4.10 Final, Unit 1113 and retrofits | 191 | 2270 | Rate Constraint in lbs/MMBtu | FALSE | L | Annual | Seasons Included | Seasons | Winter | Winter | Winter | Winter | Winter | Winter | Winter
CT Fac. Spec. - NOX Rate Winter v.4.10 Final, Unit 1113 and retrofits | 191 | 2270 | Rate Constraint in lbs/MMBtu | FALSE | L | Annual | Standard | lb/MMBtu | 0.15 | 0.15 | 0.15 | 0.15 | 0.15 | 0.15 | 0.15
CT Fac. Spec. - NOX Rate Winter v.4.10 Final, Unit 1113 and retrofits | 191 | 2270 | Rate Constraint in lbs/MMBtu | FALSE | L | Annual | Emissions at Affected Plants NOX | MTons | 0 | 0 | 0 | 0 | 0 | 0 | 0
CT Fac. Spec. - NOX Rate Winter v.4.10 Final, Unit 1113 and retrofits | 191 | 2270 | Rate Constraint in lbs/MMBtu | FALSE | L | Annual | Allowances Purchased NOX | MTons | 0 | 0 | 0 | 0 | 0 | 0 | 0
CT Fac. Spec. - NOX Rate Winter v.4.10 Final, Unit 1113 and retrofits | 191 | 2270 | Rate Constraint in lbs/MMBtu | FALSE | L | Annual | Allowances Sold NOX | MTons | 0 | 0 | 0 | 0 | 0 | 0 | 0
CT Fac. Spec. - NOX Rate Winter v.4.10 Final, Unit 1113 and retrofits | 191 | 2270 | Rate Constraint in lbs/MMBtu | FALSE | L | Annual | Allowances Banked | MTons | 0 | 0 | 0 | 0 | 0 | 0 | 0
CT Fac. Spec. - NOX Rate Winter v.4.10 Final, Unit 1113 and retrofits | 191 | 2270 | Rate Constraint in lbs/MMBtu | FALSE | L | Annual | Allowances Withdrawn (1:1) | MTons | 0 | 0 | 0 | 0 | 0 | 0 | 0
CT Fac. Spec. - NOX Rate Winter v.4.10 Final, Unit 1113 and retrofits | 191 | 2270 | Rate Constraint in lbs/MMBtu | FALSE | L | Annual | Allowances Withdrawn (n:1) | MTons | 0 | 0 | 0 | 0 | 0 | 0 | 0
CT Fac. Spec. - NOX Rate Winter v.4.10 Final, Unit 1113 and retrofits | 191 | 2270 | Rate Constraint in lbs/MMBtu | FALSE | L | Annual | Net Emissions Allowance Position | MTons | 0 | 0 | 0 | 0 | 0 | 0 | 0
CT Fac. Spec. - NOX Rate Winter v.4.10 Final, Unit 1113 and retrofits | 191 | 2270 | Rate Constraint in lbs/MMBtu | FALSE | L | Annual | Fuel Consumed | TBtu | 0 | 0 | 0 | 0 | 0 | 0 | 0
CT Fac. Spec. - NOX Rate Winter v.4.10 Final, Unit 1113 and retrofits | 191 | 2270 | Rate Constraint in lbs/MMBtu | FALSE | L | Annual | Rate | lb/MMBtu | 0 | 0 | 0 | 0 | 0 | 0 | 0
CT Fac. Spec. - NOX Rate Winter v.4.10 Final, Unit 1113 and retrofits | 191 | 2270 | Rate Constraint in lbs/MMBtu | FALSE | L | Annual | Generation | TWh | 0 | 0 | 0 | 0 | 0 | 0 | 0
CT Fac. Spec. - NOX Rate Winter v.4.10 Final, Unit 1113 and retrofits | 191 | 2270 | Rate Constraint in lbs/MMBtu | FALSE | L | Annual | Qualifying Generation | TWh | 0 | 0 | 0 | 0 | 0 | 0 | 0
CT Fac. Spec. - NOX Rate Winter v.4.10 Final, Unit 1113 and retrofits | 191 | 2270 | Rate Constraint in lbs/MMBtu | FALSE | L | Annual | Rate | lb/MWh | 0 | 0 | 0 | 0 | 0 | 0 | 0
CT Fac. Spec. - NOX Rate Winter v.4.10 Final, Unit 1113 and retrofits | 191 | 2270 | Rate Constraint in lbs/MMBtu | FALSE | L | Annual | Constraint Shadow Price | US$/Ton | 0 | 0 | 0 | 0 | 0 | 0 | 0
CT Fac. Spec. - NOX Rate Winter v.4.10 Final, Unit 1114 and retrofits | 192 | 2270 | Rate Constraint in lbs/MMBtu | FALSE | L | Annual | Seasons Included | Seasons | Winter | Winter | Winter | Winter | Winter | Winter | Winter
CT Fac. Spec. - NOX Rate Winter v.4.10 Final, Unit 1114 and retrofits | 192 | 2270 | Rate Constraint in lbs/MMBtu | FALSE | L | Annual | Standard | lb/MMBtu | 0.15 | 0.15 | 0.15 | 0.15 | 0.15 | 0.15 | 0.15
CT Fac. Spec. - NOX Rate Winter v.4.10 Final, Unit 1114 and retrofits | 192 | 2270 | Rate Constraint in lbs/MMBtu | FALSE | L | Annual | Emissions at Affected Plants NOX | MTons | 0 | 0 | 0 | 0 | 0 | 0 | 0
CT Fac. Spec. - NOX Rate Winter v.4.10 Final, Unit 1114 and retrofits | 192 | 2270 | Rate Constraint in lbs/MMBtu | FALSE | L | Annual | Allowances Purchased NOX | MTons | 0 | 0 | 0 | 0 | 0 | 0 | 0
CT Fac. Spec. - NOX Rate Winter v.4.10 Final, Unit 1114 and retrofits | 192 | 2270 | Rate Constraint in lbs/MMBtu | FALSE | L | Annual | Allowances Sold NOX | MTons | 0 | 0 | 0 | 0 | 0 | 0 | 0
CT Fac. Spec. - NOX Rate Winter v.4.10 Final, Unit 1114 and retrofits | 192 | 2270 | Rate Constraint in lbs/MMBtu | FALSE | L | Annual | Allowances Banked | MTons | 0 | 0 | 0 | 0 | 0 | 0 | 0
CT Fac. Spec. - NOX Rate Winter v.4.10 Final, Unit 1114 and retrofits | 192 | 2270 | Rate Constraint in lbs/MMBtu | FALSE | L | Annual | Allowances Withdrawn (1:1) | MTons | 0 | 0 | 0 | 0 | 0 | 0 | 0
CT Fac. Spec. - NOX Rate Winter v.4.10 Final, Unit 1114 and retrofits | 192 | 2270 | Rate Constraint in lbs/MMBtu | FALSE | L | Annual | Allowances Withdrawn (n:1) | MTons | 0 | 0 | 0 | 0 | 0 | 0 | 0
CT Fac. Spec. - NOX Rate Winter v.4.10 Final, Unit 1114 and retrofits | 192 | 2270 | Rate Constraint in lbs/MMBtu | FALSE | L | Annual | Net Emissions Allowance Position | MTons | 0 | 0 | 0 | 0 | 0 | 0 | 0
CT Fac. Spec. - NOX Rate Winter v.4.10 Final, Unit 1114 and retrofits | 192 | 2270 | Rate Constraint in lbs/MMBtu | FALSE | L | Annual | Fuel Consumed | TBtu | 0 | 0 | 0 | 0 | 0 | 0 | 0
CT Fac. Spec. - NOX Rate Winter v.4.10 Final, Unit 1114 and retrofits | 192 | 2270 | Rate Constraint in lbs/MMBtu | FALSE | L | Annual | Rate | lb/MMBtu | 0 | 0 | 0 | 0 | 0 | 0 | 0
CT Fac. Spec. - NOX Rate Winter v.4.10 Final, Unit 1114 and retrofits | 192 | 2270 | Rate Constraint in lbs/MMBtu | FALSE | L | Annual | Generation | TWh | 0 | 0 | 0 | 0 | 0 | 0 | 0
CT Fac. Spec. - NOX Rate Winter v.4.10 Final, Unit 1114 and retrofits | 192 | 2270 | Rate Constraint in lbs/MMBtu | FALSE | L | Annual | Qualifying Generation | TWh | 0 | 0 | 0 | 0 | 0 | 0 | 0
CT Fac. Spec. - NOX Rate Winter v.4.10 Final, Unit 1114 and retrofits | 192 | 2270 | Rate Constraint in lbs/MMBtu | FALSE | L | Annual | Rate | lb/MWh | 0 | 0 | 0 | 0 | 0 | 0 | 0
CT Fac. Spec. - NOX Rate Winter v.4.10 Final, Unit 1114 and retrofits | 192 | 2270 | Rate Constraint in lbs/MMBtu | FALSE | L | Annual | Constraint Shadow Price | US$/Ton | 0 | 0 | 0 | 0 | 0 | 0 | 0
CT Fac. Spec. - NOX Rate Winter v.4.10 Final, Unit 1115 and retrofits | 193 | 2270 | Rate Constraint in lbs/MMBtu | FALSE | L | Annual | Seasons Included | Seasons | Winter | Winter | Winter | Winter | Winter | Winter | Winter
CT Fac. Spec. - NOX Rate Winter v.4.10 Final, Unit 1115 and retrofits | 193 | 2270 | Rate Constraint in lbs/MMBtu | FALSE | L | Annual | Standard | lb/MMBtu | 0.15 | 0.15 | 0.15 | 0.15 | 0.15 | 0.15 | 0.15
CT Fac. Spec. - NOX Rate Winter v.4.10 Final, Unit 1115 and retrofits | 193 | 2270 | Rate Constraint in lbs/MMBtu | FALSE | L | Annual | Emissions at Affected Plants NOX | MTons | 0 | 0 | 0 | 0 | 0 | 0 | 0
CT Fac. Spec. - NOX Rate Winter v.4.10 Final, Unit 1115 and retrofits | 193 | 2270 | Rate Constraint in lbs/MMBtu | FALSE | L | Annual | Allowances Purchased NOX | MTons | 0 | 0 | 0 | 0 | 0 | 0 | 0
CT Fac. Spec. - NOX Rate Winter v.4.10 Final, Unit 1115 and retrofits | 193 | 2270 | Rate Constraint in lbs/MMBtu | FALSE | L | Annual | Allowances Sold NOX | MTons | 0 | 0 | 0 | 0 | 0 | 0 | 0
CT Fac. Spec. - NOX Rate Winter v.4.10 Final, Unit 1115 and retrofits | 193 | 2270 | Rate Constraint in lbs/MMBtu | FALSE | L | Annual | Allowances Banked | MTons | 0 | 0 | 0 | 0 | 0 | 0 | 0
CT Fac. Spec. - NOX Rate Winter v.4.10 Final, Unit 1115 and retrofits | 193 | 2270 | Rate Constraint in lbs/MMBtu | FALSE | L | Annual | Allowances Withdrawn (1:1) | MTons | 0 | 0 | 0 | 0 | 0 | 0 | 0
CT Fac. Spec. - NOX Rate Winter v.4.10 Final, Unit 1115 and retrofits | 193 | 2270 | Rate Constraint in lbs/MMBtu | FALSE | L | Annual | Allowances Withdrawn (n:1) | MTons | 0 | 0 | 0 | 0 | 0 | 0 | 0
CT Fac. Spec. - NOX Rate Winter v.4.10 Final, Unit 1115 and retrofits | 193 | 2270 | Rate Constraint in lbs/MMBtu | FALSE | L | Annual | Net Emissions Allowance Position | MTons | 0 | 0 | 0 | 0 | 0 | 0 | 0
CT Fac. Spec. - NOX Rate Winter v.4.10 Final, Unit 1115 and retrofits | 193 | 2270 | Rate Constraint in lbs/MMBtu | FALSE | L | Annual | Fuel Consumed | TBtu | 0 | 0 | 0 | 0 | 0 | 0 | 0
CT Fac. Spec. - NOX Rate Winter v.4.10 Final, Unit 1115 and retrofits | 193 | 2270 | Rate Constraint in lbs/MMBtu | FALSE | L | Annual | Rate | lb/MMBtu | 0 | 0 | 0 | 0 | 0 | 0 | 0
CT Fac. Spec. - NOX Rate Winter v.4.10 Final, Unit 1115 and retrofits | 193 | 2270 | Rate Constraint in lbs/MMBtu | FALSE | L | Annual | Generation | TWh | 0 | 0 | 0 | 0 | 0 | 0 | 0
CT Fac. Spec. - NOX Rate Winter v.4.10 Final, Unit 1115 and retrofits | 193 | 2270 | Rate Constraint in lbs/MMBtu | FALSE | L | Annual | Qualifying Generation | TWh | 0 | 0 | 0 | 0 | 0 | 0 | 0
CT Fac. Spec. - NOX Rate Winter v.4.10 Final, Unit 1115 and retrofits | 193 | 2270 | Rate Constraint in lbs/MMBtu | FALSE | L | Annual | Rate | lb/MWh | 0 | 0 | 0 | 0 | 0 | 0 | 0
CT Fac. Spec. - NOX Rate Winter v.4.10 Final, Unit 1115 and retrofits | 193 | 2270 | Rate Constraint in lbs/MMBtu | FALSE | L | Annual | Constraint Shadow Price | US$/Ton | 0 | 0 | 0 | 0 | 0 | 0 | 0
CT Fac. Spec. - NOX Rate Winter v.4.10 Final, Unit 1116 and retrofits | 194 | 2270 | Rate Constraint in lbs/MMBtu | FALSE | L | Annual | Seasons Included | Seasons | Winter | Winter | Winter | Winter | Winter | Winter | Winter
CT Fac. Spec. - NOX Rate Winter v.4.10 Final, Unit 1116 and retrofits | 194 | 2270 | Rate Constraint in lbs/MMBtu | FALSE | L | Annual | Standard | lb/MMBtu | 0.15 | 0.15 | 0.15 | 0.15 | 0.15 | 0.15 | 0.15
CT Fac. Spec. - NOX Rate Winter v.4.10 Final, Unit 1116 and retrofits | 194 | 2270 | Rate Constraint in lbs/MMBtu | FALSE | L | Annual | Emissions at Affected Plants NOX | MTons | 0 | 0 | 0 | 0 | 0 | 0 | 0
CT Fac. Spec. - NOX Rate Winter v.4.10 Final, Unit 1116 and retrofits | 194 | 2270 | Rate Constraint in lbs/MMBtu | FALSE | L | Annual | Allowances Purchased NOX | MTons | 0 | 0 | 0 | 0 | 0 | 0 | 0
CT Fac. Spec. - NOX Rate Winter v.4.10 Final, Unit 1116 and retrofits | 194 | 2270 | Rate Constraint in lbs/MMBtu | FALSE | L | Annual | Allowances Sold NOX | MTons | 0 | 0 | 0 | 0 | 0 | 0 | 0
CT Fac. Spec. - NOX Rate Winter v.4.10 Final, Unit 1116 and retrofits | 194 | 2270 | Rate Constraint in lbs/MMBtu | FALSE | L | Annual | Allowances Banked | MTons | 0 | 0 | 0 | 0 | 0 | 0 | 0
CT Fac. Spec. - NOX Rate Winter v.4.10 Final, Unit 1116 and retrofits | 194 | 2270 | Rate Constraint in lbs/MMBtu | FALSE | L | Annual | Allowances Withdrawn (1:1) | MTons | 0 | 0 | 0 | 0 | 0 | 0 | 0
CT Fac. Spec. - NOX Rate Winter v.4.10 Final, Unit 1116 and retrofits | 194 | 2270 | Rate Constraint in lbs/MMBtu | FALSE | L | Annual | Allowances Withdrawn (n:1) | MTons | 0 | 0 | 0 | 0 | 0 | 0 | 0
CT Fac. Spec. - NOX Rate Winter v.4.10 Final, Unit 1116 and retrofits | 194 | 2270 | Rate Constraint in lbs/MMBtu | FALSE | L | Annual | Net Emissions Allowance Position | MTons | 0 | 0 | 0 | 0 | 0 | 0 | 0
CT Fac. Spec. - NOX Rate Winter v.4.10 Final, Unit 1116 and retrofits | 194 | 2270 | Rate Constraint in lbs/MMBtu | FALSE | L | Annual | Fuel Consumed | TBtu | 0 | 0 | 0 | 0 | 0 | 0 | 0
CT Fac. Spec. - NOX Rate Winter v.4.10 Final, Unit 1116 and retrofits | 194 | 2270 | Rate Constraint in lbs/MMBtu | FALSE | L | Annual | Rate | lb/MMBtu | 0 | 0 | 0 | 0 | 0 | 0 | 0
CT Fac. Spec. - NOX Rate Winter v.4.10 Final, Unit 1116 and retrofits | 194 | 2270 | Rate Constraint in lbs/MMBtu | FALSE | L | Annual | Generation | TWh | 0 | 0 | 0 | 0 | 0 | 0 | 0
CT Fac. Spec. - NOX Rate Winter v.4.10 Final, Unit 1116 and retrofits | 194 | 2270 | Rate Constraint in lbs/MMBtu | FALSE | L | Annual | Qualifying Generation | TWh | 0 | 0 | 0 | 0 | 0 | 0 | 0
CT Fac. Spec. - NOX Rate Winter v.4.10 Final, Unit 1116 and retrofits | 194 | 2270 | Rate Constraint in lbs/MMBtu | FALSE | L | Annual | Rate | lb/MWh | 0 | 0 | 0 | 0 | 0 | 0 | 0
CT Fac. Spec. - NOX Rate Winter v.4.10 Final, Unit 1116 and retrofits | 194 | 2270 | Rate Constraint in lbs/MMBtu | FALSE | L | Annual | Constraint Shadow Price | US$/Ton | 0 | 0 | 0 | 0 | 0 | 0 | 0
CT Fac. Spec. - NOX Rate Winter v.4.10 Final, Unit 1117 and retrofits | 195 | 2270 | Rate Constraint in lbs/MMBtu | FALSE | L | Annual | Seasons Included | Seasons | Winter | Winter | Winter | Winter | Winter | Winter | Winter
CT Fac. Spec. - NOX Rate Winter v.4.10 Final, Unit 1117 and retrofits | 195 | 2270 | Rate Constraint in lbs/MMBtu | FALSE | L | Annual | Standard | lb/MMBtu | 0.15 | 0.15 | 0.15 | 0.15 | 0.15 | 0.15 | 0.15
CT Fac. Spec. - NOX Rate Winter v.4.10 Final, Unit 1117 and retrofits | 195 | 2270 | Rate Constraint in lbs/MMBtu | FALSE | L | Annual | Emissions at Affected Plants NOX | MTons | 0 | 0 | 0 | 0 | 0 | 0 | 0
CT Fac. Spec. - NOX Rate Winter v.4.10 Final, Unit 1117 and retrofits | 195 | 2270 | Rate Constraint in lbs/MMBtu | FALSE | L | Annual | Allowances Purchased NOX | MTons | 0 | 0 | 0 | 0 | 0 | 0 | 0
CT Fac. Spec. - NOX Rate Winter v.4.10 Final, Unit 1117 and retrofits | 195 | 2270 | Rate Constraint in lbs/MMBtu | FALSE | L | Annual | Allowances Sold NOX | MTons | 0 | 0 | 0 | 0 | 0 | 0 | 0
CT Fac. Spec. - NOX Rate Winter v.4.10 Final, Unit 1117 and retrofits | 195 | 2270 | Rate Constraint in lbs/MMBtu | FALSE | L | Annual | Allowances Banked | MTons | 0 | 0 | 0 | 0 | 0 | 0 | 0
CT Fac. Spec. - NOX Rate Winter v.4.10 Final, Unit 1117 and retrofits | 195 | 2270 | Rate Constraint in lbs/MMBtu | FALSE | L | Annual | Allowances Withdrawn (1:1) | MTons | 0 | 0 | 0 | 0 | 0 | 0 | 0
CT Fac. Spec. - NOX Rate Winter v.4.10 Final, Unit 1117 and retrofits | 195 | 2270 | Rate Constraint in lbs/MMBtu | FALSE | L | Annual | Allowances Withdrawn (n:1) | MTons | 0 | 0 | 0 | 0 | 0 | 0 | 0
CT Fac. Spec. - NOX Rate Winter v.4.10 Final, Unit 1117 and retrofits | 195 | 2270 | Rate Constraint in lbs/MMBtu | FALSE | L | Annual | Net Emissions Allowance Position | MTons | 0 | 0 | 0 | 0 | 0 | 0 | 0
CT Fac. Spec. - NOX Rate Winter v.4.10 Final, Unit 1117 and retrofits | 195 | 2270 | Rate Constraint in lbs/MMBtu | FALSE | L | Annual | Fuel Consumed | TBtu | 0 | 0 | 0 | 0 | 0 | 0 | 0
CT Fac. Spec. - NOX Rate Winter v.4.10 Final, Unit 1117 and retrofits | 195 | 2270 | Rate Constraint in lbs/MMBtu | FALSE | L | Annual | Rate | lb/MMBtu | 0 | 0 | 0 | 0 | 0 | 0 | 0
CT Fac. Spec. - NOX Rate Winter v.4.10 Final, Unit 1117 and retrofits | 195 | 2270 | Rate Constraint in lbs/MMBtu | FALSE | L | Annual | Generation | TWh | 0 | 0 | 0 | 0 | 0 | 0 | 0
CT Fac. Spec. - NOX Rate Winter v.4.10 Final, Unit 1117 and retrofits | 195 | 2270 | Rate Constraint in lbs/MMBtu | FALSE | L | Annual | Qualifying Generation | TWh | 0 | 0 | 0 | 0 | 0 | 0 | 0
CT Fac. Spec. - NOX Rate Winter v.4.10 Final, Unit 1117 and retrofits | 195 | 2270 | Rate Constraint in lbs/MMBtu | FALSE | L | Annual | Rate | lb/MWh | 0 | 0 | 0 | 0 | 0 | 0 | 0
CT Fac. Spec. - NOX Rate Winter v.4.10 Final, Unit 1117 and retrofits | 195 | 2270 | Rate Constraint in lbs/MMBtu | FALSE | L | Annual | Constraint Shadow Price | US$/Ton | 0 | 0 | 0 | 0 | 0 | 0 | 0
CT Fac. Spec. - NOX Rate Winter v.4.10 Final, Unit 1118 and retrofits | 196 | 2270 | Rate Constraint in lbs/MMBtu | FALSE | L | Annual | Seasons Included | Seasons | Winter | Winter | Winter | Winter | Winter | Winter | Winter
CT Fac. Spec. - NOX Rate Winter v.4.10 Final, Unit 1118 and retrofits | 196 | 2270 | Rate Constraint in lbs/MMBtu | FALSE | L | Annual | Standard | lb/MMBtu | 0.15 | 0.15 | 0.15 | 0.15 | 0.15 | 0.15 | 0.15
CT Fac. Spec. - NOX Rate Winter v.4.10 Final, Unit 1118 and retrofits | 196 | 2270 | Rate Constraint in lbs/MMBtu | FALSE | L | Annual | Emissions at Affected Plants NOX | MTons | 0 | 0 | 0 | 0 | 0 | 0 | 0
CT Fac. Spec. - NOX Rate Winter v.4.10 Final, Unit 1118 and retrofits | 196 | 2270 | Rate Constraint in lbs/MMBtu | FALSE | L | Annual | Allowances Purchased NOX | MTons | 0 | 0 | 0 | 0 | 0 | 0 | 0
CT Fac. Spec. - NOX Rate Winter v.4.10 Final, Unit 1118 and retrofits | 196 | 2270 | Rate Constraint in lbs/MMBtu | FALSE | L | Annual | Allowances Sold NOX | MTons | 0 | 0 | 0 | 0 | 0 | 0 | 0
CT Fac. Spec. - NOX Rate Winter v.4.10 Final, Unit 1118 and retrofits | 196 | 2270 | Rate Constraint in lbs/MMBtu | FALSE | L | Annual | Allowances Banked | MTons | 0 | 0 | 0 | 0 | 0 | 0 | 0
CT Fac. Spec. - NOX Rate Winter v.4.10 Final, Unit 1118 and retrofits | 196 | 2270 | Rate Constraint in lbs/MMBtu | FALSE | L | Annual | Allowances Withdrawn (1:1) | MTons | 0 | 0 | 0 | 0 | 0 | 0 | 0
CT Fac. Spec. - NOX Rate Winter v.4.10 Final, Unit 1118 and retrofits | 196 | 2270 | Rate Constraint in lbs/MMBtu | FALSE | L | Annual | Allowances Withdrawn (n:1) | MTons | 0 | 0 | 0 | 0 | 0 | 0 | 0
CT Fac. Spec. - NOX Rate Winter v.4.10 Final, Unit 1118 and retrofits | 196 | 2270 | Rate Constraint in lbs/MMBtu | FALSE | L | Annual | Net Emissions Allowance Position | MTons | 0 | 0 | 0 | 0 | 0 | 0 | 0
CT Fac. Spec. - NOX Rate Winter v.4.10 Final, Unit 1118 and retrofits | 196 | 2270 | Rate Constraint in lbs/MMBtu | FALSE | L | Annual | Fuel Consumed | TBtu | 0 | 0 | 0 | 0 | 0 | 0 | 0
CT Fac. Spec. - NOX Rate Winter v.4.10 Final, Unit 1118 and retrofits | 196 | 2270 | Rate Constraint in lbs/MMBtu | FALSE | L | Annual | Rate | lb/MMBtu | 0 | 0 | 0 | 0 | 0 | 0 | 0
CT Fac. Spec. - NOX Rate Winter v.4.10 Final, Unit 1118 and retrofits | 196 | 2270 | Rate Constraint in lbs/MMBtu | FALSE | L | Annual | Generation | TWh | 0 | 0 | 0 | 0 | 0 | 0 | 0
CT Fac. Spec. - NOX Rate Winter v.4.10 Final, Unit 1118 and retrofits | 196 | 2270 | Rate Constraint in lbs/MMBtu | FALSE | L | Annual | Qualifying Generation | TWh | 0 | 0 | 0 | 0 | 0 | 0 | 0
CT Fac. Spec. - NOX Rate Winter v.4.10 Final, Unit 1118 and retrofits | 196 | 2270 | Rate Constraint in lbs/MMBtu | FALSE | L | Annual | Rate | lb/MWh | 0 | 0 | 0 | 0 | 0 | 0 | 0
CT Fac. Spec. - NOX Rate Winter v.4.10 Final, Unit 1118 and retrofits | 196 | 2270 | Rate Constraint in lbs/MMBtu | FALSE | L | Annual | Constraint Shadow Price | US$/Ton | 0 | 0 | 0 | 0 | 0 | 0 | 0
CT Fac. Spec. - NOX Rate Winter v.4.10 Final, Unit 1119 and retrofits | 197 | 2270 | Rate Constraint in lbs/MMBtu | FALSE | L | Annual | Seasons Included | Seasons | Winter | Winter | Winter | Winter | Winter | Winter | Winter
CT Fac. Spec. - NOX Rate Winter v.4.10 Final, Unit 1119 and retrofits | 197 | 2270 | Rate Constraint in lbs/MMBtu | FALSE | L | Annual | Standard | lb/MMBtu | 0.15 | 0.15 | 0.15 | 0.15 | 0.15 | 0.15 | 0.15
CT Fac. Spec. - NOX Rate Winter v.4.10 Final, Unit 1119 and retrofits | 197 | 2270 | Rate Constraint in lbs/MMBtu | FALSE | L | Annual | Emissions at Affected Plants NOX | MTons | 0 | 0 | 0 | 0 | 0 | 0 | 0
CT Fac. Spec. - NOX Rate Winter v.4.10 Final, Unit 1119 and retrofits | 197 | 2270 | Rate Constraint in lbs/MMBtu | FALSE | L | Annual | Allowances Purchased NOX | MTons | 0 | 0 | 0 | 0 | 0 | 0 | 0
CT Fac. Spec. - NOX Rate Winter v.4.10 Final, Unit 1119 and retrofits | 197 | 2270 | Rate Constraint in lbs/MMBtu | FALSE | L | Annual | Allowances Sold NOX | MTons | 0 | 0 | 0 | 0 | 0 | 0 | 0
CT Fac. Spec. - NOX Rate Winter v.4.10 Final, Unit 1119 and retrofits | 197 | 2270 | Rate Constraint in lbs/MMBtu | FALSE | L | Annual | Allowances Banked | MTons | 0 | 0 | 0 | 0 | 0 | 0 | 0
CT Fac. Spec. - NOX Rate Winter v.4.10 Final, Unit 1119 and retrofits | 197 | 2270 | Rate Constraint in lbs/MMBtu | FALSE | L | Annual | Allowances Withdrawn (1:1) | MTons | 0 | 0 | 0 | 0 | 0 | 0 | 0
CT Fac. Spec. - NOX Rate Winter v.4.10 Final, Unit 1119 and retrofits | 197 | 2270 | Rate Constraint in lbs/MMBtu | FALSE | L | Annual | Allowances Withdrawn (n:1) | MTons | 0 | 0 | 0 | 0 | 0 | 0 | 0
CT Fac. Spec. - NOX Rate Winter v.4.10 Final, Unit 1119 and retrofits | 197 | 2270 | Rate Constraint in lbs/MMBtu | FALSE | L | Annual | Net Emissions Allowance Position | MTons | 0 | 0 | 0 | 0 | 0 | 0 | 0
CT Fac. Spec. - NOX Rate Winter v.4.10 Final, Unit 1119 and retrofits | 197 | 2270 | Rate Constraint in lbs/MMBtu | FALSE | L | Annual | Fuel Consumed | TBtu | 0 | 0 | 0 | 0 | 0 | 0 | 0
CT Fac. Spec. - NOX Rate Winter v.4.10 Final, Unit 1119 and retrofits | 197 | 2270 | Rate Constraint in lbs/MMBtu | FALSE | L | Annual | Rate | lb/MMBtu | 0 | 0 | 0 | 0 | 0 | 0 | 0
CT Fac. Spec. - NOX Rate Winter v.4.10 Final, Unit 1119 and retrofits | 197 | 2270 | Rate Constraint in lbs/MMBtu | FALSE | L | Annual | Generation | TWh | 0 | 0 | 0 | 0 | 0 | 0 | 0
CT Fac. Spec. - NOX Rate Winter v.4.10 Final, Unit 1119 and retrofits | 197 | 2270 | Rate Constraint in lbs/MMBtu | FALSE | L | Annual | Qualifying Generation | TWh | 0 | 0 | 0 | 0 | 0 | 0 | 0
CT Fac. Spec. - NOX Rate Winter v.4.10 Final, Unit 1119 and retrofits | 197 | 2270 | Rate Constraint in lbs/MMBtu | FALSE | L | Annual | Rate | lb/MWh | 0 | 0 | 0 | 0 | 0 | 0 | 0
CT Fac. Spec. - NOX Rate Winter v.4.10 Final, Unit 1119 and retrofits | 197 | 2270 | Rate Constraint in lbs/MMBtu | FALSE | L | Annual | Constraint Shadow Price | US$/Ton | 0 | 0 | 0 | 0 | 0 | 0 | 0
CT Fac. Spec. - NOX Rate Winter v.4.10 Final, Unit 1120 and retrofits | 198 | 2270 | Rate Constraint in lbs/MMBtu | FALSE | L | Annual | Seasons Included | Seasons | Winter | Winter | Winter | Winter | Winter | Winter | Winter
CT Fac. Spec. - NOX Rate Winter v.4.10 Final, Unit 1120 and retrofits | 198 | 2270 | Rate Constraint in lbs/MMBtu | FALSE | L | Annual | Standard | lb/MMBtu | 0.15 | 0.15 | 0.15 | 0.15 | 0.15 | 0.15 | 0.15
CT Fac. Spec. - NOX Rate Winter v.4.10 Final, Unit 1120 and retrofits | 198 | 2270 | Rate Constraint in lbs/MMBtu | FALSE | L | Annual | Emissions at Affected Plants NOX | MTons | 0 | 0 | 0 | 0 | 0 | 0 | 0
CT Fac. Spec. - NOX Rate Winter v.4.10 Final, Unit 1120 and retrofits | 198 | 2270 | Rate Constraint in lbs/MMBtu | FALSE | L | Annual | Allowances Purchased NOX | MTons | 0 | 0 | 0 | 0 | 0 | 0 | 0
CT Fac. Spec. - NOX Rate Winter v.4.10 Final, Unit 1120 and retrofits | 198 | 2270 | Rate Constraint in lbs/MMBtu | FALSE | L | Annual | Allowances Sold NOX | MTons | 0 | 0 | 0 | 0 | 0 | 0 | 0
CT Fac. Spec. - NOX Rate Winter v.4.10 Final, Unit 1120 and retrofits | 198 | 2270 | Rate Constraint in lbs/MMBtu | FALSE | L | Annual | Allowances Banked | MTons | 0 | 0 | 0 | 0 | 0 | 0 | 0
CT Fac. Spec. - NOX Rate Winter v.4.10 Final, Unit 1120 and retrofits | 198 | 2270 | Rate Constraint in lbs/MMBtu | FALSE | L | Annual | Allowances Withdrawn (1:1) | MTons | 0 | 0 | 0 | 0 | 0 | 0 | 0
CT Fac. Spec. - NOX Rate Winter v.4.10 Final, Unit 1120 and retrofits | 198 | 2270 | Rate Constraint in lbs/MMBtu | FALSE | L | Annual | Allowances Withdrawn (n:1) | MTons | 0 | 0 | 0 | 0 | 0 | 0 | 0
CT Fac. Spec. - NOX Rate Winter v.4.10 Final, Unit 1120 and retrofits | 198 | 2270 | Rate Constraint in lbs/MMBtu | FALSE | L | Annual | Net Emissions Allowance Position | MTons | 0 | 0 | 0 | 0 | 0 | 0 | 0
CT Fac. Spec. - NOX Rate Winter v.4.10 Final, Unit 1120 and retrofits | 198 | 2270 | Rate Constraint in lbs/MMBtu | FALSE | L | Annual | Fuel Consumed | TBtu | 0 | 0 | 0 | 0 | 0 | 0 | 0
CT Fac. Spec. - NOX Rate Winter v.4.10 Final, Unit 1120 and retrofits | 198 | 2270 | Rate Constraint in lbs/MMBtu | FALSE | L | Annual | Rate | lb/MMBtu | 0 | 0 | 0 | 0 | 0 | 0 | 0
CT Fac. Spec. - NOX Rate Winter v.4.10 Final, Unit 1120 and retrofits | 198 | 2270 | Rate Constraint in lbs/MMBtu | FALSE | L | Annual | Generation | TWh | 0 | 0 | 0 | 0 | 0 | 0 | 0
CT Fac. Spec. - NOX Rate Winter v.4.10 Final, Unit 1120 and retrofits | 198 | 2270 | Rate Constraint in lbs/MMBtu | FALSE | L | Annual | Qualifying Generation | TWh | 0 | 0 | 0 | 0 | 0 | 0 | 0
CT Fac. Spec. - NOX Rate Winter v.4.10 Final, Unit 1120 and retrofits | 198 | 2270 | Rate Constraint in lbs/MMBtu | FALSE | L | Annual | Rate | lb/MWh | 0 | 0 | 0 | 0 | 0 | 0 | 0
CT Fac. Spec. - NOX Rate Winter v.4.10 Final, Unit 1120 and retrofits | 198 | 2270 | Rate Constraint in lbs/MMBtu | FALSE | L | Annual | Constraint Shadow Price | US$/Ton | 0 | 0 | 0 | 0 | 0 | 0 | 0
CT Fac. Spec. - NOX Rate Winter v.4.10 Final, Unit 1121 and retrofits | 199 | 2270 | Rate Constraint in lbs/MMBtu | FALSE | L | Annual | Seasons Included | Seasons | Winter | Winter | Winter | Winter | Winter | Winter | Winter
CT Fac. Spec. - NOX Rate Winter v.4.10 Final, Unit 1121 and retrofits | 199 | 2270 | Rate Constraint in lbs/MMBtu | FALSE | L | Annual | Standard | lb/MMBtu | 0.15 | 0.15 | 0.15 | 0.15 | 0.15 | 0.15 | 0.15
CT Fac. Spec. - NOX Rate Winter v.4.10 Final, Unit 1121 and retrofits | 199 | 2270 | Rate Constraint in lbs/MMBtu | FALSE | L | Annual | Emissions at Affected Plants NOX | MTons | 0 | 0 | 0 | 0 | 0 | 0 | 0
CT Fac. Spec. - NOX Rate Winter v.4.10 Final, Unit 1121 and retrofits | 199 | 2270 | Rate Constraint in lbs/MMBtu | FALSE | L | Annual | Allowances Purchased NOX | MTons | 0 | 0 | 0 | 0 | 0 | 0 | 0
CT Fac. Spec. - NOX Rate Winter v.4.10 Final, Unit 1121 and retrofits | 199 | 2270 | Rate Constraint in lbs/MMBtu | FALSE | L | Annual | Allowances Sold NOX | MTons | 0 | 0 | 0 | 0 | 0 | 0 | 0
CT Fac. Spec. - NOX Rate Winter v.4.10 Final, Unit 1121 and retrofits | 199 | 2270 | Rate Constraint in lbs/MMBtu | FALSE | L | Annual | Allowances Banked | MTons | 0 | 0 | 0 | 0 | 0 | 0 | 0
CT Fac. Spec. - NOX Rate Winter v.4.10 Final, Unit 1121 and retrofits | 199 | 2270 | Rate Constraint in lbs/MMBtu | FALSE | L | Annual | Allowances Withdrawn (1:1) | MTons | 0 | 0 | 0 | 0 | 0 | 0 | 0
CT Fac. Spec. - NOX Rate Winter v.4.10 Final, Unit 1121 and retrofits | 199 | 2270 | Rate Constraint in lbs/MMBtu | FALSE | L | Annual | Allowances Withdrawn (n:1) | MTons | 0 | 0 | 0 | 0 | 0 | 0 | 0
CT Fac. Spec. - NOX Rate Winter v.4.10 Final, Unit 1121 and retrofits | 199 | 2270 | Rate Constraint in lbs/MMBtu | FALSE | L | Annual | Net Emissions Allowance Position | MTons | 0 | 0 | 0 | 0 | 0 | 0 | 0
CT Fac. Spec. - NOX Rate Winter v.4.10 Final, Unit 1121 and retrofits | 199 | 2270 | Rate Constraint in lbs/MMBtu | FALSE | L | Annual | Fuel Consumed | TBtu | 0 | 0 | 0 | 0 | 0 | 0 | 0
CT Fac. Spec. - NOX Rate Winter v.4.10 Final, Unit 1121 and retrofits | 199 | 2270 | Rate Constraint in lbs/MMBtu | FALSE | L | Annual | Rate | lb/MMBtu | 0 | 0 | 0 | 0 | 0 | 0 | 0
CT Fac. Spec. - NOX Rate Winter v.4.10 Final, Unit 1121 and retrofits | 199 | 2270 | Rate Constraint in lbs/MMBtu | FALSE | L | Annual | Generation | TWh | 0 | 0 | 0 | 0 | 0 | 0 | 0
CT Fac. Spec. - NOX Rate Winter v.4.10 Final, Unit 1121 and retrofits | 199 | 2270 | Rate Constraint in lbs/MMBtu | FALSE | L | Annual | Qualifying Generation | TWh | 0 | 0 | 0 | 0 | 0 | 0 | 0
CT Fac. Spec. - NOX Rate Winter v.4.10 Final, Unit 1121 and retrofits | 199 | 2270 | Rate Constraint in lbs/MMBtu | FALSE | L | Annual | Rate | lb/MWh | 0 | 0 | 0 | 0 | 0 | 0 | 0
CT Fac. Spec. - NOX Rate Winter v.4.10 Final, Unit 1121 and retrofits | 199 | 2270 | Rate Constraint in lbs/MMBtu | FALSE | L | Annual | Constraint Shadow Price | US$/Ton | 0 | 0 | 0 | 0 | 0 | 0 | 0
CT Fac. Spec. - NOX Rate Winter v.4.10 Final, Unit 1122 and retrofits | 200 | 2270 | Rate Constraint in lbs/MMBtu | FALSE | L | Annual | Seasons Included | Seasons | Winter | Winter | Winter | Winter | Winter | Winter | Winter
CT Fac. Spec. - NOX Rate Winter v.4.10 Final, Unit 1122 and retrofits | 200 | 2270 | Rate Constraint in lbs/MMBtu | FALSE | L | Annual | Standard | lb/MMBtu | 0.15 | 0.15 | 0.15 | 0.15 | 0.15 | 0.15 | 0.15
CT Fac. Spec. - NOX Rate Winter v.4.10 Final, Unit 1122 and retrofits | 200 | 2270 | Rate Constraint in lbs/MMBtu | FALSE | L | Annual | Emissions at Affected Plants NOX | MTons | 0 | 0 | 0 | 0 | 0 | 0 | 0
CT Fac. Spec. - NOX Rate Winter v.4.10 Final, Unit 1122 and retrofits | 200 | 2270 | Rate Constraint in lbs/MMBtu | FALSE | L | Annual | Allowances Purchased NOX | MTons | 0 | 0 | 0 | 0 | 0 | 0 | 0
CT Fac. Spec. - NOX Rate Winter v.4.10 Final, Unit 1122 and retrofits | 200 | 2270 | Rate Constraint in lbs/MMBtu | FALSE | L | Annual | Allowances Sold NOX | MTons | 0 | 0 | 0 | 0 | 0 | 0 | 0
CT Fac. Spec. - NOX Rate Winter v.4.10 Final, Unit 1122 and retrofits | 200 | 2270 | Rate Constraint in lbs/MMBtu | FALSE | L | Annual | Allowances Banked | MTons | 0 | 0 | 0 | 0 | 0 | 0 | 0
CT Fac. Spec. - NOX Rate Winter v.4.10 Final, Unit 1122 and retrofits | 200 | 2270 | Rate Constraint in lbs/MMBtu | FALSE | L | Annual | Allowances Withdrawn (1:1) | MTons | 0 | 0 | 0 | 0 | 0 | 0 | 0
CT Fac. Spec. - NOX Rate Winter v.4.10 Final, Unit 1122 and retrofits | 200 | 2270 | Rate Constraint in lbs/MMBtu | FALSE | L | Annual | Allowances Withdrawn (n:1) | MTons | 0 | 0 | 0 | 0 | 0 | 0 | 0
CT Fac. Spec. - NOX Rate Winter v.4.10 Final, Unit 1122 and retrofits | 200 | 2270 | Rate Constraint in lbs/MMBtu | FALSE | L | Annual | Net Emissions Allowance Position | MTons | 0 | 0 | 0 | 0 | 0 | 0 | 0
CT Fac. Spec. - NOX Rate Winter v.4.10 Final, Unit 1122 and retrofits | 200 | 2270 | Rate Constraint in lbs/MMBtu | FALSE | L | Annual | Fuel Consumed | TBtu | 0 | 0 | 0 | 0 | 0 | 0 | 0
CT Fac. Spec. - NOX Rate Winter v.4.10 Final, Unit 1122 and retrofits | 200 | 2270 | Rate Constraint in lbs/MMBtu | FALSE | L | Annual | Rate | lb/MMBtu | 0 | 0 | 0 | 0 | 0 | 0 | 0
CT Fac. Spec. - NOX Rate Winter v.4.10 Final, Unit 1122 and retrofits | 200 | 2270 | Rate Constraint in lbs/MMBtu | FALSE | L | Annual | Generation | TWh | 0 | 0 | 0 | 0 | 0 | 0 | 0
CT Fac. Spec. - NOX Rate Winter v.4.10 Final, Unit 1122 and retrofits | 200 | 2270 | Rate Constraint in lbs/MMBtu | FALSE | L | Annual | Qualifying Generation | TWh | 0 | 0 | 0 | 0 | 0 | 0 | 0
CT Fac. Spec. - NOX Rate Winter v.4.10 Final, Unit 1122 and retrofits | 200 | 2270 | Rate Constraint in lbs/MMBtu | FALSE | L | Annual | Rate | lb/MWh | 0 | 0 | 0 | 0 | 0 | 0 | 0
CT Fac. Spec. - NOX Rate Winter v.4.10 Final, Unit 1122 and retrofits | 200 | 2270 | Rate Constraint in lbs/MMBtu | FALSE | L | Annual | Constraint Shadow Price | US$/Ton | 0 | 0 | 0 | 0 | 0 | 0 | 0
CT Fac. Spec. - NOX Rate Winter v.4.10 Final, Unit 1123 and retrofits | 201 | 2270 | Rate Constraint in lbs/MMBtu | FALSE | L | Annual | Seasons Included | Seasons | Winter | Winter | Winter | Winter | Winter | Winter | Winter
CT Fac. Spec. - NOX Rate Winter v.4.10 Final, Unit 1123 and retrofits | 201 | 2270 | Rate Constraint in lbs/MMBtu | FALSE | L | Annual | Standard | lb/MMBtu | 0.15 | 0.15 | 0.15 | 0.15 | 0.15 | 0.15 | 0.15
CT Fac. Spec. - NOX Rate Winter v.4.10 Final, Unit 1123 and retrofits | 201 | 2270 | Rate Constraint in lbs/MMBtu | FALSE | L | Annual | Emissions at Affected Plants NOX | MTons | 0 | 0 | 0 | 0 | 0 | 0 | 0
CT Fac. Spec. - NOX Rate Winter v.4.10 Final, Unit 1123 and retrofits | 201 | 2270 | Rate Constraint in lbs/MMBtu | FALSE | L | Annual | Allowances Purchased NOX | MTons | 0 | 0 | 0 | 0 | 0 | 0 | 0
CT Fac. Spec. - NOX Rate Winter v.4.10 Final, Unit 1123 and retrofits | 201 | 2270 | Rate Constraint in lbs/MMBtu | FALSE | L | Annual | Allowances Sold NOX | MTons | 0 | 0 | 0 | 0 | 0 | 0 | 0
CT Fac. Spec. - NOX Rate Winter v.4.10 Final, Unit 1123 and retrofits | 201 | 2270 | Rate Constraint in lbs/MMBtu | FALSE | L | Annual | Allowances Banked | MTons | 0 | 0 | 0 | 0 | 0 | 0 | 0
CT Fac. Spec. - NOX Rate Winter v.4.10 Final, Unit 1123 and retrofits | 201 | 2270 | Rate Constraint in lbs/MMBtu | FALSE | L | Annual | Allowances Withdrawn (1:1) | MTons | 0 | 0 | 0 | 0 | 0 | 0 | 0
CT Fac. Spec. - NOX Rate Winter v.4.10 Final, Unit 1123 and retrofits | 201 | 2270 | Rate Constraint in lbs/MMBtu | FALSE | L | Annual | Allowances Withdrawn (n:1) | MTons | 0 | 0 | 0 | 0 | 0 | 0 | 0
CT Fac. Spec. - NOX Rate Winter v.4.10 Final, Unit 1123 and retrofits | 201 | 2270 | Rate Constraint in lbs/MMBtu | FALSE | L | Annual | Net Emissions Allowance Position | MTons | 0 | 0 | 0 | 0 | 0 | 0 | 0
CT Fac. Spec. - NOX Rate Winter v.4.10 Final, Unit 1123 and retrofits | 201 | 2270 | Rate Constraint in lbs/MMBtu | FALSE | L | Annual | Fuel Consumed | TBtu | 0 | 0 | 0 | 0 | 0 | 0 | 0
CT Fac. Spec. - NOX Rate Winter v.4.10 Final, Unit 1123 and retrofits | 201 | 2270 | Rate Constraint in lbs/MMBtu | FALSE | L | Annual | Rate | lb/MMBtu | 0 | 0 | 0 | 0 | 0 | 0 | 0
CT Fac. Spec. - NOX Rate Winter v.4.10 Final, Unit 1123 and retrofits | 201 | 2270 | Rate Constraint in lbs/MMBtu | FALSE | L | Annual | Generation | TWh | 0 | 0 | 0 | 0 | 0 | 0 | 0
CT Fac. Spec. - NOX Rate Winter v.4.10 Final, Unit 1123 and retrofits | 201 | 2270 | Rate Constraint in lbs/MMBtu | FALSE | L | Annual | Qualifying Generation | TWh | 0 | 0 | 0 | 0 | 0 | 0 | 0
CT Fac. Spec. - NOX Rate Winter v.4.10 Final, Unit 1123 and retrofits | 201 | 2270 | Rate Constraint in lbs/MMBtu | FALSE | L | Annual | Rate | lb/MWh | 0 | 0 | 0 | 0 | 0 | 0 | 0
CT Fac. Spec. - NOX Rate Winter v.4.10 Final, Unit 1123 and retrofits | 201 | 2270 | Rate Constraint in lbs/MMBtu | FALSE | L | Annual | Constraint Shadow Price | US$/Ton | 0 | 0 | 0 | 0 | 0 | 0 | 0
CT Fac. Spec. - NOX Rate Winter v.4.10 Final, Unit 1124 and retrofits | 202 | 2270 | Rate Constraint in lbs/MMBtu | FALSE | L | Annual | Seasons Included | Seasons | Winter | Winter | Winter | Winter | Winter | Winter | Winter
CT Fac. Spec. - NOX Rate Winter v.4.10 Final, Unit 1124 and retrofits | 202 | 2270 | Rate Constraint in lbs/MMBtu | FALSE | L | Annual | Standard | lb/MMBtu | 0.15 | 0.15 | 0.15 | 0.15 | 0.15 | 0.15 | 0.15
CT Fac. Spec. - NOX Rate Winter v.4.10 Final, Unit 1124 and retrofits | 202 | 2270 | Rate Constraint in lbs/MMBtu | FALSE | L | Annual | Emissions at Affected Plants NOX | MTons | 0 | 0 | 0 | 0 | 0 | 0 | 0
CT Fac. Spec. - NOX Rate Winter v.4.10 Final, Unit 1124 and retrofits | 202 | 2270 | Rate Constraint in lbs/MMBtu | FALSE | L | Annual | Allowances Purchased NOX | MTons | 0 | 0 | 0 | 0 | 0 | 0 | 0
CT Fac. Spec. - NOX Rate Winter v.4.10 Final, Unit 1124 and retrofits | 202 | 2270 | Rate Constraint in lbs/MMBtu | FALSE | L | Annual | Allowances Sold NOX | MTons | 0 | 0 | 0 | 0 | 0 | 0 | 0
CT Fac. Spec. - NOX Rate Winter v.4.10 Final, Unit 1124 and retrofits | 202 | 2270 | Rate Constraint in lbs/MMBtu | FALSE | L | Annual | Allowances Banked | MTons | 0 | 0 | 0 | 0 | 0 | 0 | 0
CT Fac. Spec. - NOX Rate Winter v.4.10 Final, Unit 1124 and retrofits | 202 | 2270 | Rate Constraint in lbs/MMBtu | FALSE | L | Annual | Allowances Withdrawn (1:1) | MTons | 0 | 0 | 0 | 0 | 0 | 0 | 0
CT Fac. Spec. - NOX Rate Winter v.4.10 Final, Unit 1124 and retrofits | 202 | 2270 | Rate Constraint in lbs/MMBtu | FALSE | L | Annual | Allowances Withdrawn (n:1) | MTons | 0 | 0 | 0 | 0 | 0 | 0 | 0
CT Fac. Spec. - NOX Rate Winter v.4.10 Final, Unit 1124 and retrofits | 202 | 2270 | Rate Constraint in lbs/MMBtu | FALSE | L | Annual | Net Emissions Allowance Position | MTons | 0 | 0 | 0 | 0 | 0 | 0 | 0
CT Fac. Spec. - NOX Rate Winter v.4.10 Final, Unit 1124 and retrofits | 202 | 2270 | Rate Constraint in lbs/MMBtu | FALSE | L | Annual | Fuel Consumed | TBtu | 0 | 0 | 0 | 0 | 0 | 0 | 0
CT Fac. Spec. - NOX Rate Winter v.4.10 Final, Unit 1124 and retrofits | 202 | 2270 | Rate Constraint in lbs/MMBtu | FALSE | L | Annual | Rate | lb/MMBtu | 0 | 0 | 0 | 0 | 0 | 0 | 0
CT Fac. Spec. - NOX Rate Winter v.4.10 Final, Unit 1124 and retrofits | 202 | 2270 | Rate Constraint in lbs/MMBtu | FALSE | L | Annual | Generation | TWh | 0 | 0 | 0 | 0 | 0 | 0 | 0
CT Fac. Spec. - NOX Rate Winter v.4.10 Final, Unit 1124 and retrofits | 202 | 2270 | Rate Constraint in lbs/MMBtu | FALSE | L | Annual | Qualifying Generation | TWh | 0 | 0 | 0 | 0 | 0 | 0 | 0
CT Fac. Spec. - NOX Rate Winter v.4.10 Final, Unit 1124 and retrofits | 202 | 2270 | Rate Constraint in lbs/MMBtu | FALSE | L | Annual | Rate | lb/MWh | 0 | 0 | 0 | 0 | 0 | 0 | 0
CT Fac. Spec. - NOX Rate Winter v.4.10 Final, Unit 1124 and retrofits | 202 | 2270 | Rate Constraint in lbs/MMBtu | FALSE | L | Annual | Constraint Shadow Price | US$/Ton | 0 | 0 | 0 | 0 | 0 | 0 | 0
CT Fac. Spec. - NOX Rate Winter v.4.10 Final, Unit 1125 and retrofits | 203 | 2270 | Rate Constraint in lbs/MMBtu | FALSE | L | Annual | Seasons Included | Seasons | Winter | Winter | Winter | Winter | Winter | Winter | Winter
CT Fac. Spec. - NOX Rate Winter v.4.10 Final, Unit 1125 and retrofits | 203 | 2270 | Rate Constraint in lbs/MMBtu | FALSE | L | Annual | Standard | lb/MMBtu | 0.15 | 0.15 | 0.15 | 0.15 | 0.15 | 0.15 | 0.15
CT Fac. Spec. - NOX Rate Winter v.4.10 Final, Unit 1125 and retrofits | 203 | 2270 | Rate Constraint in lbs/MMBtu | FALSE | L | Annual | Emissions at Affected Plants NOX | MTons | 0 | 0 | 0 | 0 | 0 | 0 | 0
CT Fac. Spec. - NOX Rate Winter v.4.10 Final, Unit 1125 and retrofits | 203 | 2270 | Rate Constraint in lbs/MMBtu | FALSE | L | Annual | Allowances Purchased NOX | MTons | 0 | 0 | 0 | 0 | 0 | 0 | 0
CT Fac. Spec. - NOX Rate Winter v.4.10 Final, Unit 1125 and retrofits | 203 | 2270 | Rate Constraint in lbs/MMBtu | FALSE | L | Annual | Allowances Sold NOX | MTons | 0 | 0 | 0 | 0 | 0 | 0 | 0
CT Fac. Spec. - NOX Rate Winter v.4.10 Final, Unit 1125 and retrofits | 203 | 2270 | Rate Constraint in lbs/MMBtu | FALSE | L | Annual | Allowances Banked | MTons | 0 | 0 | 0 | 0 | 0 | 0 | 0
CT Fac. Spec. - NOX Rate Winter v.4.10 Final, Unit 1125 and retrofits | 203 | 2270 | Rate Constraint in lbs/MMBtu | FALSE | L | Annual | Allowances Withdrawn (1:1) | MTons | 0 | 0 | 0 | 0 | 0 | 0 | 0
CT Fac. Spec. - NOX Rate Winter v.4.10 Final, Unit 1125 and retrofits | 203 | 2270 | Rate Constraint in lbs/MMBtu | FALSE | L | Annual | Allowances Withdrawn (n:1) | MTons | 0 | 0 | 0 | 0 | 0 | 0 | 0
CT Fac. Spec. - NOX Rate Winter v.4.10 Final, Unit 1125 and retrofits | 203 | 2270 | Rate Constraint in lbs/MMBtu | FALSE | L | Annual | Net Emissions Allowance Position | MTons | 0 | 0 | 0 | 0 | 0 | 0 | 0
CT Fac. Spec. - NOX Rate Winter v.4.10 Final, Unit 1125 and retrofits | 203 | 2270 | Rate Constraint in lbs/MMBtu | FALSE | L | Annual | Fuel Consumed | TBtu | 0 | 0 | 0 | 0 | 0 | 0 | 0
CT Fac. Spec. - NOX Rate Winter v.4.10 Final, Unit 1125 and retrofits | 203 | 2270 | Rate Constraint in lbs/MMBtu | FALSE | L | Annual | Rate | lb/MMBtu | 0 | 0 | 0 | 0 | 0 | 0 | 0
CT Fac. Spec. - NOX Rate Winter v.4.10 Final, Unit 1125 and retrofits | 203 | 2270 | Rate Constraint in lbs/MMBtu | FALSE | L | Annual | Generation | TWh | 0 | 0 | 0 | 0 | 0 | 0 | 0
CT Fac. Spec. - NOX Rate Winter v.4.10 Final, Unit 1125 and retrofits | 203 | 2270 | Rate Constraint in lbs/MMBtu | FALSE | L | Annual | Qualifying Generation | TWh | 0 | 0 | 0 | 0 | 0 | 0 | 0
CT Fac. Spec. - NOX Rate Winter v.4.10 Final, Unit 1125 and retrofits | 203 | 2270 | Rate Constraint in lbs/MMBtu | FALSE | L | Annual | Rate | lb/MWh | 0 | 0 | 0 | 0 | 0 | 0 | 0
CT Fac. Spec. - NOX Rate Winter v.4.10 Final, Unit 1125 and retrofits | 203 | 2270 | Rate Constraint in lbs/MMBtu | FALSE | L | Annual | Constraint Shadow Price | US$/Ton | 0 | 0 | 0 | 0 | 0 | 0 | 0
CT Fac. Spec. - NOX Rate Winter v.4.10 Final, Unit 1140 and retrofits | 204 | 2270 | Rate Constraint in lbs/MMBtu | FALSE | L | Annual | Seasons Included | Seasons | Winter | Winter | Winter | Winter | Winter | Winter | Winter
CT Fac. Spec. - NOX Rate Winter v.4.10 Final, Unit 1140 and retrofits | 204 | 2270 | Rate Constraint in lbs/MMBtu | FALSE | L | Annual | Standard | lb/MMBtu | 0.15 | 0.15 | 0.15 | 0.15 | 0.15 | 0.15 | 0.15
CT Fac. Spec. - NOX Rate Winter v.4.10 Final, Unit 1140 and retrofits | 204 | 2270 | Rate Constraint in lbs/MMBtu | FALSE | L | Annual | Emissions at Affected Plants NOX | MTons | 0 | 0 | 0 | 0 | 0 | 0 | 0
CT Fac. Spec. - NOX Rate Winter v.4.10 Final, Unit 1140 and retrofits | 204 | 2270 | Rate Constraint in lbs/MMBtu | FALSE | L | Annual | Allowances Purchased NOX | MTons | 0 | 0 | 0 | 0 | 0 | 0 | 0
CT Fac. Spec. - NOX Rate Winter v.4.10 Final, Unit 1140 and retrofits | 204 | 2270 | Rate Constraint in lbs/MMBtu | FALSE | L | Annual | Allowances Sold NOX | MTons | 0 | 0 | 0 | 0 | 0 | 0 | 0
CT Fac. Spec. - NOX Rate Winter v.4.10 Final, Unit 1140 and retrofits | 204 | 2270 | Rate Constraint in lbs/MMBtu | FALSE | L | Annual | Allowances Banked | MTons | 0 | 0 | 0 | 0 | 0 | 0 | 0
CT Fac. Spec. - NOX Rate Winter v.4.10 Final, Unit 1140 and retrofits | 204 | 2270 | Rate Constraint in lbs/MMBtu | FALSE | L | Annual | Allowances Withdrawn (1:1) | MTons | 0 | 0 | 0 | 0 | 0 | 0 | 0
CT Fac. Spec. - NOX Rate Winter v.4.10 Final, Unit 1140 and retrofits | 204 | 2270 | Rate Constraint in lbs/MMBtu | FALSE | L | Annual | Allowances Withdrawn (n:1) | MTons | 0 | 0 | 0 | 0 | 0 | 0 | 0
CT Fac. Spec. - NOX Rate Winter v.4.10 Final, Unit 1140 and retrofits | 204 | 2270 | Rate Constraint in lbs/MMBtu | FALSE | L | Annual | Net Emissions Allowance Position | MTons | 0 | 0 | 0 | 0 | 0 | 0 | 0
CT Fac. Spec. - NOX Rate Winter v.4.10 Final, Unit 1140 and retrofits | 204 | 2270 | Rate Constraint in lbs/MMBtu | FALSE | L | Annual | Fuel Consumed | TBtu | 0 | 0 | 0 | 0 | 0 | 0 | 0
CT Fac. Spec. - NOX Rate Winter v.4.10 Final, Unit 1140 and retrofits | 204 | 2270 | Rate Constraint in lbs/MMBtu | FALSE | L | Annual | Rate | lb/MMBtu | 0 | 0 | 0 | 0 | 0 | 0 | 0
CT Fac. Spec. - NOX Rate Winter v.4.10 Final, Unit 1140 and retrofits | 204 | 2270 | Rate Constraint in lbs/MMBtu | FALSE | L | Annual | Generation | TWh | 0 | 0 | 0 | 0 | 0 | 0 | 0
CT Fac. Spec. - NOX Rate Winter v.4.10 Final, Unit 1140 and retrofits | 204 | 2270 | Rate Constraint in lbs/MMBtu | FALSE | L | Annual | Qualifying Generation | TWh | 0 | 0 | 0 | 0 | 0 | 0 | 0
CT Fac. Spec. - NOX Rate Winter v.4.10 Final, Unit 1140 and retrofits | 204 | 2270 | Rate Constraint in lbs/MMBtu | FALSE | L | Annual | Rate | lb/MWh | 0 | 0 | 0 | 0 | 0 | 0 | 0
CT Fac. Spec. - NOX Rate Winter v.4.10 Final, Unit 1140 and retrofits | 204 | 2270 | Rate Constraint in lbs/MMBtu | FALSE | L | Annual | Constraint Shadow Price | US$/Ton | 0 | 0 | 0 | 0 | 0 | 0 | 0
CT Fac. Spec. - NOX Rate Winter v.4.10 Final, Unit 1141 and retrofits | 205 | 2270 | Rate Constraint in lbs/MMBtu | FALSE | L | Annual | Seasons Included | Seasons | Winter | Winter | Winter | Winter | Winter | Winter | Winter
CT Fac. Spec. - NOX Rate Winter v.4.10 Final, Unit 1141 and retrofits | 205 | 2270 | Rate Constraint in lbs/MMBtu | FALSE | L | Annual | Standard | lb/MMBtu | 0.15 | 0.15 | 0.15 | 0.15 | 0.15 | 0.15 | 0.15
CT Fac. Spec. - NOX Rate Winter v.4.10 Final, Unit 1141 and retrofits | 205 | 2270 | Rate Constraint in lbs/MMBtu | FALSE | L | Annual | Emissions at Affected Plants NOX | MTons | 0 | 0 | 0 | 0 | 0 | 0 | 0
CT Fac. Spec. - NOX Rate Winter v.4.10 Final, Unit 1141 and retrofits | 205 | 2270 | Rate Constraint in lbs/MMBtu | FALSE | L | Annual | Allowances Purchased NOX | MTons | 0 | 0 | 0 | 0 | 0 | 0 | 0
CT Fac. Spec. - NOX Rate Winter v.4.10 Final, Unit 1141 and retrofits | 205 | 2270 | Rate Constraint in lbs/MMBtu | FALSE | L | Annual | Allowances Sold NOX | MTons | 0 | 0 | 0 | 0 | 0 | 0 | 0
CT Fac. Spec. - NOX Rate Winter v.4.10 Final, Unit 1141 and retrofits | 205 | 2270 | Rate Constraint in lbs/MMBtu | FALSE | L | Annual | Allowances Banked | MTons | 0 | 0 | 0 | 0 | 0 | 0 | 0
CT Fac. Spec. - NOX Rate Winter v.4.10 Final, Unit 1141 and retrofits | 205 | 2270 | Rate Constraint in lbs/MMBtu | FALSE | L | Annual | Allowances Withdrawn (1:1) | MTons | 0 | 0 | 0 | 0 | 0 | 0 | 0
CT Fac. Spec. - NOX Rate Winter v.4.10 Final, Unit 1141 and retrofits | 205 | 2270 | Rate Constraint in lbs/MMBtu | FALSE | L | Annual | Allowances Withdrawn (n:1) | MTons | 0 | 0 | 0 | 0 | 0 | 0 | 0
CT Fac. Spec. - NOX Rate Winter v.4.10 Final, Unit 1141 and retrofits | 205 | 2270 | Rate Constraint in lbs/MMBtu | FALSE | L | Annual | Net Emissions Allowance Position | MTons | 0 | 0 | 0 | 0 | 0 | 0 | 0
CT Fac. Spec. - NOX Rate Winter v.4.10 Final, Unit 1141 and retrofits | 205 | 2270 | Rate Constraint in lbs/MMBtu | FALSE | L | Annual | Fuel Consumed | TBtu | 0 | 0 | 0 | 0 | 0 | 0 | 0
CT Fac. Spec. - NOX Rate Winter v.4.10 Final, Unit 1141 and retrofits | 205 | 2270 | Rate Constraint in lbs/MMBtu | FALSE | L | Annual | Rate | lb/MMBtu | 0 | 0 | 0 | 0 | 0 | 0 | 0
CT Fac. Spec. - NOX Rate Winter v.4.10 Final, Unit 1141 and retrofits | 205 | 2270 | Rate Constraint in lbs/MMBtu | FALSE | L | Annual | Generation | TWh | 0 | 0 | 0 | 0 | 0 | 0 | 0
CT Fac. Spec. - NOX Rate Winter v.4.10 Final, Unit 1141 and retrofits | 205 | 2270 | Rate Constraint in lbs/MMBtu | FALSE | L | Annual | Qualifying Generation | TWh | 0 | 0 | 0 | 0 | 0 | 0 | 0
CT Fac. Spec. - NOX Rate Winter v.4.10 Final, Unit 1141 and retrofits | 205 | 2270 | Rate Constraint in lbs/MMBtu | FALSE | L | Annual | Rate | lb/MWh | 0 | 0 | 0 | 0 | 0 | 0 | 0
CT Fac. Spec. - NOX Rate Winter v.4.10 Final, Unit 1141 and retrofits | 205 | 2270 | Rate Constraint in lbs/MMBtu | FALSE | L | Annual | Constraint Shadow Price | US$/Ton | 0 | 0 | 0 | 0 | 0 | 0 | 0
CT Fac. Spec. - NOX Rate Winter v.4.10 Final, Unit 1142 and retrofits | 206 | 2270 | Rate Constraint in lbs/MMBtu | FALSE | L | Annual | Seasons Included | Seasons | Winter | Winter | Winter | Winter | Winter | Winter | Winter
CT Fac. Spec. - NOX Rate Winter v.4.10 Final, Unit 1142 and retrofits | 206 | 2270 | Rate Constraint in lbs/MMBtu | FALSE | L | Annual | Standard | lb/MMBtu | 0.15 | 0.15 | 0.15 | 0.15 | 0.15 | 0.15 | 0.15
CT Fac. Spec. - NOX Rate Winter v.4.10 Final, Unit 1142 and retrofits | 206 | 2270 | Rate Constraint in lbs/MMBtu | FALSE | L | Annual | Emissions at Affected Plants NOX | MTons | 0 | 0 | 0 | 0 | 0 | 0 | 0
CT Fac. Spec. - NOX Rate Winter v.4.10 Final, Unit 1142 and retrofits | 206 | 2270 | Rate Constraint in lbs/MMBtu | FALSE | L | Annual | Allowances Purchased NOX | MTons | 0 | 0 | 0 | 0 | 0 | 0 | 0
CT Fac. Spec. - NOX Rate Winter v.4.10 Final, Unit 1142 and retrofits | 206 | 2270 | Rate Constraint in lbs/MMBtu | FALSE | L | Annual | Allowances Sold NOX | MTons | 0 | 0 | 0 | 0 | 0 | 0 | 0
CT Fac. Spec. - NOX Rate Winter v.4.10 Final, Unit 1142 and retrofits | 206 | 2270 | Rate Constraint in lbs/MMBtu | FALSE | L | Annual | Allowances Banked | MTons | 0 | 0 | 0 | 0 | 0 | 0 | 0
CT Fac. Spec. - NOX Rate Winter v.4.10 Final, Unit 1142 and retrofits | 206 | 2270 | Rate Constraint in lbs/MMBtu | FALSE | L | Annual | Allowances Withdrawn (1:1) | MTons | 0 | 0 | 0 | 0 | 0 | 0 | 0
CT Fac. Spec. - NOX Rate Winter v.4.10 Final, Unit 1142 and retrofits | 206 | 2270 | Rate Constraint in lbs/MMBtu | FALSE | L | Annual | Allowances Withdrawn (n:1) | MTons | 0 | 0 | 0 | 0 | 0 | 0 | 0
CT Fac. Spec. - NOX Rate Winter v.4.10 Final, Unit 1142 and retrofits | 206 | 2270 | Rate Constraint in lbs/MMBtu | FALSE | L | Annual | Net Emissions Allowance Position | MTons | 0 | 0 | 0 | 0 | 0 | 0 | 0
CT Fac. Spec. - NOX Rate Winter v.4.10 Final, Unit 1142 and retrofits | 206 | 2270 | Rate Constraint in lbs/MMBtu | FALSE | L | Annual | Fuel Consumed | TBtu | 0 | 0 | 0 | 0 | 0 | 0 | 0
CT Fac. Spec. - NOX Rate Winter v.4.10 Final, Unit 1142 and retrofits | 206 | 2270 | Rate Constraint in lbs/MMBtu | FALSE | L | Annual | Rate | lb/MMBtu | 0 | 0 | 0 | 0 | 0 | 0 | 0
CT Fac. Spec. - NOX Rate Winter v.4.10 Final, Unit 1142 and retrofits | 206 | 2270 | Rate Constraint in lbs/MMBtu | FALSE | L | Annual | Generation | TWh | 0 | 0 | 0 | 0 | 0 | 0 | 0
CT Fac. Spec. - NOX Rate Winter v.4.10 Final, Unit 1142 and retrofits | 206 | 2270 | Rate Constraint in lbs/MMBtu | FALSE | L | Annual | Qualifying Generation | TWh | 0 | 0 | 0 | 0 | 0 | 0 | 0
CT Fac. Spec. - NOX Rate Winter v.4.10 Final, Unit 1142 and retrofits | 206 | 2270 | Rate Constraint in lbs/MMBtu | FALSE | L | Annual | Rate | lb/MWh | 0 | 0 | 0 | 0 | 0 | 0 | 0
CT Fac. Spec. - NOX Rate Winter v.4.10 Final, Unit 1142 and retrofits | 206 | 2270 | Rate Constraint in lbs/MMBtu | FALSE | L | Annual | Constraint Shadow Price | US$/Ton | 0 | 0 | 0 | 0 | 0 | 0 | 0
CT Fac. Spec. - NOX Rate Winter v.4.10 Final, Unit 1143 and retrofits | 207 | 2270 | Rate Constraint in lbs/MMBtu | FALSE | L | Annual | Seasons Included | Seasons | Winter | Winter | Winter | Winter | Winter | Winter | Winter
CT Fac. Spec. - NOX Rate Winter v.4.10 Final, Unit 1143 and retrofits | 207 | 2270 | Rate Constraint in lbs/MMBtu | FALSE | L | Annual | Standard | lb/MMBtu | 0.15 | 0.15 | 0.15 | 0.15 | 0.15 | 0.15 | 0.15
CT Fac. Spec. - NOX Rate Winter v.4.10 Final, Unit 1143 and retrofits | 207 | 2270 | Rate Constraint in lbs/MMBtu | FALSE | L | Annual | Emissions at Affected Plants NOX | MTons | 0 | 0 | 0 | 0 | 0 | 0 | 0
CT Fac. Spec. - NOX Rate Winter v.4.10 Final, Unit 1143 and retrofits | 207 | 2270 | Rate Constraint in lbs/MMBtu | FALSE | L | Annual | Allowances Purchased NOX | MTons | 0 | 0 | 0 | 0 | 0 | 0 | 0
CT Fac. Spec. - NOX Rate Winter v.4.10 Final, Unit 1143 and retrofits | 207 | 2270 | Rate Constraint in lbs/MMBtu | FALSE | L | Annual | Allowances Sold NOX | MTons | 0 | 0 | 0 | 0 | 0 | 0 | 0
CT Fac. Spec. - NOX Rate Winter v.4.10 Final, Unit 1143 and retrofits | 207 | 2270 | Rate Constraint in lbs/MMBtu | FALSE | L | Annual | Allowances Banked | MTons | 0 | 0 | 0 | 0 | 0 | 0 | 0
CT Fac. Spec. - NOX Rate Winter v.4.10 Final, Unit 1143 and retrofits | 207 | 2270 | Rate Constraint in lbs/MMBtu | FALSE | L | Annual | Allowances Withdrawn (1:1) | MTons | 0 | 0 | 0 | 0 | 0 | 0 | 0
CT Fac. Spec. - NOX Rate Winter v.4.10 Final, Unit 1143 and retrofits | 207 | 2270 | Rate Constraint in lbs/MMBtu | FALSE | L | Annual | Allowances Withdrawn (n:1) | MTons | 0 | 0 | 0 | 0 | 0 | 0 | 0
CT Fac. Spec. - NOX Rate Winter v.4.10 Final, Unit 1143 and retrofits | 207 | 2270 | Rate Constraint in lbs/MMBtu | FALSE | L | Annual | Net Emissions Allowance Position | MTons | 0 | 0 | 0 | 0 | 0 | 0 | 0
CT Fac. Spec. - NOX Rate Winter v.4.10 Final, Unit 1143 and retrofits | 207 | 2270 | Rate Constraint in lbs/MMBtu | FALSE | L | Annual | Fuel Consumed | TBtu | 0 | 0 | 0 | 0 | 0 | 0 | 0
CT Fac. Spec. - NOX Rate Winter v.4.10 Final, Unit 1143 and retrofits | 207 | 2270 | Rate Constraint in lbs/MMBtu | FALSE | L | Annual | Rate | lb/MMBtu | 0 | 0 | 0 | 0 | 0 | 0 | 0
CT Fac. Spec. - NOX Rate Winter v.4.10 Final, Unit 1143 and retrofits | 207 | 2270 | Rate Constraint in lbs/MMBtu | FALSE | L | Annual | Generation | TWh | 0 | 0 | 0 | 0 | 0 | 0 | 0
CT Fac. Spec. - NOX Rate Winter v.4.10 Final, Unit 1143 and retrofits | 207 | 2270 | Rate Constraint in lbs/MMBtu | FALSE | L | Annual | Qualifying Generation | TWh | 0 | 0 | 0 | 0 | 0 | 0 | 0
CT Fac. Spec. - NOX Rate Winter v.4.10 Final, Unit 1143 and retrofits | 207 | 2270 | Rate Constraint in lbs/MMBtu | FALSE | L | Annual | Rate | lb/MWh | 0 | 0 | 0 | 0 | 0 | 0 | 0
CT Fac. Spec. - NOX Rate Winter v.4.10 Final, Unit 1143 and retrofits | 207 | 2270 | Rate Constraint in lbs/MMBtu | FALSE | L | Annual | Constraint Shadow Price | US$/Ton | 0 | 0 | 0 | 0 | 0 | 0 | 0
CT Fac. Spec. - NOX Rate Winter v.4.10 Final, Unit 1144 and retrofits | 208 | 2270 | Rate Constraint in lbs/MMBtu | FALSE | L | Annual | Seasons Included | Seasons | Winter | Winter | Winter | Winter | Winter | Winter | Winter
CT Fac. Spec. - NOX Rate Winter v.4.10 Final, Unit 1144 and retrofits | 208 | 2270 | Rate Constraint in lbs/MMBtu | FALSE | L | Annual | Standard | lb/MMBtu | 0.15 | 0.15 | 0.15 | 0.15 | 0.15 | 0.15 | 0.15
CT Fac. Spec. - NOX Rate Winter v.4.10 Final, Unit 1144 and retrofits | 208 | 2270 | Rate Constraint in lbs/MMBtu | FALSE | L | Annual | Emissions at Affected Plants NOX | MTons | 0 | 0 | 0 | 0 | 0 | 0 | 0
CT Fac. Spec. - NOX Rate Winter v.4.10 Final, Unit 1144 and retrofits | 208 | 2270 | Rate Constraint in lbs/MMBtu | FALSE | L | Annual | Allowances Purchased NOX | MTons | 0 | 0 | 0 | 0 | 0 | 0 | 0
CT Fac. Spec. - NOX Rate Winter v.4.10 Final, Unit 1144 and retrofits | 208 | 2270 | Rate Constraint in lbs/MMBtu | FALSE | L | Annual | Allowances Sold NOX | MTons | 0 | 0 | 0 | 0 | 0 | 0 | 0
CT Fac. Spec. - NOX Rate Winter v.4.10 Final, Unit 1144 and retrofits | 208 | 2270 | Rate Constraint in lbs/MMBtu | FALSE | L | Annual | Allowances Banked | MTons | 0 | 0 | 0 | 0 | 0 | 0 | 0
CT Fac. Spec. - NOX Rate Winter v.4.10 Final, Unit 1144 and retrofits | 208 | 2270 | Rate Constraint in lbs/MMBtu | FALSE | L | Annual | Allowances Withdrawn (1:1) | MTons | 0 | 0 | 0 | 0 | 0 | 0 | 0
CT Fac. Spec. - NOX Rate Winter v.4.10 Final, Unit 1144 and retrofits | 208 | 2270 | Rate Constraint in lbs/MMBtu | FALSE | L | Annual | Allowances Withdrawn (n:1) | MTons | 0 | 0 | 0 | 0 | 0 | 0 | 0
CT Fac. Spec. - NOX Rate Winter v.4.10 Final, Unit 1144 and retrofits | 208 | 2270 | Rate Constraint in lbs/MMBtu | FALSE | L | Annual | Net Emissions Allowance Position | MTons | 0 | 0 | 0 | 0 | 0 | 0 | 0
CT Fac. Spec. - NOX Rate Winter v.4.10 Final, Unit 1144 and retrofits | 208 | 2270 | Rate Constraint in lbs/MMBtu | FALSE | L | Annual | Fuel Consumed | TBtu | 0 | 0 | 0 | 0 | 0 | 0 | 0
CT Fac. Spec. - NOX Rate Winter v.4.10 Final, Unit 1144 and retrofits | 208 | 2270 | Rate Constraint in lbs/MMBtu | FALSE | L | Annual | Rate | lb/MMBtu | 0 | 0 | 0 | 0 | 0 | 0 | 0
CT Fac. Spec. - NOX Rate Winter v.4.10 Final, Unit 1144 and retrofits | 208 | 2270 | Rate Constraint in lbs/MMBtu | FALSE | L | Annual | Generation | TWh | 0 | 0 | 0 | 0 | 0 | 0 | 0
CT Fac. Spec. - NOX Rate Winter v.4.10 Final, Unit 1144 and retrofits | 208 | 2270 | Rate Constraint in lbs/MMBtu | FALSE | L | Annual | Qualifying Generation | TWh | 0 | 0 | 0 | 0 | 0 | 0 | 0
CT Fac. Spec. - NOX Rate Winter v.4.10 Final, Unit 1144 and retrofits | 208 | 2270 | Rate Constraint in lbs/MMBtu | FALSE | L | Annual | Rate | lb/MWh | 0 | 0 | 0 | 0 | 0 | 0 | 0
CT Fac. Spec. - NOX Rate Winter v.4.10 Final, Unit 1144 and retrofits | 208 | 2270 | Rate Constraint in lbs/MMBtu | FALSE | L | Annual | Constraint Shadow Price | US$/Ton | 0 | 0 | 0 | 0 | 0 | 0 | 0
CT Fac. Spec. - NOX Rate Winter v.4.10 Final, Unit 1149 and retrofits | 209 | 2270 | Rate Constraint in lbs/MMBtu | FALSE | L | Annual | Seasons Included | Seasons | Winter | Winter | Winter | Winter | Winter | Winter | Winter
CT Fac. Spec. - NOX Rate Winter v.4.10 Final, Unit 1149 and retrofits | 209 | 2270 | Rate Constraint in lbs/MMBtu | FALSE | L | Annual | Standard | lb/MMBtu | 0.15 | 0.15 | 0.15 | 0.15 | 0.15 | 0.15 | 0.15
CT Fac. Spec. - NOX Rate Winter v.4.10 Final, Unit 1149 and retrofits | 209 | 2270 | Rate Constraint in lbs/MMBtu | FALSE | L | Annual | Emissions at Affected Plants NOX | MTons | 0 | 0 | 0 | 0 | 0 | 0 | 0
CT Fac. Spec. - NOX Rate Winter v.4.10 Final, Unit 1149 and retrofits | 209 | 2270 | Rate Constraint in lbs/MMBtu | FALSE | L | Annual | Allowances Purchased NOX | MTons | 0 | 0 | 0 | 0 | 0 | 0 | 0
CT Fac. Spec. - NOX Rate Winter v.4.10 Final, Unit 1149 and retrofits | 209 | 2270 | Rate Constraint in lbs/MMBtu | FALSE | L | Annual | Allowances Sold NOX | MTons | 0 | 0 | 0 | 0 | 0 | 0 | 0
CT Fac. Spec. - NOX Rate Winter v.4.10 Final, Unit 1149 and retrofits | 209 | 2270 | Rate Constraint in lbs/MMBtu | FALSE | L | Annual | Allowances Banked | MTons | 0 | 0 | 0 | 0 | 0 | 0 | 0
CT Fac. Spec. - NOX Rate Winter v.4.10 Final, Unit 1149 and retrofits | 209 | 2270 | Rate Constraint in lbs/MMBtu | FALSE | L | Annual | Allowances Withdrawn (1:1) | MTons | 0 | 0 | 0 | 0 | 0 | 0 | 0
CT Fac. Spec. - NOX Rate Winter v.4.10 Final, Unit 1149 and retrofits | 209 | 2270 | Rate Constraint in lbs/MMBtu | FALSE | L | Annual | Allowances Withdrawn (n:1) | MTons | 0 | 0 | 0 | 0 | 0 | 0 | 0
CT Fac. Spec. - NOX Rate Winter v.4.10 Final, Unit 1149 and retrofits | 209 | 2270 | Rate Constraint in lbs/MMBtu | FALSE | L | Annual | Net Emissions Allowance Position | MTons | 0 | 0 | 0 | 0 | 0 | 0 | 0
CT Fac. Spec. - NOX Rate Winter v.4.10 Final, Unit 1149 and retrofits | 209 | 2270 | Rate Constraint in lbs/MMBtu | FALSE | L | Annual | Fuel Consumed | TBtu | 0 | 0 | 0 | 0 | 0 | 0 | 0
CT Fac. Spec. - NOX Rate Winter v.4.10 Final, Unit 1149 and retrofits | 209 | 2270 | Rate Constraint in lbs/MMBtu | FALSE | L | Annual | Rate | lb/MMBtu | 0 | 0 | 0 | 0 | 0 | 0 | 0
CT Fac. Spec. - NOX Rate Winter v.4.10 Final, Unit 1149 and retrofits | 209 | 2270 | Rate Constraint in lbs/MMBtu | FALSE | L | Annual | Generation | TWh | 0 | 0 | 0 | 0 | 0 | 0 | 0
CT Fac. Spec. - NOX Rate Winter v.4.10 Final, Unit 1149 and retrofits | 209 | 2270 | Rate Constraint in lbs/MMBtu | FALSE | L | Annual | Qualifying Generation | TWh | 0 | 0 | 0 | 0 | 0 | 0 | 0
CT Fac. Spec. - NOX Rate Winter v.4.10 Final, Unit 1149 and retrofits | 209 | 2270 | Rate Constraint in lbs/MMBtu | FALSE | L | Annual | Rate | lb/MWh | 0 | 0 | 0 | 0 | 0 | 0 | 0
CT Fac. Spec. - NOX Rate Winter v.4.10 Final, Unit 1149 and retrofits | 209 | 2270 | Rate Constraint in lbs/MMBtu | FALSE | L | Annual | Constraint Shadow Price | US$/Ton | 0 | 0 | 0 | 0 | 0 | 0 | 0
CT Fac. Spec. - NOX Rate Winter v.4.10 Final, Unit 1150 and retrofits | 210 | 2270 | Rate Constraint in lbs/MMBtu | FALSE | L | Annual | Seasons Included | Seasons | Winter | Winter | Winter | Winter | Winter | Winter | Winter
CT Fac. Spec. - NOX Rate Winter v.4.10 Final, Unit 1150 and retrofits | 210 | 2270 | Rate Constraint in lbs/MMBtu | FALSE | L | Annual | Standard | lb/MMBtu | 0.15 | 0.15 | 0.15 | 0.15 | 0.15 | 0.15 | 0.15
CT Fac. Spec. - NOX Rate Winter v.4.10 Final, Unit 1150 and retrofits | 210 | 2270 | Rate Constraint in lbs/MMBtu | FALSE | L | Annual | Emissions at Affected Plants NOX | MTons | 0 | 0 | 0 | 0 | 0 | 0 | 0
CT Fac. Spec. - NOX Rate Winter v.4.10 Final, Unit 1150 and retrofits | 210 | 2270 | Rate Constraint in lbs/MMBtu | FALSE | L | Annual | Allowances Purchased NOX | MTons | 0 | 0 | 0 | 0 | 0 | 0 | 0
CT Fac. Spec. - NOX Rate Winter v.4.10 Final, Unit 1150 and retrofits | 210 | 2270 | Rate Constraint in lbs/MMBtu | FALSE | L | Annual | Allowances Sold NOX | MTons | 0 | 0 | 0 | 0 | 0 | 0 | 0
CT Fac. Spec. - NOX Rate Winter v.4.10 Final, Unit 1150 and retrofits | 210 | 2270 | Rate Constraint in lbs/MMBtu | FALSE | L | Annual | Allowances Banked | MTons | 0 | 0 | 0 | 0 | 0 | 0 | 0
CT Fac. Spec. - NOX Rate Winter v.4.10 Final, Unit 1150 and retrofits | 210 | 2270 | Rate Constraint in lbs/MMBtu | FALSE | L | Annual | Allowances Withdrawn (1:1) | MTons | 0 | 0 | 0 | 0 | 0 | 0 | 0
CT Fac. Spec. - NOX Rate Winter v.4.10 Final, Unit 1150 and retrofits | 210 | 2270 | Rate Constraint in lbs/MMBtu | FALSE | L | Annual | Allowances Withdrawn (n:1) | MTons | 0 | 0 | 0 | 0 | 0 | 0 | 0
CT Fac. Spec. - NOX Rate Winter v.4.10 Final, Unit 1150 and retrofits | 210 | 2270 | Rate Constraint in lbs/MMBtu | FALSE | L | Annual | Net Emissions Allowance Position | MTons | 0 | 0 | 0 | 0 | 0 | 0 | 0
CT Fac. Spec. - NOX Rate Winter v.4.10 Final, Unit 1150 and retrofits | 210 | 2270 | Rate Constraint in lbs/MMBtu | FALSE | L | Annual | Fuel Consumed | TBtu | 0 | 0 | 0 | 0 | 0 | 0 | 0
CT Fac. Spec. - NOX Rate Winter v.4.10 Final, Unit 1150 and retrofits | 210 | 2270 | Rate Constraint in lbs/MMBtu | FALSE | L | Annual | Rate | lb/MMBtu | 0 | 0 | 0 | 0 | 0 | 0 | 0
CT Fac. Spec. - NOX Rate Winter v.4.10 Final, Unit 1150 and retrofits | 210 | 2270 | Rate Constraint in lbs/MMBtu | FALSE | L | Annual | Generation | TWh | 0 | 0 | 0 | 0 | 0 | 0 | 0
CT Fac. Spec. - NOX Rate Winter v.4.10 Final, Unit 1150 and retrofits | 210 | 2270 | Rate Constraint in lbs/MMBtu | FALSE | L | Annual | Qualifying Generation | TWh | 0 | 0 | 0 | 0 | 0 | 0 | 0
CT Fac. Spec. - NOX Rate Winter v.4.10 Final, Unit 1150 and retrofits | 210 | 2270 | Rate Constraint in lbs/MMBtu | FALSE | L | Annual | Rate | lb/MWh | 0 | 0 | 0 | 0 | 0 | 0 | 0
CT Fac. Spec. - NOX Rate Winter v.4.10 Final, Unit 1150 and retrofits | 210 | 2270 | Rate Constraint in lbs/MMBtu | FALSE | L | Annual | Constraint Shadow Price | US$/Ton | 0 | 0 | 0 | 0 | 0 | 0 | 0
CT Fac. Spec. - NOX Rate Winter v.4.10 Final, Unit 1151 and retrofits | 211 | 2270 | Rate Constraint in lbs/MMBtu | FALSE | L | Annual | Seasons Included | Seasons | Winter | Winter | Winter | Winter | Winter | Winter | Winter
CT Fac. Spec. - NOX Rate Winter v.4.10 Final, Unit 1151 and retrofits | 211 | 2270 | Rate Constraint in lbs/MMBtu | FALSE | L | Annual | Standard | lb/MMBtu | 0.15 | 0.15 | 0.15 | 0.15 | 0.15 | 0.15 | 0.15
CT Fac. Spec. - NOX Rate Winter v.4.10 Final, Unit 1151 and retrofits | 211 | 2270 | Rate Constraint in lbs/MMBtu | FALSE | L | Annual | Emissions at Affected Plants NOX | MTons | 0 | 0 | 0 | 0 | 0 | 0 | 0
CT Fac. Spec. - NOX Rate Winter v.4.10 Final, Unit 1151 and retrofits | 211 | 2270 | Rate Constraint in lbs/MMBtu | FALSE | L | Annual | Allowances Purchased NOX | MTons | 0 | 0 | 0 | 0 | 0 | 0 | 0
CT Fac. Spec. - NOX Rate Winter v.4.10 Final, Unit 1151 and retrofits | 211 | 2270 | Rate Constraint in lbs/MMBtu | FALSE | L | Annual | Allowances Sold NOX | MTons | 0 | 0 | 0 | 0 | 0 | 0 | 0
CT Fac. Spec. - NOX Rate Winter v.4.10 Final, Unit 1151 and retrofits | 211 | 2270 | Rate Constraint in lbs/MMBtu | FALSE | L | Annual | Allowances Banked | MTons | 0 | 0 | 0 | 0 | 0 | 0 | 0
CT Fac. Spec. - NOX Rate Winter v.4.10 Final, Unit 1151 and retrofits | 211 | 2270 | Rate Constraint in lbs/MMBtu | FALSE | L | Annual | Allowances Withdrawn (1:1) | MTons | 0 | 0 | 0 | 0 | 0 | 0 | 0
CT Fac. Spec. - NOX Rate Winter v.4.10 Final, Unit 1151 and retrofits | 211 | 2270 | Rate Constraint in lbs/MMBtu | FALSE | L | Annual | Allowances Withdrawn (n:1) | MTons | 0 | 0 | 0 | 0 | 0 | 0 | 0
CT Fac. Spec. - NOX Rate Winter v.4.10 Final, Unit 1151 and retrofits | 211 | 2270 | Rate Constraint in lbs/MMBtu | FALSE | L | Annual | Net Emissions Allowance Position | MTons | 0 | 0 | 0 | 0 | 0 | 0 | 0
CT Fac. Spec. - NOX Rate Winter v.4.10 Final, Unit 1151 and retrofits | 211 | 2270 | Rate Constraint in lbs/MMBtu | FALSE | L | Annual | Fuel Consumed | TBtu | 0 | 0 | 0 | 0 | 0 | 0 | 0
CT Fac. Spec. - NOX Rate Winter v.4.10 Final, Unit 1151 and retrofits | 211 | 2270 | Rate Constraint in lbs/MMBtu | FALSE | L | Annual | Rate | lb/MMBtu | 0 | 0 | 0 | 0 | 0 | 0 | 0
CT Fac. Spec. - NOX Rate Winter v.4.10 Final, Unit 1151 and retrofits | 211 | 2270 | Rate Constraint in lbs/MMBtu | FALSE | L | Annual | Generation | TWh | 0 | 0 | 0 | 0 | 0 | 0 | 0
CT Fac. Spec. - NOX Rate Winter v.4.10 Final, Unit 1151 and retrofits | 211 | 2270 | Rate Constraint in lbs/MMBtu | FALSE | L | Annual | Qualifying Generation | TWh | 0 | 0 | 0 | 0 | 0 | 0 | 0
CT Fac. Spec. - NOX Rate Winter v.4.10 Final, Unit 1151 and retrofits | 211 | 2270 | Rate Constraint in lbs/MMBtu | FALSE | L | Annual | Rate | lb/MWh | 0 | 0 | 0 | 0 | 0 | 0 | 0
CT Fac. Spec. - NOX Rate Winter v.4.10 Final, Unit 1151 and retrofits | 211 | 2270 | Rate Constraint in lbs/MMBtu | FALSE | L | Annual | Constraint Shadow Price | US$/Ton | 0 | 0 | 0 | 0 | 0 | 0 | 0
CT Fac. Spec. - NOX Rate Winter v.4.10 Final, Unit 1152 and retrofits | 212 | 2270 | Rate Constraint in lbs/MMBtu | FALSE | L | Annual | Seasons Included | Seasons | Winter | Winter | Winter | Winter | Winter | Winter | Winter
CT Fac. Spec. - NOX Rate Winter v.4.10 Final, Unit 1152 and retrofits | 212 | 2270 | Rate Constraint in lbs/MMBtu | FALSE | L | Annual | Standard | lb/MMBtu | 0.15 | 0.15 | 0.15 | 0.15 | 0.15 | 0.15 | 0.15
CT Fac. Spec. - NOX Rate Winter v.4.10 Final, Unit 1152 and retrofits | 212 | 2270 | Rate Constraint in lbs/MMBtu | FALSE | L | Annual | Emissions at Affected Plants NOX | MTons | 0 | 0 | 0 | 0 | 0 | 0 | 0
CT Fac. Spec. - NOX Rate Winter v.4.10 Final, Unit 1152 and retrofits | 212 | 2270 | Rate Constraint in lbs/MMBtu | FALSE | L | Annual | Allowances Purchased NOX | MTons | 0 | 0 | 0 | 0 | 0 | 0 | 0
CT Fac. Spec. - NOX Rate Winter v.4.10 Final, Unit 1152 and retrofits | 212 | 2270 | Rate Constraint in lbs/MMBtu | FALSE | L | Annual | Allowances Sold NOX | MTons | 0 | 0 | 0 | 0 | 0 | 0 | 0
CT Fac. Spec. - NOX Rate Winter v.4.10 Final, Unit 1152 and retrofits | 212 | 2270 | Rate Constraint in lbs/MMBtu | FALSE | L | Annual | Allowances Banked | MTons | 0 | 0 | 0 | 0 | 0 | 0 | 0
CT Fac. Spec. - NOX Rate Winter v.4.10 Final, Unit 1152 and retrofits | 212 | 2270 | Rate Constraint in lbs/MMBtu | FALSE | L | Annual | Allowances Withdrawn (1:1) | MTons | 0 | 0 | 0 | 0 | 0 | 0 | 0
CT Fac. Spec. - NOX Rate Winter v.4.10 Final, Unit 1152 and retrofits | 212 | 2270 | Rate Constraint in lbs/MMBtu | FALSE | L | Annual | Allowances Withdrawn (n:1) | MTons | 0 | 0 | 0 | 0 | 0 | 0 | 0
CT Fac. Spec. - NOX Rate Winter v.4.10 Final, Unit 1152 and retrofits | 212 | 2270 | Rate Constraint in lbs/MMBtu | FALSE | L | Annual | Net Emissions Allowance Position | MTons | 0 | 0 | 0 | 0 | 0 | 0 | 0
CT Fac. Spec. - NOX Rate Winter v.4.10 Final, Unit 1152 and retrofits | 212 | 2270 | Rate Constraint in lbs/MMBtu | FALSE | L | Annual | Fuel Consumed | TBtu | 0 | 0 | 0 | 0 | 0 | 0 | 0
CT Fac. Spec. - NOX Rate Winter v.4.10 Final, Unit 1152 and retrofits | 212 | 2270 | Rate Constraint in lbs/MMBtu | FALSE | L | Annual | Rate | lb/MMBtu | 0 | 0 | 0 | 0 | 0 | 0 | 0
CT Fac. Spec. - NOX Rate Winter v.4.10 Final, Unit 1152 and retrofits | 212 | 2270 | Rate Constraint in lbs/MMBtu | FALSE | L | Annual | Generation | TWh | 0 | 0 | 0 | 0 | 0 | 0 | 0
CT Fac. Spec. - NOX Rate Winter v.4.10 Final, Unit 1152 and retrofits | 212 | 2270 | Rate Constraint in lbs/MMBtu | FALSE | L | Annual | Qualifying Generation | TWh | 0 | 0 | 0 | 0 | 0 | 0 | 0
CT Fac. Spec. - NOX Rate Winter v.4.10 Final, Unit 1152 and retrofits | 212 | 2270 | Rate Constraint in lbs/MMBtu | FALSE | L | Annual | Rate | lb/MWh | 0 | 0 | 0 | 0 | 0 | 0 | 0
CT Fac. Spec. - NOX Rate Winter v.4.10 Final, Unit 1152 and retrofits | 212 | 2270 | Rate Constraint in lbs/MMBtu | FALSE | L | Annual | Constraint Shadow Price | US$/Ton | 0 | 0 | 0 | 0 | 0 | 0 | 0
CT Fac. Spec. - NOX Rate Winter v.4.10 Final, Unit 1153 and retrofits | 213 | 2270 | Rate Constraint in lbs/MMBtu | FALSE | L | Annual | Seasons Included | Seasons | Winter | Winter | Winter | Winter | Winter | Winter | Winter
CT Fac. Spec. - NOX Rate Winter v.4.10 Final, Unit 1153 and retrofits | 213 | 2270 | Rate Constraint in lbs/MMBtu | FALSE | L | Annual | Standard | lb/MMBtu | 0.15 | 0.15 | 0.15 | 0.15 | 0.15 | 0.15 | 0.15
CT Fac. Spec. - NOX Rate Winter v.4.10 Final, Unit 1153 and retrofits | 213 | 2270 | Rate Constraint in lbs/MMBtu | FALSE | L | Annual | Emissions at Affected Plants NOX | MTons | 0 | 0 | 0 | 0 | 0 | 0 | 0
CT Fac. Spec. - NOX Rate Winter v.4.10 Final, Unit 1153 and retrofits | 213 | 2270 | Rate Constraint in lbs/MMBtu | FALSE | L | Annual | Allowances Purchased NOX | MTons | 0 | 0 | 0 | 0 | 0 | 0 | 0
CT Fac. Spec. - NOX Rate Winter v.4.10 Final, Unit 1153 and retrofits | 213 | 2270 | Rate Constraint in lbs/MMBtu | FALSE | L | Annual | Allowances Sold NOX | MTons | 0 | 0 | 0 | 0 | 0 | 0 | 0
CT Fac. Spec. - NOX Rate Winter v.4.10 Final, Unit 1153 and retrofits | 213 | 2270 | Rate Constraint in lbs/MMBtu | FALSE | L | Annual | Allowances Banked | MTons | 0 | 0 | 0 | 0 | 0 | 0 | 0
CT Fac. Spec. - NOX Rate Winter v.4.10 Final, Unit 1153 and retrofits | 213 | 2270 | Rate Constraint in lbs/MMBtu | FALSE | L | Annual | Allowances Withdrawn (1:1) | MTons | 0 | 0 | 0 | 0 | 0 | 0 | 0
CT Fac. Spec. - NOX Rate Winter v.4.10 Final, Unit 1153 and retrofits | 213 | 2270 | Rate Constraint in lbs/MMBtu | FALSE | L | Annual | Allowances Withdrawn (n:1) | MTons | 0 | 0 | 0 | 0 | 0 | 0 | 0
CT Fac. Spec. - NOX Rate Winter v.4.10 Final, Unit 1153 and retrofits | 213 | 2270 | Rate Constraint in lbs/MMBtu | FALSE | L | Annual | Net Emissions Allowance Position | MTons | 0 | 0 | 0 | 0 | 0 | 0 | 0
CT Fac. Spec. - NOX Rate Winter v.4.10 Final, Unit 1153 and retrofits | 213 | 2270 | Rate Constraint in lbs/MMBtu | FALSE | L | Annual | Fuel Consumed | TBtu | 0 | 0 | 0 | 0 | 0 | 0 | 0
CT Fac. Spec. - NOX Rate Winter v.4.10 Final, Unit 1153 and retrofits | 213 | 2270 | Rate Constraint in lbs/MMBtu | FALSE | L | Annual | Rate | lb/MMBtu | 0 | 0 | 0 | 0 | 0 | 0 | 0
CT Fac. Spec. - NOX Rate Winter v.4.10 Final, Unit 1153 and retrofits | 213 | 2270 | Rate Constraint in lbs/MMBtu | FALSE | L | Annual | Generation | TWh | 0 | 0 | 0 | 0 | 0 | 0 | 0
CT Fac. Spec. - NOX Rate Winter v.4.10 Final, Unit 1153 and retrofits | 213 | 2270 | Rate Constraint in lbs/MMBtu | FALSE | L | Annual | Qualifying Generation | TWh | 0 | 0 | 0 | 0 | 0 | 0 | 0
CT Fac. Spec. - NOX Rate Winter v.4.10 Final, Unit 1153 and retrofits | 213 | 2270 | Rate Constraint in lbs/MMBtu | FALSE | L | Annual | Rate | lb/MWh | 0 | 0 | 0 | 0 | 0 | 0 | 0
CT Fac. Spec. - NOX Rate Winter v.4.10 Final, Unit 1153 and retrofits | 213 | 2270 | Rate Constraint in lbs/MMBtu | FALSE | L | Annual | Constraint Shadow Price | US$/Ton | 0 | 0 | 0 | 0 | 0 | 0 | 0
CT Fac. Spec. - NOX Rate Winter v.4.10 Final, Unit 1154 and retrofits | 214 | 2270 | Rate Constraint in lbs/MMBtu | FALSE | L | Annual | Seasons Included | Seasons | Winter | Winter | Winter | Winter | Winter | Winter | Winter
CT Fac. Spec. - NOX Rate Winter v.4.10 Final, Unit 1154 and retrofits | 214 | 2270 | Rate Constraint in lbs/MMBtu | FALSE | L | Annual | Standard | lb/MMBtu | 0.15 | 0.15 | 0.15 | 0.15 | 0.15 | 0.15 | 0.15
CT Fac. Spec. - NOX Rate Winter v.4.10 Final, Unit 1154 and retrofits | 214 | 2270 | Rate Constraint in lbs/MMBtu | FALSE | L | Annual | Emissions at Affected Plants NOX | MTons | 0 | 0 | 0 | 0 | 0 | 0 | 0
CT Fac. Spec. - NOX Rate Winter v.4.10 Final, Unit 1154 and retrofits | 214 | 2270 | Rate Constraint in lbs/MMBtu | FALSE | L | Annual | Allowances Purchased NOX | MTons | 0 | 0 | 0 | 0 | 0 | 0 | 0
CT Fac. Spec. - NOX Rate Winter v.4.10 Final, Unit 1154 and retrofits | 214 | 2270 | Rate Constraint in lbs/MMBtu | FALSE | L | Annual | Allowances Sold NOX | MTons | 0 | 0 | 0 | 0 | 0 | 0 | 0
CT Fac. Spec. - NOX Rate Winter v.4.10 Final, Unit 1154 and retrofits | 214 | 2270 | Rate Constraint in lbs/MMBtu | FALSE | L | Annual | Allowances Banked | MTons | 0 | 0 | 0 | 0 | 0 | 0 | 0
CT Fac. Spec. - NOX Rate Winter v.4.10 Final, Unit 1154 and retrofits | 214 | 2270 | Rate Constraint in lbs/MMBtu | FALSE | L | Annual | Allowances Withdrawn (1:1) | MTons | 0 | 0 | 0 | 0 | 0 | 0 | 0
CT Fac. Spec. - NOX Rate Winter v.4.10 Final, Unit 1154 and retrofits | 214 | 2270 | Rate Constraint in lbs/MMBtu | FALSE | L | Annual | Allowances Withdrawn (n:1) | MTons | 0 | 0 | 0 | 0 | 0 | 0 | 0
CT Fac. Spec. - NOX Rate Winter v.4.10 Final, Unit 1154 and retrofits | 214 | 2270 | Rate Constraint in lbs/MMBtu | FALSE | L | Annual | Net Emissions Allowance Position | MTons | 0 | 0 | 0 | 0 | 0 | 0 | 0
CT Fac. Spec. - NOX Rate Winter v.4.10 Final, Unit 1154 and retrofits | 214 | 2270 | Rate Constraint in lbs/MMBtu | FALSE | L | Annual | Fuel Consumed | TBtu | 0 | 0 | 0 | 0 | 0 | 0 | 0
CT Fac. Spec. - NOX Rate Winter v.4.10 Final, Unit 1154 and retrofits | 214 | 2270 | Rate Constraint in lbs/MMBtu | FALSE | L | Annual | Rate | lb/MMBtu | 0 | 0 | 0 | 0 | 0 | 0 | 0
CT Fac. Spec. - NOX Rate Winter v.4.10 Final, Unit 1154 and retrofits | 214 | 2270 | Rate Constraint in lbs/MMBtu | FALSE | L | Annual | Generation | TWh | 0 | 0 | 0 | 0 | 0 | 0 | 0
CT Fac. Spec. - NOX Rate Winter v.4.10 Final, Unit 1154 and retrofits | 214 | 2270 | Rate Constraint in lbs/MMBtu | FALSE | L | Annual | Qualifying Generation | TWh | 0 | 0 | 0 | 0 | 0 | 0 | 0
CT Fac. Spec. - NOX Rate Winter v.4.10 Final, Unit 1154 and retrofits | 214 | 2270 | Rate Constraint in lbs/MMBtu | FALSE | L | Annual | Rate | lb/MWh | 0 | 0 | 0 | 0 | 0 | 0 | 0
CT Fac. Spec. - NOX Rate Winter v.4.10 Final, Unit 1154 and retrofits | 214 | 2270 | Rate Constraint in lbs/MMBtu | FALSE | L | Annual | Constraint Shadow Price | US$/Ton | 0 | 0 | 0 | 0 | 0 | 0 | 0
CT Fac. Spec. - NOX Rate Winter v.4.10 Final, Unit 1155 and retrofits | 215 | 2270 | Rate Constraint in lbs/MMBtu | FALSE | L | Annual | Seasons Included | Seasons | Winter | Winter | Winter | Winter | Winter | Winter | Winter
CT Fac. Spec. - NOX Rate Winter v.4.10 Final, Unit 1155 and retrofits | 215 | 2270 | Rate Constraint in lbs/MMBtu | FALSE | L | Annual | Standard | lb/MMBtu | 0.15 | 0.15 | 0.15 | 0.15 | 0.15 | 0.15 | 0.15
CT Fac. Spec. - NOX Rate Winter v.4.10 Final, Unit 1155 and retrofits | 215 | 2270 | Rate Constraint in lbs/MMBtu | FALSE | L | Annual | Emissions at Affected Plants NOX | MTons | 0 | 0 | 0 | 0 | 0 | 0 | 0
CT Fac. Spec. - NOX Rate Winter v.4.10 Final, Unit 1155 and retrofits | 215 | 2270 | Rate Constraint in lbs/MMBtu | FALSE | L | Annual | Allowances Purchased NOX | MTons | 0 | 0 | 0 | 0 | 0 | 0 | 0
CT Fac. Spec. - NOX Rate Winter v.4.10 Final, Unit 1155 and retrofits | 215 | 2270 | Rate Constraint in lbs/MMBtu | FALSE | L | Annual | Allowances Sold NOX | MTons | 0 | 0 | 0 | 0 | 0 | 0 | 0
CT Fac. Spec. - NOX Rate Winter v.4.10 Final, Unit 1155 and retrofits | 215 | 2270 | Rate Constraint in lbs/MMBtu | FALSE | L | Annual | Allowances Banked | MTons | 0 | 0 | 0 | 0 | 0 | 0 | 0
CT Fac. Spec. - NOX Rate Winter v.4.10 Final, Unit 1155 and retrofits | 215 | 2270 | Rate Constraint in lbs/MMBtu | FALSE | L | Annual | Allowances Withdrawn (1:1) | MTons | 0 | 0 | 0 | 0 | 0 | 0 | 0
CT Fac. Spec. - NOX Rate Winter v.4.10 Final, Unit 1155 and retrofits | 215 | 2270 | Rate Constraint in lbs/MMBtu | FALSE | L | Annual | Allowances Withdrawn (n:1) | MTons | 0 | 0 | 0 | 0 | 0 | 0 | 0
CT Fac. Spec. - NOX Rate Winter v.4.10 Final, Unit 1155 and retrofits | 215 | 2270 | Rate Constraint in lbs/MMBtu | FALSE | L | Annual | Net Emissions Allowance Position | MTons | 0 | 0 | 0 | 0 | 0 | 0 | 0
CT Fac. Spec. - NOX Rate Winter v.4.10 Final, Unit 1155 and retrofits | 215 | 2270 | Rate Constraint in lbs/MMBtu | FALSE | L | Annual | Fuel Consumed | TBtu | 0 | 0 | 0 | 0 | 0 | 0 | 0
CT Fac. Spec. - NOX Rate Winter v.4.10 Final, Unit 1155 and retrofits | 215 | 2270 | Rate Constraint in lbs/MMBtu | FALSE | L | Annual | Rate | lb/MMBtu | 0 | 0 | 0 | 0 | 0 | 0 | 0
CT Fac. Spec. - NOX Rate Winter v.4.10 Final, Unit 1155 and retrofits | 215 | 2270 | Rate Constraint in lbs/MMBtu | FALSE | L | Annual | Generation | TWh | 0 | 0 | 0 | 0 | 0 | 0 | 0
CT Fac. Spec. - NOX Rate Winter v.4.10 Final, Unit 1155 and retrofits | 215 | 2270 | Rate Constraint in lbs/MMBtu | FALSE | L | Annual | Qualifying Generation | TWh | 0 | 0 | 0 | 0 | 0 | 0 | 0
CT Fac. Spec. - NOX Rate Winter v.4.10 Final, Unit 1155 and retrofits | 215 | 2270 | Rate Constraint in lbs/MMBtu | FALSE | L | Annual | Rate | lb/MWh | 0 | 0 | 0 | 0 | 0 | 0 | 0
CT Fac. Spec. - NOX Rate Winter v.4.10 Final, Unit 1155 and retrofits | 215 | 2270 | Rate Constraint in lbs/MMBtu | FALSE | L | Annual | Constraint Shadow Price | US$/Ton | 0 | 0 | 0 | 0 | 0 | 0 | 0
CT Fac. Spec. - NOX Rate Winter v.4.10 Final, Unit 1156 and retrofits | 216 | 2270 | Rate Constraint in lbs/MMBtu | FALSE | L | Annual | Seasons Included | Seasons | Winter | Winter | Winter | Winter | Winter | Winter | Winter
CT Fac. Spec. - NOX Rate Winter v.4.10 Final, Unit 1156 and retrofits | 216 | 2270 | Rate Constraint in lbs/MMBtu | FALSE | L | Annual | Standard | lb/MMBtu | 0.15 | 0.15 | 0.15 | 0.15 | 0.15 | 0.15 | 0.15
CT Fac. Spec. - NOX Rate Winter v.4.10 Final, Unit 1156 and retrofits | 216 | 2270 | Rate Constraint in lbs/MMBtu | FALSE | L | Annual | Emissions at Affected Plants NOX | MTons | 0 | 0 | 0 | 0 | 0 | 0 | 0
CT Fac. Spec. - NOX Rate Winter v.4.10 Final, Unit 1156 and retrofits | 216 | 2270 | Rate Constraint in lbs/MMBtu | FALSE | L | Annual | Allowances Purchased NOX | MTons | 0 | 0 | 0 | 0 | 0 | 0 | 0
CT Fac. Spec. - NOX Rate Winter v.4.10 Final, Unit 1156 and retrofits | 216 | 2270 | Rate Constraint in lbs/MMBtu | FALSE | L | Annual | Allowances Sold NOX | MTons | 0 | 0 | 0 | 0 | 0 | 0 | 0
CT Fac. Spec. - NOX Rate Winter v.4.10 Final, Unit 1156 and retrofits | 216 | 2270 | Rate Constraint in lbs/MMBtu | FALSE | L | Annual | Allowances Banked | MTons | 0 | 0 | 0 | 0 | 0 | 0 | 0
CT Fac. Spec. - NOX Rate Winter v.4.10 Final, Unit 1156 and retrofits | 216 | 2270 | Rate Constraint in lbs/MMBtu | FALSE | L | Annual | Allowances Withdrawn (1:1) | MTons | 0 | 0 | 0 | 0 | 0 | 0 | 0
CT Fac. Spec. - NOX Rate Winter v.4.10 Final, Unit 1156 and retrofits | 216 | 2270 | Rate Constraint in lbs/MMBtu | FALSE | L | Annual | Allowances Withdrawn (n:1) | MTons | 0 | 0 | 0 | 0 | 0 | 0 | 0
CT Fac. Spec. - NOX Rate Winter v.4.10 Final, Unit 1156 and retrofits | 216 | 2270 | Rate Constraint in lbs/MMBtu | FALSE | L | Annual | Net Emissions Allowance Position | MTons | 0 | 0 | 0 | 0 | 0 | 0 | 0
CT Fac. Spec. - NOX Rate Winter v.4.10 Final, Unit 1156 and retrofits | 216 | 2270 | Rate Constraint in lbs/MMBtu | FALSE | L | Annual | Fuel Consumed | TBtu | 0 | 0 | 0 | 0 | 0 | 0 | 0
CT Fac. Spec. - NOX Rate Winter v.4.10 Final, Unit 1156 and retrofits | 216 | 2270 | Rate Constraint in lbs/MMBtu | FALSE | L | Annual | Rate | lb/MMBtu | 0 | 0 | 0 | 0 | 0 | 0 | 0
CT Fac. Spec. - NOX Rate Winter v.4.10 Final, Unit 1156 and retrofits | 216 | 2270 | Rate Constraint in lbs/MMBtu | FALSE | L | Annual | Generation | TWh | 0 | 0 | 0 | 0 | 0 | 0 | 0
CT Fac. Spec. - NOX Rate Winter v.4.10 Final, Unit 1156 and retrofits | 216 | 2270 | Rate Constraint in lbs/MMBtu | FALSE | L | Annual | Qualifying Generation | TWh | 0 | 0 | 0 | 0 | 0 | 0 | 0
CT Fac. Spec. - NOX Rate Winter v.4.10 Final, Unit 1156 and retrofits | 216 | 2270 | Rate Constraint in lbs/MMBtu | FALSE | L | Annual | Rate | lb/MWh | 0 | 0 | 0 | 0 | 0 | 0 | 0
CT Fac. Spec. - NOX Rate Winter v.4.10 Final, Unit 1156 and retrofits | 216 | 2270 | Rate Constraint in lbs/MMBtu | FALSE | L | Annual | Constraint Shadow Price | US$/Ton | 0 | 0 | 0 | 0 | 0 | 0 | 0
CT Fac. Spec. - NOX Rate Winter v.4.10 Final, Unit 1157 and retrofits | 217 | 2270 | Rate Constraint in lbs/MMBtu | FALSE | L | Annual | Seasons Included | Seasons | Winter | Winter | Winter | Winter | Winter | Winter | Winter
CT Fac. Spec. - NOX Rate Winter v.4.10 Final, Unit 1157 and retrofits | 217 | 2270 | Rate Constraint in lbs/MMBtu | FALSE | L | Annual | Standard | lb/MMBtu | 0.15 | 0.15 | 0.15 | 0.15 | 0.15 | 0.15 | 0.15
CT Fac. Spec. - NOX Rate Winter v.4.10 Final, Unit 1157 and retrofits | 217 | 2270 | Rate Constraint in lbs/MMBtu | FALSE | L | Annual | Emissions at Affected Plants NOX | MTons | 0 | 0 | 0 | 0 | 0 | 0 | 0
CT Fac. Spec. - NOX Rate Winter v.4.10 Final, Unit 1157 and retrofits | 217 | 2270 | Rate Constraint in lbs/MMBtu | FALSE | L | Annual | Allowances Purchased NOX | MTons | 0 | 0 | 0 | 0 | 0 | 0 | 0
CT Fac. Spec. - NOX Rate Winter v.4.10 Final, Unit 1157 and retrofits | 217 | 2270 | Rate Constraint in lbs/MMBtu | FALSE | L | Annual | Allowances Sold NOX | MTons | 0 | 0 | 0 | 0 | 0 | 0 | 0
CT Fac. Spec. - NOX Rate Winter v.4.10 Final, Unit 1157 and retrofits | 217 | 2270 | Rate Constraint in lbs/MMBtu | FALSE | L | Annual | Allowances Banked | MTons | 0 | 0 | 0 | 0 | 0 | 0 | 0
CT Fac. Spec. - NOX Rate Winter v.4.10 Final, Unit 1157 and retrofits | 217 | 2270 | Rate Constraint in lbs/MMBtu | FALSE | L | Annual | Allowances Withdrawn (1:1) | MTons | 0 | 0 | 0 | 0 | 0 | 0 | 0
CT Fac. Spec. - NOX Rate Winter v.4.10 Final, Unit 1157 and retrofits | 217 | 2270 | Rate Constraint in lbs/MMBtu | FALSE | L | Annual | Allowances Withdrawn (n:1) | MTons | 0 | 0 | 0 | 0 | 0 | 0 | 0
CT Fac. Spec. - NOX Rate Winter v.4.10 Final, Unit 1157 and retrofits | 217 | 2270 | Rate Constraint in lbs/MMBtu | FALSE | L | Annual | Net Emissions Allowance Position | MTons | 0 | 0 | 0 | 0 | 0 | 0 | 0
CT Fac. Spec. - NOX Rate Winter v.4.10 Final, Unit 1157 and retrofits | 217 | 2270 | Rate Constraint in lbs/MMBtu | FALSE | L | Annual | Fuel Consumed | TBtu | 0 | 0 | 0 | 0 | 0 | 0 | 0
CT Fac. Spec. - NOX Rate Winter v.4.10 Final, Unit 1157 and retrofits | 217 | 2270 | Rate Constraint in lbs/MMBtu | FALSE | L | Annual | Rate | lb/MMBtu | 0 | 0 | 0 | 0 | 0 | 0 | 0
CT Fac. Spec. - NOX Rate Winter v.4.10 Final, Unit 1157 and retrofits | 217 | 2270 | Rate Constraint in lbs/MMBtu | FALSE | L | Annual | Generation | TWh | 0 | 0 | 0 | 0 | 0 | 0 | 0
CT Fac. Spec. - NOX Rate Winter v.4.10 Final, Unit 1157 and retrofits | 217 | 2270 | Rate Constraint in lbs/MMBtu | FALSE | L | Annual | Qualifying Generation | TWh | 0 | 0 | 0 | 0 | 0 | 0 | 0
CT Fac. Spec. - NOX Rate Winter v.4.10 Final, Unit 1157 and retrofits | 217 | 2270 | Rate Constraint in lbs/MMBtu | FALSE | L | Annual | Rate | lb/MWh | 0 | 0 | 0 | 0 | 0 | 0 | 0
CT Fac. Spec. - NOX Rate Winter v.4.10 Final, Unit 1157 and retrofits | 217 | 2270 | Rate Constraint in lbs/MMBtu | FALSE | L | Annual | Constraint Shadow Price | US$/Ton | 0 | 0 | 0 | 0 | 0 | 0 | 0
CT Fac. Spec. - NOX Rate Winter v.4.10 Final, Unit 1158 and retrofits | 218 | 2270 | Rate Constraint in lbs/MMBtu | FALSE | L | Annual | Seasons Included | Seasons | Winter | Winter | Winter | Winter | Winter | Winter | Winter
CT Fac. Spec. - NOX Rate Winter v.4.10 Final, Unit 1158 and retrofits | 218 | 2270 | Rate Constraint in lbs/MMBtu | FALSE | L | Annual | Standard | lb/MMBtu | 0.15 | 0.15 | 0.15 | 0.15 | 0.15 | 0.15 | 0.15
CT Fac. Spec. - NOX Rate Winter v.4.10 Final, Unit 1158 and retrofits | 218 | 2270 | Rate Constraint in lbs/MMBtu | FALSE | L | Annual | Emissions at Affected Plants NOX | MTons | 0 | 0 | 0 | 0 | 0 | 0 | 0
CT Fac. Spec. - NOX Rate Winter v.4.10 Final, Unit 1158 and retrofits | 218 | 2270 | Rate Constraint in lbs/MMBtu | FALSE | L | Annual | Allowances Purchased NOX | MTons | 0 | 0 | 0 | 0 | 0 | 0 | 0
CT Fac. Spec. - NOX Rate Winter v.4.10 Final, Unit 1158 and retrofits | 218 | 2270 | Rate Constraint in lbs/MMBtu | FALSE | L | Annual | Allowances Sold NOX | MTons | 0 | 0 | 0 | 0 | 0 | 0 | 0
CT Fac. Spec. - NOX Rate Winter v.4.10 Final, Unit 1158 and retrofits | 218 | 2270 | Rate Constraint in lbs/MMBtu | FALSE | L | Annual | Allowances Banked | MTons | 0 | 0 | 0 | 0 | 0 | 0 | 0
CT Fac. Spec. - NOX Rate Winter v.4.10 Final, Unit 1158 and retrofits | 218 | 2270 | Rate Constraint in lbs/MMBtu | FALSE | L | Annual | Allowances Withdrawn (1:1) | MTons | 0 | 0 | 0 | 0 | 0 | 0 | 0
CT Fac. Spec. - NOX Rate Winter v.4.10 Final, Unit 1158 and retrofits | 218 | 2270 | Rate Constraint in lbs/MMBtu | FALSE | L | Annual | Allowances Withdrawn (n:1) | MTons | 0 | 0 | 0 | 0 | 0 | 0 | 0
CT Fac. Spec. - NOX Rate Winter v.4.10 Final, Unit 1158 and retrofits | 218 | 2270 | Rate Constraint in lbs/MMBtu | FALSE | L | Annual | Net Emissions Allowance Position | MTons | 0 | 0 | 0 | 0 | 0 | 0 | 0
CT Fac. Spec. - NOX Rate Winter v.4.10 Final, Unit 1158 and retrofits | 218 | 2270 | Rate Constraint in lbs/MMBtu | FALSE | L | Annual | Fuel Consumed | TBtu | 0 | 0 | 0 | 0 | 0 | 0 | 0
CT Fac. Spec. - NOX Rate Winter v.4.10 Final, Unit 1158 and retrofits | 218 | 2270 | Rate Constraint in lbs/MMBtu | FALSE | L | Annual | Rate | lb/MMBtu | 0 | 0 | 0 | 0 | 0 | 0 | 0
CT Fac. Spec. - NOX Rate Winter v.4.10 Final, Unit 1158 and retrofits | 218 | 2270 | Rate Constraint in lbs/MMBtu | FALSE | L | Annual | Generation | TWh | 0 | 0 | 0 | 0 | 0 | 0 | 0
CT Fac. Spec. - NOX Rate Winter v.4.10 Final, Unit 1158 and retrofits | 218 | 2270 | Rate Constraint in lbs/MMBtu | FALSE | L | Annual | Qualifying Generation | TWh | 0 | 0 | 0 | 0 | 0 | 0 | 0
CT Fac. Spec. - NOX Rate Winter v.4.10 Final, Unit 1158 and retrofits | 218 | 2270 | Rate Constraint in lbs/MMBtu | FALSE | L | Annual | Rate | lb/MWh | 0 | 0 | 0 | 0 | 0 | 0 | 0
CT Fac. Spec. - NOX Rate Winter v.4.10 Final, Unit 1158 and retrofits | 218 | 2270 | Rate Constraint in lbs/MMBtu | FALSE | L | Annual | Constraint Shadow Price | US$/Ton | 0 | 0 | 0 | 0 | 0 | 0 | 0
CT Fac. Spec. - NOX Rate Winter v.4.10 Final, Unit 1159 and retrofits | 219 | 2270 | Rate Constraint in lbs/MMBtu | FALSE | L | Annual | Seasons Included | Seasons | Winter | Winter | Winter | Winter | Winter | Winter | Winter
CT Fac. Spec. - NOX Rate Winter v.4.10 Final, Unit 1159 and retrofits | 219 | 2270 | Rate Constraint in lbs/MMBtu | FALSE | L | Annual | Standard | lb/MMBtu | 0.15 | 0.15 | 0.15 | 0.15 | 0.15 | 0.15 | 0.15
CT Fac. Spec. - NOX Rate Winter v.4.10 Final, Unit 1159 and retrofits | 219 | 2270 | Rate Constraint in lbs/MMBtu | FALSE | L | Annual | Emissions at Affected Plants NOX | MTons | 0 | 0 | 0 | 0 | 0 | 0 | 0
CT Fac. Spec. - NOX Rate Winter v.4.10 Final, Unit 1159 and retrofits | 219 | 2270 | Rate Constraint in lbs/MMBtu | FALSE | L | Annual | Allowances Purchased NOX | MTons | 0 | 0 | 0 | 0 | 0 | 0 | 0
CT Fac. Spec. - NOX Rate Winter v.4.10 Final, Unit 1159 and retrofits | 219 | 2270 | Rate Constraint in lbs/MMBtu | FALSE | L | Annual | Allowances Sold NOX | MTons | 0 | 0 | 0 | 0 | 0 | 0 | 0
CT Fac. Spec. - NOX Rate Winter v.4.10 Final, Unit 1159 and retrofits | 219 | 2270 | Rate Constraint in lbs/MMBtu | FALSE | L | Annual | Allowances Banked | MTons | 0 | 0 | 0 | 0 | 0 | 0 | 0
CT Fac. Spec. - NOX Rate Winter v.4.10 Final, Unit 1159 and retrofits | 219 | 2270 | Rate Constraint in lbs/MMBtu | FALSE | L | Annual | Allowances Withdrawn (1:1) | MTons | 0 | 0 | 0 | 0 | 0 | 0 | 0
CT Fac. Spec. - NOX Rate Winter v.4.10 Final, Unit 1159 and retrofits | 219 | 2270 | Rate Constraint in lbs/MMBtu | FALSE | L | Annual | Allowances Withdrawn (n:1) | MTons | 0 | 0 | 0 | 0 | 0 | 0 | 0
CT Fac. Spec. - NOX Rate Winter v.4.10 Final, Unit 1159 and retrofits | 219 | 2270 | Rate Constraint in lbs/MMBtu | FALSE | L | Annual | Net Emissions Allowance Position | MTons | 0 | 0 | 0 | 0 | 0 | 0 | 0
CT Fac. Spec. - NOX Rate Winter v.4.10 Final, Unit 1159 and retrofits | 219 | 2270 | Rate Constraint in lbs/MMBtu | FALSE | L | Annual | Fuel Consumed | TBtu | 0 | 0 | 0 | 0 | 0 | 0 | 0
CT Fac. Spec. - NOX Rate Winter v.4.10 Final, Unit 1159 and retrofits | 219 | 2270 | Rate Constraint in lbs/MMBtu | FALSE | L | Annual | Rate | lb/MMBtu | 0 | 0 | 0 | 0 | 0 | 0 | 0
CT Fac. Spec. - NOX Rate Winter v.4.10 Final, Unit 1159 and retrofits | 219 | 2270 | Rate Constraint in lbs/MMBtu | FALSE | L | Annual | Generation | TWh | 0 | 0 | 0 | 0 | 0 | 0 | 0
CT Fac. Spec. - NOX Rate Winter v.4.10 Final, Unit 1159 and retrofits | 219 | 2270 | Rate Constraint in lbs/MMBtu | FALSE | L | Annual | Qualifying Generation | TWh | 0 | 0 | 0 | 0 | 0 | 0 | 0
CT Fac. Spec. - NOX Rate Winter v.4.10 Final, Unit 1159 and retrofits | 219 | 2270 | Rate Constraint in lbs/MMBtu | FALSE | L | Annual | Rate | lb/MWh | 0 | 0 | 0 | 0 | 0 | 0 | 0
CT Fac. Spec. - NOX Rate Winter v.4.10 Final, Unit 1159 and retrofits | 219 | 2270 | Rate Constraint in lbs/MMBtu | FALSE | L | Annual | Constraint Shadow Price | US$/Ton | 0 | 0 | 0 | 0 | 0 | 0 | 0
CT Fac. Spec. - NOX Rate Winter v.4.10 Final, Unit 1161 and retrofits | 220 | 2270 | Rate Constraint in lbs/MMBtu | FALSE | L | Annual | Seasons Included | Seasons | Winter | Winter | Winter | Winter | Winter | Winter | Winter
CT Fac. Spec. - NOX Rate Winter v.4.10 Final, Unit 1161 and retrofits | 220 | 2270 | Rate Constraint in lbs/MMBtu | FALSE | L | Annual | Standard | lb/MMBtu | 0.15 | 0.15 | 0.15 | 0.15 | 0.15 | 0.15 | 0.15
CT Fac. Spec. - NOX Rate Winter v.4.10 Final, Unit 1161 and retrofits | 220 | 2270 | Rate Constraint in lbs/MMBtu | FALSE | L | Annual | Emissions at Affected Plants NOX | MTons | 0 | 0 | 0 | 0 | 0 | 0 | 0
CT Fac. Spec. - NOX Rate Winter v.4.10 Final, Unit 1161 and retrofits | 220 | 2270 | Rate Constraint in lbs/MMBtu | FALSE | L | Annual | Allowances Purchased NOX | MTons | 0 | 0 | 0 | 0 | 0 | 0 | 0
CT Fac. Spec. - NOX Rate Winter v.4.10 Final, Unit 1161 and retrofits | 220 | 2270 | Rate Constraint in lbs/MMBtu | FALSE | L | Annual | Allowances Sold NOX | MTons | 0 | 0 | 0 | 0 | 0 | 0 | 0
CT Fac. Spec. - NOX Rate Winter v.4.10 Final, Unit 1161 and retrofits | 220 | 2270 | Rate Constraint in lbs/MMBtu | FALSE | L | Annual | Allowances Banked | MTons | 0 | 0 | 0 | 0 | 0 | 0 | 0
CT Fac. Spec. - NOX Rate Winter v.4.10 Final, Unit 1161 and retrofits | 220 | 2270 | Rate Constraint in lbs/MMBtu | FALSE | L | Annual | Allowances Withdrawn (1:1) | MTons | 0 | 0 | 0 | 0 | 0 | 0 | 0
CT Fac. Spec. - NOX Rate Winter v.4.10 Final, Unit 1161 and retrofits | 220 | 2270 | Rate Constraint in lbs/MMBtu | FALSE | L | Annual | Allowances Withdrawn (n:1) | MTons | 0 | 0 | 0 | 0 | 0 | 0 | 0
CT Fac. Spec. - NOX Rate Winter v.4.10 Final, Unit 1161 and retrofits | 220 | 2270 | Rate Constraint in lbs/MMBtu | FALSE | L | Annual | Net Emissions Allowance Position | MTons | 0 | 0 | 0 | 0 | 0 | 0 | 0
CT Fac. Spec. - NOX Rate Winter v.4.10 Final, Unit 1161 and retrofits | 220 | 2270 | Rate Constraint in lbs/MMBtu | FALSE | L | Annual | Fuel Consumed | TBtu | 0 | 0 | 0 | 0 | 0 | 0 | 0
CT Fac. Spec. - NOX Rate Winter v.4.10 Final, Unit 1161 and retrofits | 220 | 2270 | Rate Constraint in lbs/MMBtu | FALSE | L | Annual | Rate | lb/MMBtu | 0 | 0 | 0 | 0 | 0 | 0 | 0
CT Fac. Spec. - NOX Rate Winter v.4.10 Final, Unit 1161 and retrofits | 220 | 2270 | Rate Constraint in lbs/MMBtu | FALSE | L | Annual | Generation | TWh | 0 | 0 | 0 | 0 | 0 | 0 | 0
CT Fac. Spec. - NOX Rate Winter v.4.10 Final, Unit 1161 and retrofits | 220 | 2270 | Rate Constraint in lbs/MMBtu | FALSE | L | Annual | Qualifying Generation | TWh | 0 | 0 | 0 | 0 | 0 | 0 | 0
CT Fac. Spec. - NOX Rate Winter v.4.10 Final, Unit 1161 and retrofits | 220 | 2270 | Rate Constraint in lbs/MMBtu | FALSE | L | Annual | Rate | lb/MWh | 0 | 0 | 0 | 0 | 0 | 0 | 0
CT Fac. Spec. - NOX Rate Winter v.4.10 Final, Unit 1161 and retrofits | 220 | 2270 | Rate Constraint in lbs/MMBtu | FALSE | L | Annual | Constraint Shadow Price | US$/Ton | 0 | 0 | 0 | 0 | 0 | 0 | 0
CT Fac. Spec. - NOX Rate Winter v.4.10 Final, Unit 1162 and retrofits | 221 | 2270 | Rate Constraint in lbs/MMBtu | FALSE | L | Annual | Seasons Included | Seasons | Winter | Winter | Winter | Winter | Winter | Winter | Winter
CT Fac. Spec. - NOX Rate Winter v.4.10 Final, Unit 1162 and retrofits | 221 | 2270 | Rate Constraint in lbs/MMBtu | FALSE | L | Annual | Standard | lb/MMBtu | 0.15 | 0.15 | 0.15 | 0.15 | 0.15 | 0.15 | 0.15
CT Fac. Spec. - NOX Rate Winter v.4.10 Final, Unit 1162 and retrofits | 221 | 2270 | Rate Constraint in lbs/MMBtu | FALSE | L | Annual | Emissions at Affected Plants NOX | MTons | 0 | 0 | 0 | 0 | 0 | 0 | 0
CT Fac. Spec. - NOX Rate Winter v.4.10 Final, Unit 1162 and retrofits | 221 | 2270 | Rate Constraint in lbs/MMBtu | FALSE | L | Annual | Allowances Purchased NOX | MTons | 0 | 0 | 0 | 0 | 0 | 0 | 0
CT Fac. Spec. - NOX Rate Winter v.4.10 Final, Unit 1162 and retrofits | 221 | 2270 | Rate Constraint in lbs/MMBtu | FALSE | L | Annual | Allowances Sold NOX | MTons | 0 | 0 | 0 | 0 | 0 | 0 | 0
CT Fac. Spec. - NOX Rate Winter v.4.10 Final, Unit 1162 and retrofits | 221 | 2270 | Rate Constraint in lbs/MMBtu | FALSE | L | Annual | Allowances Banked | MTons | 0 | 0 | 0 | 0 | 0 | 0 | 0
CT Fac. Spec. - NOX Rate Winter v.4.10 Final, Unit 1162 and retrofits | 221 | 2270 | Rate Constraint in lbs/MMBtu | FALSE | L | Annual | Allowances Withdrawn (1:1) | MTons | 0 | 0 | 0 | 0 | 0 | 0 | 0
CT Fac. Spec. - NOX Rate Winter v.4.10 Final, Unit 1162 and retrofits | 221 | 2270 | Rate Constraint in lbs/MMBtu | FALSE | L | Annual | Allowances Withdrawn (n:1) | MTons | 0 | 0 | 0 | 0 | 0 | 0 | 0
CT Fac. Spec. - NOX Rate Winter v.4.10 Final, Unit 1162 and retrofits | 221 | 2270 | Rate Constraint in lbs/MMBtu | FALSE | L | Annual | Net Emissions Allowance Position | MTons | 0 | 0 | 0 | 0 | 0 | 0 | 0
CT Fac. Spec. - NOX Rate Winter v.4.10 Final, Unit 1162 and retrofits | 221 | 2270 | Rate Constraint in lbs/MMBtu | FALSE | L | Annual | Fuel Consumed | TBtu | 0 | 0 | 0 | 0 | 0 | 0 | 0
CT Fac. Spec. - NOX Rate Winter v.4.10 Final, Unit 1162 and retrofits | 221 | 2270 | Rate Constraint in lbs/MMBtu | FALSE | L | Annual | Rate | lb/MMBtu | 0 | 0 | 0 | 0 | 0 | 0 | 0
CT Fac. Spec. - NOX Rate Winter v.4.10 Final, Unit 1162 and retrofits | 221 | 2270 | Rate Constraint in lbs/MMBtu | FALSE | L | Annual | Generation | TWh | 0 | 0 | 0 | 0 | 0 | 0 | 0
CT Fac. Spec. - NOX Rate Winter v.4.10 Final, Unit 1162 and retrofits | 221 | 2270 | Rate Constraint in lbs/MMBtu | FALSE | L | Annual | Qualifying Generation | TWh | 0 | 0 | 0 | 0 | 0 | 0 | 0
CT Fac. Spec. - NOX Rate Winter v.4.10 Final, Unit 1162 and retrofits | 221 | 2270 | Rate Constraint in lbs/MMBtu | FALSE | L | Annual | Rate | lb/MWh | 0 | 0 | 0 | 0 | 0 | 0 | 0
CT Fac. Spec. - NOX Rate Winter v.4.10 Final, Unit 1162 and retrofits | 221 | 2270 | Rate Constraint in lbs/MMBtu | FALSE | L | Annual | Constraint Shadow Price | US$/Ton | 0 | 0 | 0 | 0 | 0 | 0 | 0
CT Fac. Spec. - NOX Rate Winter v.4.10 Final, Unit 1163 and retrofits | 222 | 2270 | Rate Constraint in lbs/MMBtu | FALSE | L | Annual | Seasons Included | Seasons | Winter | Winter | Winter | Winter | Winter | Winter | Winter
CT Fac. Spec. - NOX Rate Winter v.4.10 Final, Unit 1163 and retrofits | 222 | 2270 | Rate Constraint in lbs/MMBtu | FALSE | L | Annual | Standard | lb/MMBtu | 0.15 | 0.15 | 0.15 | 0.15 | 0.15 | 0.15 | 0.15
CT Fac. Spec. - NOX Rate Winter v.4.10 Final, Unit 1163 and retrofits | 222 | 2270 | Rate Constraint in lbs/MMBtu | FALSE | L | Annual | Emissions at Affected Plants NOX | MTons | 0 | 0 | 0 | 0 | 0 | 0 | 0
CT Fac. Spec. - NOX Rate Winter v.4.10 Final, Unit 1163 and retrofits | 222 | 2270 | Rate Constraint in lbs/MMBtu | FALSE | L | Annual | Allowances Purchased NOX | MTons | 0 | 0 | 0 | 0 | 0 | 0 | 0
CT Fac. Spec. - NOX Rate Winter v.4.10 Final, Unit 1163 and retrofits | 222 | 2270 | Rate Constraint in lbs/MMBtu | FALSE | L | Annual | Allowances Sold NOX | MTons | 0 | 0 | 0 | 0 | 0 | 0 | 0
CT Fac. Spec. - NOX Rate Winter v.4.10 Final, Unit 1163 and retrofits | 222 | 2270 | Rate Constraint in lbs/MMBtu | FALSE | L | Annual | Allowances Banked | MTons | 0 | 0 | 0 | 0 | 0 | 0 | 0
CT Fac. Spec. - NOX Rate Winter v.4.10 Final, Unit 1163 and retrofits | 222 | 2270 | Rate Constraint in lbs/MMBtu | FALSE | L | Annual | Allowances Withdrawn (1:1) | MTons | 0 | 0 | 0 | 0 | 0 | 0 | 0
CT Fac. Spec. - NOX Rate Winter v.4.10 Final, Unit 1163 and retrofits | 222 | 2270 | Rate Constraint in lbs/MMBtu | FALSE | L | Annual | Allowances Withdrawn (n:1) | MTons | 0 | 0 | 0 | 0 | 0 | 0 | 0
CT Fac. Spec. - NOX Rate Winter v.4.10 Final, Unit 1163 and retrofits | 222 | 2270 | Rate Constraint in lbs/MMBtu | FALSE | L | Annual | Net Emissions Allowance Position | MTons | 0 | 0 | 0 | 0 | 0 | 0 | 0
CT Fac. Spec. - NOX Rate Winter v.4.10 Final, Unit 1163 and retrofits | 222 | 2270 | Rate Constraint in lbs/MMBtu | FALSE | L | Annual | Fuel Consumed | TBtu | 0 | 0 | 0 | 0 | 0 | 0 | 0
CT Fac. Spec. - NOX Rate Winter v.4.10 Final, Unit 1163 and retrofits | 222 | 2270 | Rate Constraint in lbs/MMBtu | FALSE | L | Annual | Rate | lb/MMBtu | 0 | 0 | 0 | 0 | 0 | 0 | 0
CT Fac. Spec. - NOX Rate Winter v.4.10 Final, Unit 1163 and retrofits | 222 | 2270 | Rate Constraint in lbs/MMBtu | FALSE | L | Annual | Generation | TWh | 0 | 0 | 0 | 0 | 0 | 0 | 0
CT Fac. Spec. - NOX Rate Winter v.4.10 Final, Unit 1163 and retrofits | 222 | 2270 | Rate Constraint in lbs/MMBtu | FALSE | L | Annual | Qualifying Generation | TWh | 0 | 0 | 0 | 0 | 0 | 0 | 0
CT Fac. Spec. - NOX Rate Winter v.4.10 Final, Unit 1163 and retrofits | 222 | 2270 | Rate Constraint in lbs/MMBtu | FALSE | L | Annual | Rate | lb/MWh | 0 | 0 | 0 | 0 | 0 | 0 | 0
CT Fac. Spec. - NOX Rate Winter v.4.10 Final, Unit 1163 and retrofits | 222 | 2270 | Rate Constraint in lbs/MMBtu | FALSE | L | Annual | Constraint Shadow Price | US$/Ton | 0 | 0 | 0 | 0 | 0 | 0 | 0
CT Fac. Spec. - NOX Rate Winter v.4.10 Final, Unit 2919 and retrofits | 223 | 2270 | Rate Constraint in lbs/MMBtu | FALSE | L | Annual | Seasons Included | Seasons | Winter | Winter | Winter | Winter | Winter | Winter | Winter
CT Fac. Spec. - NOX Rate Winter v.4.10 Final, Unit 2919 and retrofits | 223 | 2270 | Rate Constraint in lbs/MMBtu | FALSE | L | Annual | Standard | lb/MMBtu | 0.15 | 0.15 | 0.15 | 0.15 | 0.15 | 0.15 | 0.15
CT Fac. Spec. - NOX Rate Winter v.4.10 Final, Unit 2919 and retrofits | 223 | 2270 | Rate Constraint in lbs/MMBtu | FALSE | L | Annual | Emissions at Affected Plants NOX | MTons | 0.022476 | 0.022476 | 0.022476 | 0.022476 | 0.022476 | 0.022476 | 0.022476
CT Fac. Spec. - NOX Rate Winter v.4.10 Final, Unit 2919 and retrofits | 223 | 2270 | Rate Constraint in lbs/MMBtu | FALSE | L | Annual | Allowances Purchased NOX | MTons | 0 | 0 | 0 | 0 | 0 | 0 | 0
CT Fac. Spec. - NOX Rate Winter v.4.10 Final, Unit 2919 and retrofits | 223 | 2270 | Rate Constraint in lbs/MMBtu | FALSE | L | Annual | Allowances Sold NOX | MTons | 0 | 0 | 0 | 0 | 0 | 0 | 0
CT Fac. Spec. - NOX Rate Winter v.4.10 Final, Unit 2919 and retrofits | 223 | 2270 | Rate Constraint in lbs/MMBtu | FALSE | L | Annual | Allowances Banked | MTons | 0 | 0 | 0 | 0 | 0 | 0 | 0
CT Fac. Spec. - NOX Rate Winter v.4.10 Final, Unit 2919 and retrofits | 223 | 2270 | Rate Constraint in lbs/MMBtu | FALSE | L | Annual | Allowances Withdrawn (1:1) | MTons | 0 | 0 | 0 | 0 | 0 | 0 | 0
CT Fac. Spec. - NOX Rate Winter v.4.10 Final, Unit 2919 and retrofits | 223 | 2270 | Rate Constraint in lbs/MMBtu | FALSE | L | Annual | Allowances Withdrawn (n:1) | MTons | 0 | 0 | 0 | 0 | 0 | 0 | 0
CT Fac. Spec. - NOX Rate Winter v.4.10 Final, Unit 2919 and retrofits | 223 | 2270 | Rate Constraint in lbs/MMBtu | FALSE | L | Annual | Net Emissions Allowance Position | MTons | 0.022476 | 0.022476 | 0.022476 | 0.022476 | 0.022476 | 0.022476 | 0.022476
CT Fac. Spec. - NOX Rate Winter v.4.10 Final, Unit 2919 and retrofits | 223 | 2270 | Rate Constraint in lbs/MMBtu | FALSE | L | Annual | Fuel Consumed | TBtu | 4.5471 | 4.5471 | 4.5471 | 4.5471 | 4.5471 | 4.5471 | 4.5471
CT Fac. Spec. - NOX Rate Winter v.4.10 Final, Unit 2919 and retrofits | 223 | 2270 | Rate Constraint in lbs/MMBtu | FALSE | L | Annual | Rate | lb/MMBtu | 0.009886 | 0.009886 | 0.009886 | 0.009886 | 0.009886 | 0.009886 | 0.009886
CT Fac. Spec. - NOX Rate Winter v.4.10 Final, Unit 2919 and retrofits | 223 | 2270 | Rate Constraint in lbs/MMBtu | FALSE | L | Annual | Generation | TWh | 0.63623 | 0.63623 | 0.63623 | 0.63623 | 0.63623 | 0.63623 | 0.63623
CT Fac. Spec. - NOX Rate Winter v.4.10 Final, Unit 2919 and retrofits | 223 | 2270 | Rate Constraint in lbs/MMBtu | FALSE | L | Annual | Qualifying Generation | TWh | 0.63623 | 0.63623 | 0.63623 | 0.63623 | 0.63623 | 0.63623 | 0.63623
CT Fac. Spec. - NOX Rate Winter v.4.10 Final, Unit 2919 and retrofits | 223 | 2270 | Rate Constraint in lbs/MMBtu | FALSE | L | Annual | Rate | lb/MWh | 0.035328 | 0.035328 | 0.035328 | 0.035328 | 0.035328 | 0.035328 | 0.035328
CT Fac. Spec. - NOX Rate Winter v.4.10 Final, Unit 2919 and retrofits | 223 | 2270 | Rate Constraint in lbs/MMBtu | FALSE | L | Annual | Constraint Shadow Price | US$/Ton | 0 | 0 | 0 | 0 | 0 | 0 | 0
CT Fac. Spec. - NOX Rate Winter v.4.10 Final, Unit 2920 and retrofits | 224 | 2270 | Rate Constraint in lbs/MMBtu | FALSE | L | Annual | Seasons Included | Seasons | Winter | Winter | Winter | Winter | Winter | Winter | Winter
CT Fac. Spec. - NOX Rate Winter v.4.10 Final, Unit 2920 and retrofits | 224 | 2270 | Rate Constraint in lbs/MMBtu | FALSE | L | Annual | Standard | lb/MMBtu | 0.15 | 0.15 | 0.15 | 0.15 | 0.15 | 0.15 | 0.15
CT Fac. Spec. - NOX Rate Winter v.4.10 Final, Unit 2920 and retrofits | 224 | 2270 | Rate Constraint in lbs/MMBtu | FALSE | L | Annual | Emissions at Affected Plants NOX | MTons | 0.022476 | 0.022476 | 0.022476 | 0.022476 | 0.022476 | 0.022476 | 0.022476
CT Fac. Spec. - NOX Rate Winter v.4.10 Final, Unit 2920 and retrofits | 224 | 2270 | Rate Constraint in lbs/MMBtu | FALSE | L | Annual | Allowances Purchased NOX | MTons | 0 | 0 | 0 | 0 | 0 | 0 | 0
CT Fac. Spec. - NOX Rate Winter v.4.10 Final, Unit 2920 and retrofits | 224 | 2270 | Rate Constraint in lbs/MMBtu | FALSE | L | Annual | Allowances Sold NOX | MTons | 0 | 0 | 0 | 0 | 0 | 0 | 0
CT Fac. Spec. - NOX Rate Winter v.4.10 Final, Unit 2920 and retrofits | 224 | 2270 | Rate Constraint in lbs/MMBtu | FALSE | L | Annual | Allowances Banked | MTons | 0 | 0 | 0 | 0 | 0 | 0 | 0
CT Fac. Spec. - NOX Rate Winter v.4.10 Final, Unit 2920 and retrofits | 224 | 2270 | Rate Constraint in lbs/MMBtu | FALSE | L | Annual | Allowances Withdrawn (1:1) | MTons | 0 | 0 | 0 | 0 | 0 | 0 | 0
CT Fac. Spec. - NOX Rate Winter v.4.10 Final, Unit 2920 and retrofits | 224 | 2270 | Rate Constraint in lbs/MMBtu | FALSE | L | Annual | Allowances Withdrawn (n:1) | MTons | 0 | 0 | 0 | 0 | 0 | 0 | 0
CT Fac. Spec. - NOX Rate Winter v.4.10 Final, Unit 2920 and retrofits | 224 | 2270 | Rate Constraint in lbs/MMBtu | FALSE | L | Annual | Net Emissions Allowance Position | MTons | 0.022476 | 0.022476 | 0.022476 | 0.022476 | 0.022476 | 0.022476 | 0.022476
CT Fac. Spec. - NOX Rate Winter v.4.10 Final, Unit 2920 and retrofits | 224 | 2270 | Rate Constraint in lbs/MMBtu | FALSE | L | Annual | Fuel Consumed | TBtu | 4.5471 | 4.5471 | 4.5471 | 4.5471 | 4.5471 | 4.5471 | 4.5471
CT Fac. Spec. - NOX Rate Winter v.4.10 Final, Unit 2920 and retrofits | 224 | 2270 | Rate Constraint in lbs/MMBtu | FALSE | L | Annual | Rate | lb/MMBtu | 0.009886 | 0.009886 | 0.009886 | 0.009886 | 0.009886 | 0.009886 | 0.009886
CT Fac. Spec. - NOX Rate Winter v.4.10 Final, Unit 2920 and retrofits | 224 | 2270 | Rate Constraint in lbs/MMBtu | FALSE | L | Annual | Generation | TWh | 0.63623 | 0.63623 | 0.63623 | 0.63623 | 0.63623 | 0.63623 | 0.63623
CT Fac. Spec. - NOX Rate Winter v.4.10 Final, Unit 2920 and retrofits | 224 | 2270 | Rate Constraint in lbs/MMBtu | FALSE | L | Annual | Qualifying Generation | TWh | 0.63623 | 0.63623 | 0.63623 | 0.63623 | 0.63623 | 0.63623 | 0.63623
CT Fac. Spec. - NOX Rate Winter v.4.10 Final, Unit 2920 and retrofits | 224 | 2270 | Rate Constraint in lbs/MMBtu | FALSE | L | Annual | Rate | lb/MWh | 0.035328 | 0.035328 | 0.035328 | 0.035328 | 0.035328 | 0.035328 | 0.035328
CT Fac. Spec. - NOX Rate Winter v.4.10 Final, Unit 2920 and retrofits | 224 | 2270 | Rate Constraint in lbs/MMBtu | FALSE | L | Annual | Constraint Shadow Price | US$/Ton | 0 | 0 | 0 | 0 | 0 | 0 | 0
CT Fac. Spec. - NOX Rate Winter v.4.10 Final, Unit 2921 and retrofits | 225 | 2270 | Rate Constraint in lbs/MMBtu | FALSE | L | Annual | Seasons Included | Seasons | Winter | Winter | Winter | Winter | Winter | Winter | Winter
CT Fac. Spec. - NOX Rate Winter v.4.10 Final, Unit 2921 and retrofits | 225 | 2270 | Rate Constraint in lbs/MMBtu | FALSE | L | Annual | Standard | lb/MMBtu | 0.15 | 0.15 | 0.15 | 0.15 | 0.15 | 0.15 | 0.15
CT Fac. Spec. - NOX Rate Winter v.4.10 Final, Unit 2921 and retrofits | 225 | 2270 | Rate Constraint in lbs/MMBtu | FALSE | L | Annual | Emissions at Affected Plants NOX | MTons | 0.023843 | 0.023843 | 0.023843 | 0.023843 | 0.023843 | 0.023843 | 0.023843
CT Fac. Spec. - NOX Rate Winter v.4.10 Final, Unit 2921 and retrofits | 225 | 2270 | Rate Constraint in lbs/MMBtu | FALSE | L | Annual | Allowances Purchased NOX | MTons | 0 | 0 | 0 | 0 | 0 | 0 | 0
CT Fac. Spec. - NOX Rate Winter v.4.10 Final, Unit 2921 and retrofits | 225 | 2270 | Rate Constraint in lbs/MMBtu | FALSE | L | Annual | Allowances Sold NOX | MTons | 0 | 0 | 0 | 0 | 0 | 0 | 0
CT Fac. Spec. - NOX Rate Winter v.4.10 Final, Unit 2921 and retrofits | 225 | 2270 | Rate Constraint in lbs/MMBtu | FALSE | L | Annual | Allowances Banked | MTons | 0 | 0 | 0 | 0 | 0 | 0 | 0
CT Fac. Spec. - NOX Rate Winter v.4.10 Final, Unit 2921 and retrofits | 225 | 2270 | Rate Constraint in lbs/MMBtu | FALSE | L | Annual | Allowances Withdrawn (1:1) | MTons | 0 | 0 | 0 | 0 | 0 | 0 | 0
CT Fac. Spec. - NOX Rate Winter v.4.10 Final, Unit 2921 and retrofits | 225 | 2270 | Rate Constraint in lbs/MMBtu | FALSE | L | Annual | Allowances Withdrawn (n:1) | MTons | 0 | 0 | 0 | 0 | 0 | 0 | 0
CT Fac. Spec. - NOX Rate Winter v.4.10 Final, Unit 2921 and retrofits | 225 | 2270 | Rate Constraint in lbs/MMBtu | FALSE | L | Annual | Net Emissions Allowance Position | MTons | 0.023843 | 0.023843 | 0.023843 | 0.023843 | 0.023843 | 0.023843 | 0.023843
CT Fac. Spec. - NOX Rate Winter v.4.10 Final, Unit 2921 and retrofits | 225 | 2270 | Rate Constraint in lbs/MMBtu | FALSE | L | Annual | Fuel Consumed | TBtu | 4.8237 | 4.8237 | 4.8237 | 4.8237 | 4.8237 | 4.8237 | 4.8237
CT Fac. Spec. - NOX Rate Winter v.4.10 Final, Unit 2921 and retrofits | 225 | 2270 | Rate Constraint in lbs/MMBtu | FALSE | L | Annual | Rate | lb/MMBtu | 0.009886 | 0.009886 | 0.009886 | 0.009886 | 0.009886 | 0.009886 | 0.009886
CT Fac. Spec. - NOX Rate Winter v.4.10 Final, Unit 2921 and retrofits | 225 | 2270 | Rate Constraint in lbs/MMBtu | FALSE | L | Annual | Generation | TWh | 0.67492 | 0.67492 | 0.67492 | 0.67492 | 0.67492 | 0.67492 | 0.67492
CT Fac. Spec. - NOX Rate Winter v.4.10 Final, Unit 2921 and retrofits | 225 | 2270 | Rate Constraint in lbs/MMBtu | FALSE | L | Annual | Qualifying Generation | TWh | 0.67492 | 0.67492 | 0.67492 | 0.67492 | 0.67492 | 0.67492 | 0.67492
CT Fac. Spec. - NOX Rate Winter v.4.10 Final, Unit 2921 and retrofits | 225 | 2270 | Rate Constraint in lbs/MMBtu | FALSE | L | Annual | Rate | lb/MWh | 0.035328 | 0.035328 | 0.035328 | 0.035328 | 0.035328 | 0.035328 | 0.035328
CT Fac. Spec. - NOX Rate Winter v.4.10 Final, Unit 2921 and retrofits | 225 | 2270 | Rate Constraint in lbs/MMBtu | FALSE | L | Annual | Constraint Shadow Price | US$/Ton | 0 | 0 | 0 | 0 | 0 | 0 | 0
CT Fac. Spec. - NOX Rate Winter v.4.10 Final, Unit 2922 and retrofits | 226 | 2270 | Rate Constraint in lbs/MMBtu | FALSE | L | Annual | Seasons Included | Seasons | Winter | Winter | Winter | Winter | Winter | Winter | Winter
CT Fac. Spec. - NOX Rate Winter v.4.10 Final, Unit 2922 and retrofits | 226 | 2270 | Rate Constraint in lbs/MMBtu | FALSE | L | Annual | Standard | lb/MMBtu | 0.15 | 0.15 | 0.15 | 0.15 | 0.15 | 0.15 | 0.15
CT Fac. Spec. - NOX Rate Winter v.4.10 Final, Unit 2922 and retrofits | 226 | 2270 | Rate Constraint in lbs/MMBtu | FALSE | L | Annual | Emissions at Affected Plants NOX | MTons | 0.0013843 | 0.0013843 | 0.0041582 | 0.0041582 | 0.0041582 | 0.0013843 | 0.0013843
CT Fac. Spec. - NOX Rate Winter v.4.10 Final, Unit 2922 and retrofits | 226 | 2270 | Rate Constraint in lbs/MMBtu | FALSE | L | Annual | Allowances Purchased NOX | MTons | 0 | 0 | 0 | 0 | 0 | 0 | 0
CT Fac. Spec. - NOX Rate Winter v.4.10 Final, Unit 2922 and retrofits | 226 | 2270 | Rate Constraint in lbs/MMBtu | FALSE | L | Annual | Allowances Sold NOX | MTons | 0 | 0 | 0 | 0 | 0 | 0 | 0
CT Fac. Spec. - NOX Rate Winter v.4.10 Final, Unit 2922 and retrofits | 226 | 2270 | Rate Constraint in lbs/MMBtu | FALSE | L | Annual | Allowances Banked | MTons | 0 | 0 | 0 | 0 | 0 | 0 | 0
CT Fac. Spec. - NOX Rate Winter v.4.10 Final, Unit 2922 and retrofits | 226 | 2270 | Rate Constraint in lbs/MMBtu | FALSE | L | Annual | Allowances Withdrawn (1:1) | MTons | 0 | 0 | 0 | 0 | 0 | 0 | 0
CT Fac. Spec. - NOX Rate Winter v.4.10 Final, Unit 2922 and retrofits | 226 | 2270 | Rate Constraint in lbs/MMBtu | FALSE | L | Annual | Allowances Withdrawn (n:1) | MTons | 0 | 0 | 0 | 0 | 0 | 0 | 0
CT Fac. Spec. - NOX Rate Winter v.4.10 Final, Unit 2922 and retrofits | 226 | 2270 | Rate Constraint in lbs/MMBtu | FALSE | L | Annual | Net Emissions Allowance Position | MTons | 0.0013843 | 0.0013843 | 0.0041582 | 0.0041582 | 0.0041582 | 0.0013843 | 0.0013843
CT Fac. Spec. - NOX Rate Winter v.4.10 Final, Unit 2922 and retrofits | 226 | 2270 | Rate Constraint in lbs/MMBtu | FALSE | L | Annual | Fuel Consumed | TBtu | 0.044372 | 0.044372 | 0.13329 | 0.13329 | 0.13329 | 0.044372 | 0.044372
CT Fac. Spec. - NOX Rate Winter v.4.10 Final, Unit 2922 and retrofits | 226 | 2270 | Rate Constraint in lbs/MMBtu | FALSE | L | Annual | Rate | lb/MMBtu | 0.062393 | 0.062393 | 0.062393 | 0.062393 | 0.062393 | 0.062393 | 0.062393
CT Fac. Spec. - NOX Rate Winter v.4.10 Final, Unit 2922 and retrofits | 226 | 2270 | Rate Constraint in lbs/MMBtu | FALSE | L | Annual | Generation | TWh | 0.0050002 | 0.0050002 | 0.01502 | 0.01502 | 0.01502 | 0.0050002 | 0.0050002
CT Fac. Spec. - NOX Rate Winter v.4.10 Final, Unit 2922 and retrofits | 226 | 2270 | Rate Constraint in lbs/MMBtu | FALSE | L | Annual | Qualifying Generation | TWh | 0.0050002 | 0.0050002 | 0.01502 | 0.01502 | 0.01502 | 0.0050002 | 0.0050002
CT Fac. Spec. - NOX Rate Winter v.4.10 Final, Unit 2922 and retrofits | 226 | 2270 | Rate Constraint in lbs/MMBtu | FALSE | L | Annual | Rate | lb/MWh | 0.27684 | 0.27684 | 0.27684 | 0.27684 | 0.27684 | 0.27684 | 0.27684
CT Fac. Spec. - NOX Rate Winter v.4.10 Final, Unit 2922 and retrofits | 226 | 2270 | Rate Constraint in lbs/MMBtu | FALSE | L | Annual | Constraint Shadow Price | US$/Ton | 0 | 0 | 0 | 0 | 0 | 0 | 0
CT Fac. Spec. - NOX Rate Winter v.4.10 Final, Unit 2923 and retrofits | 227 | 2270 | Rate Constraint in lbs/MMBtu | FALSE | L | Annual | Seasons Included | Seasons | Winter | Winter | Winter | Winter | Winter | Winter | Winter
CT Fac. Spec. - NOX Rate Winter v.4.10 Final, Unit 2923 and retrofits | 227 | 2270 | Rate Constraint in lbs/MMBtu | FALSE | L | Annual | Standard | lb/MMBtu | 0.15 | 0.15 | 0.15 | 0.15 | 0.15 | 0.15 | 0.15
CT Fac. Spec. - NOX Rate Winter v.4.10 Final, Unit 2923 and retrofits | 227 | 2270 | Rate Constraint in lbs/MMBtu | FALSE | L | Annual | Emissions at Affected Plants NOX | MTons | 0.0019011 | 0.0019011 | 0.0019011 | 0.0019011 | 0.00037424 | 0 | 0
CT Fac. Spec. - NOX Rate Winter v.4.10 Final, Unit 2923 and retrofits | 227 | 2270 | Rate Constraint in lbs/MMBtu | FALSE | L | Annual | Allowances Purchased NOX | MTons | 0 | 0 | 0 | 0 | 0 | 0 | 0
CT Fac. Spec. - NOX Rate Winter v.4.10 Final, Unit 2923 and retrofits | 227 | 2270 | Rate Constraint in lbs/MMBtu | FALSE | L | Annual | Allowances Sold NOX | MTons | 0 | 0 | 0 | 0 | 0 | 0 | 0
CT Fac. Spec. - NOX Rate Winter v.4.10 Final, Unit 2923 and retrofits | 227 | 2270 | Rate Constraint in lbs/MMBtu | FALSE | L | Annual | Allowances Banked | MTons | 0 | 0 | 0 | 0 | 0 | 0 | 0
CT Fac. Spec. - NOX Rate Winter v.4.10 Final, Unit 2923 and retrofits | 227 | 2270 | Rate Constraint in lbs/MMBtu | FALSE | L | Annual | Allowances Withdrawn (1:1) | MTons | 0 | 0 | 0 | 0 | 0 | 0 | 0
CT Fac. Spec. - NOX Rate Winter v.4.10 Final, Unit 2923 and retrofits | 227 | 2270 | Rate Constraint in lbs/MMBtu | FALSE | L | Annual | Allowances Withdrawn (n:1) | MTons | 0 | 0 | 0 | 0 | 0 | 0 | 0
CT Fac. Spec. - NOX Rate Winter v.4.10 Final, Unit 2923 and retrofits | 227 | 2270 | Rate Constraint in lbs/MMBtu | FALSE | L | Annual | Net Emissions Allowance Position | MTons | 0.0019011 | 0.0019011 | 0.0019011 | 0.0019011 | 0.00037424 | 0 | 0
CT Fac. Spec. - NOX Rate Winter v.4.10 Final, Unit 2923 and retrofits | 227 | 2270 | Rate Constraint in lbs/MMBtu | FALSE | L | Annual | Fuel Consumed | TBtu | 0.06094 | 0.06094 | 0.06094 | 0.06094 | 0.011996 | 0 | 0
CT Fac. Spec. - NOX Rate Winter v.4.10 Final, Unit 2923 and retrofits | 227 | 2270 | Rate Constraint in lbs/MMBtu | FALSE | L | Annual | Rate | lb/MMBtu | 0.062393 | 0.062393 | 0.062393 | 0.062393 | 0.062393 | 0 | 0
CT Fac. Spec. - NOX Rate Winter v.4.10 Final, Unit 2923 and retrofits | 227 | 2270 | Rate Constraint in lbs/MMBtu | FALSE | L | Annual | Generation | TWh | 0.0068673 | 0.0068673 | 0.0068673 | 0.0068673 | 0.0013518 | 0 | 0
CT Fac. Spec. - NOX Rate Winter v.4.10 Final, Unit 2923 and retrofits | 227 | 2270 | Rate Constraint in lbs/MMBtu | FALSE | L | Annual | Qualifying Generation | TWh | 0.0068673 | 0.0068673 | 0.0068673 | 0.0068673 | 0.0013518 | 0 | 0
CT Fac. Spec. - NOX Rate Winter v.4.10 Final, Unit 2923 and retrofits | 227 | 2270 | Rate Constraint in lbs/MMBtu | FALSE | L | Annual | Rate | lb/MWh | 0.27684 | 0.27684 | 0.27684 | 0.27684 | 0.27684 | 0 | 0
CT Fac. Spec. - NOX Rate Winter v.4.10 Final, Unit 2923 and retrofits | 227 | 2270 | Rate Constraint in lbs/MMBtu | FALSE | L | Annual | Constraint Shadow Price | US$/Ton | 0 | 0 | 0 | 0 | 0 | 0 | 0
CT Fac. Spec. - NOX Rate Winter v.4.10 Final, Unit 2925 and retrofits | 228 | 2270 | Rate Constraint in lbs/MMBtu | FALSE | L | Annual | Seasons Included | Seasons | Winter | Winter | Winter | Winter | Winter | Winter | Winter
CT Fac. Spec. - NOX Rate Winter v.4.10 Final, Unit 2925 and retrofits | 228 | 2270 | Rate Constraint in lbs/MMBtu | FALSE | L | Annual | Standard | lb/MMBtu | 0.15 | 0.15 | 0.15 | 0.15 | 0.15 | 0.15 | 0.15
CT Fac. Spec. - NOX Rate Winter v.4.10 Final, Unit 2925 and retrofits | 228 | 2270 | Rate Constraint in lbs/MMBtu | FALSE | L | Annual | Emissions at Affected Plants NOX | MTons | 0.011006 | 0.011006 | 0.011006 | 0.011006 | 0.011006 | 0.011006 | 0.011006
CT Fac. Spec. - NOX Rate Winter v.4.10 Final, Unit 2925 and retrofits | 228 | 2270 | Rate Constraint in lbs/MMBtu | FALSE | L | Annual | Allowances Purchased NOX | MTons | 0 | 0 | 0 | 0 | 0 | 0 | 0
CT Fac. Spec. - NOX Rate Winter v.4.10 Final, Unit 2925 and retrofits | 228 | 2270 | Rate Constraint in lbs/MMBtu | FALSE | L | Annual | Allowances Sold NOX | MTons | 0 | 0 | 0 | 0 | 0 | 0 | 0
CT Fac. Spec. - NOX Rate Winter v.4.10 Final, Unit 2925 and retrofits | 228 | 2270 | Rate Constraint in lbs/MMBtu | FALSE | L | Annual | Allowances Banked | MTons | 0 | 0 | 0 | 0 | 0 | 0 | 0
CT Fac. Spec. - NOX Rate Winter v.4.10 Final, Unit 2925 and retrofits | 228 | 2270 | Rate Constraint in lbs/MMBtu | FALSE | L | Annual | Allowances Withdrawn (1:1) | MTons | 0 | 0 | 0 | 0 | 0 | 0 | 0
CT Fac. Spec. - NOX Rate Winter v.4.10 Final, Unit 2925 and retrofits | 228 | 2270 | Rate Constraint in lbs/MMBtu | FALSE | L | Annual | Allowances Withdrawn (n:1) | MTons | 0 | 0 | 0 | 0 | 0 | 0 | 0
CT Fac. Spec. - NOX Rate Winter v.4.10 Final, Unit 2925 and retrofits | 228 | 2270 | Rate Constraint in lbs/MMBtu | FALSE | L | Annual | Net Emissions Allowance Position | MTons | 0.011006 | 0.011006 | 0.011006 | 0.011006 | 0.011006 | 0.011006 | 0.011006
CT Fac. Spec. - NOX Rate Winter v.4.10 Final, Unit 2925 and retrofits | 228 | 2270 | Rate Constraint in lbs/MMBtu | FALSE | L | Annual | Fuel Consumed | TBtu | 5.3643 | 5.3643 | 5.3643 | 5.3643 | 5.3643 | 5.3643 | 5.3643
CT Fac. Spec. - NOX Rate Winter v.4.10 Final, Unit 2925 and retrofits | 228 | 2270 | Rate Constraint in lbs/MMBtu | FALSE | L | Annual | Rate | lb/MMBtu | 0.0041036 | 0.0041036 | 0.0041036 | 0.0041036 | 0.0041036 | 0.0041036 | 0.0041036
CT Fac. Spec. - NOX Rate Winter v.4.10 Final, Unit 2925 and retrofits | 228 | 2270 | Rate Constraint in lbs/MMBtu | FALSE | L | Annual | Generation | TWh | 0.7609 | 0.7609 | 0.7609 | 0.7609 | 0.7609 | 0.7609 | 0.7609
CT Fac. Spec. - NOX Rate Winter v.4.10 Final, Unit 2925 and retrofits | 228 | 2270 | Rate Constraint in lbs/MMBtu | FALSE | L | Annual | Qualifying Generation | TWh | 0.7609 | 0.7609 | 0.7609 | 0.7609 | 0.7609 | 0.7609 | 0.7609
CT Fac. Spec. - NOX Rate Winter v.4.10 Final, Unit 2925 and retrofits | 228 | 2270 | Rate Constraint in lbs/MMBtu | FALSE | L | Annual | Rate | lb/MWh | 0.014465 | 0.014465 | 0.014465 | 0.014465 | 0.014465 | 0.014465 | 0.014465
CT Fac. Spec. - NOX Rate Winter v.4.10 Final, Unit 2925 and retrofits | 228 | 2270 | Rate Constraint in lbs/MMBtu | FALSE | L | Annual | Constraint Shadow Price | US$/Ton | 0 | 0 | 0 | 0 | 0 | 0 | 0
CT Fac. Spec. - NOX Rate Winter v.4.10 Final, Unit 2926 and retrofits | 229 | 2270 | Rate Constraint in lbs/MMBtu | FALSE | L | Annual | Seasons Included | Seasons | Winter | Winter | Winter | Winter | Winter | Winter | Winter
CT Fac. Spec. - NOX Rate Winter v.4.10 Final, Unit 2926 and retrofits | 229 | 2270 | Rate Constraint in lbs/MMBtu | FALSE | L | Annual | Standard | lb/MMBtu | 0.15 | 0.15 | 0.15 | 0.15 | 0.15 | 0.15 | 0.15
CT Fac. Spec. - NOX Rate Winter v.4.10 Final, Unit 2926 and retrofits | 229 | 2270 | Rate Constraint in lbs/MMBtu | FALSE | L | Annual | Emissions at Affected Plants NOX | MTons | 0.011006 | 0.011006 | 0.011006 | 0.011006 | 0.011006 | 0.011006 | 0.011006
CT Fac. Spec. - NOX Rate Winter v.4.10 Final, Unit 2926 and retrofits | 229 | 2270 | Rate Constraint in lbs/MMBtu | FALSE | L | Annual | Allowances Purchased NOX | MTons | 0 | 0 | 0 | 0 | 0 | 0 | 0
CT Fac. Spec. - NOX Rate Winter v.4.10 Final, Unit 2926 and retrofits | 229 | 2270 | Rate Constraint in lbs/MMBtu | FALSE | L | Annual | Allowances Sold NOX | MTons | 0 | 0 | 0 | 0 | 0 | 0 | 0
CT Fac. Spec. - NOX Rate Winter v.4.10 Final, Unit 2926 and retrofits | 229 | 2270 | Rate Constraint in lbs/MMBtu | FALSE | L | Annual | Allowances Banked | MTons | 0 | 0 | 0 | 0 | 0 | 0 | 0
CT Fac. Spec. - NOX Rate Winter v.4.10 Final, Unit 2926 and retrofits | 229 | 2270 | Rate Constraint in lbs/MMBtu | FALSE | L | Annual | Allowances Withdrawn (1:1) | MTons | 0 | 0 | 0 | 0 | 0 | 0 | 0
CT Fac. Spec. - NOX Rate Winter v.4.10 Final, Unit 2926 and retrofits | 229 | 2270 | Rate Constraint in lbs/MMBtu | FALSE | L | Annual | Allowances Withdrawn (n:1) | MTons | 0 | 0 | 0 | 0 | 0 | 0 | 0
CT Fac. Spec. - NOX Rate Winter v.4.10 Final, Unit 2926 and retrofits | 229 | 2270 | Rate Constraint in lbs/MMBtu | FALSE | L | Annual | Net Emissions Allowance Position | MTons | 0.011006 | 0.011006 | 0.011006 | 0.011006 | 0.011006 | 0.011006 | 0.011006
CT Fac. Spec. - NOX Rate Winter v.4.10 Final, Unit 2926 and retrofits | 229 | 2270 | Rate Constraint in lbs/MMBtu | FALSE | L | Annual | Fuel Consumed | TBtu | 5.3643 | 5.3643 | 5.3643 | 5.3643 | 5.3643 | 5.3643 | 5.3643
CT Fac. Spec. - NOX Rate Winter v.4.10 Final, Unit 2926 and retrofits | 229 | 2270 | Rate Constraint in lbs/MMBtu | FALSE | L | Annual | Rate | lb/MMBtu | 0.0041036 | 0.0041036 | 0.0041036 | 0.0041036 | 0.0041036 | 0.0041036 | 0.0041036
CT Fac. Spec. - NOX Rate Winter v.4.10 Final, Unit 2926 and retrofits | 229 | 2270 | Rate Constraint in lbs/MMBtu | FALSE | L | Annual | Generation | TWh | 0.7609 | 0.7609 | 0.7609 | 0.7609 | 0.7609 | 0.7609 | 0.7609
CT Fac. Spec. - NOX Rate Winter v.4.10 Final, Unit 2926 and retrofits | 229 | 2270 | Rate Constraint in lbs/MMBtu | FALSE | L | Annual | Qualifying Generation | TWh | 0.7609 | 0.7609 | 0.7609 | 0.7609 | 0.7609 | 0.7609 | 0.7609
CT Fac. Spec. - NOX Rate Winter v.4.10 Final, Unit 2926 and retrofits | 229 | 2270 | Rate Constraint in lbs/MMBtu | FALSE | L | Annual | Rate | lb/MWh | 0.014465 | 0.014465 | 0.014465 | 0.014465 | 0.014465 | 0.014465 | 0.014465
CT Fac. Spec. - NOX Rate Winter v.4.10 Final, Unit 2926 and retrofits | 229 | 2270 | Rate Constraint in lbs/MMBtu | FALSE | L | Annual | Constraint Shadow Price | US$/Ton | 0 | 0 | 0 | 0 | 0 | 0 | 0
CT Fac. Spec. - NOX Rate Winter v.4.10 Final, Unit 2927 and retrofits | 230 | 2270 | Rate Constraint in lbs/MMBtu | FALSE | L | Annual | Seasons Included | Seasons | Winter | Winter | Winter | Winter | Winter | Winter | Winter
CT Fac. Spec. - NOX Rate Winter v.4.10 Final, Unit 2927 and retrofits | 230 | 2270 | Rate Constraint in lbs/MMBtu | FALSE | L | Annual | Standard | lb/MMBtu | 0.15 | 0.15 | 0.15 | 0.15 | 0.15 | 0.15 | 0.15
CT Fac. Spec. - NOX Rate Winter v.4.10 Final, Unit 2927 and retrofits | 230 | 2270 | Rate Constraint in lbs/MMBtu | FALSE | L | Annual | Emissions at Affected Plants NOX | MTons | 0.017038 | 0.017038 | 0.017038 | 0.017038 | 0.017038 | 0.017038 | 0.017038
CT Fac. Spec. - NOX Rate Winter v.4.10 Final, Unit 2927 and retrofits | 230 | 2270 | Rate Constraint in lbs/MMBtu | FALSE | L | Annual | Allowances Purchased NOX | MTons | 0 | 0 | 0 | 0 | 0 | 0 | 0
CT Fac. Spec. - NOX Rate Winter v.4.10 Final, Unit 2927 and retrofits | 230 | 2270 | Rate Constraint in lbs/MMBtu | FALSE | L | Annual | Allowances Sold NOX | MTons | 0 | 0 | 0 | 0 | 0 | 0 | 0
CT Fac. Spec. - NOX Rate Winter v.4.10 Final, Unit 2927 and retrofits | 230 | 2270 | Rate Constraint in lbs/MMBtu | FALSE | L | Annual | Allowances Banked | MTons | 0 | 0 | 0 | 0 | 0 | 0 | 0
CT Fac. Spec. - NOX Rate Winter v.4.10 Final, Unit 2927 and retrofits | 230 | 2270 | Rate Constraint in lbs/MMBtu | FALSE | L | Annual | Allowances Withdrawn (1:1) | MTons | 0 | 0 | 0 | 0 | 0 | 0 | 0
CT Fac. Spec. - NOX Rate Winter v.4.10 Final, Unit 2927 and retrofits | 230 | 2270 | Rate Constraint in lbs/MMBtu | FALSE | L | Annual | Allowances Withdrawn (n:1) | MTons | 0 | 0 | 0 | 0 | 0 | 0 | 0
CT Fac. Spec. - NOX Rate Winter v.4.10 Final, Unit 2927 and retrofits | 230 | 2270 | Rate Constraint in lbs/MMBtu | FALSE | L | Annual | Net Emissions Allowance Position | MTons | 0.017038 | 0.017038 | 0.017038 | 0.017038 | 0.017038 | 0.017038 | 0.017038
CT Fac. Spec. - NOX Rate Winter v.4.10 Final, Unit 2927 and retrofits | 230 | 2270 | Rate Constraint in lbs/MMBtu | FALSE | L | Annual | Fuel Consumed | TBtu | 8.3041 | 8.3041 | 8.3041 | 8.3041 | 8.3041 | 8.3041 | 8.3041
CT Fac. Spec. - NOX Rate Winter v.4.10 Final, Unit 2927 and retrofits | 230 | 2270 | Rate Constraint in lbs/MMBtu | FALSE | L | Annual | Rate | lb/MMBtu | 0.0041036 | 0.0041036 | 0.0041036 | 0.0041036 | 0.0041036 | 0.0041036 | 0.0041036
CT Fac. Spec. - NOX Rate Winter v.4.10 Final, Unit 2927 and retrofits | 230 | 2270 | Rate Constraint in lbs/MMBtu | FALSE | L | Annual | Generation | TWh | 1.1779 | 1.1779 | 1.1779 | 1.1779 | 1.1779 | 1.1779 | 1.1779
CT Fac. Spec. - NOX Rate Winter v.4.10 Final, Unit 2927 and retrofits | 230 | 2270 | Rate Constraint in lbs/MMBtu | FALSE | L | Annual | Qualifying Generation | TWh | 1.1779 | 1.1779 | 1.1779 | 1.1779 | 1.1779 | 1.1779 | 1.1779
CT Fac. Spec. - NOX Rate Winter v.4.10 Final, Unit 2927 and retrofits | 230 | 2270 | Rate Constraint in lbs/MMBtu | FALSE | L | Annual | Rate | lb/MWh | 0.014465 | 0.014465 | 0.014465 | 0.014465 | 0.014465 | 0.014465 | 0.014465
CT Fac. Spec. - NOX Rate Winter v.4.10 Final, Unit 2927 and retrofits | 230 | 2270 | Rate Constraint in lbs/MMBtu | FALSE | L | Annual | Constraint Shadow Price | US$/Ton | 0 | 0 | 0 | 0 | 0 | 0 | 0
CT Fac. Spec. - NOX Rate Winter v.4.10 Final, Unit 2929 and retrofits | 231 | 2270 | Rate Constraint in lbs/MMBtu | FALSE | L | Annual | Seasons Included | Seasons | Winter | Winter | Winter | Winter | Winter | Winter | Winter
CT Fac. Spec. - NOX Rate Winter v.4.10 Final, Unit 2929 and retrofits | 231 | 2270 | Rate Constraint in lbs/MMBtu | FALSE | L | Annual | Standard | lb/MMBtu | 0.15 | 0.15 | 0.15 | 0.15 | 0.15 | 0.15 | 0.15
CT Fac. Spec. - NOX Rate Winter v.4.10 Final, Unit 2929 and retrofits | 231 | 2270 | Rate Constraint in lbs/MMBtu | FALSE | L | Annual | Emissions at Affected Plants NOX | MTons | 0.0073508 | 0.0073508 | 0.0073508 | 0.0076767 | 0.0073508 | 0.00081568 | 0.00081568
CT Fac. Spec. - NOX Rate Winter v.4.10 Final, Unit 2929 and retrofits | 231 | 2270 | Rate Constraint in lbs/MMBtu | FALSE | L | Annual | Allowances Purchased NOX | MTons | 0 | 0 | 0 | 0 | 0 | 0 | 0
CT Fac. Spec. - NOX Rate Winter v.4.10 Final, Unit 2929 and retrofits | 231 | 2270 | Rate Constraint in lbs/MMBtu | FALSE | L | Annual | Allowances Sold NOX | MTons | 0 | 0 | 0 | 0 | 0 | 0 | 0
CT Fac. Spec. - NOX Rate Winter v.4.10 Final, Unit 2929 and retrofits | 231 | 2270 | Rate Constraint in lbs/MMBtu | FALSE | L | Annual | Allowances Banked | MTons | 0 | 0 | 0 | 0 | 0 | 0 | 0
CT Fac. Spec. - NOX Rate Winter v.4.10 Final, Unit 2929 and retrofits | 231 | 2270 | Rate Constraint in lbs/MMBtu | FALSE | L | Annual | Allowances Withdrawn (1:1) | MTons | 0 | 0 | 0 | 0 | 0 | 0 | 0
CT Fac. Spec. - NOX Rate Winter v.4.10 Final, Unit 2929 and retrofits | 231 | 2270 | Rate Constraint in lbs/MMBtu | FALSE | L | Annual | Allowances Withdrawn (n:1) | MTons | 0 | 0 | 0 | 0 | 0 | 0 | 0
CT Fac. Spec. - NOX Rate Winter v.4.10 Final, Unit 2929 and retrofits | 231 | 2270 | Rate Constraint in lbs/MMBtu | FALSE | L | Annual | Net Emissions Allowance Position | MTons | 0.0073508 | 0.0073508 | 0.0073508 | 0.0076767 | 0.0073508 | 0.00081568 | 0.00081568
CT Fac. Spec. - NOX Rate Winter v.4.10 Final, Unit 2929 and retrofits | 231 | 2270 | Rate Constraint in lbs/MMBtu | FALSE | L | Annual | Fuel Consumed | TBtu | 3.5463 | 3.5463 | 3.5463 | 3.7035 | 3.5463 | 0.39352 | 0.39352
CT Fac. Spec. - NOX Rate Winter v.4.10 Final, Unit 2929 and retrofits | 231 | 2270 | Rate Constraint in lbs/MMBtu | FALSE | L | Annual | Rate | lb/MMBtu | 0.0041456 | 0.0041456 | 0.0041456 | 0.0041456 | 0.0041456 | 0.0041456 | 0.0041456
CT Fac. Spec. - NOX Rate Winter v.4.10 Final, Unit 2929 and retrofits | 231 | 2270 | Rate Constraint in lbs/MMBtu | FALSE | L | Annual | Generation | TWh | 0.47576 | 0.47576 | 0.47576 | 0.49685 | 0.47576 | 0.052793 | 0.052793
CT Fac. Spec. - NOX Rate Winter v.4.10 Final, Unit 2929 and retrofits | 231 | 2270 | Rate Constraint in lbs/MMBtu | FALSE | L | Annual | Qualifying Generation | TWh | 0.47576 | 0.47576 | 0.47576 | 0.49685 | 0.47576 | 0.052793 | 0.052793
CT Fac. Spec. - NOX Rate Winter v.4.10 Final, Unit 2929 and retrofits | 231 | 2270 | Rate Constraint in lbs/MMBtu | FALSE | L | Annual | Rate | lb/MWh | 0.015451 | 0.015451 | 0.015451 | 0.015451 | 0.015451 | 0.015451 | 0.015451
CT Fac. Spec. - NOX Rate Winter v.4.10 Final, Unit 2929 and retrofits | 231 | 2270 | Rate Constraint in lbs/MMBtu | FALSE | L | Annual | Constraint Shadow Price | US$/Ton | 0 | 0 | 0 | 0 | 0 | 0 | 0
CT Fac. Spec. - NOX Rate Winter v.4.10 Final, Unit 2930 and retrofits | 232 | 2270 | Rate Constraint in lbs/MMBtu | FALSE | L | Annual | Seasons Included | Seasons | Winter | Winter | Winter | Winter | Winter | Winter | Winter
CT Fac. Spec. - NOX Rate Winter v.4.10 Final, Unit 2930 and retrofits | 232 | 2270 | Rate Constraint in lbs/MMBtu | FALSE | L | Annual | Standard | lb/MMBtu | 0.15 | 0.15 | 0.15 | 0.15 | 0.15 | 0.15 | 0.15
CT Fac. Spec. - NOX Rate Winter v.4.10 Final, Unit 2930 and retrofits | 232 | 2270 | Rate Constraint in lbs/MMBtu | FALSE | L | Annual | Emissions at Affected Plants NOX | MTons | 0.0073642 | 0.0073642 | 0.0090628 | 0.0070137 | 0.009824 | 0.001249 | 0.00081717
CT Fac. Spec. - NOX Rate Winter v.4.10 Final, Unit 2930 and retrofits | 232 | 2270 | Rate Constraint in lbs/MMBtu | FALSE | L | Annual | Allowances Purchased NOX | MTons | 0 | 0 | 0 | 0 | 0 | 0 | 0
CT Fac. Spec. - NOX Rate Winter v.4.10 Final, Unit 2930 and retrofits | 232 | 2270 | Rate Constraint in lbs/MMBtu | FALSE | L | Annual | Allowances Sold NOX | MTons | 0 | 0 | 0 | 0 | 0 | 0 | 0
CT Fac. Spec. - NOX Rate Winter v.4.10 Final, Unit 2930 and retrofits | 232 | 2270 | Rate Constraint in lbs/MMBtu | FALSE | L | Annual | Allowances Banked | MTons | 0 | 0 | 0 | 0 | 0 | 0 | 0
CT Fac. Spec. - NOX Rate Winter v.4.10 Final, Unit 2930 and retrofits | 232 | 2270 | Rate Constraint in lbs/MMBtu | FALSE | L | Annual | Allowances Withdrawn (1:1) | MTons | 0 | 0 | 0 | 0 | 0 | 0 | 0
CT Fac. Spec. - NOX Rate Winter v.4.10 Final, Unit 2930 and retrofits | 232 | 2270 | Rate Constraint in lbs/MMBtu | FALSE | L | Annual | Allowances Withdrawn (n:1) | MTons | 0 | 0 | 0 | 0 | 0 | 0 | 0
CT Fac. Spec. - NOX Rate Winter v.4.10 Final, Unit 2930 and retrofits | 232 | 2270 | Rate Constraint in lbs/MMBtu | FALSE | L | Annual | Net Emissions Allowance Position | MTons | 0.0073642 | 0.0073642 | 0.0090628 | 0.0070137 | 0.009824 | 0.001249 | 0.00081717
CT Fac. Spec. - NOX Rate Winter v.4.10 Final, Unit 2930 and retrofits | 232 | 2270 | Rate Constraint in lbs/MMBtu | FALSE | L | Annual | Fuel Consumed | TBtu | 3.6184 | 3.6184 | 4.453 | 3.4461 | 4.827 | 0.61371 | 0.40152
CT Fac. Spec. - NOX Rate Winter v.4.10 Final, Unit 2930 and retrofits | 232 | 2270 | Rate Constraint in lbs/MMBtu | FALSE | L | Annual | Rate | lb/MMBtu | 0.0040704 | 0.0040704 | 0.0040704 | 0.0040704 | 0.0040704 | 0.0040704 | 0.0040704
CT Fac. Spec. - NOX Rate Winter v.4.10 Final, Unit 2930 and retrofits | 232 | 2270 | Rate Constraint in lbs/MMBtu | FALSE | L | Annual | Generation | TWh | 0.48543 | 0.48543 | 0.59739 | 0.46232 | 0.64757 | 0.082333 | 0.053866
CT Fac. Spec. - NOX Rate Winter v.4.10 Final, Unit 2930 and retrofits | 232 | 2270 | Rate Constraint in lbs/MMBtu | FALSE | L | Annual | Qualifying Generation | TWh | 0.48543 | 0.48543 | 0.59739 | 0.46232 | 0.64757 | 0.082333 | 0.053866
CT Fac. Spec. - NOX Rate Winter v.4.10 Final, Unit 2930 and retrofits | 232 | 2270 | Rate Constraint in lbs/MMBtu | FALSE | L | Annual | Rate | lb/MWh | 0.015171 | 0.015171 | 0.015171 | 0.015171 | 0.015171 | 0.015171 | 0.015171
CT Fac. Spec. - NOX Rate Winter v.4.10 Final, Unit 2930 and retrofits | 232 | 2270 | Rate Constraint in lbs/MMBtu | FALSE | L | Annual | Constraint Shadow Price | US$/Ton | 0 | 0 | 0 | 0 | 0 | 0 | 0
CT Fac. Spec. - NOX Rate Winter v.4.10 Final, Unit 2931 and retrofits | 233 | 2270 | Rate Constraint in lbs/MMBtu | FALSE | L | Annual | Seasons Included | Seasons | Winter | Winter | Winter | Winter | Winter | Winter | Winter
CT Fac. Spec. - NOX Rate Winter v.4.10 Final, Unit 2931 and retrofits | 233 | 2270 | Rate Constraint in lbs/MMBtu | FALSE | L | Annual | Standard | lb/MMBtu | 0.15 | 0.15 | 0.15 | 0.15 | 0.15 | 0.15 | 0.15
CT Fac. Spec. - NOX Rate Winter v.4.10 Final, Unit 2931 and retrofits | 233 | 2270 | Rate Constraint in lbs/MMBtu | FALSE | L | Annual | Emissions at Affected Plants NOX | MTons | 0.014191 | 0.014688 | 0.014057 | 0.012659 | 0.012659 | 0.0075933 | 0.0008426
CT Fac. Spec. - NOX Rate Winter v.4.10 Final, Unit 2931 and retrofits | 233 | 2270 | Rate Constraint in lbs/MMBtu | FALSE | L | Annual | Allowances Purchased NOX | MTons | 0 | 0 | 0 | 0 | 0 | 0 | 0
CT Fac. Spec. - NOX Rate Winter v.4.10 Final, Unit 2931 and retrofits | 233 | 2270 | Rate Constraint in lbs/MMBtu | FALSE | L | Annual | Allowances Sold NOX | MTons | 0 | 0 | 0 | 0 | 0 | 0 | 0
CT Fac. Spec. - NOX Rate Winter v.4.10 Final, Unit 2931 and retrofits | 233 | 2270 | Rate Constraint in lbs/MMBtu | FALSE | L | Annual | Allowances Banked | MTons | 0 | 0 | 0 | 0 | 0 | 0 | 0
CT Fac. Spec. - NOX Rate Winter v.4.10 Final, Unit 2931 and retrofits | 233 | 2270 | Rate Constraint in lbs/MMBtu | FALSE | L | Annual | Allowances Withdrawn (1:1) | MTons | 0 | 0 | 0 | 0 | 0 | 0 | 0
CT Fac. Spec. - NOX Rate Winter v.4.10 Final, Unit 2931 and retrofits | 233 | 2270 | Rate Constraint in lbs/MMBtu | FALSE | L | Annual | Allowances Withdrawn (n:1) | MTons | 0 | 0 | 0 | 0 | 0 | 0 | 0
CT Fac. Spec. - NOX Rate Winter v.4.10 Final, Unit 2931 and retrofits | 233 | 2270 | Rate Constraint in lbs/MMBtu | FALSE | L | Annual | Net Emissions Allowance Position | MTons | 0.014191 | 0.014688 | 0.014057 | 0.012659 | 0.012659 | 0.0075933 | 0.0008426
CT Fac. Spec. - NOX Rate Winter v.4.10 Final, Unit 2931 and retrofits | 233 | 2270 | Rate Constraint in lbs/MMBtu | FALSE | L | Annual | Fuel Consumed | TBtu | 6.6814 | 6.9154 | 6.6186 | 5.9601 | 5.9601 | 3.5751 | 0.39672
CT Fac. Spec. - NOX Rate Winter v.4.10 Final, Unit 2931 and retrofits | 233 | 2270 | Rate Constraint in lbs/MMBtu | FALSE | L | Annual | Rate | lb/MMBtu | 0.0042479 | 0.0042479 | 0.0042479 | 0.0042479 | 0.0042479 | 0.0042479 | 0.0042479
CT Fac. Spec. - NOX Rate Winter v.4.10 Final, Unit 2931 and retrofits | 233 | 2270 | Rate Constraint in lbs/MMBtu | FALSE | L | Annual | Generation | TWh | 0.89636 | 0.92774 | 0.88793 | 0.79959 | 0.79959 | 0.47963 | 0.053222
CT Fac. Spec. - NOX Rate Winter v.4.10 Final, Unit 2931 and retrofits | 233 | 2270 | Rate Constraint in lbs/MMBtu | FALSE | L | Annual | Qualifying Generation | TWh | 0.89636 | 0.92774 | 0.88793 | 0.79959 | 0.79959 | 0.47963 | 0.053222
CT Fac. Spec. - NOX Rate Winter v.4.10 Final, Unit 2931 and retrofits | 233 | 2270 | Rate Constraint in lbs/MMBtu | FALSE | L | Annual | Rate | lb/MWh | 0.015832 | 0.015832 | 0.015832 | 0.015832 | 0.015832 | 0.015832 | 0.015832
CT Fac. Spec. - NOX Rate Winter v.4.10 Final, Unit 2931 and retrofits | 233 | 2270 | Rate Constraint in lbs/MMBtu | FALSE | L | Annual | Constraint Shadow Price | US$/Ton | 0 | 0 | 0 | 0 | 0 | 0 | 0
CT Fac. Spec. - NOX Rate Winter v.4.10 Final, Unit 2932 and retrofits | 234 | 2270 | Rate Constraint in lbs/MMBtu | FALSE | L | Annual | Seasons Included | Seasons | Winter | Winter | Winter | Winter | Winter | Winter | Winter
CT Fac. Spec. - NOX Rate Winter v.4.10 Final, Unit 2932 and retrofits | 234 | 2270 | Rate Constraint in lbs/MMBtu | FALSE | L | Annual | Standard | lb/MMBtu | 0.15 | 0.15 | 0.15 | 0.15 | 0.15 | 0.15 | 0.15
CT Fac. Spec. - NOX Rate Winter v.4.10 Final, Unit 2932 and retrofits | 234 | 2270 | Rate Constraint in lbs/MMBtu | FALSE | L | Annual | Emissions at Affected Plants NOX | MTons | 0.013249 | 0.013249 | 0.013249 | 0.012172 | 0.013249 | 0.007052 | 0.00066142
CT Fac. Spec. - NOX Rate Winter v.4.10 Final, Unit 2932 and retrofits | 234 | 2270 | Rate Constraint in lbs/MMBtu | FALSE | L | Annual | Allowances Purchased NOX | MTons | 0 | 0 | 0 | 0 | 0 | 0 | 0
CT Fac. Spec. - NOX Rate Winter v.4.10 Final, Unit 2932 and retrofits | 234 | 2270 | Rate Constraint in lbs/MMBtu | FALSE | L | Annual | Allowances Sold NOX | MTons | 0 | 0 | 0 | 0 | 0 | 0 | 0
CT Fac. Spec. - NOX Rate Winter v.4.10 Final, Unit 2932 and retrofits | 234 | 2270 | Rate Constraint in lbs/MMBtu | FALSE | L | Annual | Allowances Banked | MTons | 0 | 0 | 0 | 0 | 0 | 0 | 0
CT Fac. Spec. - NOX Rate Winter v.4.10 Final, Unit 2932 and retrofits | 234 | 2270 | Rate Constraint in lbs/MMBtu | FALSE | L | Annual | Allowances Withdrawn (1:1) | MTons | 0 | 0 | 0 | 0 | 0 | 0 | 0
CT Fac. Spec. - NOX Rate Winter v.4.10 Final, Unit 2932 and retrofits | 234 | 2270 | Rate Constraint in lbs/MMBtu | FALSE | L | Annual | Allowances Withdrawn (n:1) | MTons | 0 | 0 | 0 | 0 | 0 | 0 | 0
CT Fac. Spec. - NOX Rate Winter v.4.10 Final, Unit 2932 and retrofits | 234 | 2270 | Rate Constraint in lbs/MMBtu | FALSE | L | Annual | Net Emissions Allowance Position | MTons | 0.013249 | 0.013249 | 0.013249 | 0.012172 | 0.013249 | 0.007052 | 0.00066142
CT Fac. Spec. - NOX Rate Winter v.4.10 Final, Unit 2932 and retrofits | 234 | 2270 | Rate Constraint in lbs/MMBtu | FALSE | L | Annual | Fuel Consumed | TBtu | 8.0048 | 8.0048 | 8.0048 | 7.354 | 8.0048 | 4.2606 | 0.39961
CT Fac. Spec. - NOX Rate Winter v.4.10 Final, Unit 2932 and retrofits | 234 | 2270 | Rate Constraint in lbs/MMBtu | FALSE | L | Annual | Rate | lb/MMBtu | 0.0033103 | 0.0033103 | 0.0033103 | 0.0033103 | 0.0033103 | 0.0033103 | 0.0033103
CT Fac. Spec. - NOX Rate Winter v.4.10 Final, Unit 2932 and retrofits | 234 | 2270 | Rate Constraint in lbs/MMBtu | FALSE | L | Annual | Generation | TWh | 1.0876 | 1.0876 | 1.0876 | 0.99919 | 1.0876 | 0.57889 | 0.054295
CT Fac. Spec. - NOX Rate Winter v.4.10 Final, Unit 2932 and retrofits | 234 | 2270 | Rate Constraint in lbs/MMBtu | FALSE | L | Annual | Qualifying Generation | TWh | 1.0876 | 1.0876 | 1.0876 | 0.99919 | 1.0876 | 0.57889 | 0.054295
CT Fac. Spec. - NOX Rate Winter v.4.10 Final, Unit 2932 and retrofits | 234 | 2270 | Rate Constraint in lbs/MMBtu | FALSE | L | Annual | Rate | lb/MWh | 0.012182 | 0.012182 | 0.012182 | 0.012182 | 0.012182 | 0.012182 | 0.012182
CT Fac. Spec. - NOX Rate Winter v.4.10 Final, Unit 2932 and retrofits | 234 | 2270 | Rate Constraint in lbs/MMBtu | FALSE | L | Annual | Constraint Shadow Price | US$/Ton | 0 | 0 | 0 | 0 | 0 | 0 | 0
CT Fac. Spec. - NOX Rate Winter v.4.10 Final, Unit 2933 and retrofits | 235 | 2270 | Rate Constraint in lbs/MMBtu | FALSE | L | Annual | Seasons Included | Seasons | Winter | Winter | Winter | Winter | Winter | Winter | Winter
CT Fac. Spec. - NOX Rate Winter v.4.10 Final, Unit 2933 and retrofits | 235 | 2270 | Rate Constraint in lbs/MMBtu | FALSE | L | Annual | Standard | lb/MMBtu | 0.15 | 0.15 | 0.15 | 0.15 | 0.15 | 0.15 | 0.15
CT Fac. Spec. - NOX Rate Winter v.4.10 Final, Unit 2933 and retrofits | 235 | 2270 | Rate Constraint in lbs/MMBtu | FALSE | L | Annual | Emissions at Affected Plants NOX | MTons | 0.014712 | 0.014712 | 0.014712 | 0.014712 | 0.014712 | 0.011034 | 0.00073447
CT Fac. Spec. - NOX Rate Winter v.4.10 Final, Unit 2933 and retrofits | 235 | 2270 | Rate Constraint in lbs/MMBtu | FALSE | L | Annual | Allowances Purchased NOX | MTons | 0 | 0 | 0 | 0 | 0 | 0 | 0
CT Fac. Spec. - NOX Rate Winter v.4.10 Final, Unit 2933 and retrofits | 235 | 2270 | Rate Constraint in lbs/MMBtu | FALSE | L | Annual | Allowances Sold NOX | MTons | 0 | 0 | 0 | 0 | 0 | 0 | 0
CT Fac. Spec. - NOX Rate Winter v.4.10 Final, Unit 2933 and retrofits | 235 | 2270 | Rate Constraint in lbs/MMBtu | FALSE | L | Annual | Allowances Banked | MTons | 0 | 0 | 0 | 0 | 0 | 0 | 0
CT Fac. Spec. - NOX Rate Winter v.4.10 Final, Unit 2933 and retrofits | 235 | 2270 | Rate Constraint in lbs/MMBtu | FALSE | L | Annual | Allowances Withdrawn (1:1) | MTons | 0 | 0 | 0 | 0 | 0 | 0 | 0
CT Fac. Spec. - NOX Rate Winter v.4.10 Final, Unit 2933 and retrofits | 235 | 2270 | Rate Constraint in lbs/MMBtu | FALSE | L | Annual | Allowances Withdrawn (n:1) | MTons | 0 | 0 | 0 | 0 | 0 | 0 | 0
CT Fac. Spec. - NOX Rate Winter v.4.10 Final, Unit 2933 and retrofits | 235 | 2270 | Rate Constraint in lbs/MMBtu | FALSE | L | Annual | Net Emissions Allowance Position | MTons | 0.014712 | 0.014712 | 0.014712 | 0.014712 | 0.014712 | 0.011034 | 0.00073447
CT Fac. Spec. - NOX Rate Winter v.4.10 Final, Unit 2933 and retrofits | 235 | 2270 | Rate Constraint in lbs/MMBtu | FALSE | L | Annual | Fuel Consumed | TBtu | 8.0354 | 8.0354 | 8.0354 | 8.0354 | 8.0354 | 6.0265 | 0.40114
CT Fac. Spec. - NOX Rate Winter v.4.10 Final, Unit 2933 and retrofits | 235 | 2270 | Rate Constraint in lbs/MMBtu | FALSE | L | Annual | Rate | lb/MMBtu | 0.0036619 | 0.0036619 | 0.0036619 | 0.0036619 | 0.0036619 | 0.0036619 | 0.0036619
CT Fac. Spec. - NOX Rate Winter v.4.10 Final, Unit 2933 and retrofits | 235 | 2270 | Rate Constraint in lbs/MMBtu | FALSE | L | Annual | Generation | TWh | 1.0919 | 1.0919 | 1.0919 | 1.0919 | 1.0919 | 0.81893 | 0.05451
CT Fac. Spec. - NOX Rate Winter v.4.10 Final, Unit 2933 and retrofits | 235 | 2270 | Rate Constraint in lbs/MMBtu | FALSE | L | Annual | Qualifying Generation | TWh | 1.0919 | 1.0919 | 1.0919 | 1.0919 | 1.0919 | 0.81893 | 0.05451
CT Fac. Spec. - NOX Rate Winter v.4.10 Final, Unit 2933 and retrofits | 235 | 2270 | Rate Constraint in lbs/MMBtu | FALSE | L | Annual | Rate | lb/MWh | 0.013474 | 0.013474 | 0.013474 | 0.013474 | 0.013474 | 0.013474 | 0.013474
CT Fac. Spec. - NOX Rate Winter v.4.10 Final, Unit 2933 and retrofits | 235 | 2270 | Rate Constraint in lbs/MMBtu | FALSE | L | Annual | Constraint Shadow Price | US$/Ton | 0 | 0 | 0 | 0 | 0 | 0 | 0
CT Fac. Spec. - NOX Rate Winter v.4.10 Final, Unit 2934 and retrofits | 236 | 2270 | Rate Constraint in lbs/MMBtu | FALSE | L | Annual | Seasons Included | Seasons | Winter | Winter | Winter | Winter | Winter | Winter | Winter
CT Fac. Spec. - NOX Rate Winter v.4.10 Final, Unit 2934 and retrofits | 236 | 2270 | Rate Constraint in lbs/MMBtu | FALSE | L | Annual | Standard | lb/MMBtu | 0.15 | 0.15 | 0.15 | 0.15 | 0.15 | 0.15 | 0.15
CT Fac. Spec. - NOX Rate Winter v.4.10 Final, Unit 2934 and retrofits | 236 | 2270 | Rate Constraint in lbs/MMBtu | FALSE | L | Annual | Emissions at Affected Plants NOX | MTons | 0.029403 | 0.029403 | 0.029403 | 0.029403 | 0.029403 | 0.029403 | 0.029403
CT Fac. Spec. - NOX Rate Winter v.4.10 Final, Unit 2934 and retrofits | 236 | 2270 | Rate Constraint in lbs/MMBtu | FALSE | L | Annual | Allowances Purchased NOX | MTons | 0 | 0 | 0 | 0 | 0 | 0 | 0
CT Fac. Spec. - NOX Rate Winter v.4.10 Final, Unit 2934 and retrofits | 236 | 2270 | Rate Constraint in lbs/MMBtu | FALSE | L | Annual | Allowances Sold NOX | MTons | 0 | 0 | 0 | 0 | 0 | 0 | 0
CT Fac. Spec. - NOX Rate Winter v.4.10 Final, Unit 2934 and retrofits | 236 | 2270 | Rate Constraint in lbs/MMBtu | FALSE | L | Annual | Allowances Banked | MTons | 0 | 0 | 0 | 0 | 0 | 0 | 0
CT Fac. Spec. - NOX Rate Winter v.4.10 Final, Unit 2934 and retrofits | 236 | 2270 | Rate Constraint in lbs/MMBtu | FALSE | L | Annual | Allowances Withdrawn (1:1) | MTons | 0 | 0 | 0 | 0 | 0 | 0 | 0
CT Fac. Spec. - NOX Rate Winter v.4.10 Final, Unit 2934 and retrofits | 236 | 2270 | Rate Constraint in lbs/MMBtu | FALSE | L | Annual | Allowances Withdrawn (n:1) | MTons | 0 | 0 | 0 | 0 | 0 | 0 | 0
CT Fac. Spec. - NOX Rate Winter v.4.10 Final, Unit 2934 and retrofits | 236 | 2270 | Rate Constraint in lbs/MMBtu | FALSE | L | Annual | Net Emissions Allowance Position | MTons | 0.029403 | 0.029403 | 0.029403 | 0.029403 | 0.029403 | 0.029403 | 0.029403
CT Fac. Spec. - NOX Rate Winter v.4.10 Final, Unit 2934 and retrofits | 236 | 2270 | Rate Constraint in lbs/MMBtu | FALSE | L | Annual | Fuel Consumed | TBtu | 0.49426 | 0.49426 | 0.49426 | 0.49426 | 0.49426 | 0.49426 | 0.49426
CT Fac. Spec. - NOX Rate Winter v.4.10 Final, Unit 2934 and retrofits | 236 | 2270 | Rate Constraint in lbs/MMBtu | FALSE | L | Annual | Rate | lb/MMBtu | 0.11898 | 0.11898 | 0.11898 | 0.11898 | 0.11898 | 0.11898 | 0.11898
CT Fac. Spec. - NOX Rate Winter v.4.10 Final, Unit 2934 and retrofits | 236 | 2270 | Rate Constraint in lbs/MMBtu | FALSE | L | Annual | Generation | TWh | 0.068781 | 0.068781 | 0.068781 | 0.068781 | 0.068781 | 0.068781 | 0.068781
CT Fac. Spec. - NOX Rate Winter v.4.10 Final, Unit 2934 and retrofits | 236 | 2270 | Rate Constraint in lbs/MMBtu | FALSE | L | Annual | Qualifying Generation | TWh | 0.068781 | 0.068781 | 0.068781 | 0.068781 | 0.068781 | 0.068781 | 0.068781
CT Fac. Spec. - NOX Rate Winter v.4.10 Final, Unit 2934 and retrofits | 236 | 2270 | Rate Constraint in lbs/MMBtu | FALSE | L | Annual | Rate | lb/MWh | 0.42749 | 0.42749 | 0.42749 | 0.42749 | 0.42749 | 0.42749 | 0.42749
CT Fac. Spec. - NOX Rate Winter v.4.10 Final, Unit 2934 and retrofits | 236 | 2270 | Rate Constraint in lbs/MMBtu | FALSE | L | Annual | Constraint Shadow Price | US$/Ton | 0 | 0 | 0 | 0 | 0 | 0 | 0
CT Fac. Spec. - NOX Rate Winter v.4.10 Final, Unit 2935 and retrofits | 237 | 2270 | Rate Constraint in lbs/MMBtu | FALSE | L | Annual | Seasons Included | Seasons | Winter | Winter | Winter | Winter | Winter | Winter | Winter
CT Fac. Spec. - NOX Rate Winter v.4.10 Final, Unit 2935 and retrofits | 237 | 2270 | Rate Constraint in lbs/MMBtu | FALSE | L | Annual | Standard | lb/MMBtu | 0.15 | 0.15 | 0.15 | 0.15 | 0.15 | 0.15 | 0.15
CT Fac. Spec. - NOX Rate Winter v.4.10 Final, Unit 2935 and retrofits | 237 | 2270 | Rate Constraint in lbs/MMBtu | FALSE | L | Annual | Emissions at Affected Plants NOX | MTons | 0.064319 | 0.064319 | 0.064319 | 0.064319 | 0.064319 | 0.028936 | 0.0032109
CT Fac. Spec. - NOX Rate Winter v.4.10 Final, Unit 2935 and retrofits | 237 | 2270 | Rate Constraint in lbs/MMBtu | FALSE | L | Annual | Allowances Purchased NOX | MTons | 0 | 0 | 0 | 0 | 0 | 0 | 0
CT Fac. Spec. - NOX Rate Winter v.4.10 Final, Unit 2935 and retrofits | 237 | 2270 | Rate Constraint in lbs/MMBtu | FALSE | L | Annual | Allowances Sold NOX | MTons | 0 | 0 | 0 | 0 | 0 | 0 | 0
CT Fac. Spec. - NOX Rate Winter v.4.10 Final, Unit 2935 and retrofits | 237 | 2270 | Rate Constraint in lbs/MMBtu | FALSE | L | Annual | Allowances Banked | MTons | 0 | 0 | 0 | 0 | 0 | 0 | 0
CT Fac. Spec. - NOX Rate Winter v.4.10 Final, Unit 2935 and retrofits | 237 | 2270 | Rate Constraint in lbs/MMBtu | FALSE | L | Annual | Allowances Withdrawn (1:1) | MTons | 0 | 0 | 0 | 0 | 0 | 0 | 0
CT Fac. Spec. - NOX Rate Winter v.4.10 Final, Unit 2935 and retrofits | 237 | 2270 | Rate Constraint in lbs/MMBtu | FALSE | L | Annual | Allowances Withdrawn (n:1) | MTons | 0 | 0 | 0 | 0 | 0 | 0 | 0
CT Fac. Spec. - NOX Rate Winter v.4.10 Final, Unit 2935 and retrofits | 237 | 2270 | Rate Constraint in lbs/MMBtu | FALSE | L | Annual | Net Emissions Allowance Position | MTons | 0.064319 | 0.064319 | 0.064319 | 0.064319 | 0.064319 | 0.028936 | 0.0032109
CT Fac. Spec. - NOX Rate Winter v.4.10 Final, Unit 2935 and retrofits | 237 | 2270 | Rate Constraint in lbs/MMBtu | FALSE | L | Annual | Fuel Consumed | TBtu | 1.0812 | 1.0812 | 1.0812 | 1.0812 | 1.0812 | 0.48641 | 0.053975
CT Fac. Spec. - NOX Rate Winter v.4.10 Final, Unit 2935 and retrofits | 237 | 2270 | Rate Constraint in lbs/MMBtu | FALSE | L | Annual | Rate | lb/MMBtu | 0.11898 | 0.11898 | 0.11898 | 0.11898 | 0.11898 | 0.11898 | 0.11898
CT Fac. Spec. - NOX Rate Winter v.4.10 Final, Unit 2935 and retrofits | 237 | 2270 | Rate Constraint in lbs/MMBtu | FALSE | L | Annual | Generation | TWh | 0.15046 | 0.15046 | 0.15046 | 0.15046 | 0.15046 | 0.067689 | 0.0075111
CT Fac. Spec. - NOX Rate Winter v.4.10 Final, Unit 2935 and retrofits | 237 | 2270 | Rate Constraint in lbs/MMBtu | FALSE | L | Annual | Qualifying Generation | TWh | 0.15046 | 0.15046 | 0.15046 | 0.15046 | 0.15046 | 0.067689 | 0.0075111
CT Fac. Spec. - NOX Rate Winter v.4.10 Final, Unit 2935 and retrofits | 237 | 2270 | Rate Constraint in lbs/MMBtu | FALSE | L | Annual | Rate | lb/MWh | 0.42749 | 0.42749 | 0.42749 | 0.42749 | 0.42749 | 0.42749 | 0.42749
CT Fac. Spec. - NOX Rate Winter v.4.10 Final, Unit 2935 and retrofits | 237 | 2270 | Rate Constraint in lbs/MMBtu | FALSE | L | Annual | Constraint Shadow Price | US$/Ton | 0 | 0 | 0 | 0 | 0 | 0 | 0
CT Fac. Spec. - NOX Rate Winter v.4.10 Final, Unit 3639 and retrofits | 238 | 2270 | Rate Constraint in lbs/MMBtu | FALSE | L | Annual | Seasons Included | Seasons | Winter | Winter | Winter | Winter | Winter | Winter | Winter
CT Fac. Spec. - NOX Rate Winter v.4.10 Final, Unit 3639 and retrofits | 238 | 2270 | Rate Constraint in lbs/MMBtu | FALSE | L | Annual | Standard | lb/MMBtu | 0.15 | 0.15 | 0.15 | 0.15 | 0.15 | 0.15 | 0.15
CT Fac. Spec. - NOX Rate Winter v.4.10 Final, Unit 3639 and retrofits | 238 | 2270 | Rate Constraint in lbs/MMBtu | FALSE | L | Annual | Emissions at Affected Plants NOX | MTons | 0.0069251 | 0 | 0 | 0 | 0 | 0 | 0
CT Fac. Spec. - NOX Rate Winter v.4.10 Final, Unit 3639 and retrofits | 238 | 2270 | Rate Constraint in lbs/MMBtu | FALSE | L | Annual | Allowances Purchased NOX | MTons | 0 | 0 | 0 | 0 | 0 | 0 | 0
CT Fac. Spec. - NOX Rate Winter v.4.10 Final, Unit 3639 and retrofits | 238 | 2270 | Rate Constraint in lbs/MMBtu | FALSE | L | Annual | Allowances Sold NOX | MTons | 0 | 0 | 0 | 0 | 0 | 0 | 0
CT Fac. Spec. - NOX Rate Winter v.4.10 Final, Unit 3639 and retrofits | 238 | 2270 | Rate Constraint in lbs/MMBtu | FALSE | L | Annual | Allowances Banked | MTons | 0 | 0 | 0 | 0 | 0 | 0 | 0
CT Fac. Spec. - NOX Rate Winter v.4.10 Final, Unit 3639 and retrofits | 238 | 2270 | Rate Constraint in lbs/MMBtu | FALSE | L | Annual | Allowances Withdrawn (1:1) | MTons | 0 | 0 | 0 | 0 | 0 | 0 | 0
CT Fac. Spec. - NOX Rate Winter v.4.10 Final, Unit 3639 and retrofits | 238 | 2270 | Rate Constraint in lbs/MMBtu | FALSE | L | Annual | Allowances Withdrawn (n:1) | MTons | 0 | 0 | 0 | 0 | 0 | 0 | 0
CT Fac. Spec. - NOX Rate Winter v.4.10 Final, Unit 3639 and retrofits | 238 | 2270 | Rate Constraint in lbs/MMBtu | FALSE | L | Annual | Net Emissions Allowance Position | MTons | 0.0069251 | 0 | 0 | 0 | 0 | 0 | 0
CT Fac. Spec. - NOX Rate Winter v.4.10 Final, Unit 3639 and retrofits | 238 | 2270 | Rate Constraint in lbs/MMBtu | FALSE | L | Annual | Fuel Consumed | TBtu | 0.1589 | 0 | 0 | 0 | 0 | 0 | 0
CT Fac. Spec. - NOX Rate Winter v.4.10 Final, Unit 3639 and retrofits | 238 | 2270 | Rate Constraint in lbs/MMBtu | FALSE | L | Annual | Rate | lb/MMBtu | 0.087162 | 0 | 0 | 0 | 0 | 0 | 0
CT Fac. Spec. - NOX Rate Winter v.4.10 Final, Unit 3639 and retrofits | 238 | 2270 | Rate Constraint in lbs/MMBtu | FALSE | L | Annual | Generation | TWh | 0.013127 | 0 | 0 | 0 | 0 | 0 | 0
CT Fac. Spec. - NOX Rate Winter v.4.10 Final, Unit 3639 and retrofits | 238 | 2270 | Rate Constraint in lbs/MMBtu | FALSE | L | Annual | Qualifying Generation | TWh | 0.013127 | 0 | 0 | 0 | 0 | 0 | 0
CT Fac. Spec. - NOX Rate Winter v.4.10 Final, Unit 3639 and retrofits | 238 | 2270 | Rate Constraint in lbs/MMBtu | FALSE | L | Annual | Rate | lb/MWh | 0.52755 | 0 | 0 | 0 | 0 | 0 | 0
CT Fac. Spec. - NOX Rate Winter v.4.10 Final, Unit 3639 and retrofits | 238 | 2270 | Rate Constraint in lbs/MMBtu | FALSE | L | Annual | Constraint Shadow Price | US$/Ton | 0 | 0 | 0 | 0 | 0 | 0 | 0
CT Fac. Spec. - NOX Rate Winter v.4.10 Final, Unit 3640 and retrofits | 239 | 2270 | Rate Constraint in lbs/MMBtu | FALSE | L | Annual | Seasons Included | Seasons | Winter | Winter | Winter | Winter | Winter | Winter | Winter
CT Fac. Spec. - NOX Rate Winter v.4.10 Final, Unit 3640 and retrofits | 239 | 2270 | Rate Constraint in lbs/MMBtu | FALSE | L | Annual | Standard | lb/MMBtu | 0.15 | 0.15 | 0.15 | 0.15 | 0.15 | 0.15 | 0.15
CT Fac. Spec. - NOX Rate Winter v.4.10 Final, Unit 3640 and retrofits | 239 | 2270 | Rate Constraint in lbs/MMBtu | FALSE | L | Annual | Emissions at Affected Plants NOX | MTons | 0.007907 | 0 | 0 | 0 | 0 | 0 | 0
CT Fac. Spec. - NOX Rate Winter v.4.10 Final, Unit 3640 and retrofits | 239 | 2270 | Rate Constraint in lbs/MMBtu | FALSE | L | Annual | Allowances Purchased NOX | MTons | 0 | 0 | 0 | 0 | 0 | 0 | 0
CT Fac. Spec. - NOX Rate Winter v.4.10 Final, Unit 3640 and retrofits | 239 | 2270 | Rate Constraint in lbs/MMBtu | FALSE | L | Annual | Allowances Sold NOX | MTons | 0 | 0 | 0 | 0 | 0 | 0 | 0
CT Fac. Spec. - NOX Rate Winter v.4.10 Final, Unit 3640 and retrofits | 239 | 2270 | Rate Constraint in lbs/MMBtu | FALSE | L | Annual | Allowances Banked | MTons | 0 | 0 | 0 | 0 | 0 | 0 | 0
CT Fac. Spec. - NOX Rate Winter v.4.10 Final, Unit 3640 and retrofits | 239 | 2270 | Rate Constraint in lbs/MMBtu | FALSE | L | Annual | Allowances Withdrawn (1:1) | MTons | 0 | 0 | 0 | 0 | 0 | 0 | 0
CT Fac. Spec. - NOX Rate Winter v.4.10 Final, Unit 3640 and retrofits | 239 | 2270 | Rate Constraint in lbs/MMBtu | FALSE | L | Annual | Allowances Withdrawn (n:1) | MTons | 0 | 0 | 0 | 0 | 0 | 0 | 0
CT Fac. Spec. - NOX Rate Winter v.4.10 Final, Unit 3640 and retrofits | 239 | 2270 | Rate Constraint in lbs/MMBtu | FALSE | L | Annual | Net Emissions Allowance Position | MTons | 0.007907 | 0 | 0 | 0 | 0 | 0 | 0
CT Fac. Spec. - NOX Rate Winter v.4.10 Final, Unit 3640 and retrofits | 239 | 2270 | Rate Constraint in lbs/MMBtu | FALSE | L | Annual | Fuel Consumed | TBtu | 0.091125 | 0 | 0 | 0 | 0 | 0 | 0
CT Fac. Spec. - NOX Rate Winter v.4.10 Final, Unit 3640 and retrofits | 239 | 2270 | Rate Constraint in lbs/MMBtu | FALSE | L | Annual | Rate | lb/MMBtu | 0.17354 | 0 | 0 | 0 | 0 | 0 | 0
CT Fac. Spec. - NOX Rate Winter v.4.10 Final, Unit 3640 and retrofits | 239 | 2270 | Rate Constraint in lbs/MMBtu | FALSE | L | Annual | Generation | TWh | 0.0075341 | 0 | 0 | 0 | 0 | 0 | 0
CT Fac. Spec. - NOX Rate Winter v.4.10 Final, Unit 3640 and retrofits | 239 | 2270 | Rate Constraint in lbs/MMBtu | FALSE | L | Annual | Qualifying Generation | TWh | 0.0075341 | 0 | 0 | 0 | 0 | 0 | 0
CT Fac. Spec. - NOX Rate Winter v.4.10 Final, Unit 3640 and retrofits | 239 | 2270 | Rate Constraint in lbs/MMBtu | FALSE | L | Annual | Rate | lb/MWh | 1.0495 | 0 | 0 | 0 | 0 | 0 | 0
CT Fac. Spec. - NOX Rate Winter v.4.10 Final, Unit 3640 and retrofits | 239 | 2270 | Rate Constraint in lbs/MMBtu | FALSE | L | Annual | Constraint Shadow Price | US$/Ton | 0 | 0 | 0 | 0 | 0 | 0 | 0
CT Fac. Spec. - NOX Rate Winter v.4.10 Final, Unit 3641 and retrofits | 240 | 2270 | Rate Constraint in lbs/MMBtu | FALSE | L | Annual | Seasons Included | Seasons | Winter | Winter | Winter | Winter | Winter | Winter | Winter
CT Fac. Spec. - NOX Rate Winter v.4.10 Final, Unit 3641 and retrofits | 240 | 2270 | Rate Constraint in lbs/MMBtu | FALSE | L | Annual | Standard | lb/MMBtu | 0.15 | 0.15 | 0.15 | 0.15 | 0.15 | 0.15 | 0.15
CT Fac. Spec. - NOX Rate Winter v.4.10 Final, Unit 3641 and retrofits | 240 | 2270 | Rate Constraint in lbs/MMBtu | FALSE | L | Annual | Emissions at Affected Plants NOX | MTons | 0 | 0 | 0 | 0 | 0 | 0 | 0
CT Fac. Spec. - NOX Rate Winter v.4.10 Final, Unit 3641 and retrofits | 240 | 2270 | Rate Constraint in lbs/MMBtu | FALSE | L | Annual | Allowances Purchased NOX | MTons | 0 | 0 | 0 | 0 | 0 | 0 | 0
CT Fac. Spec. - NOX Rate Winter v.4.10 Final, Unit 3641 and retrofits | 240 | 2270 | Rate Constraint in lbs/MMBtu | FALSE | L | Annual | Allowances Sold NOX | MTons | 0 | 0 | 0 | 0 | 0 | 0 | 0
CT Fac. Spec. - NOX Rate Winter v.4.10 Final, Unit 3641 and retrofits | 240 | 2270 | Rate Constraint in lbs/MMBtu | FALSE | L | Annual | Allowances Banked | MTons | 0 | 0 | 0 | 0 | 0 | 0 | 0
CT Fac. Spec. - NOX Rate Winter v.4.10 Final, Unit 3641 and retrofits | 240 | 2270 | Rate Constraint in lbs/MMBtu | FALSE | L | Annual | Allowances Withdrawn (1:1) | MTons | 0 | 0 | 0 | 0 | 0 | 0 | 0
CT Fac. Spec. - NOX Rate Winter v.4.10 Final, Unit 3641 and retrofits | 240 | 2270 | Rate Constraint in lbs/MMBtu | FALSE | L | Annual | Allowances Withdrawn (n:1) | MTons | 0 | 0 | 0 | 0 | 0 | 0 | 0
CT Fac. Spec. - NOX Rate Winter v.4.10 Final, Unit 3641 and retrofits | 240 | 2270 | Rate Constraint in lbs/MMBtu | FALSE | L | Annual | Net Emissions Allowance Position | MTons | 0 | 0 | 0 | 0 | 0 | 0 | 0
CT Fac. Spec. - NOX Rate Winter v.4.10 Final, Unit 3641 and retrofits | 240 | 2270 | Rate Constraint in lbs/MMBtu | FALSE | L | Annual | Fuel Consumed | TBtu | 0 | 0 | 0 | 0 | 0 | 0 | 0
CT Fac. Spec. - NOX Rate Winter v.4.10 Final, Unit 3641 and retrofits | 240 | 2270 | Rate Constraint in lbs/MMBtu | FALSE | L | Annual | Rate | lb/MMBtu | 0 | 0 | 0 | 0 | 0 | 0 | 0
CT Fac. Spec. - NOX Rate Winter v.4.10 Final, Unit 3641 and retrofits | 240 | 2270 | Rate Constraint in lbs/MMBtu | FALSE | L | Annual | Generation | TWh | 0 | 0 | 0 | 0 | 0 | 0 | 0
CT Fac. Spec. - NOX Rate Winter v.4.10 Final, Unit 3641 and retrofits | 240 | 2270 | Rate Constraint in lbs/MMBtu | FALSE | L | Annual | Qualifying Generation | TWh | 0 | 0 | 0 | 0 | 0 | 0 | 0
CT Fac. Spec. - NOX Rate Winter v.4.10 Final, Unit 3641 and retrofits | 240 | 2270 | Rate Constraint in lbs/MMBtu | FALSE | L | Annual | Rate | lb/MWh | 0 | 0 | 0 | 0 | 0 | 0 | 0
CT Fac. Spec. - NOX Rate Winter v.4.10 Final, Unit 3641 and retrofits | 240 | 2270 | Rate Constraint in lbs/MMBtu | FALSE | L | Annual | Constraint Shadow Price | US$/Ton | 0 | 0 | 0 | 0 | 0 | 0 | 0
CT Fac. Spec. - NOX Rate Winter v.4.10 Final, Unit 3642 and retrofits | 241 | 2270 | Rate Constraint in lbs/MMBtu | FALSE | L | Annual | Seasons Included | Seasons | Winter | Winter | Winter | Winter | Winter | Winter | Winter
CT Fac. Spec. - NOX Rate Winter v.4.10 Final, Unit 3642 and retrofits | 241 | 2270 | Rate Constraint in lbs/MMBtu | FALSE | L | Annual | Standard | lb/MMBtu | 0.15 | 0.15 | 0.15 | 0.15 | 0.15 | 0.15 | 0.15
CT Fac. Spec. - NOX Rate Winter v.4.10 Final, Unit 3642 and retrofits | 241 | 2270 | Rate Constraint in lbs/MMBtu | FALSE | L | Annual | Emissions at Affected Plants NOX | MTons | 0.0021757 | 0 | 0 | 0 | 0 | 0 | 0
CT Fac. Spec. - NOX Rate Winter v.4.10 Final, Unit 3642 and retrofits | 241 | 2270 | Rate Constraint in lbs/MMBtu | FALSE | L | Annual | Allowances Purchased NOX | MTons | 0 | 0 | 0 | 0 | 0 | 0 | 0
CT Fac. Spec. - NOX Rate Winter v.4.10 Final, Unit 3642 and retrofits | 241 | 2270 | Rate Constraint in lbs/MMBtu | FALSE | L | Annual | Allowances Sold NOX | MTons | 0 | 0 | 0 | 0 | 0 | 0 | 0
CT Fac. Spec. - NOX Rate Winter v.4.10 Final, Unit 3642 and retrofits | 241 | 2270 | Rate Constraint in lbs/MMBtu | FALSE | L | Annual | Allowances Banked | MTons | 0 | 0 | 0 | 0 | 0 | 0 | 0
CT Fac. Spec. - NOX Rate Winter v.4.10 Final, Unit 3642 and retrofits | 241 | 2270 | Rate Constraint in lbs/MMBtu | FALSE | L | Annual | Allowances Withdrawn (1:1) | MTons | 0 | 0 | 0 | 0 | 0 | 0 | 0
CT Fac. Spec. - NOX Rate Winter v.4.10 Final, Unit 3642 and retrofits | 241 | 2270 | Rate Constraint in lbs/MMBtu | FALSE | L | Annual | Allowances Withdrawn (n:1) | MTons | 0 | 0 | 0 | 0 | 0 | 0 | 0
CT Fac. Spec. - NOX Rate Winter v.4.10 Final, Unit 3642 and retrofits | 241 | 2270 | Rate Constraint in lbs/MMBtu | FALSE | L | Annual | Net Emissions Allowance Position | MTons | 0.0021757 | 0 | 0 | 0 | 0 | 0 | 0
CT Fac. Spec. - NOX Rate Winter v.4.10 Final, Unit 3642 and retrofits | 241 | 2270 | Rate Constraint in lbs/MMBtu | FALSE | L | Annual | Fuel Consumed | TBtu | 0.039116 | 0 | 0 | 0 | 0 | 0 | 0
CT Fac. Spec. - NOX Rate Winter v.4.10 Final, Unit 3642 and retrofits | 241 | 2270 | Rate Constraint in lbs/MMBtu | FALSE | L | Annual | Rate | lb/MMBtu | 0.11124 | 0 | 0 | 0 | 0 | 0 | 0
CT Fac. Spec. - NOX Rate Winter v.4.10 Final, Unit 3642 and retrofits | 241 | 2270 | Rate Constraint in lbs/MMBtu | FALSE | L | Annual | Generation | TWh | 0.0033147 | 0 | 0 | 0 | 0 | 0 | 0
CT Fac. Spec. - NOX Rate Winter v.4.10 Final, Unit 3642 and retrofits | 241 | 2270 | Rate Constraint in lbs/MMBtu | FALSE | L | Annual | Qualifying Generation | TWh | 0.0033147 | 0 | 0 | 0 | 0 | 0 | 0
CT Fac. Spec. - NOX Rate Winter v.4.10 Final, Unit 3642 and retrofits | 241 | 2270 | Rate Constraint in lbs/MMBtu | FALSE | L | Annual | Rate | lb/MWh | 0.65638 | 0 | 0 | 0 | 0 | 0 | 0
CT Fac. Spec. - NOX Rate Winter v.4.10 Final, Unit 3642 and retrofits | 241 | 2270 | Rate Constraint in lbs/MMBtu | FALSE | L | Annual | Constraint Shadow Price | US$/Ton | 0 | 0 | 0 | 0 | 0 | 0 | 0
CT Fac. Spec. - NOX Rate Winter v.4.10 Final, Unit 3835 and retrofits | 242 | 2270 | Rate Constraint in lbs/MMBtu | FALSE | L | Annual | Seasons Included | Seasons | Winter | Winter | Winter | Winter | Winter | Winter | Winter
CT Fac. Spec. - NOX Rate Winter v.4.10 Final, Unit 3835 and retrofits | 242 | 2270 | Rate Constraint in lbs/MMBtu | FALSE | L | Annual | Standard | lb/MMBtu | 0.15 | 0.15 | 0.15 | 0.15 | 0.15 | 0.15 | 0.15
CT Fac. Spec. - NOX Rate Winter v.4.10 Final, Unit 3835 and retrofits | 242 | 2270 | Rate Constraint in lbs/MMBtu | FALSE | L | Annual | Emissions at Affected Plants NOX | MTons | 0 | 0 | 0 | 0 | 0 | 0 | 0
CT Fac. Spec. - NOX Rate Winter v.4.10 Final, Unit 3835 and retrofits | 242 | 2270 | Rate Constraint in lbs/MMBtu | FALSE | L | Annual | Allowances Purchased NOX | MTons | 0 | 0 | 0 | 0 | 0 | 0 | 0
CT Fac. Spec. - NOX Rate Winter v.4.10 Final, Unit 3835 and retrofits | 242 | 2270 | Rate Constraint in lbs/MMBtu | FALSE | L | Annual | Allowances Sold NOX | MTons | 0 | 0 | 0 | 0 | 0 | 0 | 0
CT Fac. Spec. - NOX Rate Winter v.4.10 Final, Unit 3835 and retrofits | 242 | 2270 | Rate Constraint in lbs/MMBtu | FALSE | L | Annual | Allowances Banked | MTons | 0 | 0 | 0 | 0 | 0 | 0 | 0
CT Fac. Spec. - NOX Rate Winter v.4.10 Final, Unit 3835 and retrofits | 242 | 2270 | Rate Constraint in lbs/MMBtu | FALSE | L | Annual | Allowances Withdrawn (1:1) | MTons | 0 | 0 | 0 | 0 | 0 | 0 | 0
CT Fac. Spec. - NOX Rate Winter v.4.10 Final, Unit 3835 and retrofits | 242 | 2270 | Rate Constraint in lbs/MMBtu | FALSE | L | Annual | Allowances Withdrawn (n:1) | MTons | 0 | 0 | 0 | 0 | 0 | 0 | 0
CT Fac. Spec. - NOX Rate Winter v.4.10 Final, Unit 3835 and retrofits | 242 | 2270 | Rate Constraint in lbs/MMBtu | FALSE | L | Annual | Net Emissions Allowance Position | MTons | 0 | 0 | 0 | 0 | 0 | 0 | 0
CT Fac. Spec. - NOX Rate Winter v.4.10 Final, Unit 3835 and retrofits | 242 | 2270 | Rate Constraint in lbs/MMBtu | FALSE | L | Annual | Fuel Consumed | TBtu | 0 | 0 | 0 | 0 | 0 | 0 | 0
CT Fac. Spec. - NOX Rate Winter v.4.10 Final, Unit 3835 and retrofits | 242 | 2270 | Rate Constraint in lbs/MMBtu | FALSE | L | Annual | Rate | lb/MMBtu | 0 | 0 | 0 | 0 | 0 | 0 | 0
CT Fac. Spec. - NOX Rate Winter v.4.10 Final, Unit 3835 and retrofits | 242 | 2270 | Rate Constraint in lbs/MMBtu | FALSE | L | Annual | Generation | TWh | 0 | 0 | 0 | 0 | 0 | 0 | 0
CT Fac. Spec. - NOX Rate Winter v.4.10 Final, Unit 3835 and retrofits | 242 | 2270 | Rate Constraint in lbs/MMBtu | FALSE | L | Annual | Qualifying Generation | TWh | 0 | 0 | 0 | 0 | 0 | 0 | 0
CT Fac. Spec. - NOX Rate Winter v.4.10 Final, Unit 3835 and retrofits | 242 | 2270 | Rate Constraint in lbs/MMBtu | FALSE | L | Annual | Rate | lb/MWh | 0 | 0 | 0 | 0 | 0 | 0 | 0
CT Fac. Spec. - NOX Rate Winter v.4.10 Final, Unit 3835 and retrofits | 242 | 2270 | Rate Constraint in lbs/MMBtu | FALSE | L | Annual | Constraint Shadow Price | US$/Ton | 0 | 0 | 0 | 0 | 0 | 0 | 0
CT Fac. Spec. - NOX Rate Winter v.4.10 Final, Unit 3836 and retrofits | 243 | 2270 | Rate Constraint in lbs/MMBtu | FALSE | L | Annual | Seasons Included | Seasons | Winter | Winter | Winter | Winter | Winter | Winter | Winter
CT Fac. Spec. - NOX Rate Winter v.4.10 Final, Unit 3836 and retrofits | 243 | 2270 | Rate Constraint in lbs/MMBtu | FALSE | L | Annual | Standard | lb/MMBtu | 0.15 | 0.15 | 0.15 | 0.15 | 0.15 | 0.15 | 0.15
CT Fac. Spec. - NOX Rate Winter v.4.10 Final, Unit 3836 and retrofits | 243 | 2270 | Rate Constraint in lbs/MMBtu | FALSE | L | Annual | Emissions at Affected Plants NOX | MTons | 0 | 0 | 0 | 0 | 0 | 0 | 0
CT Fac. Spec. - NOX Rate Winter v.4.10 Final, Unit 3836 and retrofits | 243 | 2270 | Rate Constraint in lbs/MMBtu | FALSE | L | Annual | Allowances Purchased NOX | MTons | 0 | 0 | 0 | 0 | 0 | 0 | 0
CT Fac. Spec. - NOX Rate Winter v.4.10 Final, Unit 3836 and retrofits | 243 | 2270 | Rate Constraint in lbs/MMBtu | FALSE | L | Annual | Allowances Sold NOX | MTons | 0 | 0 | 0 | 0 | 0 | 0 | 0
CT Fac. Spec. - NOX Rate Winter v.4.10 Final, Unit 3836 and retrofits | 243 | 2270 | Rate Constraint in lbs/MMBtu | FALSE | L | Annual | Allowances Banked | MTons | 0 | 0 | 0 | 0 | 0 | 0 | 0
CT Fac. Spec. - NOX Rate Winter v.4.10 Final, Unit 3836 and retrofits | 243 | 2270 | Rate Constraint in lbs/MMBtu | FALSE | L | Annual | Allowances Withdrawn (1:1) | MTons | 0 | 0 | 0 | 0 | 0 | 0 | 0
CT Fac. Spec. - NOX Rate Winter v.4.10 Final, Unit 3836 and retrofits | 243 | 2270 | Rate Constraint in lbs/MMBtu | FALSE | L | Annual | Allowances Withdrawn (n:1) | MTons | 0 | 0 | 0 | 0 | 0 | 0 | 0
CT Fac. Spec. - NOX Rate Winter v.4.10 Final, Unit 3836 and retrofits | 243 | 2270 | Rate Constraint in lbs/MMBtu | FALSE | L | Annual | Net Emissions Allowance Position | MTons | 0 | 0 | 0 | 0 | 0 | 0 | 0
CT Fac. Spec. - NOX Rate Winter v.4.10 Final, Unit 3836 and retrofits | 243 | 2270 | Rate Constraint in lbs/MMBtu | FALSE | L | Annual | Fuel Consumed | TBtu | 0 | 0 | 0 | 0 | 0 | 0 | 0
CT Fac. Spec. - NOX Rate Winter v.4.10 Final, Unit 3836 and retrofits | 243 | 2270 | Rate Constraint in lbs/MMBtu | FALSE | L | Annual | Rate | lb/MMBtu | 0 | 0 | 0 | 0 | 0 | 0 | 0
CT Fac. Spec. - NOX Rate Winter v.4.10 Final, Unit 3836 and retrofits | 243 | 2270 | Rate Constraint in lbs/MMBtu | FALSE | L | Annual | Generation | TWh | 0 | 0 | 0 | 0 | 0 | 0 | 0
CT Fac. Spec. - NOX Rate Winter v.4.10 Final, Unit 3836 and retrofits | 243 | 2270 | Rate Constraint in lbs/MMBtu | FALSE | L | Annual | Qualifying Generation | TWh | 0 | 0 | 0 | 0 | 0 | 0 | 0
CT Fac. Spec. - NOX Rate Winter v.4.10 Final, Unit 3836 and retrofits | 243 | 2270 | Rate Constraint in lbs/MMBtu | FALSE | L | Annual | Rate | lb/MWh | 0 | 0 | 0 | 0 | 0 | 0 | 0
CT Fac. Spec. - NOX Rate Winter v.4.10 Final, Unit 3836 and retrofits | 243 | 2270 | Rate Constraint in lbs/MMBtu | FALSE | L | Annual | Constraint Shadow Price | US$/Ton | 0 | 0 | 0 | 0 | 0 | 0 | 0
CT Fac. Spec. - NOX Rate Winter v.4.10 Final, Unit 3837 and retrofits | 244 | 2270 | Rate Constraint in lbs/MMBtu | FALSE | L | Annual | Seasons Included | Seasons | Winter | Winter | Winter | Winter | Winter | Winter | Winter
CT Fac. Spec. - NOX Rate Winter v.4.10 Final, Unit 3837 and retrofits | 244 | 2270 | Rate Constraint in lbs/MMBtu | FALSE | L | Annual | Standard | lb/MMBtu | 0.15 | 0.15 | 0.15 | 0.15 | 0.15 | 0.15 | 0.15
CT Fac. Spec. - NOX Rate Winter v.4.10 Final, Unit 3837 and retrofits | 244 | 2270 | Rate Constraint in lbs/MMBtu | FALSE | L | Annual | Emissions at Affected Plants NOX | MTons | 0 | 0 | 0 | 0 | 0 | 0 | 0
CT Fac. Spec. - NOX Rate Winter v.4.10 Final, Unit 3837 and retrofits | 244 | 2270 | Rate Constraint in lbs/MMBtu | FALSE | L | Annual | Allowances Purchased NOX | MTons | 0 | 0 | 0 | 0 | 0 | 0 | 0
CT Fac. Spec. - NOX Rate Winter v.4.10 Final, Unit 3837 and retrofits | 244 | 2270 | Rate Constraint in lbs/MMBtu | FALSE | L | Annual | Allowances Sold NOX | MTons | 0 | 0 | 0 | 0 | 0 | 0 | 0
CT Fac. Spec. - NOX Rate Winter v.4.10 Final, Unit 3837 and retrofits | 244 | 2270 | Rate Constraint in lbs/MMBtu | FALSE | L | Annual | Allowances Banked | MTons | 0 | 0 | 0 | 0 | 0 | 0 | 0
CT Fac. Spec. - NOX Rate Winter v.4.10 Final, Unit 3837 and retrofits | 244 | 2270 | Rate Constraint in lbs/MMBtu | FALSE | L | Annual | Allowances Withdrawn (1:1) | MTons | 0 | 0 | 0 | 0 | 0 | 0 | 0
CT Fac. Spec. - NOX Rate Winter v.4.10 Final, Unit 3837 and retrofits | 244 | 2270 | Rate Constraint in lbs/MMBtu | FALSE | L | Annual | Allowances Withdrawn (n:1) | MTons | 0 | 0 | 0 | 0 | 0 | 0 | 0
CT Fac. Spec. - NOX Rate Winter v.4.10 Final, Unit 3837 and retrofits | 244 | 2270 | Rate Constraint in lbs/MMBtu | FALSE | L | Annual | Net Emissions Allowance Position | MTons | 0 | 0 | 0 | 0 | 0 | 0 | 0
CT Fac. Spec. - NOX Rate Winter v.4.10 Final, Unit 3837 and retrofits | 244 | 2270 | Rate Constraint in lbs/MMBtu | FALSE | L | Annual | Fuel Consumed | TBtu | 0 | 0 | 0 | 0 | 0 | 0 | 0
CT Fac. Spec. - NOX Rate Winter v.4.10 Final, Unit 3837 and retrofits | 244 | 2270 | Rate Constraint in lbs/MMBtu | FALSE | L | Annual | Rate | lb/MMBtu | 0 | 0 | 0 | 0 | 0 | 0 | 0
CT Fac. Spec. - NOX Rate Winter v.4.10 Final, Unit 3837 and retrofits | 244 | 2270 | Rate Constraint in lbs/MMBtu | FALSE | L | Annual | Generation | TWh | 0 | 0 | 0 | 0 | 0 | 0 | 0
CT Fac. Spec. - NOX Rate Winter v.4.10 Final, Unit 3837 and retrofits | 244 | 2270 | Rate Constraint in lbs/MMBtu | FALSE | L | Annual | Qualifying Generation | TWh | 0 | 0 | 0 | 0 | 0 | 0 | 0
CT Fac. Spec. - NOX Rate Winter v.4.10 Final, Unit 3837 and retrofits | 244 | 2270 | Rate Constraint in lbs/MMBtu | FALSE | L | Annual | Rate | lb/MWh | 0 | 0 | 0 | 0 | 0 | 0 | 0
CT Fac. Spec. - NOX Rate Winter v.4.10 Final, Unit 3837 and retrofits | 244 | 2270 | Rate Constraint in lbs/MMBtu | FALSE | L | Annual | Constraint Shadow Price | US$/Ton | 0 | 0 | 0 | 0 | 0 | 0 | 0
CT Fac. Spec. - NOX Rate Winter v.4.10 Final, Unit 3838 and retrofits | 245 | 2270 | Rate Constraint in lbs/MMBtu | FALSE | L | Annual | Seasons Included | Seasons | Winter | Winter | Winter | Winter | Winter | Winter | Winter
CT Fac. Spec. - NOX Rate Winter v.4.10 Final, Unit 3838 and retrofits | 245 | 2270 | Rate Constraint in lbs/MMBtu | FALSE | L | Annual | Standard | lb/MMBtu | 0.15 | 0.15 | 0.15 | 0.15 | 0.15 | 0.15 | 0.15
CT Fac. Spec. - NOX Rate Winter v.4.10 Final, Unit 3838 and retrofits | 245 | 2270 | Rate Constraint in lbs/MMBtu | FALSE | L | Annual | Emissions at Affected Plants NOX | MTons | 0.013241 | 0 | 0 | 0 | 0 | 0 | 0
CT Fac. Spec. - NOX Rate Winter v.4.10 Final, Unit 3838 and retrofits | 245 | 2270 | Rate Constraint in lbs/MMBtu | FALSE | L | Annual | Allowances Purchased NOX | MTons | 0 | 0 | 0 | 0 | 0 | 0 | 0
CT Fac. Spec. - NOX Rate Winter v.4.10 Final, Unit 3838 and retrofits | 245 | 2270 | Rate Constraint in lbs/MMBtu | FALSE | L | Annual | Allowances Sold NOX | MTons | 0 | 0 | 0 | 0 | 0 | 0 | 0
CT Fac. Spec. - NOX Rate Winter v.4.10 Final, Unit 3838 and retrofits | 245 | 2270 | Rate Constraint in lbs/MMBtu | FALSE | L | Annual | Allowances Banked | MTons | 0 | 0 | 0 | 0 | 0 | 0 | 0
CT Fac. Spec. - NOX Rate Winter v.4.10 Final, Unit 3838 and retrofits | 245 | 2270 | Rate Constraint in lbs/MMBtu | FALSE | L | Annual | Allowances Withdrawn (1:1) | MTons | 0 | 0 | 0 | 0 | 0 | 0 | 0
CT Fac. Spec. - NOX Rate Winter v.4.10 Final, Unit 3838 and retrofits | 245 | 2270 | Rate Constraint in lbs/MMBtu | FALSE | L | Annual | Allowances Withdrawn (n:1) | MTons | 0 | 0 | 0 | 0 | 0 | 0 | 0
CT Fac. Spec. - NOX Rate Winter v.4.10 Final, Unit 3838 and retrofits | 245 | 2270 | Rate Constraint in lbs/MMBtu | FALSE | L | Annual | Net Emissions Allowance Position | MTons | 0.013241 | 0 | 0 | 0 | 0 | 0 | 0
CT Fac. Spec. - NOX Rate Winter v.4.10 Final, Unit 3838 and retrofits | 245 | 2270 | Rate Constraint in lbs/MMBtu | FALSE | L | Annual | Fuel Consumed | TBtu | 0.47286 | 0 | 0 | 0 | 0 | 0 | 0
CT Fac. Spec. - NOX Rate Winter v.4.10 Final, Unit 3838 and retrofits | 245 | 2270 | Rate Constraint in lbs/MMBtu | FALSE | L | Annual | Rate | lb/MMBtu | 0.056002 | 0 | 0 | 0 | 0 | 0 | 0
CT Fac. Spec. - NOX Rate Winter v.4.10 Final, Unit 3838 and retrofits | 245 | 2270 | Rate Constraint in lbs/MMBtu | FALSE | L | Annual | Generation | TWh | 0.037269 | 0 | 0 | 0 | 0 | 0 | 0
CT Fac. Spec. - NOX Rate Winter v.4.10 Final, Unit 3838 and retrofits | 245 | 2270 | Rate Constraint in lbs/MMBtu | FALSE | L | Annual | Qualifying Generation | TWh | 0.037269 | 0 | 0 | 0 | 0 | 0 | 0
CT Fac. Spec. - NOX Rate Winter v.4.10 Final, Unit 3838 and retrofits | 245 | 2270 | Rate Constraint in lbs/MMBtu | FALSE | L | Annual | Rate | lb/MWh | 0.35528 | 0 | 0 | 0 | 0 | 0 | 0
CT Fac. Spec. - NOX Rate Winter v.4.10 Final, Unit 3838 and retrofits | 245 | 2270 | Rate Constraint in lbs/MMBtu | FALSE | L | Annual | Constraint Shadow Price | US$/Ton | 0 | 0 | 0 | 0 | 0 | 0 | 0
CT Fac. Spec. - NOX Rate Winter v.4.10 Final, Unit 4164 and retrofits | 246 | 2270 | Rate Constraint in lbs/MMBtu | FALSE | L | Annual | Seasons Included | Seasons | Winter | Winter | Winter | Winter | Winter | Winter | Winter
CT Fac. Spec. - NOX Rate Winter v.4.10 Final, Unit 4164 and retrofits | 246 | 2270 | Rate Constraint in lbs/MMBtu | FALSE | L | Annual | Standard | lb/MMBtu | 0.15 | 0.15 | 0.15 | 0.15 | 0.15 | 0.15 | 0.15
CT Fac. Spec. - NOX Rate Winter v.4.10 Final, Unit 4164 and retrofits | 246 | 2270 | Rate Constraint in lbs/MMBtu | FALSE | L | Annual | Emissions at Affected Plants NOX | MTons | 0 | 0 | 0 | 0 | 0 | 0 | 0
CT Fac. Spec. - NOX Rate Winter v.4.10 Final, Unit 4164 and retrofits | 246 | 2270 | Rate Constraint in lbs/MMBtu | FALSE | L | Annual | Allowances Purchased NOX | MTons | 0 | 0 | 0 | 0 | 0 | 0 | 0
CT Fac. Spec. - NOX Rate Winter v.4.10 Final, Unit 4164 and retrofits | 246 | 2270 | Rate Constraint in lbs/MMBtu | FALSE | L | Annual | Allowances Sold NOX | MTons | 0 | 0 | 0 | 0 | 0 | 0 | 0
CT Fac. Spec. - NOX Rate Winter v.4.10 Final, Unit 4164 and retrofits | 246 | 2270 | Rate Constraint in lbs/MMBtu | FALSE | L | Annual | Allowances Banked | MTons | 0 | 0 | 0 | 0 | 0 | 0 | 0
CT Fac. Spec. - NOX Rate Winter v.4.10 Final, Unit 4164 and retrofits | 246 | 2270 | Rate Constraint in lbs/MMBtu | FALSE | L | Annual | Allowances Withdrawn (1:1) | MTons | 0 | 0 | 0 | 0 | 0 | 0 | 0
CT Fac. Spec. - NOX Rate Winter v.4.10 Final, Unit 4164 and retrofits | 246 | 2270 | Rate Constraint in lbs/MMBtu | FALSE | L | Annual | Allowances Withdrawn (n:1) | MTons | 0 | 0 | 0 | 0 | 0 | 0 | 0
CT Fac. Spec. - NOX Rate Winter v.4.10 Final, Unit 4164 and retrofits | 246 | 2270 | Rate Constraint in lbs/MMBtu | FALSE | L | Annual | Net Emissions Allowance Position | MTons | 0 | 0 | 0 | 0 | 0 | 0 | 0
CT Fac. Spec. - NOX Rate Winter v.4.10 Final, Unit 4164 and retrofits | 246 | 2270 | Rate Constraint in lbs/MMBtu | FALSE | L | Annual | Fuel Consumed | TBtu | 0 | 0 | 0 | 0 | 0 | 0 | 0
CT Fac. Spec. - NOX Rate Winter v.4.10 Final, Unit 4164 and retrofits | 246 | 2270 | Rate Constraint in lbs/MMBtu | FALSE | L | Annual | Rate | lb/MMBtu | 0 | 0 | 0 | 0 | 0 | 0 | 0
CT Fac. Spec. - NOX Rate Winter v.4.10 Final, Unit 4164 and retrofits | 246 | 2270 | Rate Constraint in lbs/MMBtu | FALSE | L | Annual | Generation | TWh | 0 | 0 | 0 | 0 | 0 | 0 | 0
CT Fac. Spec. - NOX Rate Winter v.4.10 Final, Unit 4164 and retrofits | 246 | 2270 | Rate Constraint in lbs/MMBtu | FALSE | L | Annual | Qualifying Generation | TWh | 0 | 0 | 0 | 0 | 0 | 0 | 0
CT Fac. Spec. - NOX Rate Winter v.4.10 Final, Unit 4164 and retrofits | 246 | 2270 | Rate Constraint in lbs/MMBtu | FALSE | L | Annual | Rate | lb/MWh | 0 | 0 | 0 | 0 | 0 | 0 | 0
CT Fac. Spec. - NOX Rate Winter v.4.10 Final, Unit 4164 and retrofits | 246 | 2270 | Rate Constraint in lbs/MMBtu | FALSE | L | Annual | Constraint Shadow Price | US$/Ton | 0 | 0 | 0 | 0 | 0 | 0 | 0
CT Fac. Spec. - SO2 Rate Annual Non-Title IV v3.1, Unit 1112 and retrofits | 247 | 2294 | Rate Constraint in lbs/MMBtu | FALSE | L | Annual | Seasons Included | Seasons | Winter, Summer | Winter, Summer | Winter, Summer | Winter, Summer | Winter, Summer | Winter, Summer | Winter, Summer
CT Fac. Spec. - SO2 Rate Annual Non-Title IV v3.1, Unit 1112 and retrofits | 247 | 2294 | Rate Constraint in lbs/MMBtu | FALSE | L | Annual | Standard | lb/MMBtu | 0.55 | 0.55 | 0.55 | 0.55 | 0.55 | 0.55 | 0.55
CT Fac. Spec. - SO2 Rate Annual Non-Title IV v3.1, Unit 1112 and retrofits | 247 | 2294 | Rate Constraint in lbs/MMBtu | FALSE | L | Annual | Emissions at Affected Plants SO2 | MTons | 0 | 0 | 0 | 0 | 0 | 0 | 0
CT Fac. Spec. - SO2 Rate Annual Non-Title IV v3.1, Unit 1112 and retrofits | 247 | 2294 | Rate Constraint in lbs/MMBtu | FALSE | L | Annual | Allowances Purchased SO2 | MTons | 0 | 0 | 0 | 0 | 0 | 0 | 0
CT Fac. Spec. - SO2 Rate Annual Non-Title IV v3.1, Unit 1112 and retrofits | 247 | 2294 | Rate Constraint in lbs/MMBtu | FALSE | L | Annual | Allowances Sold SO2 | MTons | 0 | 0 | 0 | 0 | 0 | 0 | 0
CT Fac. Spec. - SO2 Rate Annual Non-Title IV v3.1, Unit 1112 and retrofits | 247 | 2294 | Rate Constraint in lbs/MMBtu | FALSE | L | Annual | Allowances Banked | MTons | 0 | 0 | 0 | 0 | 0 | 0 | 0
CT Fac. Spec. - SO2 Rate Annual Non-Title IV v3.1, Unit 1112 and retrofits | 247 | 2294 | Rate Constraint in lbs/MMBtu | FALSE | L | Annual | Allowances Withdrawn (1:1) | MTons | 0 | 0 | 0 | 0 | 0 | 0 | 0
CT Fac. Spec. - SO2 Rate Annual Non-Title IV v3.1, Unit 1112 and retrofits | 247 | 2294 | Rate Constraint in lbs/MMBtu | FALSE | L | Annual | Allowances Withdrawn (n:1) | MTons | 0 | 0 | 0 | 0 | 0 | 0 | 0
CT Fac. Spec. - SO2 Rate Annual Non-Title IV v3.1, Unit 1112 and retrofits | 247 | 2294 | Rate Constraint in lbs/MMBtu | FALSE | L | Annual | Net Emissions Allowance Position | MTons | 0 | 0 | 0 | 0 | 0 | 0 | 0
CT Fac. Spec. - SO2 Rate Annual Non-Title IV v3.1, Unit 1112 and retrofits | 247 | 2294 | Rate Constraint in lbs/MMBtu | FALSE | L | Annual | Fuel Consumed | TBtu | 0 | 0 | 0 | 0 | 0 | 0 | 0
CT Fac. Spec. - SO2 Rate Annual Non-Title IV v3.1, Unit 1112 and retrofits | 247 | 2294 | Rate Constraint in lbs/MMBtu | FALSE | L | Annual | Rate | lb/MMBtu | 0 | 0 | 0 | 0 | 0 | 0 | 0
CT Fac. Spec. - SO2 Rate Annual Non-Title IV v3.1, Unit 1112 and retrofits | 247 | 2294 | Rate Constraint in lbs/MMBtu | FALSE | L | Annual | Generation | TWh | 0 | 0 | 0 | 0 | 0 | 0 | 0
CT Fac. Spec. - SO2 Rate Annual Non-Title IV v3.1, Unit 1112 and retrofits | 247 | 2294 | Rate Constraint in lbs/MMBtu | FALSE | L | Annual | Qualifying Generation | TWh | 0 | 0 | 0 | 0 | 0 | 0 | 0
CT Fac. Spec. - SO2 Rate Annual Non-Title IV v3.1, Unit 1112 and retrofits | 247 | 2294 | Rate Constraint in lbs/MMBtu | FALSE | L | Annual | Rate | lb/MWh | 0 | 0 | 0 | 0 | 0 | 0 | 0
CT Fac. Spec. - SO2 Rate Annual Non-Title IV v3.1, Unit 1112 and retrofits | 247 | 2294 | Rate Constraint in lbs/MMBtu | FALSE | L | Annual | Constraint Shadow Price | US$/Ton | 0 | 0 | 0 | 0 | 0 | 0 | 0
CT Fac. Spec. - SO2 Rate Annual Non-Title IV v3.1, Unit 1113 and retrofits | 248 | 2294 | Rate Constraint in lbs/MMBtu | FALSE | L | Annual | Seasons Included | Seasons | Winter, Summer | Winter, Summer | Winter, Summer | Winter, Summer | Winter, Summer | Winter, Summer | Winter, Summer
CT Fac. Spec. - SO2 Rate Annual Non-Title IV v3.1, Unit 1113 and retrofits | 248 | 2294 | Rate Constraint in lbs/MMBtu | FALSE | L | Annual | Standard | lb/MMBtu | 0.55 | 0.55 | 0.55 | 0.55 | 0.55 | 0.55 | 0.55
CT Fac. Spec. - SO2 Rate Annual Non-Title IV v3.1, Unit 1113 and retrofits | 248 | 2294 | Rate Constraint in lbs/MMBtu | FALSE | L | Annual | Emissions at Affected Plants SO2 | MTons | 0 | 0 | 0 | 0 | 0 | 0 | 0
CT Fac. Spec. - SO2 Rate Annual Non-Title IV v3.1, Unit 1113 and retrofits | 248 | 2294 | Rate Constraint in lbs/MMBtu | FALSE | L | Annual | Allowances Purchased SO2 | MTons | 0 | 0 | 0 | 0 | 0 | 0 | 0
CT Fac. Spec. - SO2 Rate Annual Non-Title IV v3.1, Unit 1113 and retrofits | 248 | 2294 | Rate Constraint in lbs/MMBtu | FALSE | L | Annual | Allowances Sold SO2 | MTons | 0 | 0 | 0 | 0 | 0 | 0 | 0
CT Fac. Spec. - SO2 Rate Annual Non-Title IV v3.1, Unit 1113 and retrofits | 248 | 2294 | Rate Constraint in lbs/MMBtu | FALSE | L | Annual | Allowances Banked | MTons | 0 | 0 | 0 | 0 | 0 | 0 | 0
CT Fac. Spec. - SO2 Rate Annual Non-Title IV v3.1, Unit 1113 and retrofits | 248 | 2294 | Rate Constraint in lbs/MMBtu | FALSE | L | Annual | Allowances Withdrawn (1:1) | MTons | 0 | 0 | 0 | 0 | 0 | 0 | 0
CT Fac. Spec. - SO2 Rate Annual Non-Title IV v3.1, Unit 1113 and retrofits | 248 | 2294 | Rate Constraint in lbs/MMBtu | FALSE | L | Annual | Allowances Withdrawn (n:1) | MTons | 0 | 0 | 0 | 0 | 0 | 0 | 0
CT Fac. Spec. - SO2 Rate Annual Non-Title IV v3.1, Unit 1113 and retrofits | 248 | 2294 | Rate Constraint in lbs/MMBtu | FALSE | L | Annual | Net Emissions Allowance Position | MTons | 0 | 0 | 0 | 0 | 0 | 0 | 0
CT Fac. Spec. - SO2 Rate Annual Non-Title IV v3.1, Unit 1113 and retrofits | 248 | 2294 | Rate Constraint in lbs/MMBtu | FALSE | L | Annual | Fuel Consumed | TBtu | 0 | 0 | 0 | 0 | 0 | 0 | 0
CT Fac. Spec. - SO2 Rate Annual Non-Title IV v3.1, Unit 1113 and retrofits | 248 | 2294 | Rate Constraint in lbs/MMBtu | FALSE | L | Annual | Rate | lb/MMBtu | 0 | 0 | 0 | 0 | 0 | 0 | 0
CT Fac. Spec. - SO2 Rate Annual Non-Title IV v3.1, Unit 1113 and retrofits | 248 | 2294 | Rate Constraint in lbs/MMBtu | FALSE | L | Annual | Generation | TWh | 0 | 0 | 0 | 0 | 0 | 0 | 0
CT Fac. Spec. - SO2 Rate Annual Non-Title IV v3.1, Unit 1113 and retrofits | 248 | 2294 | Rate Constraint in lbs/MMBtu | FALSE | L | Annual | Qualifying Generation | TWh | 0 | 0 | 0 | 0 | 0 | 0 | 0
CT Fac. Spec. - SO2 Rate Annual Non-Title IV v3.1, Unit 1113 and retrofits | 248 | 2294 | Rate Constraint in lbs/MMBtu | FALSE | L | Annual | Rate | lb/MWh | 0 | 0 | 0 | 0 | 0 | 0 | 0
CT Fac. Spec. - SO2 Rate Annual Non-Title IV v3.1, Unit 1113 and retrofits | 248 | 2294 | Rate Constraint in lbs/MMBtu | FALSE | L | Annual | Constraint Shadow Price | US$/Ton | 0 | 0 | 0 | 0 | 0 | 0 | 0
CT Fac. Spec. - SO2 Rate Annual Non-Title IV v3.1, Unit 1117 and retrofits | 249 | 2294 | Rate Constraint in lbs/MMBtu | FALSE | L | Annual | Seasons Included | Seasons | Winter, Summer | Winter, Summer | Winter, Summer | Winter, Summer | Winter, Summer | Winter, Summer | Winter, Summer
CT Fac. Spec. - SO2 Rate Annual Non-Title IV v3.1, Unit 1117 and retrofits | 249 | 2294 | Rate Constraint in lbs/MMBtu | FALSE | L | Annual | Standard | lb/MMBtu | 0.55 | 0.55 | 0.55 | 0.55 | 0.55 | 0.55 | 0.55
CT Fac. Spec. - SO2 Rate Annual Non-Title IV v3.1, Unit 1117 and retrofits | 249 | 2294 | Rate Constraint in lbs/MMBtu | FALSE | L | Annual | Emissions at Affected Plants SO2 | MTons | 0 | 0 | 0 | 0 | 0 | 0 | 0
CT Fac. Spec. - SO2 Rate Annual Non-Title IV v3.1, Unit 1117 and retrofits | 249 | 2294 | Rate Constraint in lbs/MMBtu | FALSE | L | Annual | Allowances Purchased SO2 | MTons | 0 | 0 | 0 | 0 | 0 | 0 | 0
CT Fac. Spec. - SO2 Rate Annual Non-Title IV v3.1, Unit 1117 and retrofits | 249 | 2294 | Rate Constraint in lbs/MMBtu | FALSE | L | Annual | Allowances Sold SO2 | MTons | 0 | 0 | 0 | 0 | 0 | 0 | 0
CT Fac. Spec. - SO2 Rate Annual Non-Title IV v3.1, Unit 1117 and retrofits | 249 | 2294 | Rate Constraint in lbs/MMBtu | FALSE | L | Annual | Allowances Banked | MTons | 0 | 0 | 0 | 0 | 0 | 0 | 0
CT Fac. Spec. - SO2 Rate Annual Non-Title IV v3.1, Unit 1117 and retrofits | 249 | 2294 | Rate Constraint in lbs/MMBtu | FALSE | L | Annual | Allowances Withdrawn (1:1) | MTons | 0 | 0 | 0 | 0 | 0 | 0 | 0
CT Fac. Spec. - SO2 Rate Annual Non-Title IV v3.1, Unit 1117 and retrofits | 249 | 2294 | Rate Constraint in lbs/MMBtu | FALSE | L | Annual | Allowances Withdrawn (n:1) | MTons | 0 | 0 | 0 | 0 | 0 | 0 | 0
CT Fac. Spec. - SO2 Rate Annual Non-Title IV v3.1, Unit 1117 and retrofits | 249 | 2294 | Rate Constraint in lbs/MMBtu | FALSE | L | Annual | Net Emissions Allowance Position | MTons | 0 | 0 | 0 | 0 | 0 | 0 | 0
CT Fac. Spec. - SO2 Rate Annual Non-Title IV v3.1, Unit 1117 and retrofits | 249 | 2294 | Rate Constraint in lbs/MMBtu | FALSE | L | Annual | Fuel Consumed | TBtu | 0 | 0 | 0 | 0 | 0 | 0 | 0
CT Fac. Spec. - SO2 Rate Annual Non-Title IV v3.1, Unit 1117 and retrofits | 249 | 2294 | Rate Constraint in lbs/MMBtu | FALSE | L | Annual | Rate | lb/MMBtu | 0 | 0 | 0 | 0 | 0 | 0 | 0
CT Fac. Spec. - SO2 Rate Annual Non-Title IV v3.1, Unit 1117 and retrofits | 249 | 2294 | Rate Constraint in lbs/MMBtu | FALSE | L | Annual | Generation | TWh | 0 | 0 | 0 | 0 | 0 | 0 | 0
CT Fac. Spec. - SO2 Rate Annual Non-Title IV v3.1, Unit 1117 and retrofits | 249 | 2294 | Rate Constraint in lbs/MMBtu | FALSE | L | Annual | Qualifying Generation | TWh | 0 | 0 | 0 | 0 | 0 | 0 | 0
CT Fac. Spec. - SO2 Rate Annual Non-Title IV v3.1, Unit 1117 and retrofits | 249 | 2294 | Rate Constraint in lbs/MMBtu | FALSE | L | Annual | Rate | lb/MWh | 0 | 0 | 0 | 0 | 0 | 0 | 0
CT Fac. Spec. - SO2 Rate Annual Non-Title IV v3.1, Unit 1117 and retrofits | 249 | 2294 | Rate Constraint in lbs/MMBtu | FALSE | L | Annual | Constraint Shadow Price | US$/Ton | 0 | 0 | 0 | 0 | 0 | 0 | 0
CT Fac. Spec. - SO2 Rate Annual Non-Title IV v3.1, Unit 1118 and retrofits | 250 | 2294 | Rate Constraint in lbs/MMBtu | FALSE | L | Annual | Seasons Included | Seasons | Winter, Summer | Winter, Summer | Winter, Summer | Winter, Summer | Winter, Summer | Winter, Summer | Winter, Summer
CT Fac. Spec. - SO2 Rate Annual Non-Title IV v3.1, Unit 1118 and retrofits | 250 | 2294 | Rate Constraint in lbs/MMBtu | FALSE | L | Annual | Standard | lb/MMBtu | 0.55 | 0.55 | 0.55 | 0.55 | 0.55 | 0.55 | 0.55
CT Fac. Spec. - SO2 Rate Annual Non-Title IV v3.1, Unit 1118 and retrofits | 250 | 2294 | Rate Constraint in lbs/MMBtu | FALSE | L | Annual | Emissions at Affected Plants SO2 | MTons | 0 | 0 | 0 | 0 | 0 | 0 | 0
CT Fac. Spec. - SO2 Rate Annual Non-Title IV v3.1, Unit 1118 and retrofits | 250 | 2294 | Rate Constraint in lbs/MMBtu | FALSE | L | Annual | Allowances Purchased SO2 | MTons | 0 | 0 | 0 | 0 | 0 | 0 | 0
CT Fac. Spec. - SO2 Rate Annual Non-Title IV v3.1, Unit 1118 and retrofits | 250 | 2294 | Rate Constraint in lbs/MMBtu | FALSE | L | Annual | Allowances Sold SO2 | MTons | 0 | 0 | 0 | 0 | 0 | 0 | 0
CT Fac. Spec. - SO2 Rate Annual Non-Title IV v3.1, Unit 1118 and retrofits | 250 | 2294 | Rate Constraint in lbs/MMBtu | FALSE | L | Annual | Allowances Banked | MTons | 0 | 0 | 0 | 0 | 0 | 0 | 0
CT Fac. Spec. - SO2 Rate Annual Non-Title IV v3.1, Unit 1118 and retrofits | 250 | 2294 | Rate Constraint in lbs/MMBtu | FALSE | L | Annual | Allowances Withdrawn (1:1) | MTons | 0 | 0 | 0 | 0 | 0 | 0 | 0
CT Fac. Spec. - SO2 Rate Annual Non-Title IV v3.1, Unit 1118 and retrofits | 250 | 2294 | Rate Constraint in lbs/MMBtu | FALSE | L | Annual | Allowances Withdrawn (n:1) | MTons | 0 | 0 | 0 | 0 | 0 | 0 | 0
CT Fac. Spec. - SO2 Rate Annual Non-Title IV v3.1, Unit 1118 and retrofits | 250 | 2294 | Rate Constraint in lbs/MMBtu | FALSE | L | Annual | Net Emissions Allowance Position | MTons | 0 | 0 | 0 | 0 | 0 | 0 | 0
CT Fac. Spec. - SO2 Rate Annual Non-Title IV v3.1, Unit 1118 and retrofits | 250 | 2294 | Rate Constraint in lbs/MMBtu | FALSE | L | Annual | Fuel Consumed | TBtu | 0 | 0 | 0 | 0 | 0 | 0 | 0
CT Fac. Spec. - SO2 Rate Annual Non-Title IV v3.1, Unit 1118 and retrofits | 250 | 2294 | Rate Constraint in lbs/MMBtu | FALSE | L | Annual | Rate | lb/MMBtu | 0 | 0 | 0 | 0 | 0 | 0 | 0
CT Fac. Spec. - SO2 Rate Annual Non-Title IV v3.1, Unit 1118 and retrofits | 250 | 2294 | Rate Constraint in lbs/MMBtu | FALSE | L | Annual | Generation | TWh | 0 | 0 | 0 | 0 | 0 | 0 | 0
CT Fac. Spec. - SO2 Rate Annual Non-Title IV v3.1, Unit 1118 and retrofits | 250 | 2294 | Rate Constraint in lbs/MMBtu | FALSE | L | Annual | Qualifying Generation | TWh | 0 | 0 | 0 | 0 | 0 | 0 | 0
CT Fac. Spec. - SO2 Rate Annual Non-Title IV v3.1, Unit 1118 and retrofits | 250 | 2294 | Rate Constraint in lbs/MMBtu | FALSE | L | Annual | Rate | lb/MWh | 0 | 0 | 0 | 0 | 0 | 0 | 0
CT Fac. Spec. - SO2 Rate Annual Non-Title IV v3.1, Unit 1118 and retrofits | 250 | 2294 | Rate Constraint in lbs/MMBtu | FALSE | L | Annual | Constraint Shadow Price | US$/Ton | 0 | 0 | 0 | 0 | 0 | 0 | 0
CT Fac. Spec. - SO2 Rate Annual Non-Title IV v3.1, Unit 1119 and retrofits | 251 | 2294 | Rate Constraint in lbs/MMBtu | FALSE | L | Annual | Seasons Included | Seasons | Winter, Summer | Winter, Summer | Winter, Summer | Winter, Summer | Winter, Summer | Winter, Summer | Winter, Summer
CT Fac. Spec. - SO2 Rate Annual Non-Title IV v3.1, Unit 1119 and retrofits | 251 | 2294 | Rate Constraint in lbs/MMBtu | FALSE | L | Annual | Standard | lb/MMBtu | 0.55 | 0.55 | 0.55 | 0.55 | 0.55 | 0.55 | 0.55
CT Fac. Spec. - SO2 Rate Annual Non-Title IV v3.1, Unit 1119 and retrofits | 251 | 2294 | Rate Constraint in lbs/MMBtu | FALSE | L | Annual | Emissions at Affected Plants SO2 | MTons | 0 | 0 | 0 | 0 | 0 | 0 | 0
CT Fac. Spec. - SO2 Rate Annual Non-Title IV v3.1, Unit 1119 and retrofits | 251 | 2294 | Rate Constraint in lbs/MMBtu | FALSE | L | Annual | Allowances Purchased SO2 | MTons | 0 | 0 | 0 | 0 | 0 | 0 | 0
CT Fac. Spec. - SO2 Rate Annual Non-Title IV v3.1, Unit 1119 and retrofits | 251 | 2294 | Rate Constraint in lbs/MMBtu | FALSE | L | Annual | Allowances Sold SO2 | MTons | 0 | 0 | 0 | 0 | 0 | 0 | 0
CT Fac. Spec. - SO2 Rate Annual Non-Title IV v3.1, Unit 1119 and retrofits | 251 | 2294 | Rate Constraint in lbs/MMBtu | FALSE | L | Annual | Allowances Banked | MTons | 0 | 0 | 0 | 0 | 0 | 0 | 0
CT Fac. Spec. - SO2 Rate Annual Non-Title IV v3.1, Unit 1119 and retrofits | 251 | 2294 | Rate Constraint in lbs/MMBtu | FALSE | L | Annual | Allowances Withdrawn (1:1) | MTons | 0 | 0 | 0 | 0 | 0 | 0 | 0
CT Fac. Spec. - SO2 Rate Annual Non-Title IV v3.1, Unit 1119 and retrofits | 251 | 2294 | Rate Constraint in lbs/MMBtu | FALSE | L | Annual | Allowances Withdrawn (n:1) | MTons | 0 | 0 | 0 | 0 | 0 | 0 | 0
CT Fac. Spec. - SO2 Rate Annual Non-Title IV v3.1, Unit 1119 and retrofits | 251 | 2294 | Rate Constraint in lbs/MMBtu | FALSE | L | Annual | Net Emissions Allowance Position | MTons | 0 | 0 | 0 | 0 | 0 | 0 | 0
CT Fac. Spec. - SO2 Rate Annual Non-Title IV v3.1, Unit 1119 and retrofits | 251 | 2294 | Rate Constraint in lbs/MMBtu | FALSE | L | Annual | Fuel Consumed | TBtu | 0 | 0 | 0 | 0 | 0 | 0 | 0
CT Fac. Spec. - SO2 Rate Annual Non-Title IV v3.1, Unit 1119 and retrofits | 251 | 2294 | Rate Constraint in lbs/MMBtu | FALSE | L | Annual | Rate | lb/MMBtu | 0 | 0 | 0 | 0 | 0 | 0 | 0
CT Fac. Spec. - SO2 Rate Annual Non-Title IV v3.1, Unit 1119 and retrofits | 251 | 2294 | Rate Constraint in lbs/MMBtu | FALSE | L | Annual | Generation | TWh | 0 | 0 | 0 | 0 | 0 | 0 | 0
CT Fac. Spec. - SO2 Rate Annual Non-Title IV v3.1, Unit 1119 and retrofits | 251 | 2294 | Rate Constraint in lbs/MMBtu | FALSE | L | Annual | Qualifying Generation | TWh | 0 | 0 | 0 | 0 | 0 | 0 | 0
CT Fac. Spec. - SO2 Rate Annual Non-Title IV v3.1, Unit 1119 and retrofits | 251 | 2294 | Rate Constraint in lbs/MMBtu | FALSE | L | Annual | Rate | lb/MWh | 0 | 0 | 0 | 0 | 0 | 0 | 0
CT Fac. Spec. - SO2 Rate Annual Non-Title IV v3.1, Unit 1119 and retrofits | 251 | 2294 | Rate Constraint in lbs/MMBtu | FALSE | L | Annual | Constraint Shadow Price | US$/Ton | 0 | 0 | 0 | 0 | 0 | 0 | 0
CT Fac. Spec. - SO2 Rate Annual Non-Title IV v3.1, Unit 1120 and retrofits | 252 | 2294 | Rate Constraint in lbs/MMBtu | FALSE | L | Annual | Seasons Included | Seasons | Winter, Summer | Winter, Summer | Winter, Summer | Winter, Summer | Winter, Summer | Winter, Summer | Winter, Summer
CT Fac. Spec. - SO2 Rate Annual Non-Title IV v3.1, Unit 1120 and retrofits | 252 | 2294 | Rate Constraint in lbs/MMBtu | FALSE | L | Annual | Standard | lb/MMBtu | 0.55 | 0.55 | 0.55 | 0.55 | 0.55 | 0.55 | 0.55
CT Fac. Spec. - SO2 Rate Annual Non-Title IV v3.1, Unit 1120 and retrofits | 252 | 2294 | Rate Constraint in lbs/MMBtu | FALSE | L | Annual | Emissions at Affected Plants SO2 | MTons | 0 | 0 | 0 | 0 | 0 | 0 | 0
CT Fac. Spec. - SO2 Rate Annual Non-Title IV v3.1, Unit 1120 and retrofits | 252 | 2294 | Rate Constraint in lbs/MMBtu | FALSE | L | Annual | Allowances Purchased SO2 | MTons | 0 | 0 | 0 | 0 | 0 | 0 | 0
CT Fac. Spec. - SO2 Rate Annual Non-Title IV v3.1, Unit 1120 and retrofits | 252 | 2294 | Rate Constraint in lbs/MMBtu | FALSE | L | Annual | Allowances Sold SO2 | MTons | 0 | 0 | 0 | 0 | 0 | 0 | 0
CT Fac. Spec. - SO2 Rate Annual Non-Title IV v3.1, Unit 1120 and retrofits | 252 | 2294 | Rate Constraint in lbs/MMBtu | FALSE | L | Annual | Allowances Banked | MTons | 0 | 0 | 0 | 0 | 0 | 0 | 0
CT Fac. Spec. - SO2 Rate Annual Non-Title IV v3.1, Unit 1120 and retrofits | 252 | 2294 | Rate Constraint in lbs/MMBtu | FALSE | L | Annual | Allowances Withdrawn (1:1) | MTons | 0 | 0 | 0 | 0 | 0 | 0 | 0
CT Fac. Spec. - SO2 Rate Annual Non-Title IV v3.1, Unit 1120 and retrofits | 252 | 2294 | Rate Constraint in lbs/MMBtu | FALSE | L | Annual | Allowances Withdrawn (n:1) | MTons | 0 | 0 | 0 | 0 | 0 | 0 | 0
CT Fac. Spec. - SO2 Rate Annual Non-Title IV v3.1, Unit 1120 and retrofits | 252 | 2294 | Rate Constraint in lbs/MMBtu | FALSE | L | Annual | Net Emissions Allowance Position | MTons | 0 | 0 | 0 | 0 | 0 | 0 | 0
CT Fac. Spec. - SO2 Rate Annual Non-Title IV v3.1, Unit 1120 and retrofits | 252 | 2294 | Rate Constraint in lbs/MMBtu | FALSE | L | Annual | Fuel Consumed | TBtu | 0 | 0 | 0 | 0 | 0 | 0 | 0
CT Fac. Spec. - SO2 Rate Annual Non-Title IV v3.1, Unit 1120 and retrofits | 252 | 2294 | Rate Constraint in lbs/MMBtu | FALSE | L | Annual | Rate | lb/MMBtu | 0 | 0 | 0 | 0 | 0 | 0 | 0
CT Fac. Spec. - SO2 Rate Annual Non-Title IV v3.1, Unit 1120 and retrofits | 252 | 2294 | Rate Constraint in lbs/MMBtu | FALSE | L | Annual | Generation | TWh | 0 | 0 | 0 | 0 | 0 | 0 | 0
CT Fac. Spec. - SO2 Rate Annual Non-Title IV v3.1, Unit 1120 and retrofits | 252 | 2294 | Rate Constraint in lbs/MMBtu | FALSE | L | Annual | Qualifying Generation | TWh | 0 | 0 | 0 | 0 | 0 | 0 | 0
CT Fac. Spec. - SO2 Rate Annual Non-Title IV v3.1, Unit 1120 and retrofits | 252 | 2294 | Rate Constraint in lbs/MMBtu | FALSE | L | Annual | Rate | lb/MWh | 0 | 0 | 0 | 0 | 0 | 0 | 0
CT Fac. Spec. - SO2 Rate Annual Non-Title IV v3.1, Unit 1120 and retrofits | 252 | 2294 | Rate Constraint in lbs/MMBtu | FALSE | L | Annual | Constraint Shadow Price | US$/Ton | 0 | 0 | 0 | 0 | 0 | 0 | 0
CT Fac. Spec. - SO2 Rate Annual Non-Title IV v3.1, Unit 1121 and retrofits | 253 | 2294 | Rate Constraint in lbs/MMBtu | FALSE | L | Annual | Seasons Included | Seasons | Winter, Summer | Winter, Summer | Winter, Summer | Winter, Summer | Winter, Summer | Winter, Summer | Winter, Summer
CT Fac. Spec. - SO2 Rate Annual Non-Title IV v3.1, Unit 1121 and retrofits | 253 | 2294 | Rate Constraint in lbs/MMBtu | FALSE | L | Annual | Standard | lb/MMBtu | 0.55 | 0.55 | 0.55 | 0.55 | 0.55 | 0.55 | 0.55
CT Fac. Spec. - SO2 Rate Annual Non-Title IV v3.1, Unit 1121 and retrofits | 253 | 2294 | Rate Constraint in lbs/MMBtu | FALSE | L | Annual | Emissions at Affected Plants SO2 | MTons | 0 | 0 | 0 | 0 | 0 | 0 | 0
CT Fac. Spec. - SO2 Rate Annual Non-Title IV v3.1, Unit 1121 and retrofits | 253 | 2294 | Rate Constraint in lbs/MMBtu | FALSE | L | Annual | Allowances Purchased SO2 | MTons | 0 | 0 | 0 | 0 | 0 | 0 | 0
CT Fac. Spec. - SO2 Rate Annual Non-Title IV v3.1, Unit 1121 and retrofits | 253 | 2294 | Rate Constraint in lbs/MMBtu | FALSE | L | Annual | Allowances Sold SO2 | MTons | 0 | 0 | 0 | 0 | 0 | 0 | 0
CT Fac. Spec. - SO2 Rate Annual Non-Title IV v3.1, Unit 1121 and retrofits | 253 | 2294 | Rate Constraint in lbs/MMBtu | FALSE | L | Annual | Allowances Banked | MTons | 0 | 0 | 0 | 0 | 0 | 0 | 0
CT Fac. Spec. - SO2 Rate Annual Non-Title IV v3.1, Unit 1121 and retrofits | 253 | 2294 | Rate Constraint in lbs/MMBtu | FALSE | L | Annual | Allowances Withdrawn (1:1) | MTons | 0 | 0 | 0 | 0 | 0 | 0 | 0
CT Fac. Spec. - SO2 Rate Annual Non-Title IV v3.1, Unit 1121 and retrofits | 253 | 2294 | Rate Constraint in lbs/MMBtu | FALSE | L | Annual | Allowances Withdrawn (n:1) | MTons | 0 | 0 | 0 | 0 | 0 | 0 | 0
CT Fac. Spec. - SO2 Rate Annual Non-Title IV v3.1, Unit 1121 and retrofits | 253 | 2294 | Rate Constraint in lbs/MMBtu | FALSE | L | Annual | Net Emissions Allowance Position | MTons | 0 | 0 | 0 | 0 | 0 | 0 | 0
CT Fac. Spec. - SO2 Rate Annual Non-Title IV v3.1, Unit 1121 and retrofits | 253 | 2294 | Rate Constraint in lbs/MMBtu | FALSE | L | Annual | Fuel Consumed | TBtu | 0 | 0 | 0 | 0 | 0 | 0 | 0
CT Fac. Spec. - SO2 Rate Annual Non-Title IV v3.1, Unit 1121 and retrofits | 253 | 2294 | Rate Constraint in lbs/MMBtu | FALSE | L | Annual | Rate | lb/MMBtu | 0 | 0 | 0 | 0 | 0 | 0 | 0
CT Fac. Spec. - SO2 Rate Annual Non-Title IV v3.1, Unit 1121 and retrofits | 253 | 2294 | Rate Constraint in lbs/MMBtu | FALSE | L | Annual | Generation | TWh | 0 | 0 | 0 | 0 | 0 | 0 | 0
CT Fac. Spec. - SO2 Rate Annual Non-Title IV v3.1, Unit 1121 and retrofits | 253 | 2294 | Rate Constraint in lbs/MMBtu | FALSE | L | Annual | Qualifying Generation | TWh | 0 | 0 | 0 | 0 | 0 | 0 | 0
CT Fac. Spec. - SO2 Rate Annual Non-Title IV v3.1, Unit 1121 and retrofits | 253 | 2294 | Rate Constraint in lbs/MMBtu | FALSE | L | Annual | Rate | lb/MWh | 0 | 0 | 0 | 0 | 0 | 0 | 0
CT Fac. Spec. - SO2 Rate Annual Non-Title IV v3.1, Unit 1121 and retrofits | 253 | 2294 | Rate Constraint in lbs/MMBtu | FALSE | L | Annual | Constraint Shadow Price | US$/Ton | 0 | 0 | 0 | 0 | 0 | 0 | 0
CT Fac. Spec. - SO2 Rate Annual Non-Title IV v3.1, Unit 1122 and retrofits | 254 | 2294 | Rate Constraint in lbs/MMBtu | FALSE | L | Annual | Seasons Included | Seasons | Winter, Summer | Winter, Summer | Winter, Summer | Winter, Summer | Winter, Summer | Winter, Summer | Winter, Summer
CT Fac. Spec. - SO2 Rate Annual Non-Title IV v3.1, Unit 1122 and retrofits | 254 | 2294 | Rate Constraint in lbs/MMBtu | FALSE | L | Annual | Standard | lb/MMBtu | 0.55 | 0.55 | 0.55 | 0.55 | 0.55 | 0.55 | 0.55
CT Fac. Spec. - SO2 Rate Annual Non-Title IV v3.1, Unit 1122 and retrofits | 254 | 2294 | Rate Constraint in lbs/MMBtu | FALSE | L | Annual | Emissions at Affected Plants SO2 | MTons | 0 | 0 | 0 | 0 | 0 | 0 | 0
CT Fac. Spec. - SO2 Rate Annual Non-Title IV v3.1, Unit 1122 and retrofits | 254 | 2294 | Rate Constraint in lbs/MMBtu | FALSE | L | Annual | Allowances Purchased SO2 | MTons | 0 | 0 | 0 | 0 | 0 | 0 | 0
CT Fac. Spec. - SO2 Rate Annual Non-Title IV v3.1, Unit 1122 and retrofits | 254 | 2294 | Rate Constraint in lbs/MMBtu | FALSE | L | Annual | Allowances Sold SO2 | MTons | 0 | 0 | 0 | 0 | 0 | 0 | 0
CT Fac. Spec. - SO2 Rate Annual Non-Title IV v3.1, Unit 1122 and retrofits | 254 | 2294 | Rate Constraint in lbs/MMBtu | FALSE | L | Annual | Allowances Banked | MTons | 0 | 0 | 0 | 0 | 0 | 0 | 0
CT Fac. Spec. - SO2 Rate Annual Non-Title IV v3.1, Unit 1122 and retrofits | 254 | 2294 | Rate Constraint in lbs/MMBtu | FALSE | L | Annual | Allowances Withdrawn (1:1) | MTons | 0 | 0 | 0 | 0 | 0 | 0 | 0
CT Fac. Spec. - SO2 Rate Annual Non-Title IV v3.1, Unit 1122 and retrofits | 254 | 2294 | Rate Constraint in lbs/MMBtu | FALSE | L | Annual | Allowances Withdrawn (n:1) | MTons | 0 | 0 | 0 | 0 | 0 | 0 | 0
CT Fac. Spec. - SO2 Rate Annual Non-Title IV v3.1, Unit 1122 and retrofits | 254 | 2294 | Rate Constraint in lbs/MMBtu | FALSE | L | Annual | Net Emissions Allowance Position | MTons | 0 | 0 | 0 | 0 | 0 | 0 | 0
CT Fac. Spec. - SO2 Rate Annual Non-Title IV v3.1, Unit 1122 and retrofits | 254 | 2294 | Rate Constraint in lbs/MMBtu | FALSE | L | Annual | Fuel Consumed | TBtu | 0 | 0 | 0 | 0 | 0 | 0 | 0
CT Fac. Spec. - SO2 Rate Annual Non-Title IV v3.1, Unit 1122 and retrofits | 254 | 2294 | Rate Constraint in lbs/MMBtu | FALSE | L | Annual | Rate | lb/MMBtu | 0 | 0 | 0 | 0 | 0 | 0 | 0
CT Fac. Spec. - SO2 Rate Annual Non-Title IV v3.1, Unit 1122 and retrofits | 254 | 2294 | Rate Constraint in lbs/MMBtu | FALSE | L | Annual | Generation | TWh | 0 | 0 | 0 | 0 | 0 | 0 | 0
CT Fac. Spec. - SO2 Rate Annual Non-Title IV v3.1, Unit 1122 and retrofits | 254 | 2294 | Rate Constraint in lbs/MMBtu | FALSE | L | Annual | Qualifying Generation | TWh | 0 | 0 | 0 | 0 | 0 | 0 | 0
CT Fac. Spec. - SO2 Rate Annual Non-Title IV v3.1, Unit 1122 and retrofits | 254 | 2294 | Rate Constraint in lbs/MMBtu | FALSE | L | Annual | Rate | lb/MWh | 0 | 0 | 0 | 0 | 0 | 0 | 0
CT Fac. Spec. - SO2 Rate Annual Non-Title IV v3.1, Unit 1122 and retrofits | 254 | 2294 | Rate Constraint in lbs/MMBtu | FALSE | L | Annual | Constraint Shadow Price | US$/Ton | 0 | 0 | 0 | 0 | 0 | 0 | 0
CT Fac. Spec. - SO2 Rate Annual Non-Title IV v3.1, Unit 1123 and retrofits | 255 | 2294 | Rate Constraint in lbs/MMBtu | FALSE | L | Annual | Seasons Included | Seasons | Winter, Summer | Winter, Summer | Winter, Summer | Winter, Summer | Winter, Summer | Winter, Summer | Winter, Summer
CT Fac. Spec. - SO2 Rate Annual Non-Title IV v3.1, Unit 1123 and retrofits | 255 | 2294 | Rate Constraint in lbs/MMBtu | FALSE | L | Annual | Standard | lb/MMBtu | 0.55 | 0.55 | 0.55 | 0.55 | 0.55 | 0.55 | 0.55
CT Fac. Spec. - SO2 Rate Annual Non-Title IV v3.1, Unit 1123 and retrofits | 255 | 2294 | Rate Constraint in lbs/MMBtu | FALSE | L | Annual | Emissions at Affected Plants SO2 | MTons | 0 | 0 | 0 | 0 | 0 | 0 | 0
CT Fac. Spec. - SO2 Rate Annual Non-Title IV v3.1, Unit 1123 and retrofits | 255 | 2294 | Rate Constraint in lbs/MMBtu | FALSE | L | Annual | Allowances Purchased SO2 | MTons | 0 | 0 | 0 | 0 | 0 | 0 | 0
CT Fac. Spec. - SO2 Rate Annual Non-Title IV v3.1, Unit 1123 and retrofits | 255 | 2294 | Rate Constraint in lbs/MMBtu | FALSE | L | Annual | Allowances Sold SO2 | MTons | 0 | 0 | 0 | 0 | 0 | 0 | 0
CT Fac. Spec. - SO2 Rate Annual Non-Title IV v3.1, Unit 1123 and retrofits | 255 | 2294 | Rate Constraint in lbs/MMBtu | FALSE | L | Annual | Allowances Banked | MTons | 0 | 0 | 0 | 0 | 0 | 0 | 0
CT Fac. Spec. - SO2 Rate Annual Non-Title IV v3.1, Unit 1123 and retrofits | 255 | 2294 | Rate Constraint in lbs/MMBtu | FALSE | L | Annual | Allowances Withdrawn (1:1) | MTons | 0 | 0 | 0 | 0 | 0 | 0 | 0
CT Fac. Spec. - SO2 Rate Annual Non-Title IV v3.1, Unit 1123 and retrofits | 255 | 2294 | Rate Constraint in lbs/MMBtu | FALSE | L | Annual | Allowances Withdrawn (n:1) | MTons | 0 | 0 | 0 | 0 | 0 | 0 | 0
CT Fac. Spec. - SO2 Rate Annual Non-Title IV v3.1, Unit 1123 and retrofits | 255 | 2294 | Rate Constraint in lbs/MMBtu | FALSE | L | Annual | Net Emissions Allowance Position | MTons | 0 | 0 | 0 | 0 | 0 | 0 | 0
CT Fac. Spec. - SO2 Rate Annual Non-Title IV v3.1, Unit 1123 and retrofits | 255 | 2294 | Rate Constraint in lbs/MMBtu | FALSE | L | Annual | Fuel Consumed | TBtu | 0 | 0 | 0 | 0 | 0 | 0 | 0
CT Fac. Spec. - SO2 Rate Annual Non-Title IV v3.1, Unit 1123 and retrofits | 255 | 2294 | Rate Constraint in lbs/MMBtu | FALSE | L | Annual | Rate | lb/MMBtu | 0 | 0 | 0 | 0 | 0 | 0 | 0
CT Fac. Spec. - SO2 Rate Annual Non-Title IV v3.1, Unit 1123 and retrofits | 255 | 2294 | Rate Constraint in lbs/MMBtu | FALSE | L | Annual | Generation | TWh | 0 | 0 | 0 | 0 | 0 | 0 | 0
CT Fac. Spec. - SO2 Rate Annual Non-Title IV v3.1, Unit 1123 and retrofits | 255 | 2294 | Rate Constraint in lbs/MMBtu | FALSE | L | Annual | Qualifying Generation | TWh | 0 | 0 | 0 | 0 | 0 | 0 | 0
CT Fac. Spec. - SO2 Rate Annual Non-Title IV v3.1, Unit 1123 and retrofits | 255 | 2294 | Rate Constraint in lbs/MMBtu | FALSE | L | Annual | Rate | lb/MWh | 0 | 0 | 0 | 0 | 0 | 0 | 0
CT Fac. Spec. - SO2 Rate Annual Non-Title IV v3.1, Unit 1123 and retrofits | 255 | 2294 | Rate Constraint in lbs/MMBtu | FALSE | L | Annual | Constraint Shadow Price | US$/Ton | 0 | 0 | 0 | 0 | 0 | 0 | 0
CT Fac. Spec. - SO2 Rate Annual Non-Title IV v3.1, Unit 1124 and retrofits | 256 | 2294 | Rate Constraint in lbs/MMBtu | FALSE | L | Annual | Seasons Included | Seasons | Winter, Summer | Winter, Summer | Winter, Summer | Winter, Summer | Winter, Summer | Winter, Summer | Winter, Summer
CT Fac. Spec. - SO2 Rate Annual Non-Title IV v3.1, Unit 1124 and retrofits | 256 | 2294 | Rate Constraint in lbs/MMBtu | FALSE | L | Annual | Standard | lb/MMBtu | 0.55 | 0.55 | 0.55 | 0.55 | 0.55 | 0.55 | 0.55
CT Fac. Spec. - SO2 Rate Annual Non-Title IV v3.1, Unit 1124 and retrofits | 256 | 2294 | Rate Constraint in lbs/MMBtu | FALSE | L | Annual | Emissions at Affected Plants SO2 | MTons | 0 | 0 | 0 | 0 | 0 | 0 | 0
CT Fac. Spec. - SO2 Rate Annual Non-Title IV v3.1, Unit 1124 and retrofits | 256 | 2294 | Rate Constraint in lbs/MMBtu | FALSE | L | Annual | Allowances Purchased SO2 | MTons | 0 | 0 | 0 | 0 | 0 | 0 | 0
CT Fac. Spec. - SO2 Rate Annual Non-Title IV v3.1, Unit 1124 and retrofits | 256 | 2294 | Rate Constraint in lbs/MMBtu | FALSE | L | Annual | Allowances Sold SO2 | MTons | 0 | 0 | 0 | 0 | 0 | 0 | 0
CT Fac. Spec. - SO2 Rate Annual Non-Title IV v3.1, Unit 1124 and retrofits | 256 | 2294 | Rate Constraint in lbs/MMBtu | FALSE | L | Annual | Allowances Banked | MTons | 0 | 0 | 0 | 0 | 0 | 0 | 0
CT Fac. Spec. - SO2 Rate Annual Non-Title IV v3.1, Unit 1124 and retrofits | 256 | 2294 | Rate Constraint in lbs/MMBtu | FALSE | L | Annual | Allowances Withdrawn (1:1) | MTons | 0 | 0 | 0 | 0 | 0 | 0 | 0
CT Fac. Spec. - SO2 Rate Annual Non-Title IV v3.1, Unit 1124 and retrofits | 256 | 2294 | Rate Constraint in lbs/MMBtu | FALSE | L | Annual | Allowances Withdrawn (n:1) | MTons | 0 | 0 | 0 | 0 | 0 | 0 | 0
CT Fac. Spec. - SO2 Rate Annual Non-Title IV v3.1, Unit 1124 and retrofits | 256 | 2294 | Rate Constraint in lbs/MMBtu | FALSE | L | Annual | Net Emissions Allowance Position | MTons | 0 | 0 | 0 | 0 | 0 | 0 | 0
CT Fac. Spec. - SO2 Rate Annual Non-Title IV v3.1, Unit 1124 and retrofits | 256 | 2294 | Rate Constraint in lbs/MMBtu | FALSE | L | Annual | Fuel Consumed | TBtu | 0 | 0 | 0 | 0 | 0 | 0 | 0
CT Fac. Spec. - SO2 Rate Annual Non-Title IV v3.1, Unit 1124 and retrofits | 256 | 2294 | Rate Constraint in lbs/MMBtu | FALSE | L | Annual | Rate | lb/MMBtu | 0 | 0 | 0 | 0 | 0 | 0 | 0
CT Fac. Spec. - SO2 Rate Annual Non-Title IV v3.1, Unit 1124 and retrofits | 256 | 2294 | Rate Constraint in lbs/MMBtu | FALSE | L | Annual | Generation | TWh | 0 | 0 | 0 | 0 | 0 | 0 | 0
CT Fac. Spec. - SO2 Rate Annual Non-Title IV v3.1, Unit 1124 and retrofits | 256 | 2294 | Rate Constraint in lbs/MMBtu | FALSE | L | Annual | Qualifying Generation | TWh | 0 | 0 | 0 | 0 | 0 | 0 | 0
CT Fac. Spec. - SO2 Rate Annual Non-Title IV v3.1, Unit 1124 and retrofits | 256 | 2294 | Rate Constraint in lbs/MMBtu | FALSE | L | Annual | Rate | lb/MWh | 0 | 0 | 0 | 0 | 0 | 0 | 0
CT Fac. Spec. - SO2 Rate Annual Non-Title IV v3.1, Unit 1124 and retrofits | 256 | 2294 | Rate Constraint in lbs/MMBtu | FALSE | L | Annual | Constraint Shadow Price | US$/Ton | 0 | 0 | 0 | 0 | 0 | 0 | 0
CT Fac. Spec. - SO2 Rate Annual Non-Title IV v3.1, Unit 1125 and retrofits | 257 | 2294 | Rate Constraint in lbs/MMBtu | FALSE | L | Annual | Seasons Included | Seasons | Winter, Summer | Winter, Summer | Winter, Summer | Winter, Summer | Winter, Summer | Winter, Summer | Winter, Summer
CT Fac. Spec. - SO2 Rate Annual Non-Title IV v3.1, Unit 1125 and retrofits | 257 | 2294 | Rate Constraint in lbs/MMBtu | FALSE | L | Annual | Standard | lb/MMBtu | 0.55 | 0.55 | 0.55 | 0.55 | 0.55 | 0.55 | 0.55
CT Fac. Spec. - SO2 Rate Annual Non-Title IV v3.1, Unit 1125 and retrofits | 257 | 2294 | Rate Constraint in lbs/MMBtu | FALSE | L | Annual | Emissions at Affected Plants SO2 | MTons | 0 | 0 | 0 | 0 | 0 | 0 | 0
CT Fac. Spec. - SO2 Rate Annual Non-Title IV v3.1, Unit 1125 and retrofits | 257 | 2294 | Rate Constraint in lbs/MMBtu | FALSE | L | Annual | Allowances Purchased SO2 | MTons | 0 | 0 | 0 | 0 | 0 | 0 | 0
CT Fac. Spec. - SO2 Rate Annual Non-Title IV v3.1, Unit 1125 and retrofits | 257 | 2294 | Rate Constraint in lbs/MMBtu | FALSE | L | Annual | Allowances Sold SO2 | MTons | 0 | 0 | 0 | 0 | 0 | 0 | 0
CT Fac. Spec. - SO2 Rate Annual Non-Title IV v3.1, Unit 1125 and retrofits | 257 | 2294 | Rate Constraint in lbs/MMBtu | FALSE | L | Annual | Allowances Banked | MTons | 0 | 0 | 0 | 0 | 0 | 0 | 0
CT Fac. Spec. - SO2 Rate Annual Non-Title IV v3.1, Unit 1125 and retrofits | 257 | 2294 | Rate Constraint in lbs/MMBtu | FALSE | L | Annual | Allowances Withdrawn (1:1) | MTons | 0 | 0 | 0 | 0 | 0 | 0 | 0
CT Fac. Spec. - SO2 Rate Annual Non-Title IV v3.1, Unit 1125 and retrofits | 257 | 2294 | Rate Constraint in lbs/MMBtu | FALSE | L | Annual | Allowances Withdrawn (n:1) | MTons | 0 | 0 | 0 | 0 | 0 | 0 | 0
CT Fac. Spec. - SO2 Rate Annual Non-Title IV v3.1, Unit 1125 and retrofits | 257 | 2294 | Rate Constraint in lbs/MMBtu | FALSE | L | Annual | Net Emissions Allowance Position | MTons | 0 | 0 | 0 | 0 | 0 | 0 | 0
CT Fac. Spec. - SO2 Rate Annual Non-Title IV v3.1, Unit 1125 and retrofits | 257 | 2294 | Rate Constraint in lbs/MMBtu | FALSE | L | Annual | Fuel Consumed | TBtu | 0 | 0 | 0 | 0.14275 | 0.14275 | 0 | 0
CT Fac. Spec. - SO2 Rate Annual Non-Title IV v3.1, Unit 1125 and retrofits | 257 | 2294 | Rate Constraint in lbs/MMBtu | FALSE | L | Annual | Rate | lb/MMBtu | 0 | 0 | 0 | 0 | 0 | 0 | 0
CT Fac. Spec. - SO2 Rate Annual Non-Title IV v3.1, Unit 1125 and retrofits | 257 | 2294 | Rate Constraint in lbs/MMBtu | FALSE | L | Annual | Generation | TWh | 0 | 0 | 0 | 0.014641 | 0.014641 | 0 | 0
CT Fac. Spec. - SO2 Rate Annual Non-Title IV v3.1, Unit 1125 and retrofits | 257 | 2294 | Rate Constraint in lbs/MMBtu | FALSE | L | Annual | Qualifying Generation | TWh | 0 | 0 | 0 | 0.014641 | 0.014641 | 0 | 0
CT Fac. Spec. - SO2 Rate Annual Non-Title IV v3.1, Unit 1125 and retrofits | 257 | 2294 | Rate Constraint in lbs/MMBtu | FALSE | L | Annual | Rate | lb/MWh | 0 | 0 | 0 | 0 | 0 | 0 | 0
CT Fac. Spec. - SO2 Rate Annual Non-Title IV v3.1, Unit 1125 and retrofits | 257 | 2294 | Rate Constraint in lbs/MMBtu | FALSE | L | Annual | Constraint Shadow Price | US$/Ton | 0 | 0 | 0 | 0 | 0 | 0 | 0
CT Fac. Spec. - SO2 Rate Annual Non-Title IV v3.1, Unit 1139 and retrofits | 258 | 2294 | Rate Constraint in lbs/MMBtu | FALSE | L | Annual | Seasons Included | Seasons | Winter, Summer | Winter, Summer | Winter, Summer | Winter, Summer | Winter, Summer | Winter, Summer | Winter, Summer
CT Fac. Spec. - SO2 Rate Annual Non-Title IV v3.1, Unit 1139 and retrofits | 258 | 2294 | Rate Constraint in lbs/MMBtu | FALSE | L | Annual | Standard | lb/MMBtu | 0.55 | 0.55 | 0.55 | 0.55 | 0.55 | 0.55 | 0.55
CT Fac. Spec. - SO2 Rate Annual Non-Title IV v3.1, Unit 1139 and retrofits | 258 | 2294 | Rate Constraint in lbs/MMBtu | FALSE | L | Annual | Emissions at Affected Plants SO2 | MTons | 0 | 0 | 0 | 0 | 0 | 0 | 0
CT Fac. Spec. - SO2 Rate Annual Non-Title IV v3.1, Unit 1139 and retrofits | 258 | 2294 | Rate Constraint in lbs/MMBtu | FALSE | L | Annual | Allowances Purchased SO2 | MTons | 0 | 0 | 0 | 0 | 0 | 0 | 0
CT Fac. Spec. - SO2 Rate Annual Non-Title IV v3.1, Unit 1139 and retrofits | 258 | 2294 | Rate Constraint in lbs/MMBtu | FALSE | L | Annual | Allowances Sold SO2 | MTons | 0 | 0 | 0 | 0 | 0 | 0 | 0
CT Fac. Spec. - SO2 Rate Annual Non-Title IV v3.1, Unit 1139 and retrofits | 258 | 2294 | Rate Constraint in lbs/MMBtu | FALSE | L | Annual | Allowances Banked | MTons | 0 | 0 | 0 | 0 | 0 | 0 | 0
CT Fac. Spec. - SO2 Rate Annual Non-Title IV v3.1, Unit 1139 and retrofits | 258 | 2294 | Rate Constraint in lbs/MMBtu | FALSE | L | Annual | Allowances Withdrawn (1:1) | MTons | 0 | 0 | 0 | 0 | 0 | 0 | 0
CT Fac. Spec. - SO2 Rate Annual Non-Title IV v3.1, Unit 1139 and retrofits | 258 | 2294 | Rate Constraint in lbs/MMBtu | FALSE | L | Annual | Allowances Withdrawn (n:1) | MTons | 0 | 0 | 0 | 0 | 0 | 0 | 0
CT Fac. Spec. - SO2 Rate Annual Non-Title IV v3.1, Unit 1139 and retrofits | 258 | 2294 | Rate Constraint in lbs/MMBtu | FALSE | L | Annual | Net Emissions Allowance Position | MTons | 0 | 0 | 0 | 0 | 0 | 0 | 0
CT Fac. Spec. - SO2 Rate Annual Non-Title IV v3.1, Unit 1139 and retrofits | 258 | 2294 | Rate Constraint in lbs/MMBtu | FALSE | L | Annual | Fuel Consumed | TBtu | 0 | 0 | 0 | 0 | 0 | 0 | 0
CT Fac. Spec. - SO2 Rate Annual Non-Title IV v3.1, Unit 1139 and retrofits | 258 | 2294 | Rate Constraint in lbs/MMBtu | FALSE | L | Annual | Rate | lb/MMBtu | 0 | 0 | 0 | 0 | 0 | 0 | 0
CT Fac. Spec. - SO2 Rate Annual Non-Title IV v3.1, Unit 1139 and retrofits | 258 | 2294 | Rate Constraint in lbs/MMBtu | FALSE | L | Annual | Generation | TWh | 0 | 0 | 0 | 0 | 0 | 0 | 0
CT Fac. Spec. - SO2 Rate Annual Non-Title IV v3.1, Unit 1139 and retrofits | 258 | 2294 | Rate Constraint in lbs/MMBtu | FALSE | L | Annual | Qualifying Generation | TWh | 0 | 0 | 0 | 0 | 0 | 0 | 0
CT Fac. Spec. - SO2 Rate Annual Non-Title IV v3.1, Unit 1139 and retrofits | 258 | 2294 | Rate Constraint in lbs/MMBtu | FALSE | L | Annual | Rate | lb/MWh | 0 | 0 | 0 | 0 | 0 | 0 | 0
CT Fac. Spec. - SO2 Rate Annual Non-Title IV v3.1, Unit 1139 and retrofits | 258 | 2294 | Rate Constraint in lbs/MMBtu | FALSE | L | Annual | Constraint Shadow Price | US$/Ton | 0 | 0 | 0 | 0 | 0 | 0 | 0
CT Fac. Spec. - SO2 Rate Annual Non-Title IV v3.1, Unit 1140 and retrofits | 259 | 2294 | Rate Constraint in lbs/MMBtu | FALSE | L | Annual | Seasons Included | Seasons | Winter, Summer | Winter, Summer | Winter, Summer | Winter, Summer | Winter, Summer | Winter, Summer | Winter, Summer
CT Fac. Spec. - SO2 Rate Annual Non-Title IV v3.1, Unit 1140 and retrofits | 259 | 2294 | Rate Constraint in lbs/MMBtu | FALSE | L | Annual | Standard | lb/MMBtu | 0.55 | 0.55 | 0.55 | 0.55 | 0.55 | 0.55 | 0.55
CT Fac. Spec. - SO2 Rate Annual Non-Title IV v3.1, Unit 1140 and retrofits | 259 | 2294 | Rate Constraint in lbs/MMBtu | FALSE | L | Annual | Emissions at Affected Plants SO2 | MTons | 0 | 0 | 0 | 0 | 0 | 0 | 0
CT Fac. Spec. - SO2 Rate Annual Non-Title IV v3.1, Unit 1140 and retrofits | 259 | 2294 | Rate Constraint in lbs/MMBtu | FALSE | L | Annual | Allowances Purchased SO2 | MTons | 0 | 0 | 0 | 0 | 0 | 0 | 0
CT Fac. Spec. - SO2 Rate Annual Non-Title IV v3.1, Unit 1140 and retrofits | 259 | 2294 | Rate Constraint in lbs/MMBtu | FALSE | L | Annual | Allowances Sold SO2 | MTons | 0 | 0 | 0 | 0 | 0 | 0 | 0
CT Fac. Spec. - SO2 Rate Annual Non-Title IV v3.1, Unit 1140 and retrofits | 259 | 2294 | Rate Constraint in lbs/MMBtu | FALSE | L | Annual | Allowances Banked | MTons | 0 | 0 | 0 | 0 | 0 | 0 | 0
CT Fac. Spec. - SO2 Rate Annual Non-Title IV v3.1, Unit 1140 and retrofits | 259 | 2294 | Rate Constraint in lbs/MMBtu | FALSE | L | Annual | Allowances Withdrawn (1:1) | MTons | 0 | 0 | 0 | 0 | 0 | 0 | 0
CT Fac. Spec. - SO2 Rate Annual Non-Title IV v3.1, Unit 1140 and retrofits | 259 | 2294 | Rate Constraint in lbs/MMBtu | FALSE | L | Annual | Allowances Withdrawn (n:1) | MTons | 0 | 0 | 0 | 0 | 0 | 0 | 0
CT Fac. Spec. - SO2 Rate Annual Non-Title IV v3.1, Unit 1140 and retrofits | 259 | 2294 | Rate Constraint in lbs/MMBtu | FALSE | L | Annual | Net Emissions Allowance Position | MTons | 0 | 0 | 0 | 0 | 0 | 0 | 0
CT Fac. Spec. - SO2 Rate Annual Non-Title IV v3.1, Unit 1140 and retrofits | 259 | 2294 | Rate Constraint in lbs/MMBtu | FALSE | L | Annual | Fuel Consumed | TBtu | 0 | 0 | 0 | 0 | 0 | 0 | 0
CT Fac. Spec. - SO2 Rate Annual Non-Title IV v3.1, Unit 1140 and retrofits | 259 | 2294 | Rate Constraint in lbs/MMBtu | FALSE | L | Annual | Rate | lb/MMBtu | 0 | 0 | 0 | 0 | 0 | 0 | 0
CT Fac. Spec. - SO2 Rate Annual Non-Title IV v3.1, Unit 1140 and retrofits | 259 | 2294 | Rate Constraint in lbs/MMBtu | FALSE | L | Annual | Generation | TWh | 0 | 0 | 0 | 0 | 0 | 0 | 0
CT Fac. Spec. - SO2 Rate Annual Non-Title IV v3.1, Unit 1140 and retrofits | 259 | 2294 | Rate Constraint in lbs/MMBtu | FALSE | L | Annual | Qualifying Generation | TWh | 0 | 0 | 0 | 0 | 0 | 0 | 0
CT Fac. Spec. - SO2 Rate Annual Non-Title IV v3.1, Unit 1140 and retrofits | 259 | 2294 | Rate Constraint in lbs/MMBtu | FALSE | L | Annual | Rate | lb/MWh | 0 | 0 | 0 | 0 | 0 | 0 | 0
CT Fac. Spec. - SO2 Rate Annual Non-Title IV v3.1, Unit 1140 and retrofits | 259 | 2294 | Rate Constraint in lbs/MMBtu | FALSE | L | Annual | Constraint Shadow Price | US$/Ton | 0 | 0 | 0 | 0 | 0 | 0 | 0
CT Fac. Spec. - SO2 Rate Annual Non-Title IV v3.1, Unit 1141 and retrofits | 260 | 2294 | Rate Constraint in lbs/MMBtu | FALSE | L | Annual | Seasons Included | Seasons | Winter, Summer | Winter, Summer | Winter, Summer | Winter, Summer | Winter, Summer | Winter, Summer | Winter, Summer
CT Fac. Spec. - SO2 Rate Annual Non-Title IV v3.1, Unit 1141 and retrofits | 260 | 2294 | Rate Constraint in lbs/MMBtu | FALSE | L | Annual | Standard | lb/MMBtu | 0.55 | 0.55 | 0.55 | 0.55 | 0.55 | 0.55 | 0.55
CT Fac. Spec. - SO2 Rate Annual Non-Title IV v3.1, Unit 1141 and retrofits | 260 | 2294 | Rate Constraint in lbs/MMBtu | FALSE | L | Annual | Emissions at Affected Plants SO2 | MTons | 0 | 0 | 0 | 0 | 0 | 0 | 0
CT Fac. Spec. - SO2 Rate Annual Non-Title IV v3.1, Unit 1141 and retrofits | 260 | 2294 | Rate Constraint in lbs/MMBtu | FALSE | L | Annual | Allowances Purchased SO2 | MTons | 0 | 0 | 0 | 0 | 0 | 0 | 0
CT Fac. Spec. - SO2 Rate Annual Non-Title IV v3.1, Unit 1141 and retrofits | 260 | 2294 | Rate Constraint in lbs/MMBtu | FALSE | L | Annual | Allowances Sold SO2 | MTons | 0 | 0 | 0 | 0 | 0 | 0 | 0
CT Fac. Spec. - SO2 Rate Annual Non-Title IV v3.1, Unit 1141 and retrofits | 260 | 2294 | Rate Constraint in lbs/MMBtu | FALSE | L | Annual | Allowances Banked | MTons | 0 | 0 | 0 | 0 | 0 | 0 | 0
CT Fac. Spec. - SO2 Rate Annual Non-Title IV v3.1, Unit 1141 and retrofits | 260 | 2294 | Rate Constraint in lbs/MMBtu | FALSE | L | Annual | Allowances Withdrawn (1:1) | MTons | 0 | 0 | 0 | 0 | 0 | 0 | 0
CT Fac. Spec. - SO2 Rate Annual Non-Title IV v3.1, Unit 1141 and retrofits | 260 | 2294 | Rate Constraint in lbs/MMBtu | FALSE | L | Annual | Allowances Withdrawn (n:1) | MTons | 0 | 0 | 0 | 0 | 0 | 0 | 0
CT Fac. Spec. - SO2 Rate Annual Non-Title IV v3.1, Unit 1141 and retrofits | 260 | 2294 | Rate Constraint in lbs/MMBtu | FALSE | L | Annual | Net Emissions Allowance Position | MTons | 0 | 0 | 0 | 0 | 0 | 0 | 0
CT Fac. Spec. - SO2 Rate Annual Non-Title IV v3.1, Unit 1141 and retrofits | 260 | 2294 | Rate Constraint in lbs/MMBtu | FALSE | L | Annual | Fuel Consumed | TBtu | 0 | 0 | 0 | 0 | 0 | 0 | 0
CT Fac. Spec. - SO2 Rate Annual Non-Title IV v3.1, Unit 1141 and retrofits | 260 | 2294 | Rate Constraint in lbs/MMBtu | FALSE | L | Annual | Rate | lb/MMBtu | 0 | 0 | 0 | 0 | 0 | 0 | 0
CT Fac. Spec. - SO2 Rate Annual Non-Title IV v3.1, Unit 1141 and retrofits | 260 | 2294 | Rate Constraint in lbs/MMBtu | FALSE | L | Annual | Generation | TWh | 0 | 0 | 0 | 0 | 0 | 0 | 0
CT Fac. Spec. - SO2 Rate Annual Non-Title IV v3.1, Unit 1141 and retrofits | 260 | 2294 | Rate Constraint in lbs/MMBtu | FALSE | L | Annual | Qualifying Generation | TWh | 0 | 0 | 0 | 0 | 0 | 0 | 0
CT Fac. Spec. - SO2 Rate Annual Non-Title IV v3.1, Unit 1141 and retrofits | 260 | 2294 | Rate Constraint in lbs/MMBtu | FALSE | L | Annual | Rate | lb/MWh | 0 | 0 | 0 | 0 | 0 | 0 | 0
CT Fac. Spec. - SO2 Rate Annual Non-Title IV v3.1, Unit 1141 and retrofits | 260 | 2294 | Rate Constraint in lbs/MMBtu | FALSE | L | Annual | Constraint Shadow Price | US$/Ton | 0 | 0 | 0 | 0 | 0 | 0 | 0
CT Fac. Spec. - SO2 Rate Annual Non-Title IV v3.1, Unit 1159 and retrofits | 261 | 2294 | Rate Constraint in lbs/MMBtu | FALSE | L | Annual | Seasons Included | Seasons | Winter, Summer | Winter, Summer | Winter, Summer | Winter, Summer | Winter, Summer | Winter, Summer | Winter, Summer
CT Fac. Spec. - SO2 Rate Annual Non-Title IV v3.1, Unit 1159 and retrofits | 261 | 2294 | Rate Constraint in lbs/MMBtu | FALSE | L | Annual | Standard | lb/MMBtu | 0.55 | 0.55 | 0.55 | 0.55 | 0.55 | 0.55 | 0.55
CT Fac. Spec. - SO2 Rate Annual Non-Title IV v3.1, Unit 1159 and retrofits | 261 | 2294 | Rate Constraint in lbs/MMBtu | FALSE | L | Annual | Emissions at Affected Plants SO2 | MTons | 0 | 0 | 0 | 0 | 0 | 0 | 0
CT Fac. Spec. - SO2 Rate Annual Non-Title IV v3.1, Unit 1159 and retrofits | 261 | 2294 | Rate Constraint in lbs/MMBtu | FALSE | L | Annual | Allowances Purchased SO2 | MTons | 0 | 0 | 0 | 0 | 0 | 0 | 0
CT Fac. Spec. - SO2 Rate Annual Non-Title IV v3.1, Unit 1159 and retrofits | 261 | 2294 | Rate Constraint in lbs/MMBtu | FALSE | L | Annual | Allowances Sold SO2 | MTons | 0 | 0 | 0 | 0 | 0 | 0 | 0
CT Fac. Spec. - SO2 Rate Annual Non-Title IV v3.1, Unit 1159 and retrofits | 261 | 2294 | Rate Constraint in lbs/MMBtu | FALSE | L | Annual | Allowances Banked | MTons | 0 | 0 | 0 | 0 | 0 | 0 | 0
CT Fac. Spec. - SO2 Rate Annual Non-Title IV v3.1, Unit 1159 and retrofits | 261 | 2294 | Rate Constraint in lbs/MMBtu | FALSE | L | Annual | Allowances Withdrawn (1:1) | MTons | 0 | 0 | 0 | 0 | 0 | 0 | 0
CT Fac. Spec. - SO2 Rate Annual Non-Title IV v3.1, Unit 1159 and retrofits | 261 | 2294 | Rate Constraint in lbs/MMBtu | FALSE | L | Annual | Allowances Withdrawn (n:1) | MTons | 0 | 0 | 0 | 0 | 0 | 0 | 0
CT Fac. Spec. - SO2 Rate Annual Non-Title IV v3.1, Unit 1159 and retrofits | 261 | 2294 | Rate Constraint in lbs/MMBtu | FALSE | L | Annual | Net Emissions Allowance Position | MTons | 0 | 0 | 0 | 0 | 0 | 0 | 0
CT Fac. Spec. - SO2 Rate Annual Non-Title IV v3.1, Unit 1159 and retrofits | 261 | 2294 | Rate Constraint in lbs/MMBtu | FALSE | L | Annual | Fuel Consumed | TBtu | 0 | 0 | 0 | 0 | 0 | 0 | 0
CT Fac. Spec. - SO2 Rate Annual Non-Title IV v3.1, Unit 1159 and retrofits | 261 | 2294 | Rate Constraint in lbs/MMBtu | FALSE | L | Annual | Rate | lb/MMBtu | 0 | 0 | 0 | 0 | 0 | 0 | 0
CT Fac. Spec. - SO2 Rate Annual Non-Title IV v3.1, Unit 1159 and retrofits | 261 | 2294 | Rate Constraint in lbs/MMBtu | FALSE | L | Annual | Generation | TWh | 0 | 0 | 0 | 0 | 0 | 0 | 0
CT Fac. Spec. - SO2 Rate Annual Non-Title IV v3.1, Unit 1159 and retrofits | 261 | 2294 | Rate Constraint in lbs/MMBtu | FALSE | L | Annual | Qualifying Generation | TWh | 0 | 0 | 0 | 0 | 0 | 0 | 0
CT Fac. Spec. - SO2 Rate Annual Non-Title IV v3.1, Unit 1159 and retrofits | 261 | 2294 | Rate Constraint in lbs/MMBtu | FALSE | L | Annual | Rate | lb/MWh | 0 | 0 | 0 | 0 | 0 | 0 | 0
CT Fac. Spec. - SO2 Rate Annual Non-Title IV v3.1, Unit 1159 and retrofits | 261 | 2294 | Rate Constraint in lbs/MMBtu | FALSE | L | Annual | Constraint Shadow Price | US$/Ton | 0 | 0 | 0 | 0 | 0 | 0 | 0
CT Fac. Spec. - SO2 Rate Annual Non-Title IV v3.1, Unit 2922 and retrofits | 262 | 2294 | Rate Constraint in lbs/MMBtu | FALSE | L | Annual | Seasons Included | Seasons | Winter, Summer | Winter, Summer | Winter, Summer | Winter, Summer | Winter, Summer | Winter, Summer | Winter, Summer
CT Fac. Spec. - SO2 Rate Annual Non-Title IV v3.1, Unit 2922 and retrofits | 262 | 2294 | Rate Constraint in lbs/MMBtu | FALSE | L | Annual | Standard | lb/MMBtu | 0.55 | 0.55 | 0.55 | 0.55 | 0.55 | 0.55 | 0.55
CT Fac. Spec. - SO2 Rate Annual Non-Title IV v3.1, Unit 2922 and retrofits | 262 | 2294 | Rate Constraint in lbs/MMBtu | FALSE | L | Annual | Emissions at Affected Plants SO2 | MTons | 0 | 0 | 0 | 0 | 0 | 0 | 0
CT Fac. Spec. - SO2 Rate Annual Non-Title IV v3.1, Unit 2922 and retrofits | 262 | 2294 | Rate Constraint in lbs/MMBtu | FALSE | L | Annual | Allowances Purchased SO2 | MTons | 0 | 0 | 0 | 0 | 0 | 0 | 0
CT Fac. Spec. - SO2 Rate Annual Non-Title IV v3.1, Unit 2922 and retrofits | 262 | 2294 | Rate Constraint in lbs/MMBtu | FALSE | L | Annual | Allowances Sold SO2 | MTons | 0 | 0 | 0 | 0 | 0 | 0 | 0
CT Fac. Spec. - SO2 Rate Annual Non-Title IV v3.1, Unit 2922 and retrofits | 262 | 2294 | Rate Constraint in lbs/MMBtu | FALSE | L | Annual | Allowances Banked | MTons | 0 | 0 | 0 | 0 | 0 | 0 | 0
CT Fac. Spec. - SO2 Rate Annual Non-Title IV v3.1, Unit 2922 and retrofits | 262 | 2294 | Rate Constraint in lbs/MMBtu | FALSE | L | Annual | Allowances Withdrawn (1:1) | MTons | 0 | 0 | 0 | 0 | 0 | 0 | 0
CT Fac. Spec. - SO2 Rate Annual Non-Title IV v3.1, Unit 2922 and retrofits | 262 | 2294 | Rate Constraint in lbs/MMBtu | FALSE | L | Annual | Allowances Withdrawn (n:1) | MTons | 0 | 0 | 0 | 0 | 0 | 0 | 0
CT Fac. Spec. - SO2 Rate Annual Non-Title IV v3.1, Unit 2922 and retrofits | 262 | 2294 | Rate Constraint in lbs/MMBtu | FALSE | L | Annual | Net Emissions Allowance Position | MTons | 0 | 0 | 0 | 0 | 0 | 0 | 0
CT Fac. Spec. - SO2 Rate Annual Non-Title IV v3.1, Unit 2922 and retrofits | 262 | 2294 | Rate Constraint in lbs/MMBtu | FALSE | L | Annual | Fuel Consumed | TBtu | 0.14688 | 0.14688 | 0.2358 | 0.2358 | 0.24718 | 0.15826 | 0.078478
CT Fac. Spec. - SO2 Rate Annual Non-Title IV v3.1, Unit 2922 and retrofits | 262 | 2294 | Rate Constraint in lbs/MMBtu | FALSE | L | Annual | Rate | lb/MMBtu | 0 | 0 | 0 | 0 | 0 | 0 | 0
CT Fac. Spec. - SO2 Rate Annual Non-Title IV v3.1, Unit 2922 and retrofits | 262 | 2294 | Rate Constraint in lbs/MMBtu | FALSE | L | Annual | Generation | TWh | 0.016551 | 0.016551 | 0.026571 | 0.026571 | 0.027854 | 0.017834 | 0.0088436
CT Fac. Spec. - SO2 Rate Annual Non-Title IV v3.1, Unit 2922 and retrofits | 262 | 2294 | Rate Constraint in lbs/MMBtu | FALSE | L | Annual | Qualifying Generation | TWh | 0.016551 | 0.016551 | 0.026571 | 0.026571 | 0.027854 | 0.017834 | 0.0088436
CT Fac. Spec. - SO2 Rate Annual Non-Title IV v3.1, Unit 2922 and retrofits | 262 | 2294 | Rate Constraint in lbs/MMBtu | FALSE | L | Annual | Rate | lb/MWh | 0 | 0 | 0 | 0 | 0 | 0 | 0
CT Fac. Spec. - SO2 Rate Annual Non-Title IV v3.1, Unit 2922 and retrofits | 262 | 2294 | Rate Constraint in lbs/MMBtu | FALSE | L | Annual | Constraint Shadow Price | US$/Ton | 0 | 0 | 0 | 0 | 0 | 0 | 0
CT Fac. Spec. - SO2 Rate Annual Non-Title IV v3.1, Unit 2934 and retrofits | 263 | 2294 | Rate Constraint in lbs/MMBtu | FALSE | L | Annual | Seasons Included | Seasons | Winter, Summer | Winter, Summer | Winter, Summer | Winter, Summer | Winter, Summer | Winter, Summer | Winter, Summer
CT Fac. Spec. - SO2 Rate Annual Non-Title IV v3.1, Unit 2934 and retrofits | 263 | 2294 | Rate Constraint in lbs/MMBtu | FALSE | L | Annual | Standard | lb/MMBtu | 0.55 | 0.55 | 0.55 | 0.55 | 0.55 | 0.55 | 0.55
CT Fac. Spec. - SO2 Rate Annual Non-Title IV v3.1, Unit 2934 and retrofits | 263 | 2294 | Rate Constraint in lbs/MMBtu | FALSE | L | Annual | Emissions at Affected Plants SO2 | MTons | 0 | 0 | 0 | 0 | 0 | 0 | 0
CT Fac. Spec. - SO2 Rate Annual Non-Title IV v3.1, Unit 2934 and retrofits | 263 | 2294 | Rate Constraint in lbs/MMBtu | FALSE | L | Annual | Allowances Purchased SO2 | MTons | 0 | 0 | 0 | 0 | 0 | 0 | 0
CT Fac. Spec. - SO2 Rate Annual Non-Title IV v3.1, Unit 2934 and retrofits | 263 | 2294 | Rate Constraint in lbs/MMBtu | FALSE | L | Annual | Allowances Sold SO2 | MTons | 0 | 0 | 0 | 0 | 0 | 0 | 0
CT Fac. Spec. - SO2 Rate Annual Non-Title IV v3.1, Unit 2934 and retrofits | 263 | 2294 | Rate Constraint in lbs/MMBtu | FALSE | L | Annual | Allowances Banked | MTons | 0 | 0 | 0 | 0 | 0 | 0 | 0
CT Fac. Spec. - SO2 Rate Annual Non-Title IV v3.1, Unit 2934 and retrofits | 263 | 2294 | Rate Constraint in lbs/MMBtu | FALSE | L | Annual | Allowances Withdrawn (1:1) | MTons | 0 | 0 | 0 | 0 | 0 | 0 | 0
CT Fac. Spec. - SO2 Rate Annual Non-Title IV v3.1, Unit 2934 and retrofits | 263 | 2294 | Rate Constraint in lbs/MMBtu | FALSE | L | Annual | Allowances Withdrawn (n:1) | MTons | 0 | 0 | 0 | 0 | 0 | 0 | 0
CT Fac. Spec. - SO2 Rate Annual Non-Title IV v3.1, Unit 2934 and retrofits | 263 | 2294 | Rate Constraint in lbs/MMBtu | FALSE | L | Annual | Net Emissions Allowance Position | MTons | 0 | 0 | 0 | 0 | 0 | 0 | 0
CT Fac. Spec. - SO2 Rate Annual Non-Title IV v3.1, Unit 2934 and retrofits | 263 | 2294 | Rate Constraint in lbs/MMBtu | FALSE | L | Annual | Fuel Consumed | TBtu | 0.85887 | 0.85887 | 0.85887 | 0.85887 | 0.85887 | 0.85887 | 0.85887
CT Fac. Spec. - SO2 Rate Annual Non-Title IV v3.1, Unit 2934 and retrofits | 263 | 2294 | Rate Constraint in lbs/MMBtu | FALSE | L | Annual | Rate | lb/MMBtu | 0 | 0 | 0 | 0 | 0 | 0 | 0
CT Fac. Spec. - SO2 Rate Annual Non-Title IV v3.1, Unit 2934 and retrofits | 263 | 2294 | Rate Constraint in lbs/MMBtu | FALSE | L | Annual | Generation | TWh | 0.11952 | 0.11952 | 0.11952 | 0.11952 | 0.11952 | 0.11952 | 0.11952
CT Fac. Spec. - SO2 Rate Annual Non-Title IV v3.1, Unit 2934 and retrofits | 263 | 2294 | Rate Constraint in lbs/MMBtu | FALSE | L | Annual | Qualifying Generation | TWh | 0.11952 | 0.11952 | 0.11952 | 0.11952 | 0.11952 | 0.11952 | 0.11952
CT Fac. Spec. - SO2 Rate Annual Non-Title IV v3.1, Unit 2934 and retrofits | 263 | 2294 | Rate Constraint in lbs/MMBtu | FALSE | L | Annual | Rate | lb/MWh | 0 | 0 | 0 | 0 | 0 | 0 | 0
CT Fac. Spec. - SO2 Rate Annual Non-Title IV v3.1, Unit 2934 and retrofits | 263 | 2294 | Rate Constraint in lbs/MMBtu | FALSE | L | Annual | Constraint Shadow Price | US$/Ton | 0 | 0 | 0 | 0 | 0 | 0 | 0
CT Fac. Spec. - SO2 Rate Annual Non-Title IV v3.1, Unit 4982 and retrofits | 264 | 2294 | Rate Constraint in lbs/MMBtu | FALSE | L | Annual | Seasons Included | Seasons | Winter, Summer | Winter, Summer | Winter, Summer | Winter, Summer | Winter, Summer | Winter, Summer | Winter, Summer
CT Fac. Spec. - SO2 Rate Annual Non-Title IV v3.1, Unit 4982 and retrofits | 264 | 2294 | Rate Constraint in lbs/MMBtu | FALSE | L | Annual | Standard | lb/MMBtu | 0.55 | 0.55 | 0.55 | 0.55 | 0.55 | 0.55 | 0.55
CT Fac. Spec. - SO2 Rate Annual Non-Title IV v3.1, Unit 4982 and retrofits | 264 | 2294 | Rate Constraint in lbs/MMBtu | FALSE | L | Annual | Emissions at Affected Plants SO2 | MTons | 0.081304 | 0.081304 | 0.081304 | 0.081304 | 0.081304 | 0.081304 | 0.081304
CT Fac. Spec. - SO2 Rate Annual Non-Title IV v3.1, Unit 4982 and retrofits | 264 | 2294 | Rate Constraint in lbs/MMBtu | FALSE | L | Annual | Allowances Purchased SO2 | MTons | 0 | 0 | 0 | 0 | 0 | 0 | 0
CT Fac. Spec. - SO2 Rate Annual Non-Title IV v3.1, Unit 4982 and retrofits | 264 | 2294 | Rate Constraint in lbs/MMBtu | FALSE | L | Annual | Allowances Sold SO2 | MTons | 0 | 0 | 0 | 0 | 0 | 0 | 0
CT Fac. Spec. - SO2 Rate Annual Non-Title IV v3.1, Unit 4982 and retrofits | 264 | 2294 | Rate Constraint in lbs/MMBtu | FALSE | L | Annual | Allowances Banked | MTons | 0 | 0 | 0 | 0 | 0 | 0 | 0
CT Fac. Spec. - SO2 Rate Annual Non-Title IV v3.1, Unit 4982 and retrofits | 264 | 2294 | Rate Constraint in lbs/MMBtu | FALSE | L | Annual | Allowances Withdrawn (1:1) | MTons | 0 | 0 | 0 | 0 | 0 | 0 | 0
CT Fac. Spec. - SO2 Rate Annual Non-Title IV v3.1, Unit 4982 and retrofits | 264 | 2294 | Rate Constraint in lbs/MMBtu | FALSE | L | Annual | Allowances Withdrawn (n:1) | MTons | 0 | 0 | 0 | 0 | 0 | 0 | 0
CT Fac. Spec. - SO2 Rate Annual Non-Title IV v3.1, Unit 4982 and retrofits | 264 | 2294 | Rate Constraint in lbs/MMBtu | FALSE | L | Annual | Net Emissions Allowance Position | MTons | 0.081304 | 0.081304 | 0.081304 | 0.081304 | 0.081304 | 0.081304 | 0.081304
CT Fac. Spec. - SO2 Rate Annual Non-Title IV v3.1, Unit 4982 and retrofits | 264 | 2294 | Rate Constraint in lbs/MMBtu | FALSE | L | Annual | Fuel Consumed | TBtu | 1.8584 | 1.8584 | 1.8584 | 1.8584 | 1.8584 | 1.8584 | 1.8584
CT Fac. Spec. - SO2 Rate Annual Non-Title IV v3.1, Unit 4982 and retrofits | 264 | 2294 | Rate Constraint in lbs/MMBtu | FALSE | L | Annual | Rate | lb/MMBtu | 0.0875 | 0.0875 | 0.0875 | 0.0875 | 0.0875 | 0.0875 | 0.0875
CT Fac. Spec. - SO2 Rate Annual Non-Title IV v3.1, Unit 4982 and retrofits | 264 | 2294 | Rate Constraint in lbs/MMBtu | FALSE | L | Annual | Generation | TWh | 0.094608 | 0.094608 | 0.094608 | 0.094608 | 0.094608 | 0.094608 | 0.094608
CT Fac. Spec. - SO2 Rate Annual Non-Title IV v3.1, Unit 4982 and retrofits | 264 | 2294 | Rate Constraint in lbs/MMBtu | FALSE | L | Annual | Qualifying Generation | TWh | 0.094608 | 0.094608 | 0.094608 | 0.094608 | 0.094608 | 0.094608 | 0.094608
CT Fac. Spec. - SO2 Rate Annual Non-Title IV v3.1, Unit 4982 and retrofits | 264 | 2294 | Rate Constraint in lbs/MMBtu | FALSE | L | Annual | Rate | lb/MWh | 0.85938 | 0.85938 | 0.85938 | 0.85938 | 0.85938 | 0.85938 | 0.85938
CT Fac. Spec. - SO2 Rate Annual Non-Title IV v3.1, Unit 4982 and retrofits | 264 | 2294 | Rate Constraint in lbs/MMBtu | FALSE | L | Annual | Constraint Shadow Price | US$/Ton | 0 | 0 | 0 | 0 | 0 | 0 | 0
CT Fac. Spec. - SO2 Rate Annual Non-Title IV v3.1, Unit 4983 and retrofits | 265 | 2294 | Rate Constraint in lbs/MMBtu | FALSE | L | Annual | Seasons Included | Seasons | Winter, Summer | Winter, Summer | Winter, Summer | Winter, Summer | Winter, Summer | Winter, Summer | Winter, Summer
CT Fac. Spec. - SO2 Rate Annual Non-Title IV v3.1, Unit 4983 and retrofits | 265 | 2294 | Rate Constraint in lbs/MMBtu | FALSE | L | Annual | Standard | lb/MMBtu | 0.55 | 0.55 | 0.55 | 0.55 | 0.55 | 0.55 | 0.55
CT Fac. Spec. - SO2 Rate Annual Non-Title IV v3.1, Unit 4983 and retrofits | 265 | 2294 | Rate Constraint in lbs/MMBtu | FALSE | L | Annual | Emissions at Affected Plants SO2 | MTons | 0.24327 | 0.24327 | 0.24327 | 0.24327 | 0.24327 | 0.24327 | 0.24327
CT Fac. Spec. - SO2 Rate Annual Non-Title IV v3.1, Unit 4983 and retrofits | 265 | 2294 | Rate Constraint in lbs/MMBtu | FALSE | L | Annual | Allowances Purchased SO2 | MTons | 0 | 0 | 0 | 0 | 0 | 0 | 0
CT Fac. Spec. - SO2 Rate Annual Non-Title IV v3.1, Unit 4983 and retrofits | 265 | 2294 | Rate Constraint in lbs/MMBtu | FALSE | L | Annual | Allowances Sold SO2 | MTons | 0 | 0 | 0 | 0 | 0 | 0 | 0
CT Fac. Spec. - SO2 Rate Annual Non-Title IV v3.1, Unit 4983 and retrofits | 265 | 2294 | Rate Constraint in lbs/MMBtu | FALSE | L | Annual | Allowances Banked | MTons | 0 | 0 | 0 | 0 | 0 | 0 | 0
CT Fac. Spec. - SO2 Rate Annual Non-Title IV v3.1, Unit 4983 and retrofits | 265 | 2294 | Rate Constraint in lbs/MMBtu | FALSE | L | Annual | Allowances Withdrawn (1:1) | MTons | 0 | 0 | 0 | 0 | 0 | 0 | 0
CT Fac. Spec. - SO2 Rate Annual Non-Title IV v3.1, Unit 4983 and retrofits | 265 | 2294 | Rate Constraint in lbs/MMBtu | FALSE | L | Annual | Allowances Withdrawn (n:1) | MTons | 0 | 0 | 0 | 0 | 0 | 0 | 0
CT Fac. Spec. - SO2 Rate Annual Non-Title IV v3.1, Unit 4983 and retrofits | 265 | 2294 | Rate Constraint in lbs/MMBtu | FALSE | L | Annual | Net Emissions Allowance Position | MTons | 0.24327 | 0.24327 | 0.24327 | 0.24327 | 0.24327 | 0.24327 | 0.24327
CT Fac. Spec. - SO2 Rate Annual Non-Title IV v3.1, Unit 4983 and retrofits | 265 | 2294 | Rate Constraint in lbs/MMBtu | FALSE | L | Annual | Fuel Consumed | TBtu | 7.3165 | 7.3165 | 7.3165 | 7.3165 | 7.3165 | 7.3165 | 7.3165
CT Fac. Spec. - SO2 Rate Annual Non-Title IV v3.1, Unit 4983 and retrofits | 265 | 2294 | Rate Constraint in lbs/MMBtu | FALSE | L | Annual | Rate | lb/MMBtu | 0.0665 | 0.0665 | 0.0665 | 0.0665 | 0.0665 | 0.0665 | 0.0665
CT Fac. Spec. - SO2 Rate Annual Non-Title IV v3.1, Unit 4983 and retrofits | 265 | 2294 | Rate Constraint in lbs/MMBtu | FALSE | L | Annual | Generation | TWh | 0.45648 | 0.45648 | 0.45648 | 0.45648 | 0.45648 | 0.45648 | 0.45648
CT Fac. Spec. - SO2 Rate Annual Non-Title IV v3.1, Unit 4983 and retrofits | 265 | 2294 | Rate Constraint in lbs/MMBtu | FALSE | L | Annual | Qualifying Generation | TWh | 0.45648 | 0.45648 | 0.45648 | 0.45648 | 0.45648 | 0.45648 | 0.45648
CT Fac. Spec. - SO2 Rate Annual Non-Title IV v3.1, Unit 4983 and retrofits | 265 | 2294 | Rate Constraint in lbs/MMBtu | FALSE | L | Annual | Rate | lb/MWh | 0.53293 | 0.53293 | 0.53293 | 0.53293 | 0.53293 | 0.53293 | 0.53293
CT Fac. Spec. - SO2 Rate Annual Non-Title IV v3.1, Unit 4983 and retrofits | 265 | 2294 | Rate Constraint in lbs/MMBtu | FALSE | L | Annual | Constraint Shadow Price | US$/Ton | 0 | 0 | 0 | 0 | 0 | 0 | 0
CT Fac. Spec. - SO2 Rate Annual Non-Title IV v3.1, Unit 4984 and retrofits | 266 | 2294 | Rate Constraint in lbs/MMBtu | FALSE | L | Annual | Seasons Included | Seasons | Winter, Summer | Winter, Summer | Winter, Summer | Winter, Summer | Winter, Summer | Winter, Summer | Winter, Summer
CT Fac. Spec. - SO2 Rate Annual Non-Title IV v3.1, Unit 4984 and retrofits | 266 | 2294 | Rate Constraint in lbs/MMBtu | FALSE | L | Annual | Standard | lb/MMBtu | 0.55 | 0.55 | 0.55 | 0.55 | 0.55 | 0.55 | 0.55
CT Fac. Spec. - SO2 Rate Annual Non-Title IV v3.1, Unit 4984 and retrofits | 266 | 2294 | Rate Constraint in lbs/MMBtu | FALSE | L | Annual | Emissions at Affected Plants SO2 | MTons | 0.05633 | 0.05633 | 0.05633 | 0.05633 | 0.05633 | 0.05633 | 0.05633
CT Fac. Spec. - SO2 Rate Annual Non-Title IV v3.1, Unit 4984 and retrofits | 266 | 2294 | Rate Constraint in lbs/MMBtu | FALSE | L | Annual | Allowances Purchased SO2 | MTons | 0 | 0 | 0 | 0 | 0 | 0 | 0
CT Fac. Spec. - SO2 Rate Annual Non-Title IV v3.1, Unit 4984 and retrofits | 266 | 2294 | Rate Constraint in lbs/MMBtu | FALSE | L | Annual | Allowances Sold SO2 | MTons | 0 | 0 | 0 | 0 | 0 | 0 | 0
CT Fac. Spec. - SO2 Rate Annual Non-Title IV v3.1, Unit 4984 and retrofits | 266 | 2294 | Rate Constraint in lbs/MMBtu | FALSE | L | Annual | Allowances Banked | MTons | 0 | 0 | 0 | 0 | 0 | 0 | 0
CT Fac. Spec. - SO2 Rate Annual Non-Title IV v3.1, Unit 4984 and retrofits | 266 | 2294 | Rate Constraint in lbs/MMBtu | FALSE | L | Annual | Allowances Withdrawn (1:1) | MTons | 0 | 0 | 0 | 0 | 0 | 0 | 0
CT Fac. Spec. - SO2 Rate Annual Non-Title IV v3.1, Unit 4984 and retrofits | 266 | 2294 | Rate Constraint in lbs/MMBtu | FALSE | L | Annual | Allowances Withdrawn (n:1) | MTons | 0 | 0 | 0 | 0 | 0 | 0 | 0
CT Fac. Spec. - SO2 Rate Annual Non-Title IV v3.1, Unit 4984 and retrofits | 266 | 2294 | Rate Constraint in lbs/MMBtu | FALSE | L | Annual | Net Emissions Allowance Position | MTons | 0.05633 | 0.05633 | 0.05633 | 0.05633 | 0.05633 | 0.05633 | 0.05633
CT Fac. Spec. - SO2 Rate Annual Non-Title IV v3.1, Unit 4984 and retrofits | 266 | 2294 | Rate Constraint in lbs/MMBtu | FALSE | L | Annual | Fuel Consumed | TBtu | 2.1459 | 2.1459 | 2.1459 | 2.1459 | 2.1459 | 2.1459 | 2.1459
CT Fac. Spec. - SO2 Rate Annual Non-Title IV v3.1, Unit 4984 and retrofits | 266 | 2294 | Rate Constraint in lbs/MMBtu | FALSE | L | Annual | Rate | lb/MMBtu | 0.0525 | 0.0525 | 0.0525 | 0.0525 | 0.0525 | 0.0525 | 0.0525
CT Fac. Spec. - SO2 Rate Annual Non-Title IV v3.1, Unit 4984 and retrofits | 266 | 2294 | Rate Constraint in lbs/MMBtu | FALSE | L | Annual | Generation | TWh | 0.10407 | 0.10407 | 0.10407 | 0.10407 | 0.10407 | 0.10407 | 0.10407
CT Fac. Spec. - SO2 Rate Annual Non-Title IV v3.1, Unit 4984 and retrofits | 266 | 2294 | Rate Constraint in lbs/MMBtu | FALSE | L | Annual | Qualifying Generation | TWh | 0.10407 | 0.10407 | 0.10407 | 0.10407 | 0.10407 | 0.10407 | 0.10407
CT Fac. Spec. - SO2 Rate Annual Non-Title IV v3.1, Unit 4984 and retrofits | 266 | 2294 | Rate Constraint in lbs/MMBtu | FALSE | L | Annual | Rate | lb/MWh | 0.54127 | 0.54127 | 0.54127 | 0.54127 | 0.54127 | 0.54127 | 0.54127
CT Fac. Spec. - SO2 Rate Annual Non-Title IV v3.1, Unit 4984 and retrofits | 266 | 2294 | Rate Constraint in lbs/MMBtu | FALSE | L | Annual | Constraint Shadow Price | US$/Ton | 0 | 0 | 0 | 0 | 0 | 0 | 0
CT Fac. Spec. - SO2 Rate Annual Non-Title IV v3.1, Unit 4985 and retrofits | 267 | 2294 | Rate Constraint in lbs/MMBtu | FALSE | L | Annual | Seasons Included | Seasons | Winter, Summer | Winter, Summer | Winter, Summer | Winter, Summer | Winter, Summer | Winter, Summer | Winter, Summer
CT Fac. Spec. - SO2 Rate Annual Non-Title IV v3.1, Unit 4985 and retrofits | 267 | 2294 | Rate Constraint in lbs/MMBtu | FALSE | L | Annual | Standard | lb/MMBtu | 0.55 | 0.55 | 0.55 | 0.55 | 0.55 | 0.55 | 0.55
CT Fac. Spec. - SO2 Rate Annual Non-Title IV v3.1, Unit 4985 and retrofits | 267 | 2294 | Rate Constraint in lbs/MMBtu | FALSE | L | Annual | Emissions at Affected Plants SO2 | MTons | 0.077291 | 0.077291 | 0.077291 | 0.077291 | 0.077291 | 0.077291 | 0.077291
CT Fac. Spec. - SO2 Rate Annual Non-Title IV v3.1, Unit 4985 and retrofits | 267 | 2294 | Rate Constraint in lbs/MMBtu | FALSE | L | Annual | Allowances Purchased SO2 | MTons | 0 | 0 | 0 | 0 | 0 | 0 | 0
CT Fac. Spec. - SO2 Rate Annual Non-Title IV v3.1, Unit 4985 and retrofits | 267 | 2294 | Rate Constraint in lbs/MMBtu | FALSE | L | Annual | Allowances Sold SO2 | MTons | 0 | 0 | 0 | 0 | 0 | 0 | 0
CT Fac. Spec. - SO2 Rate Annual Non-Title IV v3.1, Unit 4985 and retrofits | 267 | 2294 | Rate Constraint in lbs/MMBtu | FALSE | L | Annual | Allowances Banked | MTons | 0 | 0 | 0 | 0 | 0 | 0 | 0
CT Fac. Spec. - SO2 Rate Annual Non-Title IV v3.1, Unit 4985 and retrofits | 267 | 2294 | Rate Constraint in lbs/MMBtu | FALSE | L | Annual | Allowances Withdrawn (1:1) | MTons | 0 | 0 | 0 | 0 | 0 | 0 | 0
CT Fac. Spec. - SO2 Rate Annual Non-Title IV v3.1, Unit 4985 and retrofits | 267 | 2294 | Rate Constraint in lbs/MMBtu | FALSE | L | Annual | Allowances Withdrawn (n:1) | MTons | 0 | 0 | 0 | 0 | 0 | 0 | 0
CT Fac. Spec. - SO2 Rate Annual Non-Title IV v3.1, Unit 4985 and retrofits | 267 | 2294 | Rate Constraint in lbs/MMBtu | FALSE | L | Annual | Net Emissions Allowance Position | MTons | 0.077291 | 0.077291 | 0.077291 | 0.077291 | 0.077291 | 0.077291 | 0.077291
CT Fac. Spec. - SO2 Rate Annual Non-Title IV v3.1, Unit 4985 and retrofits | 267 | 2294 | Rate Constraint in lbs/MMBtu | FALSE | L | Annual | Fuel Consumed | TBtu | 1.7667 | 1.7667 | 1.7667 | 1.7667 | 1.7667 | 1.7667 | 1.7667
CT Fac. Spec. - SO2 Rate Annual Non-Title IV v3.1, Unit 4985 and retrofits | 267 | 2294 | Rate Constraint in lbs/MMBtu | FALSE | L | Annual | Rate | lb/MMBtu | 0.0875 | 0.0875 | 0.0875 | 0.0875 | 0.0875 | 0.0875 | 0.0875
CT Fac. Spec. - SO2 Rate Annual Non-Title IV v3.1, Unit 4985 and retrofits | 267 | 2294 | Rate Constraint in lbs/MMBtu | FALSE | L | Annual | Generation | TWh | 0.10249 | 0.10249 | 0.10249 | 0.10249 | 0.10249 | 0.10249 | 0.10249
CT Fac. Spec. - SO2 Rate Annual Non-Title IV v3.1, Unit 4985 and retrofits | 267 | 2294 | Rate Constraint in lbs/MMBtu | FALSE | L | Annual | Qualifying Generation | TWh | 0.10249 | 0.10249 | 0.10249 | 0.10249 | 0.10249 | 0.10249 | 0.10249
CT Fac. Spec. - SO2 Rate Annual Non-Title IV v3.1, Unit 4985 and retrofits | 267 | 2294 | Rate Constraint in lbs/MMBtu | FALSE | L | Annual | Rate | lb/MWh | 0.75412 | 0.75412 | 0.75412 | 0.75412 | 0.75412 | 0.75412 | 0.75412
CT Fac. Spec. - SO2 Rate Annual Non-Title IV v3.1, Unit 4985 and retrofits | 267 | 2294 | Rate Constraint in lbs/MMBtu | FALSE | L | Annual | Constraint Shadow Price | US$/Ton | 0 | 0 | 0 | 0 | 0 | 0 | 0
CT Fac. Spec. - SO2 Rate Annual Non-Title IV v3.1, Unit 4986 and retrofits | 268 | 2294 | Rate Constraint in lbs/MMBtu | FALSE | L | Annual | Seasons Included | Seasons | Winter, Summer | Winter, Summer | Winter, Summer | Winter, Summer | Winter, Summer | Winter, Summer | Winter, Summer
CT Fac. Spec. - SO2 Rate Annual Non-Title IV v3.1, Unit 4986 and retrofits | 268 | 2294 | Rate Constraint in lbs/MMBtu | FALSE | L | Annual | Standard | lb/MMBtu | 0.55 | 0.55 | 0.55 | 0.55 | 0.55 | 0.55 | 0.55
CT Fac. Spec. - SO2 Rate Annual Non-Title IV v3.1, Unit 4986 and retrofits | 268 | 2294 | Rate Constraint in lbs/MMBtu | FALSE | L | Annual | Emissions at Affected Plants SO2 | MTons | 0.31388 | 0.31388 | 0.31388 | 0.31388 | 0.31388 | 0.31388 | 0.31388
CT Fac. Spec. - SO2 Rate Annual Non-Title IV v3.1, Unit 4986 and retrofits | 268 | 2294 | Rate Constraint in lbs/MMBtu | FALSE | L | Annual | Allowances Purchased SO2 | MTons | 0 | 0 | 0 | 0 | 0 | 0 | 0
CT Fac. Spec. - SO2 Rate Annual Non-Title IV v3.1, Unit 4986 and retrofits | 268 | 2294 | Rate Constraint in lbs/MMBtu | FALSE | L | Annual | Allowances Sold SO2 | MTons | 0 | 0 | 0 | 0 | 0 | 0 | 0
CT Fac. Spec. - SO2 Rate Annual Non-Title IV v3.1, Unit 4986 and retrofits | 268 | 2294 | Rate Constraint in lbs/MMBtu | FALSE | L | Annual | Allowances Banked | MTons | 0 | 0 | 0 | 0 | 0 | 0 | 0
CT Fac. Spec. - SO2 Rate Annual Non-Title IV v3.1, Unit 4986 and retrofits | 268 | 2294 | Rate Constraint in lbs/MMBtu | FALSE | L | Annual | Allowances Withdrawn (1:1) | MTons | 0 | 0 | 0 | 0 | 0 | 0 | 0
CT Fac. Spec. - SO2 Rate Annual Non-Title IV v3.1, Unit 4986 and retrofits | 268 | 2294 | Rate Constraint in lbs/MMBtu | FALSE | L | Annual | Allowances Withdrawn (n:1) | MTons | 0 | 0 | 0 | 0 | 0 | 0 | 0
CT Fac. Spec. - SO2 Rate Annual Non-Title IV v3.1, Unit 4986 and retrofits | 268 | 2294 | Rate Constraint in lbs/MMBtu | FALSE | L | Annual | Net Emissions Allowance Position | MTons | 0.31388 | 0.31388 | 0.31388 | 0.31388 | 0.31388 | 0.31388 | 0.31388
CT Fac. Spec. - SO2 Rate Annual Non-Title IV v3.1, Unit 4986 and retrofits | 268 | 2294 | Rate Constraint in lbs/MMBtu | FALSE | L | Annual | Fuel Consumed | TBtu | 7.1745 | 7.1745 | 7.1745 | 7.1745 | 7.1745 | 7.1745 | 7.1745
CT Fac. Spec. - SO2 Rate Annual Non-Title IV v3.1, Unit 4986 and retrofits | 268 | 2294 | Rate Constraint in lbs/MMBtu | FALSE | L | Annual | Rate | lb/MMBtu | 0.0875 | 0.0875 | 0.0875 | 0.0875 | 0.0875 | 0.0875 | 0.0875
CT Fac. Spec. - SO2 Rate Annual Non-Title IV v3.1, Unit 4986 and retrofits | 268 | 2294 | Rate Constraint in lbs/MMBtu | FALSE | L | Annual | Generation | TWh | 0.38789 | 0.38789 | 0.38789 | 0.38789 | 0.38789 | 0.38789 | 0.38789
CT Fac. Spec. - SO2 Rate Annual Non-Title IV v3.1, Unit 4986 and retrofits | 268 | 2294 | Rate Constraint in lbs/MMBtu | FALSE | L | Annual | Qualifying Generation | TWh | 0.38789 | 0.38789 | 0.38789 | 0.38789 | 0.38789 | 0.38789 | 0.38789
CT Fac. Spec. - SO2 Rate Annual Non-Title IV v3.1, Unit 4986 and retrofits | 268 | 2294 | Rate Constraint in lbs/MMBtu | FALSE | L | Annual | Rate | lb/MWh | 0.8092 | 0.8092 | 0.8092 | 0.8092 | 0.8092 | 0.8092 | 0.8092
CT Fac. Spec. - SO2 Rate Annual Non-Title IV v3.1, Unit 4986 and retrofits | 268 | 2294 | Rate Constraint in lbs/MMBtu | FALSE | L | Annual | Constraint Shadow Price | US$/Ton | 0 | 0 | 0 | 0 | 0 | 0 | 0
CT Fac. Spec. - SO2 Rate Annual Non-Title IV v3.1, Unit 4987 and retrofits | 269 | 2294 | Rate Constraint in lbs/MMBtu | FALSE | L | Annual | Seasons Included | Seasons | Winter, Summer | Winter, Summer | Winter, Summer | Winter, Summer | Winter, Summer | Winter, Summer | Winter, Summer
CT Fac. Spec. - SO2 Rate Annual Non-Title IV v3.1, Unit 4987 and retrofits | 269 | 2294 | Rate Constraint in lbs/MMBtu | FALSE | L | Annual | Standard | lb/MMBtu | 0.55 | 0.55 | 0.55 | 0.55 | 0.55 | 0.55 | 0.55
CT Fac. Spec. - SO2 Rate Annual Non-Title IV v3.1, Unit 4987 and retrofits | 269 | 2294 | Rate Constraint in lbs/MMBtu | FALSE | L | Annual | Emissions at Affected Plants SO2 | MTons | 0.096371 | 0.096371 | 0.096371 | 0.096371 | 0.096371 | 0.096371 | 0.096371
CT Fac. Spec. - SO2 Rate Annual Non-Title IV v3.1, Unit 4987 and retrofits | 269 | 2294 | Rate Constraint in lbs/MMBtu | FALSE | L | Annual | Allowances Purchased SO2 | MTons | 0 | 0 | 0 | 0 | 0 | 0 | 0
CT Fac. Spec. - SO2 Rate Annual Non-Title IV v3.1, Unit 4987 and retrofits | 269 | 2294 | Rate Constraint in lbs/MMBtu | FALSE | L | Annual | Allowances Sold SO2 | MTons | 0 | 0 | 0 | 0 | 0 | 0 | 0
CT Fac. Spec. - SO2 Rate Annual Non-Title IV v3.1, Unit 4987 and retrofits | 269 | 2294 | Rate Constraint in lbs/MMBtu | FALSE | L | Annual | Allowances Banked | MTons | 0 | 0 | 0 | 0 | 0 | 0 | 0
CT Fac. Spec. - SO2 Rate Annual Non-Title IV v3.1, Unit 4987 and retrofits | 269 | 2294 | Rate Constraint in lbs/MMBtu | FALSE | L | Annual | Allowances Withdrawn (1:1) | MTons | 0 | 0 | 0 | 0 | 0 | 0 | 0
CT Fac. Spec. - SO2 Rate Annual Non-Title IV v3.1, Unit 4987 and retrofits | 269 | 2294 | Rate Constraint in lbs/MMBtu | FALSE | L | Annual | Allowances Withdrawn (n:1) | MTons | 0 | 0 | 0 | 0 | 0 | 0 | 0
CT Fac. Spec. - SO2 Rate Annual Non-Title IV v3.1, Unit 4987 and retrofits | 269 | 2294 | Rate Constraint in lbs/MMBtu | FALSE | L | Annual | Net Emissions Allowance Position | MTons | 0.096371 | 0.096371 | 0.096371 | 0.096371 | 0.096371 | 0.096371 | 0.096371
CT Fac. Spec. - SO2 Rate Annual Non-Title IV v3.1, Unit 4987 and retrofits | 269 | 2294 | Rate Constraint in lbs/MMBtu | FALSE | L | Annual | Fuel Consumed | TBtu | 1.8356 | 1.8356 | 1.8356 | 1.8356 | 1.8356 | 1.8356 | 1.8356
CT Fac. Spec. - SO2 Rate Annual Non-Title IV v3.1, Unit 4987 and retrofits | 269 | 2294 | Rate Constraint in lbs/MMBtu | FALSE | L | Annual | Rate | lb/MMBtu | 0.105 | 0.105 | 0.105 | 0.105 | 0.105 | 0.105 | 0.105
CT Fac. Spec. - SO2 Rate Annual Non-Title IV v3.1, Unit 4987 and retrofits | 269 | 2294 | Rate Constraint in lbs/MMBtu | FALSE | L | Annual | Generation | TWh | 0.066226 | 0.066226 | 0.066226 | 0.066226 | 0.066226 | 0.066226 | 0.066226
CT Fac. Spec. - SO2 Rate Annual Non-Title IV v3.1, Unit 4987 and retrofits | 269 | 2294 | Rate Constraint in lbs/MMBtu | FALSE | L | Annual | Qualifying Generation | TWh | 0.066226 | 0.066226 | 0.066226 | 0.066226 | 0.066226 | 0.066226 | 0.066226
CT Fac. Spec. - SO2 Rate Annual Non-Title IV v3.1, Unit 4987 and retrofits | 269 | 2294 | Rate Constraint in lbs/MMBtu | FALSE | L | Annual | Rate | lb/MWh | 1.4552 | 1.4552 | 1.4552 | 1.4552 | 1.4552 | 1.4552 | 1.4552
CT Fac. Spec. - SO2 Rate Annual Non-Title IV v3.1, Unit 4987 and retrofits | 269 | 2294 | Rate Constraint in lbs/MMBtu | FALSE | L | Annual | Constraint Shadow Price | US$/Ton | 0 | 0 | 0 | 0 | 0 | 0 | 0
CT Fac. Spec. - SO2 Rate Annual Non-Title IV v3.1, Unit 4988 and retrofits | 270 | 2294 | Rate Constraint in lbs/MMBtu | FALSE | L | Annual | Seasons Included | Seasons | Winter, Summer | Winter, Summer | Winter, Summer | Winter, Summer | Winter, Summer | Winter, Summer | Winter, Summer
CT Fac. Spec. - SO2 Rate Annual Non-Title IV v3.1, Unit 4988 and retrofits | 270 | 2294 | Rate Constraint in lbs/MMBtu | FALSE | L | Annual | Standard | lb/MMBtu | 0.55 | 0.55 | 0.55 | 0.55 | 0.55 | 0.55 | 0.55
CT Fac. Spec. - SO2 Rate Annual Non-Title IV v3.1, Unit 4988 and retrofits | 270 | 2294 | Rate Constraint in lbs/MMBtu | FALSE | L | Annual | Emissions at Affected Plants SO2 | MTons | 0.091586 | 0.091586 | 0.091586 | 0.091586 | 0.091586 | 0.091586 | 0.091586
CT Fac. Spec. - SO2 Rate Annual Non-Title IV v3.1, Unit 4988 and retrofits | 270 | 2294 | Rate Constraint in lbs/MMBtu | FALSE | L | Annual | Allowances Purchased SO2 | MTons | 0 | 0 | 0 | 0 | 0 | 0 | 0
CT Fac. Spec. - SO2 Rate Annual Non-Title IV v3.1, Unit 4988 and retrofits | 270 | 2294 | Rate Constraint in lbs/MMBtu | FALSE | L | Annual | Allowances Sold SO2 | MTons | 0 | 0 | 0 | 0 | 0 | 0 | 0
CT Fac. Spec. - SO2 Rate Annual Non-Title IV v3.1, Unit 4988 and retrofits | 270 | 2294 | Rate Constraint in lbs/MMBtu | FALSE | L | Annual | Allowances Banked | MTons | 0 | 0 | 0 | 0 | 0 | 0 | 0
CT Fac. Spec. - SO2 Rate Annual Non-Title IV v3.1, Unit 4988 and retrofits | 270 | 2294 | Rate Constraint in lbs/MMBtu | FALSE | L | Annual | Allowances Withdrawn (1:1) | MTons | 0 | 0 | 0 | 0 | 0 | 0 | 0
CT Fac. Spec. - SO2 Rate Annual Non-Title IV v3.1, Unit 4988 and retrofits | 270 | 2294 | Rate Constraint in lbs/MMBtu | FALSE | L | Annual | Allowances Withdrawn (n:1) | MTons | 0 | 0 | 0 | 0 | 0 | 0 | 0
CT Fac. Spec. - SO2 Rate Annual Non-Title IV v3.1, Unit 4988 and retrofits | 270 | 2294 | Rate Constraint in lbs/MMBtu | FALSE | L | Annual | Net Emissions Allowance Position | MTons | 0.091586 | 0.091586 | 0.091586 | 0.091586 | 0.091586 | 0.091586 | 0.091586
CT Fac. Spec. - SO2 Rate Annual Non-Title IV v3.1, Unit 4988 and retrofits | 270 | 2294 | Rate Constraint in lbs/MMBtu | FALSE | L | Annual | Fuel Consumed | TBtu | 3.0004 | 3.0004 | 3.0004 | 3.0004 | 3.0004 | 3.0004 | 3.0004
CT Fac. Spec. - SO2 Rate Annual Non-Title IV v3.1, Unit 4988 and retrofits | 270 | 2294 | Rate Constraint in lbs/MMBtu | FALSE | L | Annual | Rate | lb/MMBtu | 0.06105 | 0.06105 | 0.06105 | 0.06105 | 0.06105 | 0.06105 | 0.06105
CT Fac. Spec. - SO2 Rate Annual Non-Title IV v3.1, Unit 4988 and retrofits | 270 | 2294 | Rate Constraint in lbs/MMBtu | FALSE | L | Annual | Generation | TWh | 0.20498 | 0.20498 | 0.20498 | 0.20498 | 0.20498 | 0.20498 | 0.20498
CT Fac. Spec. - SO2 Rate Annual Non-Title IV v3.1, Unit 4988 and retrofits | 270 | 2294 | Rate Constraint in lbs/MMBtu | FALSE | L | Annual | Qualifying Generation | TWh | 0.20498 | 0.20498 | 0.20498 | 0.20498 | 0.20498 | 0.20498 | 0.20498
CT Fac. Spec. - SO2 Rate Annual Non-Title IV v3.1, Unit 4988 and retrofits | 270 | 2294 | Rate Constraint in lbs/MMBtu | FALSE | L | Annual | Rate | lb/MWh | 0.44679 | 0.44679 | 0.44679 | 0.44679 | 0.44679 | 0.44679 | 0.44679
CT Fac. Spec. - SO2 Rate Annual Non-Title IV v3.1, Unit 4988 and retrofits | 270 | 2294 | Rate Constraint in lbs/MMBtu | FALSE | L | Annual | Constraint Shadow Price | US$/Ton | 0 | 0 | 0 | 0 | 0 | 0 | 0
CT Fac. Spec. - SO2 Rate Annual v3.1, Unit 1114 and retrofits | 271 | 1769 | Rate Constraint in lbs/MMBtu | FALSE | L | Annual | Seasons Included | Seasons | Winter, Summer | Winter, Summer | Winter, Summer | Winter, Summer | Winter, Summer | Winter, Summer | Winter, Summer
CT Fac. Spec. - SO2 Rate Annual v3.1, Unit 1114 and retrofits | 271 | 1769 | Rate Constraint in lbs/MMBtu | FALSE | L | Annual | Standard | lb/MMBtu | 0.33 | 0.33 | 0.33 | 0.33 | 0.33 | 0.33 | 0.33
CT Fac. Spec. - SO2 Rate Annual v3.1, Unit 1114 and retrofits | 271 | 1769 | Rate Constraint in lbs/MMBtu | FALSE | L | Annual | Emissions at Affected Plants SO2 | MTons | 0 | 0 | 0 | 0 | 0 | 0 | 0
CT Fac. Spec. - SO2 Rate Annual v3.1, Unit 1114 and retrofits | 271 | 1769 | Rate Constraint in lbs/MMBtu | FALSE | L | Annual | Allowances Purchased SO2 | MTons | 0 | 0 | 0 | 0 | 0 | 0 | 0
CT Fac. Spec. - SO2 Rate Annual v3.1, Unit 1114 and retrofits | 271 | 1769 | Rate Constraint in lbs/MMBtu | FALSE | L | Annual | Allowances Sold SO2 | MTons | 0 | 0 | 0 | 0 | 0 | 0 | 0
CT Fac. Spec. - SO2 Rate Annual v3.1, Unit 1114 and retrofits | 271 | 1769 | Rate Constraint in lbs/MMBtu | FALSE | L | Annual | Allowances Banked | MTons | 0 | 0 | 0 | 0 | 0 | 0 | 0
CT Fac. Spec. - SO2 Rate Annual v3.1, Unit 1114 and retrofits | 271 | 1769 | Rate Constraint in lbs/MMBtu | FALSE | L | Annual | Allowances Withdrawn (1:1) | MTons | 0 | 0 | 0 | 0 | 0 | 0 | 0
CT Fac. Spec. - SO2 Rate Annual v3.1, Unit 1114 and retrofits | 271 | 1769 | Rate Constraint in lbs/MMBtu | FALSE | L | Annual | Allowances Withdrawn (n:1) | MTons | 0 | 0 | 0 | 0 | 0 | 0 | 0
CT Fac. Spec. - SO2 Rate Annual v3.1, Unit 1114 and retrofits | 271 | 1769 | Rate Constraint in lbs/MMBtu | FALSE | L | Annual | Net Emissions Allowance Position | MTons | 0 | 0 | 0 | 0 | 0 | 0 | 0
CT Fac. Spec. - SO2 Rate Annual v3.1, Unit 1114 and retrofits | 271 | 1769 | Rate Constraint in lbs/MMBtu | FALSE | L | Annual | Fuel Consumed | TBtu | 0 | 0 | 0 | 0 | 0 | 0 | 0
CT Fac. Spec. - SO2 Rate Annual v3.1, Unit 1114 and retrofits | 271 | 1769 | Rate Constraint in lbs/MMBtu | FALSE | L | Annual | Rate | lb/MMBtu | 0 | 0 | 0 | 0 | 0 | 0 | 0
CT Fac. Spec. - SO2 Rate Annual v3.1, Unit 1114 and retrofits | 271 | 1769 | Rate Constraint in lbs/MMBtu | FALSE | L | Annual | Generation | TWh | 0 | 0 | 0 | 0 | 0 | 0 | 0
CT Fac. Spec. - SO2 Rate Annual v3.1, Unit 1114 and retrofits | 271 | 1769 | Rate Constraint in lbs/MMBtu | FALSE | L | Annual | Qualifying Generation | TWh | 0 | 0 | 0 | 0 | 0 | 0 | 0
CT Fac. Spec. - SO2 Rate Annual v3.1, Unit 1114 and retrofits | 271 | 1769 | Rate Constraint in lbs/MMBtu | FALSE | L | Annual | Rate | lb/MWh | 0 | 0 | 0 | 0 | 0 | 0 | 0
CT Fac. Spec. - SO2 Rate Annual v3.1, Unit 1114 and retrofits | 271 | 1769 | Rate Constraint in lbs/MMBtu | FALSE | L | Annual | Constraint Shadow Price | US$/Ton | 0 | 0 | 0 | 0 | 0 | 0 | 0
CT Fac. Spec. - SO2 Rate Annual v3.1, Unit 1115 and retrofits | 272 | 1769 | Rate Constraint in lbs/MMBtu | FALSE | L | Annual | Seasons Included | Seasons | Winter, Summer | Winter, Summer | Winter, Summer | Winter, Summer | Winter, Summer | Winter, Summer | Winter, Summer
CT Fac. Spec. - SO2 Rate Annual v3.1, Unit 1115 and retrofits | 272 | 1769 | Rate Constraint in lbs/MMBtu | FALSE | L | Annual | Standard | lb/MMBtu | 0.33 | 0.33 | 0.33 | 0.33 | 0.33 | 0.33 | 0.33
CT Fac. Spec. - SO2 Rate Annual v3.1, Unit 1115 and retrofits | 272 | 1769 | Rate Constraint in lbs/MMBtu | FALSE | L | Annual | Emissions at Affected Plants SO2 | MTons | 0 | 0 | 0 | 0 | 0 | 0 | 0
CT Fac. Spec. - SO2 Rate Annual v3.1, Unit 1115 and retrofits | 272 | 1769 | Rate Constraint in lbs/MMBtu | FALSE | L | Annual | Allowances Purchased SO2 | MTons | 0 | 0 | 0 | 0 | 0 | 0 | 0
CT Fac. Spec. - SO2 Rate Annual v3.1, Unit 1115 and retrofits | 272 | 1769 | Rate Constraint in lbs/MMBtu | FALSE | L | Annual | Allowances Sold SO2 | MTons | 0 | 0 | 0 | 0 | 0 | 0 | 0
CT Fac. Spec. - SO2 Rate Annual v3.1, Unit 1115 and retrofits | 272 | 1769 | Rate Constraint in lbs/MMBtu | FALSE | L | Annual | Allowances Banked | MTons | 0 | 0 | 0 | 0 | 0 | 0 | 0
CT Fac. Spec. - SO2 Rate Annual v3.1, Unit 1115 and retrofits | 272 | 1769 | Rate Constraint in lbs/MMBtu | FALSE | L | Annual | Allowances Withdrawn (1:1) | MTons | 0 | 0 | 0 | 0 | 0 | 0 | 0
CT Fac. Spec. - SO2 Rate Annual v3.1, Unit 1115 and retrofits | 272 | 1769 | Rate Constraint in lbs/MMBtu | FALSE | L | Annual | Allowances Withdrawn (n:1) | MTons | 0 | 0 | 0 | 0 | 0 | 0 | 0
CT Fac. Spec. - SO2 Rate Annual v3.1, Unit 1115 and retrofits | 272 | 1769 | Rate Constraint in lbs/MMBtu | FALSE | L | Annual | Net Emissions Allowance Position | MTons | 0 | 0 | 0 | 0 | 0 | 0 | 0
CT Fac. Spec. - SO2 Rate Annual v3.1, Unit 1115 and retrofits | 272 | 1769 | Rate Constraint in lbs/MMBtu | FALSE | L | Annual | Fuel Consumed | TBtu | 0 | 0 | 0 | 0 | 0 | 0 | 0
CT Fac. Spec. - SO2 Rate Annual v3.1, Unit 1115 and retrofits | 272 | 1769 | Rate Constraint in lbs/MMBtu | FALSE | L | Annual | Rate | lb/MMBtu | 0 | 0 | 0 | 0 | 0 | 0 | 0
CT Fac. Spec. - SO2 Rate Annual v3.1, Unit 1115 and retrofits | 272 | 1769 | Rate Constraint in lbs/MMBtu | FALSE | L | Annual | Generation | TWh | 0 | 0 | 0 | 0 | 0 | 0 | 0
CT Fac. Spec. - SO2 Rate Annual v3.1, Unit 1115 and retrofits | 272 | 1769 | Rate Constraint in lbs/MMBtu | FALSE | L | Annual | Qualifying Generation | TWh | 0 | 0 | 0 | 0 | 0 | 0 | 0
CT Fac. Spec. - SO2 Rate Annual v3.1, Unit 1115 and retrofits | 272 | 1769 | Rate Constraint in lbs/MMBtu | FALSE | L | Annual | Rate | lb/MWh | 0 | 0 | 0 | 0 | 0 | 0 | 0
CT Fac. Spec. - SO2 Rate Annual v3.1, Unit 1115 and retrofits | 272 | 1769 | Rate Constraint in lbs/MMBtu | FALSE | L | Annual | Constraint Shadow Price | US$/Ton | 0 | 0 | 0 | 0 | 0 | 0 | 0
CT Fac. Spec. - SO2 Rate Annual v3.1, Unit 1116 and retrofits | 273 | 1769 | Rate Constraint in lbs/MMBtu | FALSE | L | Annual | Seasons Included | Seasons | Winter, Summer | Winter, Summer | Winter, Summer | Winter, Summer | Winter, Summer | Winter, Summer | Winter, Summer
CT Fac. Spec. - SO2 Rate Annual v3.1, Unit 1116 and retrofits | 273 | 1769 | Rate Constraint in lbs/MMBtu | FALSE | L | Annual | Standard | lb/MMBtu | 0.33 | 0.33 | 0.33 | 0.33 | 0.33 | 0.33 | 0.33
CT Fac. Spec. - SO2 Rate Annual v3.1, Unit 1116 and retrofits | 273 | 1769 | Rate Constraint in lbs/MMBtu | FALSE | L | Annual | Emissions at Affected Plants SO2 | MTons | 0 | 0 | 0 | 0 | 0 | 0 | 0
CT Fac. Spec. - SO2 Rate Annual v3.1, Unit 1116 and retrofits | 273 | 1769 | Rate Constraint in lbs/MMBtu | FALSE | L | Annual | Allowances Purchased SO2 | MTons | 0 | 0 | 0 | 0 | 0 | 0 | 0
CT Fac. Spec. - SO2 Rate Annual v3.1, Unit 1116 and retrofits | 273 | 1769 | Rate Constraint in lbs/MMBtu | FALSE | L | Annual | Allowances Sold SO2 | MTons | 0 | 0 | 0 | 0 | 0 | 0 | 0
CT Fac. Spec. - SO2 Rate Annual v3.1, Unit 1116 and retrofits | 273 | 1769 | Rate Constraint in lbs/MMBtu | FALSE | L | Annual | Allowances Banked | MTons | 0 | 0 | 0 | 0 | 0 | 0 | 0
CT Fac. Spec. - SO2 Rate Annual v3.1, Unit 1116 and retrofits | 273 | 1769 | Rate Constraint in lbs/MMBtu | FALSE | L | Annual | Allowances Withdrawn (1:1) | MTons | 0 | 0 | 0 | 0 | 0 | 0 | 0
CT Fac. Spec. - SO2 Rate Annual v3.1, Unit 1116 and retrofits | 273 | 1769 | Rate Constraint in lbs/MMBtu | FALSE | L | Annual | Allowances Withdrawn (n:1) | MTons | 0 | 0 | 0 | 0 | 0 | 0 | 0
CT Fac. Spec. - SO2 Rate Annual v3.1, Unit 1116 and retrofits | 273 | 1769 | Rate Constraint in lbs/MMBtu | FALSE | L | Annual | Net Emissions Allowance Position | MTons | 0 | 0 | 0 | 0 | 0 | 0 | 0
CT Fac. Spec. - SO2 Rate Annual v3.1, Unit 1116 and retrofits | 273 | 1769 | Rate Constraint in lbs/MMBtu | FALSE | L | Annual | Fuel Consumed | TBtu | 0 | 0 | 0 | 0 | 0 | 0 | 0
CT Fac. Spec. - SO2 Rate Annual v3.1, Unit 1116 and retrofits | 273 | 1769 | Rate Constraint in lbs/MMBtu | FALSE | L | Annual | Rate | lb/MMBtu | 0 | 0 | 0 | 0 | 0 | 0 | 0
CT Fac. Spec. - SO2 Rate Annual v3.1, Unit 1116 and retrofits | 273 | 1769 | Rate Constraint in lbs/MMBtu | FALSE | L | Annual | Generation | TWh | 0 | 0 | 0 | 0 | 0 | 0 | 0
CT Fac. Spec. - SO2 Rate Annual v3.1, Unit 1116 and retrofits | 273 | 1769 | Rate Constraint in lbs/MMBtu | FALSE | L | Annual | Qualifying Generation | TWh | 0 | 0 | 0 | 0 | 0 | 0 | 0
CT Fac. Spec. - SO2 Rate Annual v3.1, Unit 1116 and retrofits | 273 | 1769 | Rate Constraint in lbs/MMBtu | FALSE | L | Annual | Rate | lb/MWh | 0 | 0 | 0 | 0 | 0 | 0 | 0
CT Fac. Spec. - SO2 Rate Annual v3.1, Unit 1116 and retrofits | 273 | 1769 | Rate Constraint in lbs/MMBtu | FALSE | L | Annual | Constraint Shadow Price | US$/Ton | 0 | 0 | 0 | 0 | 0 | 0 | 0
CT Fac. Spec. - SO2 Rate Annual v3.1, Unit 1125 and retrofits | 274 | 1769 | Rate Constraint in lbs/MMBtu | FALSE | L | Annual | Seasons Included | Seasons | Winter, Summer | Winter, Summer | Winter, Summer | Winter, Summer | Winter, Summer | Winter, Summer | Winter, Summer
CT Fac. Spec. - SO2 Rate Annual v3.1, Unit 1125 and retrofits | 274 | 1769 | Rate Constraint in lbs/MMBtu | FALSE | L | Annual | Standard | lb/MMBtu | 0.33 | 0.33 | 0.33 | 0.33 | 0.33 | 0.33 | 0.33
CT Fac. Spec. - SO2 Rate Annual v3.1, Unit 1125 and retrofits | 274 | 1769 | Rate Constraint in lbs/MMBtu | FALSE | L | Annual | Emissions at Affected Plants SO2 | MTons | 0 | 0 | 0 | 0 | 0 | 0 | 0
CT Fac. Spec. - SO2 Rate Annual v3.1, Unit 1125 and retrofits | 274 | 1769 | Rate Constraint in lbs/MMBtu | FALSE | L | Annual | Allowances Purchased SO2 | MTons | 0 | 0 | 0 | 0 | 0 | 0 | 0
CT Fac. Spec. - SO2 Rate Annual v3.1, Unit 1125 and retrofits | 274 | 1769 | Rate Constraint in lbs/MMBtu | FALSE | L | Annual | Allowances Sold SO2 | MTons | 0 | 0 | 0 | 0 | 0 | 0 | 0
CT Fac. Spec. - SO2 Rate Annual v3.1, Unit 1125 and retrofits | 274 | 1769 | Rate Constraint in lbs/MMBtu | FALSE | L | Annual | Allowances Banked | MTons | 0 | 0 | 0 | 0 | 0 | 0 | 0
CT Fac. Spec. - SO2 Rate Annual v3.1, Unit 1125 and retrofits | 274 | 1769 | Rate Constraint in lbs/MMBtu | FALSE | L | Annual | Allowances Withdrawn (1:1) | MTons | 0 | 0 | 0 | 0 | 0 | 0 | 0
CT Fac. Spec. - SO2 Rate Annual v3.1, Unit 1125 and retrofits | 274 | 1769 | Rate Constraint in lbs/MMBtu | FALSE | L | Annual | Allowances Withdrawn (n:1) | MTons | 0 | 0 | 0 | 0 | 0 | 0 | 0
CT Fac. Spec. - SO2 Rate Annual v3.1, Unit 1125 and retrofits | 274 | 1769 | Rate Constraint in lbs/MMBtu | FALSE | L | Annual | Net Emissions Allowance Position | MTons | 0 | 0 | 0 | 0 | 0 | 0 | 0
CT Fac. Spec. - SO2 Rate Annual v3.1, Unit 1125 and retrofits | 274 | 1769 | Rate Constraint in lbs/MMBtu | FALSE | L | Annual | Fuel Consumed | TBtu | 0 | 0 | 0 | 0.14275 | 0.14275 | 0 | 0
CT Fac. Spec. - SO2 Rate Annual v3.1, Unit 1125 and retrofits | 274 | 1769 | Rate Constraint in lbs/MMBtu | FALSE | L | Annual | Rate | lb/MMBtu | 0 | 0 | 0 | 0 | 0 | 0 | 0
CT Fac. Spec. - SO2 Rate Annual v3.1, Unit 1125 and retrofits | 274 | 1769 | Rate Constraint in lbs/MMBtu | FALSE | L | Annual | Generation | TWh | 0 | 0 | 0 | 0.014641 | 0.014641 | 0 | 0
CT Fac. Spec. - SO2 Rate Annual v3.1, Unit 1125 and retrofits | 274 | 1769 | Rate Constraint in lbs/MMBtu | FALSE | L | Annual | Qualifying Generation | TWh | 0 | 0 | 0 | 0.014641 | 0.014641 | 0 | 0
CT Fac. Spec. - SO2 Rate Annual v3.1, Unit 1125 and retrofits | 274 | 1769 | Rate Constraint in lbs/MMBtu | FALSE | L | Annual | Rate | lb/MWh | 0 | 0 | 0 | 0 | 0 | 0 | 0
CT Fac. Spec. - SO2 Rate Annual v3.1, Unit 1125 and retrofits | 274 | 1769 | Rate Constraint in lbs/MMBtu | FALSE | L | Annual | Constraint Shadow Price | US$/Ton | 0 | 0 | 0 | 0 | 0 | 0 | 0
CT Fac. Spec. - SO2 Rate Annual v3.1, Unit 1142 and retrofits | 275 | 1769 | Rate Constraint in lbs/MMBtu | FALSE | L | Annual | Seasons Included | Seasons | Winter, Summer | Winter, Summer | Winter, Summer | Winter, Summer | Winter, Summer | Winter, Summer | Winter, Summer
CT Fac. Spec. - SO2 Rate Annual v3.1, Unit 1142 and retrofits | 275 | 1769 | Rate Constraint in lbs/MMBtu | FALSE | L | Annual | Standard | lb/MMBtu | 0.33 | 0.33 | 0.33 | 0.33 | 0.33 | 0.33 | 0.33
CT Fac. Spec. - SO2 Rate Annual v3.1, Unit 1142 and retrofits | 275 | 1769 | Rate Constraint in lbs/MMBtu | FALSE | L | Annual | Emissions at Affected Plants SO2 | MTons | 0 | 0 | 0 | 0 | 0 | 0 | 0
CT Fac. Spec. - SO2 Rate Annual v3.1, Unit 1142 and retrofits | 275 | 1769 | Rate Constraint in lbs/MMBtu | FALSE | L | Annual | Allowances Purchased SO2 | MTons | 0 | 0 | 0 | 0 | 0 | 0 | 0
CT Fac. Spec. - SO2 Rate Annual v3.1, Unit 1142 and retrofits | 275 | 1769 | Rate Constraint in lbs/MMBtu | FALSE | L | Annual | Allowances Sold SO2 | MTons | 0 | 0 | 0 | 0 | 0 | 0 | 0
CT Fac. Spec. - SO2 Rate Annual v3.1, Unit 1142 and retrofits | 275 | 1769 | Rate Constraint in lbs/MMBtu | FALSE | L | Annual | Allowances Banked | MTons | 0 | 0 | 0 | 0 | 0 | 0 | 0
CT Fac. Spec. - SO2 Rate Annual v3.1, Unit 1142 and retrofits | 275 | 1769 | Rate Constraint in lbs/MMBtu | FALSE | L | Annual | Allowances Withdrawn (1:1) | MTons | 0 | 0 | 0 | 0 | 0 | 0 | 0
CT Fac. Spec. - SO2 Rate Annual v3.1, Unit 1142 and retrofits | 275 | 1769 | Rate Constraint in lbs/MMBtu | FALSE | L | Annual | Allowances Withdrawn (n:1) | MTons | 0 | 0 | 0 | 0 | 0 | 0 | 0
CT Fac. Spec. - SO2 Rate Annual v3.1, Unit 1142 and retrofits | 275 | 1769 | Rate Constraint in lbs/MMBtu | FALSE | L | Annual | Net Emissions Allowance Position | MTons | 0 | 0 | 0 | 0 | 0 | 0 | 0
CT Fac. Spec. - SO2 Rate Annual v3.1, Unit 1142 and retrofits | 275 | 1769 | Rate Constraint in lbs/MMBtu | FALSE | L | Annual | Fuel Consumed | TBtu | 0.013225 | 0.013225 | 0.067226 | 0.067226 | 0.067226 | 0.067226 | 0.067226
CT Fac. Spec. - SO2 Rate Annual v3.1, Unit 1142 and retrofits | 275 | 1769 | Rate Constraint in lbs/MMBtu | FALSE | L | Annual | Rate | lb/MMBtu | 0 | 0 | 0 | 0 | 0 | 0 | 0
CT Fac. Spec. - SO2 Rate Annual v3.1, Unit 1142 and retrofits | 275 | 1769 | Rate Constraint in lbs/MMBtu | FALSE | L | Annual | Generation | TWh | 0.0012308 | 0.0012308 | 0.0062565 | 0.0062565 | 0.0062565 | 0.0062565 | 0.0062565
CT Fac. Spec. - SO2 Rate Annual v3.1, Unit 1142 and retrofits | 275 | 1769 | Rate Constraint in lbs/MMBtu | FALSE | L | Annual | Qualifying Generation | TWh | 0.0012308 | 0.0012308 | 0.0062565 | 0.0062565 | 0.0062565 | 0.0062565 | 0.0062565
CT Fac. Spec. - SO2 Rate Annual v3.1, Unit 1142 and retrofits | 275 | 1769 | Rate Constraint in lbs/MMBtu | FALSE | L | Annual | Rate | lb/MWh | 0 | 0 | 0 | 0 | 0 | 0 | 0
CT Fac. Spec. - SO2 Rate Annual v3.1, Unit 1142 and retrofits | 275 | 1769 | Rate Constraint in lbs/MMBtu | FALSE | L | Annual | Constraint Shadow Price | US$/Ton | 0 | 0 | 0 | 0 | 0 | 0 | 0
CT Fac. Spec. - SO2 Rate Annual v3.1, Unit 1143 and retrofits | 276 | 1769 | Rate Constraint in lbs/MMBtu | FALSE | L | Annual | Seasons Included | Seasons | Winter, Summer | Winter, Summer | Winter, Summer | Winter, Summer | Winter, Summer | Winter, Summer | Winter, Summer
CT Fac. Spec. - SO2 Rate Annual v3.1, Unit 1143 and retrofits | 276 | 1769 | Rate Constraint in lbs/MMBtu | FALSE | L | Annual | Standard | lb/MMBtu | 0.33 | 0.33 | 0.33 | 0.33 | 0.33 | 0.33 | 0.33
CT Fac. Spec. - SO2 Rate Annual v3.1, Unit 1143 and retrofits | 276 | 1769 | Rate Constraint in lbs/MMBtu | FALSE | L | Annual | Emissions at Affected Plants SO2 | MTons | 0 | 0 | 0 | 0 | 0 | 0 | 0
CT Fac. Spec. - SO2 Rate Annual v3.1, Unit 1143 and retrofits | 276 | 1769 | Rate Constraint in lbs/MMBtu | FALSE | L | Annual | Allowances Purchased SO2 | MTons | 0 | 0 | 0 | 0 | 0 | 0 | 0
CT Fac. Spec. - SO2 Rate Annual v3.1, Unit 1143 and retrofits | 276 | 1769 | Rate Constraint in lbs/MMBtu | FALSE | L | Annual | Allowances Sold SO2 | MTons | 0 | 0 | 0 | 0 | 0 | 0 | 0
CT Fac. Spec. - SO2 Rate Annual v3.1, Unit 1143 and retrofits | 276 | 1769 | Rate Constraint in lbs/MMBtu | FALSE | L | Annual | Allowances Banked | MTons | 0 | 0 | 0 | 0 | 0 | 0 | 0
CT Fac. Spec. - SO2 Rate Annual v3.1, Unit 1143 and retrofits | 276 | 1769 | Rate Constraint in lbs/MMBtu | FALSE | L | Annual | Allowances Withdrawn (1:1) | MTons | 0 | 0 | 0 | 0 | 0 | 0 | 0
CT Fac. Spec. - SO2 Rate Annual v3.1, Unit 1143 and retrofits | 276 | 1769 | Rate Constraint in lbs/MMBtu | FALSE | L | Annual | Allowances Withdrawn (n:1) | MTons | 0 | 0 | 0 | 0 | 0 | 0 | 0
CT Fac. Spec. - SO2 Rate Annual v3.1, Unit 1143 and retrofits | 276 | 1769 | Rate Constraint in lbs/MMBtu | FALSE | L | Annual | Net Emissions Allowance Position | MTons | 0 | 0 | 0 | 0 | 0 | 0 | 0
CT Fac. Spec. - SO2 Rate Annual v3.1, Unit 1143 and retrofits | 276 | 1769 | Rate Constraint in lbs/MMBtu | FALSE | L | Annual | Fuel Consumed | TBtu | 0.013225 | 0.013225 | 0.067226 | 0.067226 | 0.067226 | 0.067226 | 0.067226
CT Fac. Spec. - SO2 Rate Annual v3.1, Unit 1143 and retrofits | 276 | 1769 | Rate Constraint in lbs/MMBtu | FALSE | L | Annual | Rate | lb/MMBtu | 0 | 0 | 0 | 0 | 0 | 0 | 0
CT Fac. Spec. - SO2 Rate Annual v3.1, Unit 1143 and retrofits | 276 | 1769 | Rate Constraint in lbs/MMBtu | FALSE | L | Annual | Generation | TWh | 0.0012308 | 0.0012308 | 0.0062565 | 0.0062565 | 0.0062565 | 0.0062565 | 0.0062565
CT Fac. Spec. - SO2 Rate Annual v3.1, Unit 1143 and retrofits | 276 | 1769 | Rate Constraint in lbs/MMBtu | FALSE | L | Annual | Qualifying Generation | TWh | 0.0012308 | 0.0012308 | 0.0062565 | 0.0062565 | 0.0062565 | 0.0062565 | 0.0062565
CT Fac. Spec. - SO2 Rate Annual v3.1, Unit 1143 and retrofits | 276 | 1769 | Rate Constraint in lbs/MMBtu | FALSE | L | Annual | Rate | lb/MWh | 0 | 0 | 0 | 0 | 0 | 0 | 0
CT Fac. Spec. - SO2 Rate Annual v3.1, Unit 1143 and retrofits | 276 | 1769 | Rate Constraint in lbs/MMBtu | FALSE | L | Annual | Constraint Shadow Price | US$/Ton | 0 | 0 | 0 | 0 | 0 | 0 | 0
CT Fac. Spec. - SO2 Rate Annual v3.1, Unit 1144 and retrofits | 277 | 1769 | Rate Constraint in lbs/MMBtu | FALSE | L | Annual | Seasons Included | Seasons | Winter, Summer | Winter, Summer | Winter, Summer | Winter, Summer | Winter, Summer | Winter, Summer | Winter, Summer
CT Fac. Spec. - SO2 Rate Annual v3.1, Unit 1144 and retrofits | 277 | 1769 | Rate Constraint in lbs/MMBtu | FALSE | L | Annual | Standard | lb/MMBtu | 0.33 | 0.33 | 0.33 | 0.33 | 0.33 | 0.33 | 0.33
CT Fac. Spec. - SO2 Rate Annual v3.1, Unit 1144 and retrofits | 277 | 1769 | Rate Constraint in lbs/MMBtu | FALSE | L | Annual | Emissions at Affected Plants SO2 | MTons | 0 | 0 | 0 | 0 | 0 | 0 | 0
CT Fac. Spec. - SO2 Rate Annual v3.1, Unit 1144 and retrofits | 277 | 1769 | Rate Constraint in lbs/MMBtu | FALSE | L | Annual | Allowances Purchased SO2 | MTons | 0 | 0 | 0 | 0 | 0 | 0 | 0
CT Fac. Spec. - SO2 Rate Annual v3.1, Unit 1144 and retrofits | 277 | 1769 | Rate Constraint in lbs/MMBtu | FALSE | L | Annual | Allowances Sold SO2 | MTons | 0 | 0 | 0 | 0 | 0 | 0 | 0
CT Fac. Spec. - SO2 Rate Annual v3.1, Unit 1144 and retrofits | 277 | 1769 | Rate Constraint in lbs/MMBtu | FALSE | L | Annual | Allowances Banked | MTons | 0 | 0 | 0 | 0 | 0 | 0 | 0
CT Fac. Spec. - SO2 Rate Annual v3.1, Unit 1144 and retrofits | 277 | 1769 | Rate Constraint in lbs/MMBtu | FALSE | L | Annual | Allowances Withdrawn (1:1) | MTons | 0 | 0 | 0 | 0 | 0 | 0 | 0
CT Fac. Spec. - SO2 Rate Annual v3.1, Unit 1144 and retrofits | 277 | 1769 | Rate Constraint in lbs/MMBtu | FALSE | L | Annual | Allowances Withdrawn (n:1) | MTons | 0 | 0 | 0 | 0 | 0 | 0 | 0
CT Fac. Spec. - SO2 Rate Annual v3.1, Unit 1144 and retrofits | 277 | 1769 | Rate Constraint in lbs/MMBtu | FALSE | L | Annual | Net Emissions Allowance Position | MTons | 0 | 0 | 0 | 0 | 0 | 0 | 0
CT Fac. Spec. - SO2 Rate Annual v3.1, Unit 1144 and retrofits | 277 | 1769 | Rate Constraint in lbs/MMBtu | FALSE | L | Annual | Fuel Consumed | TBtu | 0.039675 | 0.17889 | 0.20168 | 0.20168 | 0.20168 | 0.20168 | 0.20168
CT Fac. Spec. - SO2 Rate Annual v3.1, Unit 1144 and retrofits | 277 | 1769 | Rate Constraint in lbs/MMBtu | FALSE | L | Annual | Rate | lb/MMBtu | 0 | 0 | 0 | 0 | 0 | 0 | 0
CT Fac. Spec. - SO2 Rate Annual v3.1, Unit 1144 and retrofits | 277 | 1769 | Rate Constraint in lbs/MMBtu | FALSE | L | Annual | Generation | TWh | 0.0036924 | 0.016648 | 0.01877 | 0.01877 | 0.01877 | 0.01877 | 0.01877
CT Fac. Spec. - SO2 Rate Annual v3.1, Unit 1144 and retrofits | 277 | 1769 | Rate Constraint in lbs/MMBtu | FALSE | L | Annual | Qualifying Generation | TWh | 0.0036924 | 0.016648 | 0.01877 | 0.01877 | 0.01877 | 0.01877 | 0.01877
CT Fac. Spec. - SO2 Rate Annual v3.1, Unit 1144 and retrofits | 277 | 1769 | Rate Constraint in lbs/MMBtu | FALSE | L | Annual | Rate | lb/MWh | 0 | 0 | 0 | 0 | 0 | 0 | 0
CT Fac. Spec. - SO2 Rate Annual v3.1, Unit 1144 and retrofits | 277 | 1769 | Rate Constraint in lbs/MMBtu | FALSE | L | Annual | Constraint Shadow Price | US$/Ton | 0 | 0 | 0 | 0 | 0 | 0 | 0
CT Fac. Spec. - SO2 Rate Annual v3.1, Unit 1149 and retrofits | 278 | 1769 | Rate Constraint in lbs/MMBtu | FALSE | L | Annual | Seasons Included | Seasons | Winter, Summer | Winter, Summer | Winter, Summer | Winter, Summer | Winter, Summer | Winter, Summer | Winter, Summer
CT Fac. Spec. - SO2 Rate Annual v3.1, Unit 1149 and retrofits | 278 | 1769 | Rate Constraint in lbs/MMBtu | FALSE | L | Annual | Standard | lb/MMBtu | 0.33 | 0.33 | 0.33 | 0.33 | 0.33 | 0.33 | 0.33
CT Fac. Spec. - SO2 Rate Annual v3.1, Unit 1149 and retrofits | 278 | 1769 | Rate Constraint in lbs/MMBtu | FALSE | L | Annual | Emissions at Affected Plants SO2 | MTons | 0 | 0 | 0 | 0 | 0 | 0 | 0
CT Fac. Spec. - SO2 Rate Annual v3.1, Unit 1149 and retrofits | 278 | 1769 | Rate Constraint in lbs/MMBtu | FALSE | L | Annual | Allowances Purchased SO2 | MTons | 0 | 0 | 0 | 0 | 0 | 0 | 0
CT Fac. Spec. - SO2 Rate Annual v3.1, Unit 1149 and retrofits | 278 | 1769 | Rate Constraint in lbs/MMBtu | FALSE | L | Annual | Allowances Sold SO2 | MTons | 0 | 0 | 0 | 0 | 0 | 0 | 0
CT Fac. Spec. - SO2 Rate Annual v3.1, Unit 1149 and retrofits | 278 | 1769 | Rate Constraint in lbs/MMBtu | FALSE | L | Annual | Allowances Banked | MTons | 0 | 0 | 0 | 0 | 0 | 0 | 0
CT Fac. Spec. - SO2 Rate Annual v3.1, Unit 1149 and retrofits | 278 | 1769 | Rate Constraint in lbs/MMBtu | FALSE | L | Annual | Allowances Withdrawn (1:1) | MTons | 0 | 0 | 0 | 0 | 0 | 0 | 0
CT Fac. Spec. - SO2 Rate Annual v3.1, Unit 1149 and retrofits | 278 | 1769 | Rate Constraint in lbs/MMBtu | FALSE | L | Annual | Allowances Withdrawn (n:1) | MTons | 0 | 0 | 0 | 0 | 0 | 0 | 0
CT Fac. Spec. - SO2 Rate Annual v3.1, Unit 1149 and retrofits | 278 | 1769 | Rate Constraint in lbs/MMBtu | FALSE | L | Annual | Net Emissions Allowance Position | MTons | 0 | 0 | 0 | 0 | 0 | 0 | 0
CT Fac. Spec. - SO2 Rate Annual v3.1, Unit 1149 and retrofits | 278 | 1769 | Rate Constraint in lbs/MMBtu | FALSE | L | Annual | Fuel Consumed | TBtu | 0.034029 | 0.17298 | 0.17298 | 0.17298 | 0.17298 | 0.17298 | 0.17298
CT Fac. Spec. - SO2 Rate Annual v3.1, Unit 1149 and retrofits | 278 | 1769 | Rate Constraint in lbs/MMBtu | FALSE | L | Annual | Rate | lb/MMBtu | 0 | 0 | 0 | 0 | 0 | 0 | 0
CT Fac. Spec. - SO2 Rate Annual v3.1, Unit 1149 and retrofits | 278 | 1769 | Rate Constraint in lbs/MMBtu | FALSE | L | Annual | Generation | TWh | 0.0031669 | 0.016099 | 0.016099 | 0.016099 | 0.016099 | 0.016099 | 0.016099
CT Fac. Spec. - SO2 Rate Annual v3.1, Unit 1149 and retrofits | 278 | 1769 | Rate Constraint in lbs/MMBtu | FALSE | L | Annual | Qualifying Generation | TWh | 0.0031669 | 0.016099 | 0.016099 | 0.016099 | 0.016099 | 0.016099 | 0.016099
CT Fac. Spec. - SO2 Rate Annual v3.1, Unit 1149 and retrofits | 278 | 1769 | Rate Constraint in lbs/MMBtu | FALSE | L | Annual | Rate | lb/MWh | 0 | 0 | 0 | 0 | 0 | 0 | 0
CT Fac. Spec. - SO2 Rate Annual v3.1, Unit 1149 and retrofits | 278 | 1769 | Rate Constraint in lbs/MMBtu | FALSE | L | Annual | Constraint Shadow Price | US$/Ton | 0 | 0 | 0 | 0 | 0 | 0 | 0
CT Fac. Spec. - SO2 Rate Annual v3.1, Unit 1150 and retrofits | 279 | 1769 | Rate Constraint in lbs/MMBtu | FALSE | L | Annual | Seasons Included | Seasons | Winter, Summer | Winter, Summer | Winter, Summer | Winter, Summer | Winter, Summer | Winter, Summer | Winter, Summer
CT Fac. Spec. - SO2 Rate Annual v3.1, Unit 1150 and retrofits | 279 | 1769 | Rate Constraint in lbs/MMBtu | FALSE | L | Annual | Standard | lb/MMBtu | 0.33 | 0.33 | 0.33 | 0.33 | 0.33 | 0.33 | 0.33
CT Fac. Spec. - SO2 Rate Annual v3.1, Unit 1150 and retrofits | 279 | 1769 | Rate Constraint in lbs/MMBtu | FALSE | L | Annual | Emissions at Affected Plants SO2 | MTons | 0 | 0 | 0 | 0 | 0 | 0 | 0
CT Fac. Spec. - SO2 Rate Annual v3.1, Unit 1150 and retrofits | 279 | 1769 | Rate Constraint in lbs/MMBtu | FALSE | L | Annual | Allowances Purchased SO2 | MTons | 0 | 0 | 0 | 0 | 0 | 0 | 0
CT Fac. Spec. - SO2 Rate Annual v3.1, Unit 1150 and retrofits | 279 | 1769 | Rate Constraint in lbs/MMBtu | FALSE | L | Annual | Allowances Sold SO2 | MTons | 0 | 0 | 0 | 0 | 0 | 0 | 0
CT Fac. Spec. - SO2 Rate Annual v3.1, Unit 1150 and retrofits | 279 | 1769 | Rate Constraint in lbs/MMBtu | FALSE | L | Annual | Allowances Banked | MTons | 0 | 0 | 0 | 0 | 0 | 0 | 0
CT Fac. Spec. - SO2 Rate Annual v3.1, Unit 1150 and retrofits | 279 | 1769 | Rate Constraint in lbs/MMBtu | FALSE | L | Annual | Allowances Withdrawn (1:1) | MTons | 0 | 0 | 0 | 0 | 0 | 0 | 0
CT Fac. Spec. - SO2 Rate Annual v3.1, Unit 1150 and retrofits | 279 | 1769 | Rate Constraint in lbs/MMBtu | FALSE | L | Annual | Allowances Withdrawn (n:1) | MTons | 0 | 0 | 0 | 0 | 0 | 0 | 0
CT Fac. Spec. - SO2 Rate Annual v3.1, Unit 1150 and retrofits | 279 | 1769 | Rate Constraint in lbs/MMBtu | FALSE | L | Annual | Net Emissions Allowance Position | MTons | 0 | 0 | 0 | 0 | 0 | 0 | 0
CT Fac. Spec. - SO2 Rate Annual v3.1, Unit 1150 and retrofits | 279 | 1769 | Rate Constraint in lbs/MMBtu | FALSE | L | Annual | Fuel Consumed | TBtu | 0.030312 | 0.030312 | 0.15409 | 0.030312 | 0.030312 | 0 | 0
CT Fac. Spec. - SO2 Rate Annual v3.1, Unit 1150 and retrofits | 279 | 1769 | Rate Constraint in lbs/MMBtu | FALSE | L | Annual | Rate | lb/MMBtu | 0 | 0 | 0 | 0 | 0 | 0 | 0
CT Fac. Spec. - SO2 Rate Annual v3.1, Unit 1150 and retrofits | 279 | 1769 | Rate Constraint in lbs/MMBtu | FALSE | L | Annual | Generation | TWh | 0.0023669 | 0.0023669 | 0.012032 | 0.0023669 | 0.0023669 | 0 | 0
CT Fac. Spec. - SO2 Rate Annual v3.1, Unit 1150 and retrofits | 279 | 1769 | Rate Constraint in lbs/MMBtu | FALSE | L | Annual | Qualifying Generation | TWh | 0.0023669 | 0.0023669 | 0.012032 | 0.0023669 | 0.0023669 | 0 | 0
CT Fac. Spec. - SO2 Rate Annual v3.1, Unit 1150 and retrofits | 279 | 1769 | Rate Constraint in lbs/MMBtu | FALSE | L | Annual | Rate | lb/MWh | 0 | 0 | 0 | 0 | 0 | 0 | 0
CT Fac. Spec. - SO2 Rate Annual v3.1, Unit 1150 and retrofits | 279 | 1769 | Rate Constraint in lbs/MMBtu | FALSE | L | Annual | Constraint Shadow Price | US$/Ton | 0 | 0 | 0 | 0 | 0 | 0 | 0
CT Fac. Spec. - SO2 Rate Annual v3.1, Unit 1151 and retrofits | 280 | 1769 | Rate Constraint in lbs/MMBtu | FALSE | L | Annual | Seasons Included | Seasons | Winter, Summer | Winter, Summer | Winter, Summer | Winter, Summer | Winter, Summer | Winter, Summer | Winter, Summer
CT Fac. Spec. - SO2 Rate Annual v3.1, Unit 1151 and retrofits | 280 | 1769 | Rate Constraint in lbs/MMBtu | FALSE | L | Annual | Standard | lb/MMBtu | 0.33 | 0.33 | 0.33 | 0.33 | 0.33 | 0.33 | 0.33
CT Fac. Spec. - SO2 Rate Annual v3.1, Unit 1151 and retrofits | 280 | 1769 | Rate Constraint in lbs/MMBtu | FALSE | L | Annual | Emissions at Affected Plants SO2 | MTons | 0 | 0 | 0 | 0 | 0 | 0 | 0
CT Fac. Spec. - SO2 Rate Annual v3.1, Unit 1151 and retrofits | 280 | 1769 | Rate Constraint in lbs/MMBtu | FALSE | L | Annual | Allowances Purchased SO2 | MTons | 0 | 0 | 0 | 0 | 0 | 0 | 0
CT Fac. Spec. - SO2 Rate Annual v3.1, Unit 1151 and retrofits | 280 | 1769 | Rate Constraint in lbs/MMBtu | FALSE | L | Annual | Allowances Sold SO2 | MTons | 0 | 0 | 0 | 0 | 0 | 0 | 0
CT Fac. Spec. - SO2 Rate Annual v3.1, Unit 1151 and retrofits | 280 | 1769 | Rate Constraint in lbs/MMBtu | FALSE | L | Annual | Allowances Banked | MTons | 0 | 0 | 0 | 0 | 0 | 0 | 0
CT Fac. Spec. - SO2 Rate Annual v3.1, Unit 1151 and retrofits | 280 | 1769 | Rate Constraint in lbs/MMBtu | FALSE | L | Annual | Allowances Withdrawn (1:1) | MTons | 0 | 0 | 0 | 0 | 0 | 0 | 0
CT Fac. Spec. - SO2 Rate Annual v3.1, Unit 1151 and retrofits | 280 | 1769 | Rate Constraint in lbs/MMBtu | FALSE | L | Annual | Allowances Withdrawn (n:1) | MTons | 0 | 0 | 0 | 0 | 0 | 0 | 0
CT Fac. Spec. - SO2 Rate Annual v3.1, Unit 1151 and retrofits | 280 | 1769 | Rate Constraint in lbs/MMBtu | FALSE | L | Annual | Net Emissions Allowance Position | MTons | 0 | 0 | 0 | 0 | 0 | 0 | 0
CT Fac. Spec. - SO2 Rate Annual v3.1, Unit 1151 and retrofits | 280 | 1769 | Rate Constraint in lbs/MMBtu | FALSE | L | Annual | Fuel Consumed | TBtu | 0.050115 | 0.25475 | 0.25475 | 0.25475 | 0.25475 | 0.25475 | 0.25475
CT Fac. Spec. - SO2 Rate Annual v3.1, Unit 1151 and retrofits | 280 | 1769 | Rate Constraint in lbs/MMBtu | FALSE | L | Annual | Rate | lb/MMBtu | 0 | 0 | 0 | 0 | 0 | 0 | 0
CT Fac. Spec. - SO2 Rate Annual v3.1, Unit 1151 and retrofits | 280 | 1769 | Rate Constraint in lbs/MMBtu | FALSE | L | Annual | Generation | TWh | 0.004664 | 0.023709 | 0.023709 | 0.023709 | 0.023709 | 0.023709 | 0.023709
CT Fac. Spec. - SO2 Rate Annual v3.1, Unit 1151 and retrofits | 280 | 1769 | Rate Constraint in lbs/MMBtu | FALSE | L | Annual | Qualifying Generation | TWh | 0.004664 | 0.023709 | 0.023709 | 0.023709 | 0.023709 | 0.023709 | 0.023709
CT Fac. Spec. - SO2 Rate Annual v3.1, Unit 1151 and retrofits | 280 | 1769 | Rate Constraint in lbs/MMBtu | FALSE | L | Annual | Rate | lb/MWh | 0 | 0 | 0 | 0 | 0 | 0 | 0
CT Fac. Spec. - SO2 Rate Annual v3.1, Unit 1151 and retrofits | 280 | 1769 | Rate Constraint in lbs/MMBtu | FALSE | L | Annual | Constraint Shadow Price | US$/Ton | 0 | 0 | 0 | 0 | 0 | 0 | 0
CT Fac. Spec. - SO2 Rate Annual v3.1, Unit 1152 and retrofits | 281 | 1769 | Rate Constraint in lbs/MMBtu | FALSE | L | Annual | Seasons Included | Seasons | Winter, Summer | Winter, Summer | Winter, Summer | Winter, Summer | Winter, Summer | Winter, Summer | Winter, Summer
CT Fac. Spec. - SO2 Rate Annual v3.1, Unit 1152 and retrofits | 281 | 1769 | Rate Constraint in lbs/MMBtu | FALSE | L | Annual | Standard | lb/MMBtu | 0.33 | 0.33 | 0.33 | 0.33 | 0.33 | 0.33 | 0.33
CT Fac. Spec. - SO2 Rate Annual v3.1, Unit 1152 and retrofits | 281 | 1769 | Rate Constraint in lbs/MMBtu | FALSE | L | Annual | Emissions at Affected Plants SO2 | MTons | 0 | 0 | 0 | 0 | 0 | 0 | 0
CT Fac. Spec. - SO2 Rate Annual v3.1, Unit 1152 and retrofits | 281 | 1769 | Rate Constraint in lbs/MMBtu | FALSE | L | Annual | Allowances Purchased SO2 | MTons | 0 | 0 | 0 | 0 | 0 | 0 | 0
CT Fac. Spec. - SO2 Rate Annual v3.1, Unit 1152 and retrofits | 281 | 1769 | Rate Constraint in lbs/MMBtu | FALSE | L | Annual | Allowances Sold SO2 | MTons | 0 | 0 | 0 | 0 | 0 | 0 | 0
CT Fac. Spec. - SO2 Rate Annual v3.1, Unit 1152 and retrofits | 281 | 1769 | Rate Constraint in lbs/MMBtu | FALSE | L | Annual | Allowances Banked | MTons | 0 | 0 | 0 | 0 | 0 | 0 | 0
CT Fac. Spec. - SO2 Rate Annual v3.1, Unit 1152 and retrofits | 281 | 1769 | Rate Constraint in lbs/MMBtu | FALSE | L | Annual | Allowances Withdrawn (1:1) | MTons | 0 | 0 | 0 | 0 | 0 | 0 | 0
CT Fac. Spec. - SO2 Rate Annual v3.1, Unit 1152 and retrofits | 281 | 1769 | Rate Constraint in lbs/MMBtu | FALSE | L | Annual | Allowances Withdrawn (n:1) | MTons | 0 | 0 | 0 | 0 | 0 | 0 | 0
CT Fac. Spec. - SO2 Rate Annual v3.1, Unit 1152 and retrofits | 281 | 1769 | Rate Constraint in lbs/MMBtu | FALSE | L | Annual | Net Emissions Allowance Position | MTons | 0 | 0 | 0 | 0 | 0 | 0 | 0
CT Fac. Spec. - SO2 Rate Annual v3.1, Unit 1152 and retrofits | 281 | 1769 | Rate Constraint in lbs/MMBtu | FALSE | L | Annual | Fuel Consumed | TBtu | 0.016705 | 0.084917 | 0.084917 | 0.084917 | 0.084917 | 0.084917 | 0.084917
CT Fac. Spec. - SO2 Rate Annual v3.1, Unit 1152 and retrofits | 281 | 1769 | Rate Constraint in lbs/MMBtu | FALSE | L | Annual | Rate | lb/MMBtu | 0 | 0 | 0 | 0 | 0 | 0 | 0
CT Fac. Spec. - SO2 Rate Annual v3.1, Unit 1152 and retrofits | 281 | 1769 | Rate Constraint in lbs/MMBtu | FALSE | L | Annual | Generation | TWh | 0.0015547 | 0.007903 | 0.007903 | 0.007903 | 0.007903 | 0.007903 | 0.007903
CT Fac. Spec. - SO2 Rate Annual v3.1, Unit 1152 and retrofits | 281 | 1769 | Rate Constraint in lbs/MMBtu | FALSE | L | Annual | Qualifying Generation | TWh | 0.0015547 | 0.007903 | 0.007903 | 0.007903 | 0.007903 | 0.007903 | 0.007903
CT Fac. Spec. - SO2 Rate Annual v3.1, Unit 1152 and retrofits | 281 | 1769 | Rate Constraint in lbs/MMBtu | FALSE | L | Annual | Rate | lb/MWh | 0 | 0 | 0 | 0 | 0 | 0 | 0
CT Fac. Spec. - SO2 Rate Annual v3.1, Unit 1152 and retrofits | 281 | 1769 | Rate Constraint in lbs/MMBtu | FALSE | L | Annual | Constraint Shadow Price | US$/Ton | 0 | 0 | 0 | 0 | 0 | 0 | 0
CT Fac. Spec. - SO2 Rate Annual v3.1, Unit 1153 and retrofits | 282 | 1769 | Rate Constraint in lbs/MMBtu | FALSE | L | Annual | Seasons Included | Seasons | Winter, Summer | Winter, Summer | Winter, Summer | Winter, Summer | Winter, Summer | Winter, Summer | Winter, Summer
CT Fac. Spec. - SO2 Rate Annual v3.1, Unit 1153 and retrofits | 282 | 1769 | Rate Constraint in lbs/MMBtu | FALSE | L | Annual | Standard | lb/MMBtu | 0.33 | 0.33 | 0.33 | 0.33 | 0.33 | 0.33 | 0.33
CT Fac. Spec. - SO2 Rate Annual v3.1, Unit 1153 and retrofits | 282 | 1769 | Rate Constraint in lbs/MMBtu | FALSE | L | Annual | Emissions at Affected Plants SO2 | MTons | 0 | 0 | 0 | 0 | 0 | 0 | 0
CT Fac. Spec. - SO2 Rate Annual v3.1, Unit 1153 and retrofits | 282 | 1769 | Rate Constraint in lbs/MMBtu | FALSE | L | Annual | Allowances Purchased SO2 | MTons | 0 | 0 | 0 | 0 | 0 | 0 | 0
CT Fac. Spec. - SO2 Rate Annual v3.1, Unit 1153 and retrofits | 282 | 1769 | Rate Constraint in lbs/MMBtu | FALSE | L | Annual | Allowances Sold SO2 | MTons | 0 | 0 | 0 | 0 | 0 | 0 | 0
CT Fac. Spec. - SO2 Rate Annual v3.1, Unit 1153 and retrofits | 282 | 1769 | Rate Constraint in lbs/MMBtu | FALSE | L | Annual | Allowances Banked | MTons | 0 | 0 | 0 | 0 | 0 | 0 | 0
CT Fac. Spec. - SO2 Rate Annual v3.1, Unit 1153 and retrofits | 282 | 1769 | Rate Constraint in lbs/MMBtu | FALSE | L | Annual | Allowances Withdrawn (1:1) | MTons | 0 | 0 | 0 | 0 | 0 | 0 | 0
CT Fac. Spec. - SO2 Rate Annual v3.1, Unit 1153 and retrofits | 282 | 1769 | Rate Constraint in lbs/MMBtu | FALSE | L | Annual | Allowances Withdrawn (n:1) | MTons | 0 | 0 | 0 | 0 | 0 | 0 | 0
CT Fac. Spec. - SO2 Rate Annual v3.1, Unit 1153 and retrofits | 282 | 1769 | Rate Constraint in lbs/MMBtu | FALSE | L | Annual | Net Emissions Allowance Position | MTons | 0 | 0 | 0 | 0 | 0 | 0 | 0
CT Fac. Spec. - SO2 Rate Annual v3.1, Unit 1153 and retrofits | 282 | 1769 | Rate Constraint in lbs/MMBtu | FALSE | L | Annual | Fuel Consumed | TBtu | 0.043511 | 0.043511 | 0.043511 | 0.043511 | 0.043511 | 0 | 0
CT Fac. Spec. - SO2 Rate Annual v3.1, Unit 1153 and retrofits | 282 | 1769 | Rate Constraint in lbs/MMBtu | FALSE | L | Annual | Rate | lb/MMBtu | 0 | 0 | 0 | 0 | 0 | 0 | 0
CT Fac. Spec. - SO2 Rate Annual v3.1, Unit 1153 and retrofits | 282 | 1769 | Rate Constraint in lbs/MMBtu | FALSE | L | Annual | Generation | TWh | 0.0031094 | 0.0031094 | 0.0031094 | 0.0031094 | 0.0031094 | 0 | 0
CT Fac. Spec. - SO2 Rate Annual v3.1, Unit 1153 and retrofits | 282 | 1769 | Rate Constraint in lbs/MMBtu | FALSE | L | Annual | Qualifying Generation | TWh | 0.0031094 | 0.0031094 | 0.0031094 | 0.0031094 | 0.0031094 | 0 | 0
CT Fac. Spec. - SO2 Rate Annual v3.1, Unit 1153 and retrofits | 282 | 1769 | Rate Constraint in lbs/MMBtu | FALSE | L | Annual | Rate | lb/MWh | 0 | 0 | 0 | 0 | 0 | 0 | 0
CT Fac. Spec. - SO2 Rate Annual v3.1, Unit 1153 and retrofits | 282 | 1769 | Rate Constraint in lbs/MMBtu | FALSE | L | Annual | Constraint Shadow Price | US$/Ton | 0 | 0 | 0 | 0 | 0 | 0 | 0
CT Fac. Spec. - SO2 Rate Annual v3.1, Unit 1154 and retrofits | 283 | 1769 | Rate Constraint in lbs/MMBtu | FALSE | L | Annual | Seasons Included | Seasons | Winter, Summer | Winter, Summer | Winter, Summer | Winter, Summer | Winter, Summer | Winter, Summer | Winter, Summer
CT Fac. Spec. - SO2 Rate Annual v3.1, Unit 1154 and retrofits | 283 | 1769 | Rate Constraint in lbs/MMBtu | FALSE | L | Annual | Standard | lb/MMBtu | 0.33 | 0.33 | 0.33 | 0.33 | 0.33 | 0.33 | 0.33
CT Fac. Spec. - SO2 Rate Annual v3.1, Unit 1154 and retrofits | 283 | 1769 | Rate Constraint in lbs/MMBtu | FALSE | L | Annual | Emissions at Affected Plants SO2 | MTons | 0 | 0 | 0 | 0 | 0 | 0 | 0
CT Fac. Spec. - SO2 Rate Annual v3.1, Unit 1154 and retrofits | 283 | 1769 | Rate Constraint in lbs/MMBtu | FALSE | L | Annual | Allowances Purchased SO2 | MTons | 0 | 0 | 0 | 0 | 0 | 0 | 0
CT Fac. Spec. - SO2 Rate Annual v3.1, Unit 1154 and retrofits | 283 | 1769 | Rate Constraint in lbs/MMBtu | FALSE | L | Annual | Allowances Sold SO2 | MTons | 0 | 0 | 0 | 0 | 0 | 0 | 0
CT Fac. Spec. - SO2 Rate Annual v3.1, Unit 1154 and retrofits | 283 | 1769 | Rate Constraint in lbs/MMBtu | FALSE | L | Annual | Allowances Banked | MTons | 0 | 0 | 0 | 0 | 0 | 0 | 0
CT Fac. Spec. - SO2 Rate Annual v3.1, Unit 1154 and retrofits | 283 | 1769 | Rate Constraint in lbs/MMBtu | FALSE | L | Annual | Allowances Withdrawn (1:1) | MTons | 0 | 0 | 0 | 0 | 0 | 0 | 0
CT Fac. Spec. - SO2 Rate Annual v3.1, Unit 1154 and retrofits | 283 | 1769 | Rate Constraint in lbs/MMBtu | FALSE | L | Annual | Allowances Withdrawn (n:1) | MTons | 0 | 0 | 0 | 0 | 0 | 0 | 0
CT Fac. Spec. - SO2 Rate Annual v3.1, Unit 1154 and retrofits | 283 | 1769 | Rate Constraint in lbs/MMBtu | FALSE | L | Annual | Net Emissions Allowance Position | MTons | 0 | 0 | 0 | 0 | 0 | 0 | 0
CT Fac. Spec. - SO2 Rate Annual v3.1, Unit 1154 and retrofits | 283 | 1769 | Rate Constraint in lbs/MMBtu | FALSE | L | Annual | Fuel Consumed | TBtu | 0.021106 | 0.021106 | 0.021106 | 0.021106 | 0.021106 | 0 | 0
CT Fac. Spec. - SO2 Rate Annual v3.1, Unit 1154 and retrofits | 283 | 1769 | Rate Constraint in lbs/MMBtu | FALSE | L | Annual | Rate | lb/MMBtu | 0 | 0 | 0 | 0 | 0 | 0 | 0
CT Fac. Spec. - SO2 Rate Annual v3.1, Unit 1154 and retrofits | 283 | 1769 | Rate Constraint in lbs/MMBtu | FALSE | L | Annual | Generation | TWh | 0.0015547 | 0.0015547 | 0.0015547 | 0.0015547 | 0.0015547 | 0 | 0
CT Fac. Spec. - SO2 Rate Annual v3.1, Unit 1154 and retrofits | 283 | 1769 | Rate Constraint in lbs/MMBtu | FALSE | L | Annual | Qualifying Generation | TWh | 0.0015547 | 0.0015547 | 0.0015547 | 0.0015547 | 0.0015547 | 0 | 0
CT Fac. Spec. - SO2 Rate Annual v3.1, Unit 1154 and retrofits | 283 | 1769 | Rate Constraint in lbs/MMBtu | FALSE | L | Annual | Rate | lb/MWh | 0 | 0 | 0 | 0 | 0 | 0 | 0
CT Fac. Spec. - SO2 Rate Annual v3.1, Unit 1154 and retrofits | 283 | 1769 | Rate Constraint in lbs/MMBtu | FALSE | L | Annual | Constraint Shadow Price | US$/Ton | 0 | 0 | 0 | 0 | 0 | 0 | 0
CT Fac. Spec. - SO2 Rate Annual v3.1, Unit 1155 and retrofits | 284 | 1769 | Rate Constraint in lbs/MMBtu | FALSE | L | Annual | Seasons Included | Seasons | Winter, Summer | Winter, Summer | Winter, Summer | Winter, Summer | Winter, Summer | Winter, Summer | Winter, Summer
CT Fac. Spec. - SO2 Rate Annual v3.1, Unit 1155 and retrofits | 284 | 1769 | Rate Constraint in lbs/MMBtu | FALSE | L | Annual | Standard | lb/MMBtu | 0.33 | 0.33 | 0.33 | 0.33 | 0.33 | 0.33 | 0.33
CT Fac. Spec. - SO2 Rate Annual v3.1, Unit 1155 and retrofits | 284 | 1769 | Rate Constraint in lbs/MMBtu | FALSE | L | Annual | Emissions at Affected Plants SO2 | MTons | 0 | 0 | 0 | 0 | 0 | 0 | 0
CT Fac. Spec. - SO2 Rate Annual v3.1, Unit 1155 and retrofits | 284 | 1769 | Rate Constraint in lbs/MMBtu | FALSE | L | Annual | Allowances Purchased SO2 | MTons | 0 | 0 | 0 | 0 | 0 | 0 | 0
CT Fac. Spec. - SO2 Rate Annual v3.1, Unit 1155 and retrofits | 284 | 1769 | Rate Constraint in lbs/MMBtu | FALSE | L | Annual | Allowances Sold SO2 | MTons | 0 | 0 | 0 | 0 | 0 | 0 | 0
CT Fac. Spec. - SO2 Rate Annual v3.1, Unit 1155 and retrofits | 284 | 1769 | Rate Constraint in lbs/MMBtu | FALSE | L | Annual | Allowances Banked | MTons | 0 | 0 | 0 | 0 | 0 | 0 | 0
CT Fac. Spec. - SO2 Rate Annual v3.1, Unit 1155 and retrofits | 284 | 1769 | Rate Constraint in lbs/MMBtu | FALSE | L | Annual | Allowances Withdrawn (1:1) | MTons | 0 | 0 | 0 | 0 | 0 | 0 | 0
CT Fac. Spec. - SO2 Rate Annual v3.1, Unit 1155 and retrofits | 284 | 1769 | Rate Constraint in lbs/MMBtu | FALSE | L | Annual | Allowances Withdrawn (n:1) | MTons | 0 | 0 | 0 | 0 | 0 | 0 | 0
CT Fac. Spec. - SO2 Rate Annual v3.1, Unit 1155 and retrofits | 284 | 1769 | Rate Constraint in lbs/MMBtu | FALSE | L | Annual | Net Emissions Allowance Position | MTons | 0 | 0 | 0 | 0 | 0 | 0 | 0
CT Fac. Spec. - SO2 Rate Annual v3.1, Unit 1155 and retrofits | 284 | 1769 | Rate Constraint in lbs/MMBtu | FALSE | L | Annual | Fuel Consumed | TBtu | 0.021106 | 0.021106 | 0.021106 | 0.021106 | 0.021106 | 0 | 0
CT Fac. Spec. - SO2 Rate Annual v3.1, Unit 1155 and retrofits | 284 | 1769 | Rate Constraint in lbs/MMBtu | FALSE | L | Annual | Rate | lb/MMBtu | 0 | 0 | 0 | 0 | 0 | 0 | 0
CT Fac. Spec. - SO2 Rate Annual v3.1, Unit 1155 and retrofits | 284 | 1769 | Rate Constraint in lbs/MMBtu | FALSE | L | Annual | Generation | TWh | 0.0015547 | 0.0015547 | 0.0015547 | 0.0015547 | 0.0015547 | 0 | 0
CT Fac. Spec. - SO2 Rate Annual v3.1, Unit 1155 and retrofits | 284 | 1769 | Rate Constraint in lbs/MMBtu | FALSE | L | Annual | Qualifying Generation | TWh | 0.0015547 | 0.0015547 | 0.0015547 | 0.0015547 | 0.0015547 | 0 | 0
CT Fac. Spec. - SO2 Rate Annual v3.1, Unit 1155 and retrofits | 284 | 1769 | Rate Constraint in lbs/MMBtu | FALSE | L | Annual | Rate | lb/MWh | 0 | 0 | 0 | 0 | 0 | 0 | 0
CT Fac. Spec. - SO2 Rate Annual v3.1, Unit 1155 and retrofits | 284 | 1769 | Rate Constraint in lbs/MMBtu | FALSE | L | Annual | Constraint Shadow Price | US$/Ton | 0 | 0 | 0 | 0 | 0 | 0 | 0
CT Fac. Spec. - SO2 Rate Annual v3.1, Unit 1156 and retrofits | 285 | 1769 | Rate Constraint in lbs/MMBtu | FALSE | L | Annual | Seasons Included | Seasons | Winter, Summer | Winter, Summer | Winter, Summer | Winter, Summer | Winter, Summer | Winter, Summer | Winter, Summer
CT Fac. Spec. - SO2 Rate Annual v3.1, Unit 1156 and retrofits | 285 | 1769 | Rate Constraint in lbs/MMBtu | FALSE | L | Annual | Standard | lb/MMBtu | 0.33 | 0.33 | 0.33 | 0.33 | 0.33 | 0.33 | 0.33
CT Fac. Spec. - SO2 Rate Annual v3.1, Unit 1156 and retrofits | 285 | 1769 | Rate Constraint in lbs/MMBtu | FALSE | L | Annual | Emissions at Affected Plants SO2 | MTons | 0 | 0 | 0 | 0 | 0 | 0 | 0
CT Fac. Spec. - SO2 Rate Annual v3.1, Unit 1156 and retrofits | 285 | 1769 | Rate Constraint in lbs/MMBtu | FALSE | L | Annual | Allowances Purchased SO2 | MTons | 0 | 0 | 0 | 0 | 0 | 0 | 0
CT Fac. Spec. - SO2 Rate Annual v3.1, Unit 1156 and retrofits | 285 | 1769 | Rate Constraint in lbs/MMBtu | FALSE | L | Annual | Allowances Sold SO2 | MTons | 0 | 0 | 0 | 0 | 0 | 0 | 0
CT Fac. Spec. - SO2 Rate Annual v3.1, Unit 1156 and retrofits | 285 | 1769 | Rate Constraint in lbs/MMBtu | FALSE | L | Annual | Allowances Banked | MTons | 0 | 0 | 0 | 0 | 0 | 0 | 0
CT Fac. Spec. - SO2 Rate Annual v3.1, Unit 1156 and retrofits | 285 | 1769 | Rate Constraint in lbs/MMBtu | FALSE | L | Annual | Allowances Withdrawn (1:1) | MTons | 0 | 0 | 0 | 0 | 0 | 0 | 0
CT Fac. Spec. - SO2 Rate Annual v3.1, Unit 1156 and retrofits | 285 | 1769 | Rate Constraint in lbs/MMBtu | FALSE | L | Annual | Allowances Withdrawn (n:1) | MTons | 0 | 0 | 0 | 0 | 0 | 0 | 0
CT Fac. Spec. - SO2 Rate Annual v3.1, Unit 1156 and retrofits | 285 | 1769 | Rate Constraint in lbs/MMBtu | FALSE | L | Annual | Net Emissions Allowance Position | MTons | 0 | 0 | 0 | 0 | 0 | 0 | 0
CT Fac. Spec. - SO2 Rate Annual v3.1, Unit 1156 and retrofits | 285 | 1769 | Rate Constraint in lbs/MMBtu | FALSE | L | Annual | Fuel Consumed | TBtu | 0.012134 | 0.012134 | 0.061682 | 0.012134 | 0.061682 | 0.061682 | 0
CT Fac. Spec. - SO2 Rate Annual v3.1, Unit 1156 and retrofits | 285 | 1769 | Rate Constraint in lbs/MMBtu | FALSE | L | Annual | Rate | lb/MMBtu | 0 | 0 | 0 | 0 | 0 | 0 | 0
CT Fac. Spec. - SO2 Rate Annual v3.1, Unit 1156 and retrofits | 285 | 1769 | Rate Constraint in lbs/MMBtu | FALSE | L | Annual | Generation | TWh | 0.0010041 | 0.0010041 | 0.005104 | 0.0010041 | 0.005104 | 0.005104 | 0
CT Fac. Spec. - SO2 Rate Annual v3.1, Unit 1156 and retrofits | 285 | 1769 | Rate Constraint in lbs/MMBtu | FALSE | L | Annual | Qualifying Generation | TWh | 0.0010041 | 0.0010041 | 0.005104 | 0.0010041 | 0.005104 | 0.005104 | 0
CT Fac. Spec. - SO2 Rate Annual v3.1, Unit 1156 and retrofits | 285 | 1769 | Rate Constraint in lbs/MMBtu | FALSE | L | Annual | Rate | lb/MWh | 0 | 0 | 0 | 0 | 0 | 0 | 0
CT Fac. Spec. - SO2 Rate Annual v3.1, Unit 1156 and retrofits | 285 | 1769 | Rate Constraint in lbs/MMBtu | FALSE | L | Annual | Constraint Shadow Price | US$/Ton | 0 | 0 | 0 | 0 | 0 | 0 | 0
CT Fac. Spec. - SO2 Rate Annual v3.1, Unit 1157 and retrofits | 286 | 1769 | Rate Constraint in lbs/MMBtu | FALSE | L | Annual | Seasons Included | Seasons | Winter, Summer | Winter, Summer | Winter, Summer | Winter, Summer | Winter, Summer | Winter, Summer | Winter, Summer
CT Fac. Spec. - SO2 Rate Annual v3.1, Unit 1157 and retrofits | 286 | 1769 | Rate Constraint in lbs/MMBtu | FALSE | L | Annual | Standard | lb/MMBtu | 0.33 | 0.33 | 0.33 | 0.33 | 0.33 | 0.33 | 0.33
CT Fac. Spec. - SO2 Rate Annual v3.1, Unit 1157 and retrofits | 286 | 1769 | Rate Constraint in lbs/MMBtu | FALSE | L | Annual | Emissions at Affected Plants SO2 | MTons | 0 | 0 | 0 | 0 | 0 | 0 | 0
CT Fac. Spec. - SO2 Rate Annual v3.1, Unit 1157 and retrofits | 286 | 1769 | Rate Constraint in lbs/MMBtu | FALSE | L | Annual | Allowances Purchased SO2 | MTons | 0 | 0 | 0 | 0 | 0 | 0 | 0
CT Fac. Spec. - SO2 Rate Annual v3.1, Unit 1157 and retrofits | 286 | 1769 | Rate Constraint in lbs/MMBtu | FALSE | L | Annual | Allowances Sold SO2 | MTons | 0 | 0 | 0 | 0 | 0 | 0 | 0
CT Fac. Spec. - SO2 Rate Annual v3.1, Unit 1157 and retrofits | 286 | 1769 | Rate Constraint in lbs/MMBtu | FALSE | L | Annual | Allowances Banked | MTons | 0 | 0 | 0 | 0 | 0 | 0 | 0
CT Fac. Spec. - SO2 Rate Annual v3.1, Unit 1157 and retrofits | 286 | 1769 | Rate Constraint in lbs/MMBtu | FALSE | L | Annual | Allowances Withdrawn (1:1) | MTons | 0 | 0 | 0 | 0 | 0 | 0 | 0
CT Fac. Spec. - SO2 Rate Annual v3.1, Unit 1157 and retrofits | 286 | 1769 | Rate Constraint in lbs/MMBtu | FALSE | L | Annual | Allowances Withdrawn (n:1) | MTons | 0 | 0 | 0 | 0 | 0 | 0 | 0
CT Fac. Spec. - SO2 Rate Annual v3.1, Unit 1157 and retrofits | 286 | 1769 | Rate Constraint in lbs/MMBtu | FALSE | L | Annual | Net Emissions Allowance Position | MTons | 0 | 0 | 0 | 0 | 0 | 0 | 0
CT Fac. Spec. - SO2 Rate Annual v3.1, Unit 1157 and retrofits | 286 | 1769 | Rate Constraint in lbs/MMBtu | FALSE | L | Annual | Fuel Consumed | TBtu | 0.022701 | 0.022701 | 0.1154 | 0.10954 | 0.1154 | 0.1154 | 0
CT Fac. Spec. - SO2 Rate Annual v3.1, Unit 1157 and retrofits | 286 | 1769 | Rate Constraint in lbs/MMBtu | FALSE | L | Annual | Rate | lb/MMBtu | 0 | 0 | 0 | 0 | 0 | 0 | 0
CT Fac. Spec. - SO2 Rate Annual v3.1, Unit 1157 and retrofits | 286 | 1769 | Rate Constraint in lbs/MMBtu | FALSE | L | Annual | Generation | TWh | 0.0018786 | 0.0018786 | 0.0095494 | 0.0090652 | 0.0095494 | 0.0095494 | 0
CT Fac. Spec. - SO2 Rate Annual v3.1, Unit 1157 and retrofits | 286 | 1769 | Rate Constraint in lbs/MMBtu | FALSE | L | Annual | Qualifying Generation | TWh | 0.0018786 | 0.0018786 | 0.0095494 | 0.0090652 | 0.0095494 | 0.0095494 | 0
CT Fac. Spec. - SO2 Rate Annual v3.1, Unit 1157 and retrofits | 286 | 1769 | Rate Constraint in lbs/MMBtu | FALSE | L | Annual | Rate | lb/MWh | 0 | 0 | 0 | 0 | 0 | 0 | 0
CT Fac. Spec. - SO2 Rate Annual v3.1, Unit 1157 and retrofits | 286 | 1769 | Rate Constraint in lbs/MMBtu | FALSE | L | Annual | Constraint Shadow Price | US$/Ton | 0 | 0 | 0 | 0 | 0 | 0 | 0
CT Fac. Spec. - SO2 Rate Annual v3.1, Unit 1158 and retrofits | 287 | 1769 | Rate Constraint in lbs/MMBtu | FALSE | L | Annual | Seasons Included | Seasons | Winter, Summer | Winter, Summer | Winter, Summer | Winter, Summer | Winter, Summer | Winter, Summer | Winter, Summer
CT Fac. Spec. - SO2 Rate Annual v3.1, Unit 1158 and retrofits | 287 | 1769 | Rate Constraint in lbs/MMBtu | FALSE | L | Annual | Standard | lb/MMBtu | 0.33 | 0.33 | 0.33 | 0.33 | 0.33 | 0.33 | 0.33
CT Fac. Spec. - SO2 Rate Annual v3.1, Unit 1158 and retrofits | 287 | 1769 | Rate Constraint in lbs/MMBtu | FALSE | L | Annual | Emissions at Affected Plants SO2 | MTons | 0 | 0 | 0 | 0 | 0 | 0 | 0
CT Fac. Spec. - SO2 Rate Annual v3.1, Unit 1158 and retrofits | 287 | 1769 | Rate Constraint in lbs/MMBtu | FALSE | L | Annual | Allowances Purchased SO2 | MTons | 0 | 0 | 0 | 0 | 0 | 0 | 0
CT Fac. Spec. - SO2 Rate Annual v3.1, Unit 1158 and retrofits | 287 | 1769 | Rate Constraint in lbs/MMBtu | FALSE | L | Annual | Allowances Sold SO2 | MTons | 0 | 0 | 0 | 0 | 0 | 0 | 0
CT Fac. Spec. - SO2 Rate Annual v3.1, Unit 1158 and retrofits | 287 | 1769 | Rate Constraint in lbs/MMBtu | FALSE | L | Annual | Allowances Banked | MTons | 0 | 0 | 0 | 0 | 0 | 0 | 0
CT Fac. Spec. - SO2 Rate Annual v3.1, Unit 1158 and retrofits | 287 | 1769 | Rate Constraint in lbs/MMBtu | FALSE | L | Annual | Allowances Withdrawn (1:1) | MTons | 0 | 0 | 0 | 0 | 0 | 0 | 0
CT Fac. Spec. - SO2 Rate Annual v3.1, Unit 1158 and retrofits | 287 | 1769 | Rate Constraint in lbs/MMBtu | FALSE | L | Annual | Allowances Withdrawn (n:1) | MTons | 0 | 0 | 0 | 0 | 0 | 0 | 0
CT Fac. Spec. - SO2 Rate Annual v3.1, Unit 1158 and retrofits | 287 | 1769 | Rate Constraint in lbs/MMBtu | FALSE | L | Annual | Net Emissions Allowance Position | MTons | 0 | 0 | 0 | 0 | 0 | 0 | 0
CT Fac. Spec. - SO2 Rate Annual v3.1, Unit 1158 and retrofits | 287 | 1769 | Rate Constraint in lbs/MMBtu | FALSE | L | Annual | Fuel Consumed | TBtu | 0.011742 | 0.011742 | 0.059687 | 0.011742 | 0.059687 | 0.059687 | 0
CT Fac. Spec. - SO2 Rate Annual v3.1, Unit 1158 and retrofits | 287 | 1769 | Rate Constraint in lbs/MMBtu | FALSE | L | Annual | Rate | lb/MMBtu | 0 | 0 | 0 | 0 | 0 | 0 | 0
CT Fac. Spec. - SO2 Rate Annual v3.1, Unit 1158 and retrofits | 287 | 1769 | Rate Constraint in lbs/MMBtu | FALSE | L | Annual | Generation | TWh | 0.00097168 | 0.00097168 | 0.0049394 | 0.00097168 | 0.0049394 | 0.0049394 | 0
CT Fac. Spec. - SO2 Rate Annual v3.1, Unit 1158 and retrofits | 287 | 1769 | Rate Constraint in lbs/MMBtu | FALSE | L | Annual | Qualifying Generation | TWh | 0.00097168 | 0.00097168 | 0.0049394 | 0.00097168 | 0.0049394 | 0.0049394 | 0
CT Fac. Spec. - SO2 Rate Annual v3.1, Unit 1158 and retrofits | 287 | 1769 | Rate Constraint in lbs/MMBtu | FALSE | L | Annual | Rate | lb/MWh | 0 | 0 | 0 | 0 | 0 | 0 | 0
CT Fac. Spec. - SO2 Rate Annual v3.1, Unit 1158 and retrofits | 287 | 1769 | Rate Constraint in lbs/MMBtu | FALSE | L | Annual | Constraint Shadow Price | US$/Ton | 0 | 0 | 0 | 0 | 0 | 0 | 0
CT Fac. Spec. - SO2 Rate Annual v3.1, Unit 1161 and retrofits | 288 | 1769 | Rate Constraint in lbs/MMBtu | FALSE | L | Annual | Seasons Included | Seasons | Winter, Summer | Winter, Summer | Winter, Summer | Winter, Summer | Winter, Summer | Winter, Summer | Winter, Summer
CT Fac. Spec. - SO2 Rate Annual v3.1, Unit 1161 and retrofits | 288 | 1769 | Rate Constraint in lbs/MMBtu | FALSE | L | Annual | Standard | lb/MMBtu | 0.33 | 0.33 | 0.33 | 0.33 | 0.33 | 0.33 | 0.33
CT Fac. Spec. - SO2 Rate Annual v3.1, Unit 1161 and retrofits | 288 | 1769 | Rate Constraint in lbs/MMBtu | FALSE | L | Annual | Emissions at Affected Plants SO2 | MTons | 0 | 0 | 0 | 0 | 0 | 0 | 0
CT Fac. Spec. - SO2 Rate Annual v3.1, Unit 1161 and retrofits | 288 | 1769 | Rate Constraint in lbs/MMBtu | FALSE | L | Annual | Allowances Purchased SO2 | MTons | 0 | 0 | 0 | 0 | 0 | 0 | 0
CT Fac. Spec. - SO2 Rate Annual v3.1, Unit 1161 and retrofits | 288 | 1769 | Rate Constraint in lbs/MMBtu | FALSE | L | Annual | Allowances Sold SO2 | MTons | 0 | 0 | 0 | 0 | 0 | 0 | 0
CT Fac. Spec. - SO2 Rate Annual v3.1, Unit 1161 and retrofits | 288 | 1769 | Rate Constraint in lbs/MMBtu | FALSE | L | Annual | Allowances Banked | MTons | 0 | 0 | 0 | 0 | 0 | 0 | 0
CT Fac. Spec. - SO2 Rate Annual v3.1, Unit 1161 and retrofits | 288 | 1769 | Rate Constraint in lbs/MMBtu | FALSE | L | Annual | Allowances Withdrawn (1:1) | MTons | 0 | 0 | 0 | 0 | 0 | 0 | 0
CT Fac. Spec. - SO2 Rate Annual v3.1, Unit 1161 and retrofits | 288 | 1769 | Rate Constraint in lbs/MMBtu | FALSE | L | Annual | Allowances Withdrawn (n:1) | MTons | 0 | 0 | 0 | 0 | 0 | 0 | 0
CT Fac. Spec. - SO2 Rate Annual v3.1, Unit 1161 and retrofits | 288 | 1769 | Rate Constraint in lbs/MMBtu | FALSE | L | Annual | Net Emissions Allowance Position | MTons | 0 | 0 | 0 | 0 | 0 | 0 | 0
CT Fac. Spec. - SO2 Rate Annual v3.1, Unit 1161 and retrofits | 288 | 1769 | Rate Constraint in lbs/MMBtu | FALSE | L | Annual | Fuel Consumed | TBtu | 0.015313 | 0.077841 | 0.077841 | 0.077841 | 0.077841 | 0.077841 | 0.077841
CT Fac. Spec. - SO2 Rate Annual v3.1, Unit 1161 and retrofits | 288 | 1769 | Rate Constraint in lbs/MMBtu | FALSE | L | Annual | Rate | lb/MMBtu | 0 | 0 | 0 | 0 | 0 | 0 | 0
CT Fac. Spec. - SO2 Rate Annual v3.1, Unit 1161 and retrofits | 288 | 1769 | Rate Constraint in lbs/MMBtu | FALSE | L | Annual | Generation | TWh | 0.0014251 | 0.0072444 | 0.0072444 | 0.0072444 | 0.0072444 | 0.0072444 | 0.0072444
CT Fac. Spec. - SO2 Rate Annual v3.1, Unit 1161 and retrofits | 288 | 1769 | Rate Constraint in lbs/MMBtu | FALSE | L | Annual | Qualifying Generation | TWh | 0.0014251 | 0.0072444 | 0.0072444 | 0.0072444 | 0.0072444 | 0.0072444 | 0.0072444
CT Fac. Spec. - SO2 Rate Annual v3.1, Unit 1161 and retrofits | 288 | 1769 | Rate Constraint in lbs/MMBtu | FALSE | L | Annual | Rate | lb/MWh | 0 | 0 | 0 | 0 | 0 | 0 | 0
CT Fac. Spec. - SO2 Rate Annual v3.1, Unit 1161 and retrofits | 288 | 1769 | Rate Constraint in lbs/MMBtu | FALSE | L | Annual | Constraint Shadow Price | US$/Ton | 0 | 0 | 0 | 0 | 0 | 0 | 0
CT Fac. Spec. - SO2 Rate Annual v3.1, Unit 1162 and retrofits | 289 | 1769 | Rate Constraint in lbs/MMBtu | FALSE | L | Annual | Seasons Included | Seasons | Winter, Summer | Winter, Summer | Winter, Summer | Winter, Summer | Winter, Summer | Winter, Summer | Winter, Summer
CT Fac. Spec. - SO2 Rate Annual v3.1, Unit 1162 and retrofits | 289 | 1769 | Rate Constraint in lbs/MMBtu | FALSE | L | Annual | Standard | lb/MMBtu | 0.33 | 0.33 | 0.33 | 0.33 | 0.33 | 0.33 | 0.33
CT Fac. Spec. - SO2 Rate Annual v3.1, Unit 1162 and retrofits | 289 | 1769 | Rate Constraint in lbs/MMBtu | FALSE | L | Annual | Emissions at Affected Plants SO2 | MTons | 0 | 0 | 0 | 0 | 0 | 0 | 0
CT Fac. Spec. - SO2 Rate Annual v3.1, Unit 1162 and retrofits | 289 | 1769 | Rate Constraint in lbs/MMBtu | FALSE | L | Annual | Allowances Purchased SO2 | MTons | 0 | 0 | 0 | 0 | 0 | 0 | 0
CT Fac. Spec. - SO2 Rate Annual v3.1, Unit 1162 and retrofits | 289 | 1769 | Rate Constraint in lbs/MMBtu | FALSE | L | Annual | Allowances Sold SO2 | MTons | 0 | 0 | 0 | 0 | 0 | 0 | 0
CT Fac. Spec. - SO2 Rate Annual v3.1, Unit 1162 and retrofits | 289 | 1769 | Rate Constraint in lbs/MMBtu | FALSE | L | Annual | Allowances Banked | MTons | 0 | 0 | 0 | 0 | 0 | 0 | 0
CT Fac. Spec. - SO2 Rate Annual v3.1, Unit 1162 and retrofits | 289 | 1769 | Rate Constraint in lbs/MMBtu | FALSE | L | Annual | Allowances Withdrawn (1:1) | MTons | 0 | 0 | 0 | 0 | 0 | 0 | 0
CT Fac. Spec. - SO2 Rate Annual v3.1, Unit 1162 and retrofits | 289 | 1769 | Rate Constraint in lbs/MMBtu | FALSE | L | Annual | Allowances Withdrawn (n:1) | MTons | 0 | 0 | 0 | 0 | 0 | 0 | 0
CT Fac. Spec. - SO2 Rate Annual v3.1, Unit 1162 and retrofits | 289 | 1769 | Rate Constraint in lbs/MMBtu | FALSE | L | Annual | Net Emissions Allowance Position | MTons | 0 | 0 | 0 | 0 | 0 | 0 | 0
CT Fac. Spec. - SO2 Rate Annual v3.1, Unit 1162 and retrofits | 289 | 1769 | Rate Constraint in lbs/MMBtu | FALSE | L | Annual | Fuel Consumed | TBtu | 0.015313 | 0.077841 | 0.077841 | 0.077841 | 0.077841 | 0.077841 | 0.077841
CT Fac. Spec. - SO2 Rate Annual v3.1, Unit 1162 and retrofits | 289 | 1769 | Rate Constraint in lbs/MMBtu | FALSE | L | Annual | Rate | lb/MMBtu | 0 | 0 | 0 | 0 | 0 | 0 | 0
CT Fac. Spec. - SO2 Rate Annual v3.1, Unit 1162 and retrofits | 289 | 1769 | Rate Constraint in lbs/MMBtu | FALSE | L | Annual | Generation | TWh | 0.0014251 | 0.0072444 | 0.0072444 | 0.0072444 | 0.0072444 | 0.0072444 | 0.0072444
CT Fac. Spec. - SO2 Rate Annual v3.1, Unit 1162 and retrofits | 289 | 1769 | Rate Constraint in lbs/MMBtu | FALSE | L | Annual | Qualifying Generation | TWh | 0.0014251 | 0.0072444 | 0.0072444 | 0.0072444 | 0.0072444 | 0.0072444 | 0.0072444
CT Fac. Spec. - SO2 Rate Annual v3.1, Unit 1162 and retrofits | 289 | 1769 | Rate Constraint in lbs/MMBtu | FALSE | L | Annual | Rate | lb/MWh | 0 | 0 | 0 | 0 | 0 | 0 | 0
CT Fac. Spec. - SO2 Rate Annual v3.1, Unit 1162 and retrofits | 289 | 1769 | Rate Constraint in lbs/MMBtu | FALSE | L | Annual | Constraint Shadow Price | US$/Ton | 0 | 0 | 0 | 0 | 0 | 0 | 0
CT Fac. Spec. - SO2 Rate Annual v3.1, Unit 1163 and retrofits | 290 | 1769 | Rate Constraint in lbs/MMBtu | FALSE | L | Annual | Seasons Included | Seasons | Winter, Summer | Winter, Summer | Winter, Summer | Winter, Summer | Winter, Summer | Winter, Summer | Winter, Summer
CT Fac. Spec. - SO2 Rate Annual v3.1, Unit 1163 and retrofits | 290 | 1769 | Rate Constraint in lbs/MMBtu | FALSE | L | Annual | Standard | lb/MMBtu | 0.33 | 0.33 | 0.33 | 0.33 | 0.33 | 0.33 | 0.33
CT Fac. Spec. - SO2 Rate Annual v3.1, Unit 1163 and retrofits | 290 | 1769 | Rate Constraint in lbs/MMBtu | FALSE | L | Annual | Emissions at Affected Plants SO2 | MTons | 0 | 0 | 0 | 0 | 0 | 0 | 0
CT Fac. Spec. - SO2 Rate Annual v3.1, Unit 1163 and retrofits | 290 | 1769 | Rate Constraint in lbs/MMBtu | FALSE | L | Annual | Allowances Purchased SO2 | MTons | 0 | 0 | 0 | 0 | 0 | 0 | 0
CT Fac. Spec. - SO2 Rate Annual v3.1, Unit 1163 and retrofits | 290 | 1769 | Rate Constraint in lbs/MMBtu | FALSE | L | Annual | Allowances Sold SO2 | MTons | 0 | 0 | 0 | 0 | 0 | 0 | 0
CT Fac. Spec. - SO2 Rate Annual v3.1, Unit 1163 and retrofits | 290 | 1769 | Rate Constraint in lbs/MMBtu | FALSE | L | Annual | Allowances Banked | MTons | 0 | 0 | 0 | 0 | 0 | 0 | 0
CT Fac. Spec. - SO2 Rate Annual v3.1, Unit 1163 and retrofits | 290 | 1769 | Rate Constraint in lbs/MMBtu | FALSE | L | Annual | Allowances Withdrawn (1:1) | MTons | 0 | 0 | 0 | 0 | 0 | 0 | 0
CT Fac. Spec. - SO2 Rate Annual v3.1, Unit 1163 and retrofits | 290 | 1769 | Rate Constraint in lbs/MMBtu | FALSE | L | Annual | Allowances Withdrawn (n:1) | MTons | 0 | 0 | 0 | 0 | 0 | 0 | 0
CT Fac. Spec. - SO2 Rate Annual v3.1, Unit 1163 and retrofits | 290 | 1769 | Rate Constraint in lbs/MMBtu | FALSE | L | Annual | Net Emissions Allowance Position | MTons | 0 | 0 | 0 | 0 | 0 | 0 | 0
CT Fac. Spec. - SO2 Rate Annual v3.1, Unit 1163 and retrofits | 290 | 1769 | Rate Constraint in lbs/MMBtu | FALSE | L | Annual | Fuel Consumed | TBtu | 0.015313 | 0.077841 | 0.077841 | 0.077841 | 0.077841 | 0.077841 | 0.077841
CT Fac. Spec. - SO2 Rate Annual v3.1, Unit 1163 and retrofits | 290 | 1769 | Rate Constraint in lbs/MMBtu | FALSE | L | Annual | Rate | lb/MMBtu | 0 | 0 | 0 | 0 | 0 | 0 | 0
CT Fac. Spec. - SO2 Rate Annual v3.1, Unit 1163 and retrofits | 290 | 1769 | Rate Constraint in lbs/MMBtu | FALSE | L | Annual | Generation | TWh | 0.0014251 | 0.0072444 | 0.0072444 | 0.0072444 | 0.0072444 | 0.0072444 | 0.0072444
CT Fac. Spec. - SO2 Rate Annual v3.1, Unit 1163 and retrofits | 290 | 1769 | Rate Constraint in lbs/MMBtu | FALSE | L | Annual | Qualifying Generation | TWh | 0.0014251 | 0.0072444 | 0.0072444 | 0.0072444 | 0.0072444 | 0.0072444 | 0.0072444
CT Fac. Spec. - SO2 Rate Annual v3.1, Unit 1163 and retrofits | 290 | 1769 | Rate Constraint in lbs/MMBtu | FALSE | L | Annual | Rate | lb/MWh | 0 | 0 | 0 | 0 | 0 | 0 | 0
CT Fac. Spec. - SO2 Rate Annual v3.1, Unit 1163 and retrofits | 290 | 1769 | Rate Constraint in lbs/MMBtu | FALSE | L | Annual | Constraint Shadow Price | US$/Ton | 0 | 0 | 0 | 0 | 0 | 0 | 0
CT Fac. Spec. - SO2 Rate Annual v3.1, Unit 2919 and retrofits | 291 | 1769 | Rate Constraint in lbs/MMBtu | FALSE | L | Annual | Seasons Included | Seasons | Winter, Summer | Winter, Summer | Winter, Summer | Winter, Summer | Winter, Summer | Winter, Summer | Winter, Summer
CT Fac. Spec. - SO2 Rate Annual v3.1, Unit 2919 and retrofits | 291 | 1769 | Rate Constraint in lbs/MMBtu | FALSE | L | Annual | Standard | lb/MMBtu | 0.33 | 0.33 | 0.33 | 0.33 | 0.33 | 0.33 | 0.33
CT Fac. Spec. - SO2 Rate Annual v3.1, Unit 2919 and retrofits | 291 | 1769 | Rate Constraint in lbs/MMBtu | FALSE | L | Annual | Emissions at Affected Plants SO2 | MTons | 0 | 0 | 0 | 0 | 0 | 0 | 0
CT Fac. Spec. - SO2 Rate Annual v3.1, Unit 2919 and retrofits | 291 | 1769 | Rate Constraint in lbs/MMBtu | FALSE | L | Annual | Allowances Purchased SO2 | MTons | 0 | 0 | 0 | 0 | 0 | 0 | 0
CT Fac. Spec. - SO2 Rate Annual v3.1, Unit 2919 and retrofits | 291 | 1769 | Rate Constraint in lbs/MMBtu | FALSE | L | Annual | Allowances Sold SO2 | MTons | 0 | 0 | 0 | 0 | 0 | 0 | 0
CT Fac. Spec. - SO2 Rate Annual v3.1, Unit 2919 and retrofits | 291 | 1769 | Rate Constraint in lbs/MMBtu | FALSE | L | Annual | Allowances Banked | MTons | 0 | 0 | 0 | 0 | 0 | 0 | 0
CT Fac. Spec. - SO2 Rate Annual v3.1, Unit 2919 and retrofits | 291 | 1769 | Rate Constraint in lbs/MMBtu | FALSE | L | Annual | Allowances Withdrawn (1:1) | MTons | 0 | 0 | 0 | 0 | 0 | 0 | 0
CT Fac. Spec. - SO2 Rate Annual v3.1, Unit 2919 and retrofits | 291 | 1769 | Rate Constraint in lbs/MMBtu | FALSE | L | Annual | Allowances Withdrawn (n:1) | MTons | 0 | 0 | 0 | 0 | 0 | 0 | 0
CT Fac. Spec. - SO2 Rate Annual v3.1, Unit 2919 and retrofits | 291 | 1769 | Rate Constraint in lbs/MMBtu | FALSE | L | Annual | Net Emissions Allowance Position | MTons | 0 | 0 | 0 | 0 | 0 | 0 | 0
CT Fac. Spec. - SO2 Rate Annual v3.1, Unit 2919 and retrofits | 291 | 1769 | Rate Constraint in lbs/MMBtu | FALSE | L | Annual | Fuel Consumed | TBtu | 8.0482 | 8.0482 | 8.0482 | 8.0482 | 8.0482 | 8.0482 | 8.0482
CT Fac. Spec. - SO2 Rate Annual v3.1, Unit 2919 and retrofits | 291 | 1769 | Rate Constraint in lbs/MMBtu | FALSE | L | Annual | Rate | lb/MMBtu | 0 | 0 | 0 | 0 | 0 | 0 | 0
CT Fac. Spec. - SO2 Rate Annual v3.1, Unit 2919 and retrofits | 291 | 1769 | Rate Constraint in lbs/MMBtu | FALSE | L | Annual | Generation | TWh | 1.1261 | 1.1261 | 1.1261 | 1.1261 | 1.1261 | 1.1261 | 1.1261
CT Fac. Spec. - SO2 Rate Annual v3.1, Unit 2919 and retrofits | 291 | 1769 | Rate Constraint in lbs/MMBtu | FALSE | L | Annual | Qualifying Generation | TWh | 1.1261 | 1.1261 | 1.1261 | 1.1261 | 1.1261 | 1.1261 | 1.1261
CT Fac. Spec. - SO2 Rate Annual v3.1, Unit 2919 and retrofits | 291 | 1769 | Rate Constraint in lbs/MMBtu | FALSE | L | Annual | Rate | lb/MWh | 0 | 0 | 0 | 0 | 0 | 0 | 0
CT Fac. Spec. - SO2 Rate Annual v3.1, Unit 2919 and retrofits | 291 | 1769 | Rate Constraint in lbs/MMBtu | FALSE | L | Annual | Constraint Shadow Price | US$/Ton | 0 | 0 | 0 | 0 | 0 | 0 | 0
CT Fac. Spec. - SO2 Rate Annual v3.1, Unit 2920 and retrofits | 292 | 1769 | Rate Constraint in lbs/MMBtu | FALSE | L | Annual | Seasons Included | Seasons | Winter, Summer | Winter, Summer | Winter, Summer | Winter, Summer | Winter, Summer | Winter, Summer | Winter, Summer
CT Fac. Spec. - SO2 Rate Annual v3.1, Unit 2920 and retrofits | 292 | 1769 | Rate Constraint in lbs/MMBtu | FALSE | L | Annual | Standard | lb/MMBtu | 0.33 | 0.33 | 0.33 | 0.33 | 0.33 | 0.33 | 0.33
CT Fac. Spec. - SO2 Rate Annual v3.1, Unit 2920 and retrofits | 292 | 1769 | Rate Constraint in lbs/MMBtu | FALSE | L | Annual | Emissions at Affected Plants SO2 | MTons | 0 | 0 | 0 | 0 | 0 | 0 | 0
CT Fac. Spec. - SO2 Rate Annual v3.1, Unit 2920 and retrofits | 292 | 1769 | Rate Constraint in lbs/MMBtu | FALSE | L | Annual | Allowances Purchased SO2 | MTons | 0 | 0 | 0 | 0 | 0 | 0 | 0
CT Fac. Spec. - SO2 Rate Annual v3.1, Unit 2920 and retrofits | 292 | 1769 | Rate Constraint in lbs/MMBtu | FALSE | L | Annual | Allowances Sold SO2 | MTons | 0 | 0 | 0 | 0 | 0 | 0 | 0
CT Fac. Spec. - SO2 Rate Annual v3.1, Unit 2920 and retrofits | 292 | 1769 | Rate Constraint in lbs/MMBtu | FALSE | L | Annual | Allowances Banked | MTons | 0 | 0 | 0 | 0 | 0 | 0 | 0
CT Fac. Spec. - SO2 Rate Annual v3.1, Unit 2920 and retrofits | 292 | 1769 | Rate Constraint in lbs/MMBtu | FALSE | L | Annual | Allowances Withdrawn (1:1) | MTons | 0 | 0 | 0 | 0 | 0 | 0 | 0
CT Fac. Spec. - SO2 Rate Annual v3.1, Unit 2920 and retrofits | 292 | 1769 | Rate Constraint in lbs/MMBtu | FALSE | L | Annual | Allowances Withdrawn (n:1) | MTons | 0 | 0 | 0 | 0 | 0 | 0 | 0
CT Fac. Spec. - SO2 Rate Annual v3.1, Unit 2920 and retrofits | 292 | 1769 | Rate Constraint in lbs/MMBtu | FALSE | L | Annual | Net Emissions Allowance Position | MTons | 0 | 0 | 0 | 0 | 0 | 0 | 0
CT Fac. Spec. - SO2 Rate Annual v3.1, Unit 2920 and retrofits | 292 | 1769 | Rate Constraint in lbs/MMBtu | FALSE | L | Annual | Fuel Consumed | TBtu | 8.0482 | 8.0482 | 8.0482 | 8.0482 | 8.0482 | 8.0482 | 8.0482
CT Fac. Spec. - SO2 Rate Annual v3.1, Unit 2920 and retrofits | 292 | 1769 | Rate Constraint in lbs/MMBtu | FALSE | L | Annual | Rate | lb/MMBtu | 0 | 0 | 0 | 0 | 0 | 0 | 0
CT Fac. Spec. - SO2 Rate Annual v3.1, Unit 2920 and retrofits | 292 | 1769 | Rate Constraint in lbs/MMBtu | FALSE | L | Annual | Generation | TWh | 1.1261 | 1.1261 | 1.1261 | 1.1261 | 1.1261 | 1.1261 | 1.1261
CT Fac. Spec. - SO2 Rate Annual v3.1, Unit 2920 and retrofits | 292 | 1769 | Rate Constraint in lbs/MMBtu | FALSE | L | Annual | Qualifying Generation | TWh | 1.1261 | 1.1261 | 1.1261 | 1.1261 | 1.1261 | 1.1261 | 1.1261
CT Fac. Spec. - SO2 Rate Annual v3.1, Unit 2920 and retrofits | 292 | 1769 | Rate Constraint in lbs/MMBtu | FALSE | L | Annual | Rate | lb/MWh | 0 | 0 | 0 | 0 | 0 | 0 | 0
CT Fac. Spec. - SO2 Rate Annual v3.1, Unit 2920 and retrofits | 292 | 1769 | Rate Constraint in lbs/MMBtu | FALSE | L | Annual | Constraint Shadow Price | US$/Ton | 0 | 0 | 0 | 0 | 0 | 0 | 0
CT Fac. Spec. - SO2 Rate Annual v3.1, Unit 2921 and retrofits | 293 | 1769 | Rate Constraint in lbs/MMBtu | FALSE | L | Annual | Seasons Included | Seasons | Winter, Summer | Winter, Summer | Winter, Summer | Winter, Summer | Winter, Summer | Winter, Summer | Winter, Summer
CT Fac. Spec. - SO2 Rate Annual v3.1, Unit 2921 and retrofits | 293 | 1769 | Rate Constraint in lbs/MMBtu | FALSE | L | Annual | Standard | lb/MMBtu | 0.33 | 0.33 | 0.33 | 0.33 | 0.33 | 0.33 | 0.33
CT Fac. Spec. - SO2 Rate Annual v3.1, Unit 2921 and retrofits | 293 | 1769 | Rate Constraint in lbs/MMBtu | FALSE | L | Annual | Emissions at Affected Plants SO2 | MTons | 0 | 0 | 0 | 0 | 0 | 0 | 0
CT Fac. Spec. - SO2 Rate Annual v3.1, Unit 2921 and retrofits | 293 | 1769 | Rate Constraint in lbs/MMBtu | FALSE | L | Annual | Allowances Purchased SO2 | MTons | 0 | 0 | 0 | 0 | 0 | 0 | 0
CT Fac. Spec. - SO2 Rate Annual v3.1, Unit 2921 and retrofits | 293 | 1769 | Rate Constraint in lbs/MMBtu | FALSE | L | Annual | Allowances Sold SO2 | MTons | 0 | 0 | 0 | 0 | 0 | 0 | 0
CT Fac. Spec. - SO2 Rate Annual v3.1, Unit 2921 and retrofits | 293 | 1769 | Rate Constraint in lbs/MMBtu | FALSE | L | Annual | Allowances Banked | MTons | 0 | 0 | 0 | 0 | 0 | 0 | 0
CT Fac. Spec. - SO2 Rate Annual v3.1, Unit 2921 and retrofits | 293 | 1769 | Rate Constraint in lbs/MMBtu | FALSE | L | Annual | Allowances Withdrawn (1:1) | MTons | 0 | 0 | 0 | 0 | 0 | 0 | 0
CT Fac. Spec. - SO2 Rate Annual v3.1, Unit 2921 and retrofits | 293 | 1769 | Rate Constraint in lbs/MMBtu | FALSE | L | Annual | Allowances Withdrawn (n:1) | MTons | 0 | 0 | 0 | 0 | 0 | 0 | 0
CT Fac. Spec. - SO2 Rate Annual v3.1, Unit 2921 and retrofits | 293 | 1769 | Rate Constraint in lbs/MMBtu | FALSE | L | Annual | Net Emissions Allowance Position | MTons | 0 | 0 | 0 | 0 | 0 | 0 | 0
CT Fac. Spec. - SO2 Rate Annual v3.1, Unit 2921 and retrofits | 293 | 1769 | Rate Constraint in lbs/MMBtu | FALSE | L | Annual | Fuel Consumed | TBtu | 8.5377 | 8.5377 | 8.5377 | 8.5377 | 8.5377 | 8.5377 | 8.5377
CT Fac. Spec. - SO2 Rate Annual v3.1, Unit 2921 and retrofits | 293 | 1769 | Rate Constraint in lbs/MMBtu | FALSE | L | Annual | Rate | lb/MMBtu | 0 | 0 | 0 | 0 | 0 | 0 | 0
CT Fac. Spec. - SO2 Rate Annual v3.1, Unit 2921 and retrofits | 293 | 1769 | Rate Constraint in lbs/MMBtu | FALSE | L | Annual | Generation | TWh | 1.1946 | 1.1946 | 1.1946 | 1.1946 | 1.1946 | 1.1946 | 1.1946
CT Fac. Spec. - SO2 Rate Annual v3.1, Unit 2921 and retrofits | 293 | 1769 | Rate Constraint in lbs/MMBtu | FALSE | L | Annual | Qualifying Generation | TWh | 1.1946 | 1.1946 | 1.1946 | 1.1946 | 1.1946 | 1.1946 | 1.1946
CT Fac. Spec. - SO2 Rate Annual v3.1, Unit 2921 and retrofits | 293 | 1769 | Rate Constraint in lbs/MMBtu | FALSE | L | Annual | Rate | lb/MWh | 0 | 0 | 0 | 0 | 0 | 0 | 0
CT Fac. Spec. - SO2 Rate Annual v3.1, Unit 2921 and retrofits | 293 | 1769 | Rate Constraint in lbs/MMBtu | FALSE | L | Annual | Constraint Shadow Price | US$/Ton | 0 | 0 | 0 | 0 | 0 | 0 | 0
CT Fac. Spec. - SO2 Rate Annual v3.1, Unit 2923 and retrofits | 294 | 1769 | Rate Constraint in lbs/MMBtu | FALSE | L | Annual | Seasons Included | Seasons | Winter, Summer | Winter, Summer | Winter, Summer | Winter, Summer | Winter, Summer | Winter, Summer | Winter, Summer
CT Fac. Spec. - SO2 Rate Annual v3.1, Unit 2923 and retrofits | 294 | 1769 | Rate Constraint in lbs/MMBtu | FALSE | L | Annual | Standard | lb/MMBtu | 0.33 | 0.33 | 0.33 | 0.33 | 0.33 | 0.33 | 0.33
CT Fac. Spec. - SO2 Rate Annual v3.1, Unit 2923 and retrofits | 294 | 1769 | Rate Constraint in lbs/MMBtu | FALSE | L | Annual | Emissions at Affected Plants SO2 | MTons | 0 | 0 | 0 | 0 | 0 | 0 | 0
CT Fac. Spec. - SO2 Rate Annual v3.1, Unit 2923 and retrofits | 294 | 1769 | Rate Constraint in lbs/MMBtu | FALSE | L | Annual | Allowances Purchased SO2 | MTons | 0 | 0 | 0 | 0 | 0 | 0 | 0
CT Fac. Spec. - SO2 Rate Annual v3.1, Unit 2923 and retrofits | 294 | 1769 | Rate Constraint in lbs/MMBtu | FALSE | L | Annual | Allowances Sold SO2 | MTons | 0 | 0 | 0 | 0 | 0 | 0 | 0
CT Fac. Spec. - SO2 Rate Annual v3.1, Unit 2923 and retrofits | 294 | 1769 | Rate Constraint in lbs/MMBtu | FALSE | L | Annual | Allowances Banked | MTons | 0 | 0 | 0 | 0 | 0 | 0 | 0
CT Fac. Spec. - SO2 Rate Annual v3.1, Unit 2923 and retrofits | 294 | 1769 | Rate Constraint in lbs/MMBtu | FALSE | L | Annual | Allowances Withdrawn (1:1) | MTons | 0 | 0 | 0 | 0 | 0 | 0 | 0
CT Fac. Spec. - SO2 Rate Annual v3.1, Unit 2923 and retrofits | 294 | 1769 | Rate Constraint in lbs/MMBtu | FALSE | L | Annual | Allowances Withdrawn (n:1) | MTons | 0 | 0 | 0 | 0 | 0 | 0 | 0
CT Fac. Spec. - SO2 Rate Annual v3.1, Unit 2923 and retrofits | 294 | 1769 | Rate Constraint in lbs/MMBtu | FALSE | L | Annual | Net Emissions Allowance Position | MTons | 0 | 0 | 0 | 0 | 0 | 0 | 0
CT Fac. Spec. - SO2 Rate Annual v3.1, Unit 2923 and retrofits | 294 | 1769 | Rate Constraint in lbs/MMBtu | FALSE | L | Annual | Fuel Consumed | TBtu | 0.20172 | 0.20172 | 0.20172 | 0.20172 | 0.15277 | 0.046841 | 0.046841
CT Fac. Spec. - SO2 Rate Annual v3.1, Unit 2923 and retrofits | 294 | 1769 | Rate Constraint in lbs/MMBtu | FALSE | L | Annual | Rate | lb/MMBtu | 0 | 0 | 0 | 0 | 0 | 0 | 0
CT Fac. Spec. - SO2 Rate Annual v3.1, Unit 2923 and retrofits | 294 | 1769 | Rate Constraint in lbs/MMBtu | FALSE | L | Annual | Generation | TWh | 0.022731 | 0.022731 | 0.022731 | 0.022731 | 0.017216 | 0.0052784 | 0.0052784
CT Fac. Spec. - SO2 Rate Annual v3.1, Unit 2923 and retrofits | 294 | 1769 | Rate Constraint in lbs/MMBtu | FALSE | L | Annual | Qualifying Generation | TWh | 0.022731 | 0.022731 | 0.022731 | 0.022731 | 0.017216 | 0.0052784 | 0.0052784
CT Fac. Spec. - SO2 Rate Annual v3.1, Unit 2923 and retrofits | 294 | 1769 | Rate Constraint in lbs/MMBtu | FALSE | L | Annual | Rate | lb/MWh | 0 | 0 | 0 | 0 | 0 | 0 | 0
CT Fac. Spec. - SO2 Rate Annual v3.1, Unit 2923 and retrofits | 294 | 1769 | Rate Constraint in lbs/MMBtu | FALSE | L | Annual | Constraint Shadow Price | US$/Ton | 0 | 0 | 0 | 0 | 0 | 0 | 0
CT Fac. Spec. - SO2 Rate Annual v3.1, Unit 2925 and retrofits | 295 | 1769 | Rate Constraint in lbs/MMBtu | FALSE | L | Annual | Seasons Included | Seasons | Winter, Summer | Winter, Summer | Winter, Summer | Winter, Summer | Winter, Summer | Winter, Summer | Winter, Summer
CT Fac. Spec. - SO2 Rate Annual v3.1, Unit 2925 and retrofits | 295 | 1769 | Rate Constraint in lbs/MMBtu | FALSE | L | Annual | Standard | lb/MMBtu | 0.33 | 0.33 | 0.33 | 0.33 | 0.33 | 0.33 | 0.33
CT Fac. Spec. - SO2 Rate Annual v3.1, Unit 2925 and retrofits | 295 | 1769 | Rate Constraint in lbs/MMBtu | FALSE | L | Annual | Emissions at Affected Plants SO2 | MTons | 0 | 0 | 0 | 0 | 0 | 0 | 0
CT Fac. Spec. - SO2 Rate Annual v3.1, Unit 2925 and retrofits | 295 | 1769 | Rate Constraint in lbs/MMBtu | FALSE | L | Annual | Allowances Purchased SO2 | MTons | 0 | 0 | 0 | 0 | 0 | 0 | 0
CT Fac. Spec. - SO2 Rate Annual v3.1, Unit 2925 and retrofits | 295 | 1769 | Rate Constraint in lbs/MMBtu | FALSE | L | Annual | Allowances Sold SO2 | MTons | 0 | 0 | 0 | 0 | 0 | 0 | 0
CT Fac. Spec. - SO2 Rate Annual v3.1, Unit 2925 and retrofits | 295 | 1769 | Rate Constraint in lbs/MMBtu | FALSE | L | Annual | Allowances Banked | MTons | 0 | 0 | 0 | 0 | 0 | 0 | 0
CT Fac. Spec. - SO2 Rate Annual v3.1, Unit 2925 and retrofits | 295 | 1769 | Rate Constraint in lbs/MMBtu | FALSE | L | Annual | Allowances Withdrawn (1:1) | MTons | 0 | 0 | 0 | 0 | 0 | 0 | 0
CT Fac. Spec. - SO2 Rate Annual v3.1, Unit 2925 and retrofits | 295 | 1769 | Rate Constraint in lbs/MMBtu | FALSE | L | Annual | Allowances Withdrawn (n:1) | MTons | 0 | 0 | 0 | 0 | 0 | 0 | 0
CT Fac. Spec. - SO2 Rate Annual v3.1, Unit 2925 and retrofits | 295 | 1769 | Rate Constraint in lbs/MMBtu | FALSE | L | Annual | Net Emissions Allowance Position | MTons | 0 | 0 | 0 | 0 | 0 | 0 | 0
CT Fac. Spec. - SO2 Rate Annual v3.1, Unit 2925 and retrofits | 295 | 1769 | Rate Constraint in lbs/MMBtu | FALSE | L | Annual | Fuel Consumed | TBtu | 9.4946 | 9.4946 | 9.4946 | 9.4946 | 9.4946 | 9.4946 | 9.4946
CT Fac. Spec. - SO2 Rate Annual v3.1, Unit 2925 and retrofits | 295 | 1769 | Rate Constraint in lbs/MMBtu | FALSE | L | Annual | Rate | lb/MMBtu | 0 | 0 | 0 | 0 | 0 | 0 | 0
CT Fac. Spec. - SO2 Rate Annual v3.1, Unit 2925 and retrofits | 295 | 1769 | Rate Constraint in lbs/MMBtu | FALSE | L | Annual | Generation | TWh | 1.3468 | 1.3468 | 1.3468 | 1.3468 | 1.3468 | 1.3468 | 1.3468
CT Fac. Spec. - SO2 Rate Annual v3.1, Unit 2925 and retrofits | 295 | 1769 | Rate Constraint in lbs/MMBtu | FALSE | L | Annual | Qualifying Generation | TWh | 1.3468 | 1.3468 | 1.3468 | 1.3468 | 1.3468 | 1.3468 | 1.3468
CT Fac. Spec. - SO2 Rate Annual v3.1, Unit 2925 and retrofits | 295 | 1769 | Rate Constraint in lbs/MMBtu | FALSE | L | Annual | Rate | lb/MWh | 0 | 0 | 0 | 0 | 0 | 0 | 0
CT Fac. Spec. - SO2 Rate Annual v3.1, Unit 2925 and retrofits | 295 | 1769 | Rate Constraint in lbs/MMBtu | FALSE | L | Annual | Constraint Shadow Price | US$/Ton | 0 | 0 | 0 | 0 | 0 | 0 | 0
CT Fac. Spec. - SO2 Rate Annual v3.1, Unit 2926 and retrofits | 296 | 1769 | Rate Constraint in lbs/MMBtu | FALSE | L | Annual | Seasons Included | Seasons | Winter, Summer | Winter, Summer | Winter, Summer | Winter, Summer | Winter, Summer | Winter, Summer | Winter, Summer
CT Fac. Spec. - SO2 Rate Annual v3.1, Unit 2926 and retrofits | 296 | 1769 | Rate Constraint in lbs/MMBtu | FALSE | L | Annual | Standard | lb/MMBtu | 0.33 | 0.33 | 0.33 | 0.33 | 0.33 | 0.33 | 0.33
CT Fac. Spec. - SO2 Rate Annual v3.1, Unit 2926 and retrofits | 296 | 1769 | Rate Constraint in lbs/MMBtu | FALSE | L | Annual | Emissions at Affected Plants SO2 | MTons | 0 | 0 | 0 | 0 | 0 | 0 | 0
CT Fac. Spec. - SO2 Rate Annual v3.1, Unit 2926 and retrofits | 296 | 1769 | Rate Constraint in lbs/MMBtu | FALSE | L | Annual | Allowances Purchased SO2 | MTons | 0 | 0 | 0 | 0 | 0 | 0 | 0
CT Fac. Spec. - SO2 Rate Annual v3.1, Unit 2926 and retrofits | 296 | 1769 | Rate Constraint in lbs/MMBtu | FALSE | L | Annual | Allowances Sold SO2 | MTons | 0 | 0 | 0 | 0 | 0 | 0 | 0
CT Fac. Spec. - SO2 Rate Annual v3.1, Unit 2926 and retrofits | 296 | 1769 | Rate Constraint in lbs/MMBtu | FALSE | L | Annual | Allowances Banked | MTons | 0 | 0 | 0 | 0 | 0 | 0 | 0
CT Fac. Spec. - SO2 Rate Annual v3.1, Unit 2926 and retrofits | 296 | 1769 | Rate Constraint in lbs/MMBtu | FALSE | L | Annual | Allowances Withdrawn (1:1) | MTons | 0 | 0 | 0 | 0 | 0 | 0 | 0
CT Fac. Spec. - SO2 Rate Annual v3.1, Unit 2926 and retrofits | 296 | 1769 | Rate Constraint in lbs/MMBtu | FALSE | L | Annual | Allowances Withdrawn (n:1) | MTons | 0 | 0 | 0 | 0 | 0 | 0 | 0
CT Fac. Spec. - SO2 Rate Annual v3.1, Unit 2926 and retrofits | 296 | 1769 | Rate Constraint in lbs/MMBtu | FALSE | L | Annual | Net Emissions Allowance Position | MTons | 0 | 0 | 0 | 0 | 0 | 0 | 0
CT Fac. Spec. - SO2 Rate Annual v3.1, Unit 2926 and retrofits | 296 | 1769 | Rate Constraint in lbs/MMBtu | FALSE | L | Annual | Fuel Consumed | TBtu | 9.4946 | 9.4946 | 9.4946 | 9.4946 | 9.4946 | 9.4946 | 9.4946
CT Fac. Spec. - SO2 Rate Annual v3.1, Unit 2926 and retrofits | 296 | 1769 | Rate Constraint in lbs/MMBtu | FALSE | L | Annual | Rate | lb/MMBtu | 0 | 0 | 0 | 0 | 0 | 0 | 0
CT Fac. Spec. - SO2 Rate Annual v3.1, Unit 2926 and retrofits | 296 | 1769 | Rate Constraint in lbs/MMBtu | FALSE | L | Annual | Generation | TWh | 1.3468 | 1.3468 | 1.3468 | 1.3468 | 1.3468 | 1.3468 | 1.3468
CT Fac. Spec. - SO2 Rate Annual v3.1, Unit 2926 and retrofits | 296 | 1769 | Rate Constraint in lbs/MMBtu | FALSE | L | Annual | Qualifying Generation | TWh | 1.3468 | 1.3468 | 1.3468 | 1.3468 | 1.3468 | 1.3468 | 1.3468
CT Fac. Spec. - SO2 Rate Annual v3.1, Unit 2926 and retrofits | 296 | 1769 | Rate Constraint in lbs/MMBtu | FALSE | L | Annual | Rate | lb/MWh | 0 | 0 | 0 | 0 | 0 | 0 | 0
CT Fac. Spec. - SO2 Rate Annual v3.1, Unit 2926 and retrofits | 296 | 1769 | Rate Constraint in lbs/MMBtu | FALSE | L | Annual | Constraint Shadow Price | US$/Ton | 0 | 0 | 0 | 0 | 0 | 0 | 0
CT Fac. Spec. - SO2 Rate Annual v3.1, Unit 2927 and retrofits | 297 | 1769 | Rate Constraint in lbs/MMBtu | FALSE | L | Annual | Seasons Included | Seasons | Winter, Summer | Winter, Summer | Winter, Summer | Winter, Summer | Winter, Summer | Winter, Summer | Winter, Summer
CT Fac. Spec. - SO2 Rate Annual v3.1, Unit 2927 and retrofits | 297 | 1769 | Rate Constraint in lbs/MMBtu | FALSE | L | Annual | Standard | lb/MMBtu | 0.33 | 0.33 | 0.33 | 0.33 | 0.33 | 0.33 | 0.33
CT Fac. Spec. - SO2 Rate Annual v3.1, Unit 2927 and retrofits | 297 | 1769 | Rate Constraint in lbs/MMBtu | FALSE | L | Annual | Emissions at Affected Plants SO2 | MTons | 0 | 0 | 0 | 0 | 0 | 0 | 0
CT Fac. Spec. - SO2 Rate Annual v3.1, Unit 2927 and retrofits | 297 | 1769 | Rate Constraint in lbs/MMBtu | FALSE | L | Annual | Allowances Purchased SO2 | MTons | 0 | 0 | 0 | 0 | 0 | 0 | 0
CT Fac. Spec. - SO2 Rate Annual v3.1, Unit 2927 and retrofits | 297 | 1769 | Rate Constraint in lbs/MMBtu | FALSE | L | Annual | Allowances Sold SO2 | MTons | 0 | 0 | 0 | 0 | 0 | 0 | 0
CT Fac. Spec. - SO2 Rate Annual v3.1, Unit 2927 and retrofits | 297 | 1769 | Rate Constraint in lbs/MMBtu | FALSE | L | Annual | Allowances Banked | MTons | 0 | 0 | 0 | 0 | 0 | 0 | 0
CT Fac. Spec. - SO2 Rate Annual v3.1, Unit 2927 and retrofits | 297 | 1769 | Rate Constraint in lbs/MMBtu | FALSE | L | Annual | Allowances Withdrawn (1:1) | MTons | 0 | 0 | 0 | 0 | 0 | 0 | 0
CT Fac. Spec. - SO2 Rate Annual v3.1, Unit 2927 and retrofits | 297 | 1769 | Rate Constraint in lbs/MMBtu | FALSE | L | Annual | Allowances Withdrawn (n:1) | MTons | 0 | 0 | 0 | 0 | 0 | 0 | 0
CT Fac. Spec. - SO2 Rate Annual v3.1, Unit 2927 and retrofits | 297 | 1769 | Rate Constraint in lbs/MMBtu | FALSE | L | Annual | Net Emissions Allowance Position | MTons | 0 | 0 | 0 | 0 | 0 | 0 | 0
CT Fac. Spec. - SO2 Rate Annual v3.1, Unit 2927 and retrofits | 297 | 1769 | Rate Constraint in lbs/MMBtu | FALSE | L | Annual | Fuel Consumed | TBtu | 14.6979 | 14.6979 | 14.6979 | 14.6979 | 14.6979 | 14.6979 | 14.6979
CT Fac. Spec. - SO2 Rate Annual v3.1, Unit 2927 and retrofits | 297 | 1769 | Rate Constraint in lbs/MMBtu | FALSE | L | Annual | Rate | lb/MMBtu | 0 | 0 | 0 | 0 | 0 | 0 | 0
CT Fac. Spec. - SO2 Rate Annual v3.1, Unit 2927 and retrofits | 297 | 1769 | Rate Constraint in lbs/MMBtu | FALSE | L | Annual | Generation | TWh | 2.0848 | 2.0848 | 2.0848 | 2.0848 | 2.0848 | 2.0848 | 2.0848
CT Fac. Spec. - SO2 Rate Annual v3.1, Unit 2927 and retrofits | 297 | 1769 | Rate Constraint in lbs/MMBtu | FALSE | L | Annual | Qualifying Generation | TWh | 2.0848 | 2.0848 | 2.0848 | 2.0848 | 2.0848 | 2.0848 | 2.0848
CT Fac. Spec. - SO2 Rate Annual v3.1, Unit 2927 and retrofits | 297 | 1769 | Rate Constraint in lbs/MMBtu | FALSE | L | Annual | Rate | lb/MWh | 0 | 0 | 0 | 0 | 0 | 0 | 0
CT Fac. Spec. - SO2 Rate Annual v3.1, Unit 2927 and retrofits | 297 | 1769 | Rate Constraint in lbs/MMBtu | FALSE | L | Annual | Constraint Shadow Price | US$/Ton | 0 | 0 | 0 | 0 | 0 | 0 | 0
CT Fac. Spec. - SO2 Rate Annual v3.1, Unit 2929 and retrofits | 298 | 1769 | Rate Constraint in lbs/MMBtu | FALSE | L | Annual | Seasons Included | Seasons | Winter, Summer | Winter, Summer | Winter, Summer | Winter, Summer | Winter, Summer | Winter, Summer | Winter, Summer
CT Fac. Spec. - SO2 Rate Annual v3.1, Unit 2929 and retrofits | 298 | 1769 | Rate Constraint in lbs/MMBtu | FALSE | L | Annual | Standard | lb/MMBtu | 0.33 | 0.33 | 0.33 | 0.33 | 0.33 | 0.33 | 0.33
CT Fac. Spec. - SO2 Rate Annual v3.1, Unit 2929 and retrofits | 298 | 1769 | Rate Constraint in lbs/MMBtu | FALSE | L | Annual | Emissions at Affected Plants SO2 | MTons | 0 | 0 | 0 | 0 | 0 | 0 | 0
CT Fac. Spec. - SO2 Rate Annual v3.1, Unit 2929 and retrofits | 298 | 1769 | Rate Constraint in lbs/MMBtu | FALSE | L | Annual | Allowances Purchased SO2 | MTons | 0 | 0 | 0 | 0 | 0 | 0 | 0
CT Fac. Spec. - SO2 Rate Annual v3.1, Unit 2929 and retrofits | 298 | 1769 | Rate Constraint in lbs/MMBtu | FALSE | L | Annual | Allowances Sold SO2 | MTons | 0 | 0 | 0 | 0 | 0 | 0 | 0
CT Fac. Spec. - SO2 Rate Annual v3.1, Unit 2929 and retrofits | 298 | 1769 | Rate Constraint in lbs/MMBtu | FALSE | L | Annual | Allowances Banked | MTons | 0 | 0 | 0 | 0 | 0 | 0 | 0
CT Fac. Spec. - SO2 Rate Annual v3.1, Unit 2929 and retrofits | 298 | 1769 | Rate Constraint in lbs/MMBtu | FALSE | L | Annual | Allowances Withdrawn (1:1) | MTons | 0 | 0 | 0 | 0 | 0 | 0 | 0
CT Fac. Spec. - SO2 Rate Annual v3.1, Unit 2929 and retrofits | 298 | 1769 | Rate Constraint in lbs/MMBtu | FALSE | L | Annual | Allowances Withdrawn (n:1) | MTons | 0 | 0 | 0 | 0 | 0 | 0 | 0
CT Fac. Spec. - SO2 Rate Annual v3.1, Unit 2929 and retrofits | 298 | 1769 | Rate Constraint in lbs/MMBtu | FALSE | L | Annual | Net Emissions Allowance Position | MTons | 0 | 0 | 0 | 0 | 0 | 0 | 0
CT Fac. Spec. - SO2 Rate Annual v3.1, Unit 2929 and retrofits | 298 | 1769 | Rate Constraint in lbs/MMBtu | FALSE | L | Annual | Fuel Consumed | TBtu | 6.2769 | 6.2769 | 6.2769 | 6.4341 | 6.2769 | 3.1241 | 3.1241
CT Fac. Spec. - SO2 Rate Annual v3.1, Unit 2929 and retrofits | 298 | 1769 | Rate Constraint in lbs/MMBtu | FALSE | L | Annual | Rate | lb/MMBtu | 0 | 0 | 0 | 0 | 0 | 0 | 0
CT Fac. Spec. - SO2 Rate Annual v3.1, Unit 2929 and retrofits | 298 | 1769 | Rate Constraint in lbs/MMBtu | FALSE | L | Annual | Generation | TWh | 0.84208 | 0.84208 | 0.84208 | 0.86317 | 0.84208 | 0.41911 | 0.41911
CT Fac. Spec. - SO2 Rate Annual v3.1, Unit 2929 and retrofits | 298 | 1769 | Rate Constraint in lbs/MMBtu | FALSE | L | Annual | Qualifying Generation | TWh | 0.84208 | 0.84208 | 0.84208 | 0.86317 | 0.84208 | 0.41911 | 0.41911
CT Fac. Spec. - SO2 Rate Annual v3.1, Unit 2929 and retrofits | 298 | 1769 | Rate Constraint in lbs/MMBtu | FALSE | L | Annual | Rate | lb/MWh | 0 | 0 | 0 | 0 | 0 | 0 | 0
CT Fac. Spec. - SO2 Rate Annual v3.1, Unit 2929 and retrofits | 298 | 1769 | Rate Constraint in lbs/MMBtu | FALSE | L | Annual | Constraint Shadow Price | US$/Ton | 0 | 0 | 0 | 0 | 0 | 0 | 0
CT Fac. Spec. - SO2 Rate Annual v3.1, Unit 2930 and retrofits | 299 | 1769 | Rate Constraint in lbs/MMBtu | FALSE | L | Annual | Seasons Included | Seasons | Winter, Summer | Winter, Summer | Winter, Summer | Winter, Summer | Winter, Summer | Winter, Summer | Winter, Summer
CT Fac. Spec. - SO2 Rate Annual v3.1, Unit 2930 and retrofits | 299 | 1769 | Rate Constraint in lbs/MMBtu | FALSE | L | Annual | Standard | lb/MMBtu | 0.33 | 0.33 | 0.33 | 0.33 | 0.33 | 0.33 | 0.33
CT Fac. Spec. - SO2 Rate Annual v3.1, Unit 2930 and retrofits | 299 | 1769 | Rate Constraint in lbs/MMBtu | FALSE | L | Annual | Emissions at Affected Plants SO2 | MTons | 0 | 0 | 0 | 0 | 0 | 0 | 0
CT Fac. Spec. - SO2 Rate Annual v3.1, Unit 2930 and retrofits | 299 | 1769 | Rate Constraint in lbs/MMBtu | FALSE | L | Annual | Allowances Purchased SO2 | MTons | 0 | 0 | 0 | 0 | 0 | 0 | 0
CT Fac. Spec. - SO2 Rate Annual v3.1, Unit 2930 and retrofits | 299 | 1769 | Rate Constraint in lbs/MMBtu | FALSE | L | Annual | Allowances Sold SO2 | MTons | 0 | 0 | 0 | 0 | 0 | 0 | 0
CT Fac. Spec. - SO2 Rate Annual v3.1, Unit 2930 and retrofits | 299 | 1769 | Rate Constraint in lbs/MMBtu | FALSE | L | Annual | Allowances Banked | MTons | 0 | 0 | 0 | 0 | 0 | 0 | 0
CT Fac. Spec. - SO2 Rate Annual v3.1, Unit 2930 and retrofits | 299 | 1769 | Rate Constraint in lbs/MMBtu | FALSE | L | Annual | Allowances Withdrawn (1:1) | MTons | 0 | 0 | 0 | 0 | 0 | 0 | 0
CT Fac. Spec. - SO2 Rate Annual v3.1, Unit 2930 and retrofits | 299 | 1769 | Rate Constraint in lbs/MMBtu | FALSE | L | Annual | Allowances Withdrawn (n:1) | MTons | 0 | 0 | 0 | 0 | 0 | 0 | 0
CT Fac. Spec. - SO2 Rate Annual v3.1, Unit 2930 and retrofits | 299 | 1769 | Rate Constraint in lbs/MMBtu | FALSE | L | Annual | Net Emissions Allowance Position | MTons | 0 | 0 | 0 | 0 | 0 | 0 | 0
CT Fac. Spec. - SO2 Rate Annual v3.1, Unit 2930 and retrofits | 299 | 1769 | Rate Constraint in lbs/MMBtu | FALSE | L | Annual | Fuel Consumed | TBtu | 6.4044 | 6.4044 | 7.239 | 6.2322 | 7.6131 | 3.3998 | 3.1876
CT Fac. Spec. - SO2 Rate Annual v3.1, Unit 2930 and retrofits | 299 | 1769 | Rate Constraint in lbs/MMBtu | FALSE | L | Annual | Rate | lb/MMBtu | 0 | 0 | 0 | 0 | 0 | 0 | 0
CT Fac. Spec. - SO2 Rate Annual v3.1, Unit 2930 and retrofits | 299 | 1769 | Rate Constraint in lbs/MMBtu | FALSE | L | Annual | Generation | TWh | 0.8592 | 0.8592 | 0.97116 | 0.83609 | 1.0213 | 0.4561 | 0.42763
CT Fac. Spec. - SO2 Rate Annual v3.1, Unit 2930 and retrofits | 299 | 1769 | Rate Constraint in lbs/MMBtu | FALSE | L | Annual | Qualifying Generation | TWh | 0.8592 | 0.8592 | 0.97116 | 0.83609 | 1.0213 | 0.4561 | 0.42763
CT Fac. Spec. - SO2 Rate Annual v3.1, Unit 2930 and retrofits | 299 | 1769 | Rate Constraint in lbs/MMBtu | FALSE | L | Annual | Rate | lb/MWh | 0 | 0 | 0 | 0 | 0 | 0 | 0
CT Fac. Spec. - SO2 Rate Annual v3.1, Unit 2930 and retrofits | 299 | 1769 | Rate Constraint in lbs/MMBtu | FALSE | L | Annual | Constraint Shadow Price | US$/Ton | 0 | 0 | 0 | 0 | 0 | 0 | 0
CT Fac. Spec. - SO2 Rate Annual v3.1, Unit 2931 and retrofits | 300 | 1769 | Rate Constraint in lbs/MMBtu | FALSE | L | Annual | Seasons Included | Seasons | Winter, Summer | Winter, Summer | Winter, Summer | Winter, Summer | Winter, Summer | Winter, Summer | Winter, Summer
CT Fac. Spec. - SO2 Rate Annual v3.1, Unit 2931 and retrofits | 300 | 1769 | Rate Constraint in lbs/MMBtu | FALSE | L | Annual | Standard | lb/MMBtu | 0.33 | 0.33 | 0.33 | 0.33 | 0.33 | 0.33 | 0.33
CT Fac. Spec. - SO2 Rate Annual v3.1, Unit 2931 and retrofits | 300 | 1769 | Rate Constraint in lbs/MMBtu | FALSE | L | Annual | Emissions at Affected Plants SO2 | MTons | 0 | 0 | 0 | 0 | 0 | 0 | 0
CT Fac. Spec. - SO2 Rate Annual v3.1, Unit 2931 and retrofits | 300 | 1769 | Rate Constraint in lbs/MMBtu | FALSE | L | Annual | Allowances Purchased SO2 | MTons | 0 | 0 | 0 | 0 | 0 | 0 | 0
CT Fac. Spec. - SO2 Rate Annual v3.1, Unit 2931 and retrofits | 300 | 1769 | Rate Constraint in lbs/MMBtu | FALSE | L | Annual | Allowances Sold SO2 | MTons | 0 | 0 | 0 | 0 | 0 | 0 | 0
CT Fac. Spec. - SO2 Rate Annual v3.1, Unit 2931 and retrofits | 300 | 1769 | Rate Constraint in lbs/MMBtu | FALSE | L | Annual | Allowances Banked | MTons | 0 | 0 | 0 | 0 | 0 | 0 | 0
CT Fac. Spec. - SO2 Rate Annual v3.1, Unit 2931 and retrofits | 300 | 1769 | Rate Constraint in lbs/MMBtu | FALSE | L | Annual | Allowances Withdrawn (1:1) | MTons | 0 | 0 | 0 | 0 | 0 | 0 | 0
CT Fac. Spec. - SO2 Rate Annual v3.1, Unit 2931 and retrofits | 300 | 1769 | Rate Constraint in lbs/MMBtu | FALSE | L | Annual | Allowances Withdrawn (n:1) | MTons | 0 | 0 | 0 | 0 | 0 | 0 | 0
CT Fac. Spec. - SO2 Rate Annual v3.1, Unit 2931 and retrofits | 300 | 1769 | Rate Constraint in lbs/MMBtu | FALSE | L | Annual | Net Emissions Allowance Position | MTons | 0 | 0 | 0 | 0 | 0 | 0 | 0
CT Fac. Spec. - SO2 Rate Annual v3.1, Unit 2931 and retrofits | 300 | 1769 | Rate Constraint in lbs/MMBtu | FALSE | L | Annual | Fuel Consumed | TBtu | 10.4656 | 9.6681 | 11.1312 | 9.4583 | 9.5786 | 6.3279 | 3.1495
CT Fac. Spec. - SO2 Rate Annual v3.1, Unit 2931 and retrofits | 300 | 1769 | Rate Constraint in lbs/MMBtu | FALSE | L | Annual | Rate | lb/MMBtu | 0 | 0 | 0 | 0 | 0 | 0 | 0
CT Fac. Spec. - SO2 Rate Annual v3.1, Unit 2931 and retrofits | 300 | 1769 | Rate Constraint in lbs/MMBtu | FALSE | L | Annual | Generation | TWh | 1.404 | 1.297 | 1.4933 | 1.2689 | 1.285 | 0.84893 | 0.42252
CT Fac. Spec. - SO2 Rate Annual v3.1, Unit 2931 and retrofits | 300 | 1769 | Rate Constraint in lbs/MMBtu | FALSE | L | Annual | Qualifying Generation | TWh | 1.404 | 1.297 | 1.4933 | 1.2689 | 1.285 | 0.84893 | 0.42252
CT Fac. Spec. - SO2 Rate Annual v3.1, Unit 2931 and retrofits | 300 | 1769 | Rate Constraint in lbs/MMBtu | FALSE | L | Annual | Rate | lb/MWh | 0 | 0 | 0 | 0 | 0 | 0 | 0
CT Fac. Spec. - SO2 Rate Annual v3.1, Unit 2931 and retrofits | 300 | 1769 | Rate Constraint in lbs/MMBtu | FALSE | L | Annual | Constraint Shadow Price | US$/Ton | 0 | 0 | 0 | 0 | 0 | 0 | 0
CT Fac. Spec. - SO2 Rate Annual v3.1, Unit 2932 and retrofits | 301 | 1769 | Rate Constraint in lbs/MMBtu | FALSE | L | Annual | Seasons Included | Seasons | Winter, Summer | Winter, Summer | Winter, Summer | Winter, Summer | Winter, Summer | Winter, Summer | Winter, Summer
CT Fac. Spec. - SO2 Rate Annual v3.1, Unit 2932 and retrofits | 301 | 1769 | Rate Constraint in lbs/MMBtu | FALSE | L | Annual | Standard | lb/MMBtu | 0.33 | 0.33 | 0.33 | 0.33 | 0.33 | 0.33 | 0.33
CT Fac. Spec. - SO2 Rate Annual v3.1, Unit 2932 and retrofits | 301 | 1769 | Rate Constraint in lbs/MMBtu | FALSE | L | Annual | Emissions at Affected Plants SO2 | MTons | 0 | 0 | 0 | 0 | 0 | 0 | 0
CT Fac. Spec. - SO2 Rate Annual v3.1, Unit 2932 and retrofits | 301 | 1769 | Rate Constraint in lbs/MMBtu | FALSE | L | Annual | Allowances Purchased SO2 | MTons | 0 | 0 | 0 | 0 | 0 | 0 | 0
CT Fac. Spec. - SO2 Rate Annual v3.1, Unit 2932 and retrofits | 301 | 1769 | Rate Constraint in lbs/MMBtu | FALSE | L | Annual | Allowances Sold SO2 | MTons | 0 | 0 | 0 | 0 | 0 | 0 | 0
CT Fac. Spec. - SO2 Rate Annual v3.1, Unit 2932 and retrofits | 301 | 1769 | Rate Constraint in lbs/MMBtu | FALSE | L | Annual | Allowances Banked | MTons | 0 | 0 | 0 | 0 | 0 | 0 | 0
CT Fac. Spec. - SO2 Rate Annual v3.1, Unit 2932 and retrofits | 301 | 1769 | Rate Constraint in lbs/MMBtu | FALSE | L | Annual | Allowances Withdrawn (1:1) | MTons | 0 | 0 | 0 | 0 | 0 | 0 | 0
CT Fac. Spec. - SO2 Rate Annual v3.1, Unit 2932 and retrofits | 301 | 1769 | Rate Constraint in lbs/MMBtu | FALSE | L | Annual | Allowances Withdrawn (n:1) | MTons | 0 | 0 | 0 | 0 | 0 | 0 | 0
CT Fac. Spec. - SO2 Rate Annual v3.1, Unit 2932 and retrofits | 301 | 1769 | Rate Constraint in lbs/MMBtu | FALSE | L | Annual | Net Emissions Allowance Position | MTons | 0 | 0 | 0 | 0 | 0 | 0 | 0
CT Fac. Spec. - SO2 Rate Annual v3.1, Unit 2932 and retrofits | 301 | 1769 | Rate Constraint in lbs/MMBtu | FALSE | L | Annual | Fuel Consumed | TBtu | 14.1682 | 12.6273 | 12.9146 | 11.9766 | 13.009 | 7.0335 | 3.1725
CT Fac. Spec. - SO2 Rate Annual v3.1, Unit 2932 and retrofits | 301 | 1769 | Rate Constraint in lbs/MMBtu | FALSE | L | Annual | Rate | lb/MMBtu | 0 | 0 | 0 | 0 | 0 | 0 | 0
CT Fac. Spec. - SO2 Rate Annual v3.1, Unit 2932 and retrofits | 301 | 1769 | Rate Constraint in lbs/MMBtu | FALSE | L | Annual | Generation | TWh | 1.925 | 1.7157 | 1.7547 | 1.6273 | 1.7675 | 0.95563 | 0.43104
CT Fac. Spec. - SO2 Rate Annual v3.1, Unit 2932 and retrofits | 301 | 1769 | Rate Constraint in lbs/MMBtu | FALSE | L | Annual | Qualifying Generation | TWh | 1.925 | 1.7157 | 1.7547 | 1.6273 | 1.7675 | 0.95563 | 0.43104
CT Fac. Spec. - SO2 Rate Annual v3.1, Unit 2932 and retrofits | 301 | 1769 | Rate Constraint in lbs/MMBtu | FALSE | L | Annual | Rate | lb/MWh | 0 | 0 | 0 | 0 | 0 | 0 | 0
CT Fac. Spec. - SO2 Rate Annual v3.1, Unit 2932 and retrofits | 301 | 1769 | Rate Constraint in lbs/MMBtu | FALSE | L | Annual | Constraint Shadow Price | US$/Ton | 0 | 0 | 0 | 0 | 0 | 0 | 0
CT Fac. Spec. - SO2 Rate Annual v3.1, Unit 2933 and retrofits | 302 | 1769 | Rate Constraint in lbs/MMBtu | FALSE | L | Annual | Seasons Included | Seasons | Winter, Summer | Winter, Summer | Winter, Summer | Winter, Summer | Winter, Summer | Winter, Summer | Winter, Summer
CT Fac. Spec. - SO2 Rate Annual v3.1, Unit 2933 and retrofits | 302 | 1769 | Rate Constraint in lbs/MMBtu | FALSE | L | Annual | Standard | lb/MMBtu | 0.33 | 0.33 | 0.33 | 0.33 | 0.33 | 0.33 | 0.33
CT Fac. Spec. - SO2 Rate Annual v3.1, Unit 2933 and retrofits | 302 | 1769 | Rate Constraint in lbs/MMBtu | FALSE | L | Annual | Emissions at Affected Plants SO2 | MTons | 0 | 0 | 0 | 0 | 0 | 0 | 0
CT Fac. Spec. - SO2 Rate Annual v3.1, Unit 2933 and retrofits | 302 | 1769 | Rate Constraint in lbs/MMBtu | FALSE | L | Annual | Allowances Purchased SO2 | MTons | 0 | 0 | 0 | 0 | 0 | 0 | 0
CT Fac. Spec. - SO2 Rate Annual v3.1, Unit 2933 and retrofits | 302 | 1769 | Rate Constraint in lbs/MMBtu | FALSE | L | Annual | Allowances Sold SO2 | MTons | 0 | 0 | 0 | 0 | 0 | 0 | 0
CT Fac. Spec. - SO2 Rate Annual v3.1, Unit 2933 and retrofits | 302 | 1769 | Rate Constraint in lbs/MMBtu | FALSE | L | Annual | Allowances Banked | MTons | 0 | 0 | 0 | 0 | 0 | 0 | 0
CT Fac. Spec. - SO2 Rate Annual v3.1, Unit 2933 and retrofits | 302 | 1769 | Rate Constraint in lbs/MMBtu | FALSE | L | Annual | Allowances Withdrawn (1:1) | MTons | 0 | 0 | 0 | 0 | 0 | 0 | 0
CT Fac. Spec. - SO2 Rate Annual v3.1, Unit 2933 and retrofits | 302 | 1769 | Rate Constraint in lbs/MMBtu | FALSE | L | Annual | Allowances Withdrawn (n:1) | MTons | 0 | 0 | 0 | 0 | 0 | 0 | 0
CT Fac. Spec. - SO2 Rate Annual v3.1, Unit 2933 and retrofits | 302 | 1769 | Rate Constraint in lbs/MMBtu | FALSE | L | Annual | Net Emissions Allowance Position | MTons | 0 | 0 | 0 | 0 | 0 | 0 | 0
CT Fac. Spec. - SO2 Rate Annual v3.1, Unit 2933 and retrofits | 302 | 1769 | Rate Constraint in lbs/MMBtu | FALSE | L | Annual | Fuel Consumed | TBtu | 14.2222 | 12.9364 | 14.2222 | 13.8986 | 14.2222 | 10.0079 | 3.9663
CT Fac. Spec. - SO2 Rate Annual v3.1, Unit 2933 and retrofits | 302 | 1769 | Rate Constraint in lbs/MMBtu | FALSE | L | Annual | Rate | lb/MMBtu | 0 | 0 | 0 | 0 | 0 | 0 | 0
CT Fac. Spec. - SO2 Rate Annual v3.1, Unit 2933 and retrofits | 302 | 1769 | Rate Constraint in lbs/MMBtu | FALSE | L | Annual | Generation | TWh | 1.9326 | 1.7579 | 1.9326 | 1.8886 | 1.9326 | 1.36 | 0.53897
CT Fac. Spec. - SO2 Rate Annual v3.1, Unit 2933 and retrofits | 302 | 1769 | Rate Constraint in lbs/MMBtu | FALSE | L | Annual | Qualifying Generation | TWh | 1.9326 | 1.7579 | 1.9326 | 1.8886 | 1.9326 | 1.36 | 0.53897
CT Fac. Spec. - SO2 Rate Annual v3.1, Unit 2933 and retrofits | 302 | 1769 | Rate Constraint in lbs/MMBtu | FALSE | L | Annual | Rate | lb/MWh | 0 | 0 | 0 | 0 | 0 | 0 | 0
CT Fac. Spec. - SO2 Rate Annual v3.1, Unit 2933 and retrofits | 302 | 1769 | Rate Constraint in lbs/MMBtu | FALSE | L | Annual | Constraint Shadow Price | US$/Ton | 0 | 0 | 0 | 0 | 0 | 0 | 0
CT Fac. Spec. - SO2 Rate Annual v3.1, Unit 2935 and retrofits | 303 | 1769 | Rate Constraint in lbs/MMBtu | FALSE | L | Annual | Seasons Included | Seasons | Winter, Summer | Winter, Summer | Winter, Summer | Winter, Summer | Winter, Summer | Winter, Summer | Winter, Summer
CT Fac. Spec. - SO2 Rate Annual v3.1, Unit 2935 and retrofits | 303 | 1769 | Rate Constraint in lbs/MMBtu | FALSE | L | Annual | Standard | lb/MMBtu | 0.33 | 0.33 | 0.33 | 0.33 | 0.33 | 0.33 | 0.33
CT Fac. Spec. - SO2 Rate Annual v3.1, Unit 2935 and retrofits | 303 | 1769 | Rate Constraint in lbs/MMBtu | FALSE | L | Annual | Emissions at Affected Plants SO2 | MTons | 0 | 0 | 0 | 0 | 0 | 0 | 0
CT Fac. Spec. - SO2 Rate Annual v3.1, Unit 2935 and retrofits | 303 | 1769 | Rate Constraint in lbs/MMBtu | FALSE | L | Annual | Allowances Purchased SO2 | MTons | 0 | 0 | 0 | 0 | 0 | 0 | 0
CT Fac. Spec. - SO2 Rate Annual v3.1, Unit 2935 and retrofits | 303 | 1769 | Rate Constraint in lbs/MMBtu | FALSE | L | Annual | Allowances Sold SO2 | MTons | 0 | 0 | 0 | 0 | 0 | 0 | 0
CT Fac. Spec. - SO2 Rate Annual v3.1, Unit 2935 and retrofits | 303 | 1769 | Rate Constraint in lbs/MMBtu | FALSE | L | Annual | Allowances Banked | MTons | 0 | 0 | 0 | 0 | 0 | 0 | 0
CT Fac. Spec. - SO2 Rate Annual v3.1, Unit 2935 and retrofits | 303 | 1769 | Rate Constraint in lbs/MMBtu | FALSE | L | Annual | Allowances Withdrawn (1:1) | MTons | 0 | 0 | 0 | 0 | 0 | 0 | 0
CT Fac. Spec. - SO2 Rate Annual v3.1, Unit 2935 and retrofits | 303 | 1769 | Rate Constraint in lbs/MMBtu | FALSE | L | Annual | Allowances Withdrawn (n:1) | MTons | 0 | 0 | 0 | 0 | 0 | 0 | 0
CT Fac. Spec. - SO2 Rate Annual v3.1, Unit 2935 and retrofits | 303 | 1769 | Rate Constraint in lbs/MMBtu | FALSE | L | Annual | Net Emissions Allowance Position | MTons | 0 | 0 | 0 | 0 | 0 | 0 | 0
CT Fac. Spec. - SO2 Rate Annual v3.1, Unit 2935 and retrofits | 303 | 1769 | Rate Constraint in lbs/MMBtu | FALSE | L | Annual | Fuel Consumed | TBtu | 1.8788 | 1.8788 | 1.8788 | 1.8788 | 1.7055 | 0.86093 | 0.42849
CT Fac. Spec. - SO2 Rate Annual v3.1, Unit 2935 and retrofits | 303 | 1769 | Rate Constraint in lbs/MMBtu | FALSE | L | Annual | Rate | lb/MMBtu | 0 | 0 | 0 | 0 | 0 | 0 | 0
CT Fac. Spec. - SO2 Rate Annual v3.1, Unit 2935 and retrofits | 303 | 1769 | Rate Constraint in lbs/MMBtu | FALSE | L | Annual | Generation | TWh | 0.26145 | 0.26145 | 0.26145 | 0.26145 | 0.23734 | 0.11981 | 0.059628
CT Fac. Spec. - SO2 Rate Annual v3.1, Unit 2935 and retrofits | 303 | 1769 | Rate Constraint in lbs/MMBtu | FALSE | L | Annual | Qualifying Generation | TWh | 0.26145 | 0.26145 | 0.26145 | 0.26145 | 0.23734 | 0.11981 | 0.059628
CT Fac. Spec. - SO2 Rate Annual v3.1, Unit 2935 and retrofits | 303 | 1769 | Rate Constraint in lbs/MMBtu | FALSE | L | Annual | Rate | lb/MWh | 0 | 0 | 0 | 0 | 0 | 0 | 0
CT Fac. Spec. - SO2 Rate Annual v3.1, Unit 2935 and retrofits | 303 | 1769 | Rate Constraint in lbs/MMBtu | FALSE | L | Annual | Constraint Shadow Price | US$/Ton | 0 | 0 | 0 | 0 | 0 | 0 | 0
CT Fac. Spec. - SO2 Rate Annual v3.1, Unit 3639 and retrofits | 304 | 1769 | Rate Constraint in lbs/MMBtu | FALSE | L | Annual | Seasons Included | Seasons | Winter, Summer | Winter, Summer | Winter, Summer | Winter, Summer | Winter, Summer | Winter, Summer | Winter, Summer
CT Fac. Spec. - SO2 Rate Annual v3.1, Unit 3639 and retrofits | 304 | 1769 | Rate Constraint in lbs/MMBtu | FALSE | L | Annual | Standard | lb/MMBtu | 0.33 | 0.33 | 0.33 | 0.33 | 0.33 | 0.33 | 0.33
CT Fac. Spec. - SO2 Rate Annual v3.1, Unit 3639 and retrofits | 304 | 1769 | Rate Constraint in lbs/MMBtu | FALSE | L | Annual | Emissions at Affected Plants SO2 | MTons | 0 | 0 | 0 | 0 | 0 | 0 | 0
CT Fac. Spec. - SO2 Rate Annual v3.1, Unit 3639 and retrofits | 304 | 1769 | Rate Constraint in lbs/MMBtu | FALSE | L | Annual | Allowances Purchased SO2 | MTons | 0 | 0 | 0 | 0 | 0 | 0 | 0
CT Fac. Spec. - SO2 Rate Annual v3.1, Unit 3639 and retrofits | 304 | 1769 | Rate Constraint in lbs/MMBtu | FALSE | L | Annual | Allowances Sold SO2 | MTons | 0 | 0 | 0 | 0 | 0 | 0 | 0
CT Fac. Spec. - SO2 Rate Annual v3.1, Unit 3639 and retrofits | 304 | 1769 | Rate Constraint in lbs/MMBtu | FALSE | L | Annual | Allowances Banked | MTons | 0 | 0 | 0 | 0 | 0 | 0 | 0
CT Fac. Spec. - SO2 Rate Annual v3.1, Unit 3639 and retrofits | 304 | 1769 | Rate Constraint in lbs/MMBtu | FALSE | L | Annual | Allowances Withdrawn (1:1) | MTons | 0 | 0 | 0 | 0 | 0 | 0 | 0
CT Fac. Spec. - SO2 Rate Annual v3.1, Unit 3639 and retrofits | 304 | 1769 | Rate Constraint in lbs/MMBtu | FALSE | L | Annual | Allowances Withdrawn (n:1) | MTons | 0 | 0 | 0 | 0 | 0 | 0 | 0
CT Fac. Spec. - SO2 Rate Annual v3.1, Unit 3639 and retrofits | 304 | 1769 | Rate Constraint in lbs/MMBtu | FALSE | L | Annual | Net Emissions Allowance Position | MTons | 0 | 0 | 0 | 0 | 0 | 0 | 0
CT Fac. Spec. - SO2 Rate Annual v3.1, Unit 3639 and retrofits | 304 | 1769 | Rate Constraint in lbs/MMBtu | FALSE | L | Annual | Fuel Consumed | TBtu | 0.55635 | 0.39745 | 0 | 0 | 0 | 0 | 0
CT Fac. Spec. - SO2 Rate Annual v3.1, Unit 3639 and retrofits | 304 | 1769 | Rate Constraint in lbs/MMBtu | FALSE | L | Annual | Rate | lb/MMBtu | 0 | 0 | 0 | 0 | 0 | 0 | 0
CT Fac. Spec. - SO2 Rate Annual v3.1, Unit 3639 and retrofits | 304 | 1769 | Rate Constraint in lbs/MMBtu | FALSE | L | Annual | Generation | TWh | 0.04596 | 0.032833 | 0 | 0 | 0 | 0 | 0
CT Fac. Spec. - SO2 Rate Annual v3.1, Unit 3639 and retrofits | 304 | 1769 | Rate Constraint in lbs/MMBtu | FALSE | L | Annual | Qualifying Generation | TWh | 0.04596 | 0.032833 | 0 | 0 | 0 | 0 | 0
CT Fac. Spec. - SO2 Rate Annual v3.1, Unit 3639 and retrofits | 304 | 1769 | Rate Constraint in lbs/MMBtu | FALSE | L | Annual | Rate | lb/MWh | 0 | 0 | 0 | 0 | 0 | 0 | 0
CT Fac. Spec. - SO2 Rate Annual v3.1, Unit 3639 and retrofits | 304 | 1769 | Rate Constraint in lbs/MMBtu | FALSE | L | Annual | Constraint Shadow Price | US$/Ton | 0 | 0 | 0 | 0 | 0 | 0 | 0
CT Fac. Spec. - SO2 Rate Annual v3.1, Unit 3640 and retrofits | 305 | 1769 | Rate Constraint in lbs/MMBtu | FALSE | L | Annual | Seasons Included | Seasons | Winter, Summer | Winter, Summer | Winter, Summer | Winter, Summer | Winter, Summer | Winter, Summer | Winter, Summer
CT Fac. Spec. - SO2 Rate Annual v3.1, Unit 3640 and retrofits | 305 | 1769 | Rate Constraint in lbs/MMBtu | FALSE | L | Annual | Standard | lb/MMBtu | 0.33 | 0.33 | 0.33 | 0.33 | 0.33 | 0.33 | 0.33
CT Fac. Spec. - SO2 Rate Annual v3.1, Unit 3640 and retrofits | 305 | 1769 | Rate Constraint in lbs/MMBtu | FALSE | L | Annual | Emissions at Affected Plants SO2 | MTons | 0 | 0 | 0 | 0 | 0 | 0 | 0
CT Fac. Spec. - SO2 Rate Annual v3.1, Unit 3640 and retrofits | 305 | 1769 | Rate Constraint in lbs/MMBtu | FALSE | L | Annual | Allowances Purchased SO2 | MTons | 0 | 0 | 0 | 0 | 0 | 0 | 0
CT Fac. Spec. - SO2 Rate Annual v3.1, Unit 3640 and retrofits | 305 | 1769 | Rate Constraint in lbs/MMBtu | FALSE | L | Annual | Allowances Sold SO2 | MTons | 0 | 0 | 0 | 0 | 0 | 0 | 0
CT Fac. Spec. - SO2 Rate Annual v3.1, Unit 3640 and retrofits | 305 | 1769 | Rate Constraint in lbs/MMBtu | FALSE | L | Annual | Allowances Banked | MTons | 0 | 0 | 0 | 0 | 0 | 0 | 0
CT Fac. Spec. - SO2 Rate Annual v3.1, Unit 3640 and retrofits | 305 | 1769 | Rate Constraint in lbs/MMBtu | FALSE | L | Annual | Allowances Withdrawn (1:1) | MTons | 0 | 0 | 0 | 0 | 0 | 0 | 0
CT Fac. Spec. - SO2 Rate Annual v3.1, Unit 3640 and retrofits | 305 | 1769 | Rate Constraint in lbs/MMBtu | FALSE | L | Annual | Allowances Withdrawn (n:1) | MTons | 0 | 0 | 0 | 0 | 0 | 0 | 0
CT Fac. Spec. - SO2 Rate Annual v3.1, Unit 3640 and retrofits | 305 | 1769 | Rate Constraint in lbs/MMBtu | FALSE | L | Annual | Net Emissions Allowance Position | MTons | 0 | 0 | 0 | 0 | 0 | 0 | 0
CT Fac. Spec. - SO2 Rate Annual v3.1, Unit 3640 and retrofits | 305 | 1769 | Rate Constraint in lbs/MMBtu | FALSE | L | Annual | Fuel Consumed | TBtu | 0.5445 | 0.45338 | 0 | 0 | 0 | 0 | 0
CT Fac. Spec. - SO2 Rate Annual v3.1, Unit 3640 and retrofits | 305 | 1769 | Rate Constraint in lbs/MMBtu | FALSE | L | Annual | Rate | lb/MMBtu | 0 | 0 | 0 | 0 | 0 | 0 | 0
CT Fac. Spec. - SO2 Rate Annual v3.1, Unit 3640 and retrofits | 305 | 1769 | Rate Constraint in lbs/MMBtu | FALSE | L | Annual | Generation | TWh | 0.045019 | 0.037485 | 0 | 0 | 0 | 0 | 0
CT Fac. Spec. - SO2 Rate Annual v3.1, Unit 3640 and retrofits | 305 | 1769 | Rate Constraint in lbs/MMBtu | FALSE | L | Annual | Qualifying Generation | TWh | 0.045019 | 0.037485 | 0 | 0 | 0 | 0 | 0
CT Fac. Spec. - SO2 Rate Annual v3.1, Unit 3640 and retrofits | 305 | 1769 | Rate Constraint in lbs/MMBtu | FALSE | L | Annual | Rate | lb/MWh | 0 | 0 | 0 | 0 | 0 | 0 | 0
CT Fac. Spec. - SO2 Rate Annual v3.1, Unit 3640 and retrofits | 305 | 1769 | Rate Constraint in lbs/MMBtu | FALSE | L | Annual | Constraint Shadow Price | US$/Ton | 0 | 0 | 0 | 0 | 0 | 0 | 0
CT Fac. Spec. - SO2 Rate Annual v3.1, Unit 3641 and retrofits | 306 | 1769 | Rate Constraint in lbs/MMBtu | FALSE | L | Annual | Seasons Included | Seasons | Winter, Summer | Winter, Summer | Winter, Summer | Winter, Summer | Winter, Summer | Winter, Summer | Winter, Summer
CT Fac. Spec. - SO2 Rate Annual v3.1, Unit 3641 and retrofits | 306 | 1769 | Rate Constraint in lbs/MMBtu | FALSE | L | Annual | Standard | lb/MMBtu | 0.33 | 0.33 | 0.33 | 0.33 | 0.33 | 0.33 | 0.33
CT Fac. Spec. - SO2 Rate Annual v3.1, Unit 3641 and retrofits | 306 | 1769 | Rate Constraint in lbs/MMBtu | FALSE | L | Annual | Emissions at Affected Plants SO2 | MTons | 0.014972 | 0 | 0 | 0 | 0 | 0 | 0
CT Fac. Spec. - SO2 Rate Annual v3.1, Unit 3641 and retrofits | 306 | 1769 | Rate Constraint in lbs/MMBtu | FALSE | L | Annual | Allowances Purchased SO2 | MTons | 0 | 0 | 0 | 0 | 0 | 0 | 0
CT Fac. Spec. - SO2 Rate Annual v3.1, Unit 3641 and retrofits | 306 | 1769 | Rate Constraint in lbs/MMBtu | FALSE | L | Annual | Allowances Sold SO2 | MTons | 0 | 0 | 0 | 0 | 0 | 0 | 0
CT Fac. Spec. - SO2 Rate Annual v3.1, Unit 3641 and retrofits | 306 | 1769 | Rate Constraint in lbs/MMBtu | FALSE | L | Annual | Allowances Banked | MTons | 0 | 0 | 0 | 0 | 0 | 0 | 0
CT Fac. Spec. - SO2 Rate Annual v3.1, Unit 3641 and retrofits | 306 | 1769 | Rate Constraint in lbs/MMBtu | FALSE | L | Annual | Allowances Withdrawn (1:1) | MTons | 0 | 0 | 0 | 0 | 0 | 0 | 0
CT Fac. Spec. - SO2 Rate Annual v3.1, Unit 3641 and retrofits | 306 | 1769 | Rate Constraint in lbs/MMBtu | FALSE | L | Annual | Allowances Withdrawn (n:1) | MTons | 0 | 0 | 0 | 0 | 0 | 0 | 0
CT Fac. Spec. - SO2 Rate Annual v3.1, Unit 3641 and retrofits | 306 | 1769 | Rate Constraint in lbs/MMBtu | FALSE | L | Annual | Net Emissions Allowance Position | MTons | 0.014972 | 0 | 0 | 0 | 0 | 0 | 0
CT Fac. Spec. - SO2 Rate Annual v3.1, Unit 3641 and retrofits | 306 | 1769 | Rate Constraint in lbs/MMBtu | FALSE | L | Annual | Fuel Consumed | TBtu | 0.10744 | 0 | 0 | 0 | 0 | 0 | 0
CT Fac. Spec. - SO2 Rate Annual v3.1, Unit 3641 and retrofits | 306 | 1769 | Rate Constraint in lbs/MMBtu | FALSE | L | Annual | Rate | lb/MMBtu | 0.27872 | 0 | 0 | 0 | 0 | 0 | 0
CT Fac. Spec. - SO2 Rate Annual v3.1, Unit 3641 and retrofits | 306 | 1769 | Rate Constraint in lbs/MMBtu | FALSE | L | Annual | Generation | TWh | 0.0091944 | 0 | 0 | 0 | 0 | 0 | 0
CT Fac. Spec. - SO2 Rate Annual v3.1, Unit 3641 and retrofits | 306 | 1769 | Rate Constraint in lbs/MMBtu | FALSE | L | Annual | Qualifying Generation | TWh | 0.0091944 | 0 | 0 | 0 | 0 | 0 | 0
CT Fac. Spec. - SO2 Rate Annual v3.1, Unit 3641 and retrofits | 306 | 1769 | Rate Constraint in lbs/MMBtu | FALSE | L | Annual | Rate | lb/MWh | 1.6284 | 0 | 0 | 0 | 0 | 0 | 0
CT Fac. Spec. - SO2 Rate Annual v3.1, Unit 3641 and retrofits | 306 | 1769 | Rate Constraint in lbs/MMBtu | FALSE | L | Annual | Constraint Shadow Price | US$/Ton | 0 | 0 | 0 | 0 | 0 | 0 | 0
CT Fac. Spec. - SO2 Rate Annual v3.1, Unit 3642 and retrofits | 307 | 1769 | Rate Constraint in lbs/MMBtu | FALSE | L | Annual | Seasons Included | Seasons | Winter, Summer | Winter, Summer | Winter, Summer | Winter, Summer | Winter, Summer | Winter, Summer | Winter, Summer
CT Fac. Spec. - SO2 Rate Annual v3.1, Unit 3642 and retrofits | 307 | 1769 | Rate Constraint in lbs/MMBtu | FALSE | L | Annual | Standard | lb/MMBtu | 0.33 | 0.33 | 0.33 | 0.33 | 0.33 | 0.33 | 0.33
CT Fac. Spec. - SO2 Rate Annual v3.1, Unit 3642 and retrofits | 307 | 1769 | Rate Constraint in lbs/MMBtu | FALSE | L | Annual | Emissions at Affected Plants SO2 | MTons | 0.015225 | 0 | 0 | 0 | 0 | 0 | 0
CT Fac. Spec. - SO2 Rate Annual v3.1, Unit 3642 and retrofits | 307 | 1769 | Rate Constraint in lbs/MMBtu | FALSE | L | Annual | Allowances Purchased SO2 | MTons | 0 | 0 | 0 | 0 | 0 | 0 | 0
CT Fac. Spec. - SO2 Rate Annual v3.1, Unit 3642 and retrofits | 307 | 1769 | Rate Constraint in lbs/MMBtu | FALSE | L | Annual | Allowances Sold SO2 | MTons | 0 | 0 | 0 | 0 | 0 | 0 | 0
CT Fac. Spec. - SO2 Rate Annual v3.1, Unit 3642 and retrofits | 307 | 1769 | Rate Constraint in lbs/MMBtu | FALSE | L | Annual | Allowances Banked | MTons | 0 | 0 | 0 | 0 | 0 | 0 | 0
CT Fac. Spec. - SO2 Rate Annual v3.1, Unit 3642 and retrofits | 307 | 1769 | Rate Constraint in lbs/MMBtu | FALSE | L | Annual | Allowances Withdrawn (1:1) | MTons | 0 | 0 | 0 | 0 | 0 | 0 | 0
CT Fac. Spec. - SO2 Rate Annual v3.1, Unit 3642 and retrofits | 307 | 1769 | Rate Constraint in lbs/MMBtu | FALSE | L | Annual | Allowances Withdrawn (n:1) | MTons | 0 | 0 | 0 | 0 | 0 | 0 | 0
CT Fac. Spec. - SO2 Rate Annual v3.1, Unit 3642 and retrofits | 307 | 1769 | Rate Constraint in lbs/MMBtu | FALSE | L | Annual | Net Emissions Allowance Position | MTons | 0.015225 | 0 | 0 | 0 | 0 | 0 | 0
CT Fac. Spec. - SO2 Rate Annual v3.1, Unit 3642 and retrofits | 307 | 1769 | Rate Constraint in lbs/MMBtu | FALSE | L | Annual | Fuel Consumed | TBtu | 0.10925 | 0 | 0 | 0 | 0 | 0 | 0
CT Fac. Spec. - SO2 Rate Annual v3.1, Unit 3642 and retrofits | 307 | 1769 | Rate Constraint in lbs/MMBtu | FALSE | L | Annual | Rate | lb/MMBtu | 0.27872 | 0 | 0 | 0 | 0 | 0 | 0
CT Fac. Spec. - SO2 Rate Annual v3.1, Unit 3642 and retrofits | 307 | 1769 | Rate Constraint in lbs/MMBtu | FALSE | L | Annual | Generation | TWh | 0.0092577 | 0 | 0 | 0 | 0 | 0 | 0
CT Fac. Spec. - SO2 Rate Annual v3.1, Unit 3642 and retrofits | 307 | 1769 | Rate Constraint in lbs/MMBtu | FALSE | L | Annual | Qualifying Generation | TWh | 0.0092577 | 0 | 0 | 0 | 0 | 0 | 0
CT Fac. Spec. - SO2 Rate Annual v3.1, Unit 3642 and retrofits | 307 | 1769 | Rate Constraint in lbs/MMBtu | FALSE | L | Annual | Rate | lb/MWh | 1.6446 | 0 | 0 | 0 | 0 | 0 | 0
CT Fac. Spec. - SO2 Rate Annual v3.1, Unit 3642 and retrofits | 307 | 1769 | Rate Constraint in lbs/MMBtu | FALSE | L | Annual | Constraint Shadow Price | US$/Ton | 0 | 0 | 0 | 0 | 0 | 0 | 0
CT Fac. Spec. - SO2 Rate Annual v3.1, Unit 3835 and retrofits | 308 | 1769 | Rate Constraint in lbs/MMBtu | FALSE | L | Annual | Seasons Included | Seasons | Winter, Summer | Winter, Summer | Winter, Summer | Winter, Summer | Winter, Summer | Winter, Summer | Winter, Summer
CT Fac. Spec. - SO2 Rate Annual v3.1, Unit 3835 and retrofits | 308 | 1769 | Rate Constraint in lbs/MMBtu | FALSE | L | Annual | Standard | lb/MMBtu | 0.33 | 0.33 | 0.33 | 0.33 | 0.33 | 0.33 | 0.33
CT Fac. Spec. - SO2 Rate Annual v3.1, Unit 3835 and retrofits | 308 | 1769 | Rate Constraint in lbs/MMBtu | FALSE | L | Annual | Emissions at Affected Plants SO2 | MTons | 0.030221 | 0 | 0 | 0 | 0 | 0 | 0
CT Fac. Spec. - SO2 Rate Annual v3.1, Unit 3835 and retrofits | 308 | 1769 | Rate Constraint in lbs/MMBtu | FALSE | L | Annual | Allowances Purchased SO2 | MTons | 0 | 0 | 0 | 0 | 0 | 0 | 0
CT Fac. Spec. - SO2 Rate Annual v3.1, Unit 3835 and retrofits | 308 | 1769 | Rate Constraint in lbs/MMBtu | FALSE | L | Annual | Allowances Sold SO2 | MTons | 0 | 0 | 0 | 0 | 0 | 0 | 0
CT Fac. Spec. - SO2 Rate Annual v3.1, Unit 3835 and retrofits | 308 | 1769 | Rate Constraint in lbs/MMBtu | FALSE | L | Annual | Allowances Banked | MTons | 0 | 0 | 0 | 0 | 0 | 0 | 0
CT Fac. Spec. - SO2 Rate Annual v3.1, Unit 3835 and retrofits | 308 | 1769 | Rate Constraint in lbs/MMBtu | FALSE | L | Annual | Allowances Withdrawn (1:1) | MTons | 0 | 0 | 0 | 0 | 0 | 0 | 0
CT Fac. Spec. - SO2 Rate Annual v3.1, Unit 3835 and retrofits | 308 | 1769 | Rate Constraint in lbs/MMBtu | FALSE | L | Annual | Allowances Withdrawn (n:1) | MTons | 0 | 0 | 0 | 0 | 0 | 0 | 0
CT Fac. Spec. - SO2 Rate Annual v3.1, Unit 3835 and retrofits | 308 | 1769 | Rate Constraint in lbs/MMBtu | FALSE | L | Annual | Net Emissions Allowance Position | MTons | 0.030221 | 0 | 0 | 0 | 0 | 0 | 0
CT Fac. Spec. - SO2 Rate Annual v3.1, Unit 3835 and retrofits | 308 | 1769 | Rate Constraint in lbs/MMBtu | FALSE | L | Annual | Fuel Consumed | TBtu | 0.18334 | 0 | 0 | 0 | 0 | 0 | 0
CT Fac. Spec. - SO2 Rate Annual v3.1, Unit 3835 and retrofits | 308 | 1769 | Rate Constraint in lbs/MMBtu | FALSE | L | Annual | Rate | lb/MMBtu | 0.32968 | 0 | 0 | 0 | 0 | 0 | 0
CT Fac. Spec. - SO2 Rate Annual v3.1, Unit 3835 and retrofits | 308 | 1769 | Rate Constraint in lbs/MMBtu | FALSE | L | Annual | Generation | TWh | 0.014839 | 0 | 0 | 0 | 0 | 0 | 0
CT Fac. Spec. - SO2 Rate Annual v3.1, Unit 3835 and retrofits | 308 | 1769 | Rate Constraint in lbs/MMBtu | FALSE | L | Annual | Qualifying Generation | TWh | 0.014839 | 0 | 0 | 0 | 0 | 0 | 0
CT Fac. Spec. - SO2 Rate Annual v3.1, Unit 3835 and retrofits | 308 | 1769 | Rate Constraint in lbs/MMBtu | FALSE | L | Annual | Rate | lb/MWh | 2.0366 | 0 | 0 | 0 | 0 | 0 | 0
CT Fac. Spec. - SO2 Rate Annual v3.1, Unit 3835 and retrofits | 308 | 1769 | Rate Constraint in lbs/MMBtu | FALSE | L | Annual | Constraint Shadow Price | US$/Ton | 0 | 0 | 17440.0283 | 23447.9595 | 0 | 0 | 0
CT Fac. Spec. - SO2 Rate Annual v3.1, Unit 3836 and retrofits | 309 | 1769 | Rate Constraint in lbs/MMBtu | FALSE | L | Annual | Seasons Included | Seasons | Winter, Summer | Winter, Summer | Winter, Summer | Winter, Summer | Winter, Summer | Winter, Summer | Winter, Summer
CT Fac. Spec. - SO2 Rate Annual v3.1, Unit 3836 and retrofits | 309 | 1769 | Rate Constraint in lbs/MMBtu | FALSE | L | Annual | Standard | lb/MMBtu | 0.33 | 0.33 | 0.33 | 0.33 | 0.33 | 0.33 | 0.33
CT Fac. Spec. - SO2 Rate Annual v3.1, Unit 3836 and retrofits | 309 | 1769 | Rate Constraint in lbs/MMBtu | FALSE | L | Annual | Emissions at Affected Plants SO2 | MTons | 0 | 0 | 0 | 0 | 0 | 0 | 0
CT Fac. Spec. - SO2 Rate Annual v3.1, Unit 3836 and retrofits | 309 | 1769 | Rate Constraint in lbs/MMBtu | FALSE | L | Annual | Allowances Purchased SO2 | MTons | 0 | 0 | 0 | 0 | 0 | 0 | 0
CT Fac. Spec. - SO2 Rate Annual v3.1, Unit 3836 and retrofits | 309 | 1769 | Rate Constraint in lbs/MMBtu | FALSE | L | Annual | Allowances Sold SO2 | MTons | 0 | 0 | 0 | 0 | 0 | 0 | 0
CT Fac. Spec. - SO2 Rate Annual v3.1, Unit 3836 and retrofits | 309 | 1769 | Rate Constraint in lbs/MMBtu | FALSE | L | Annual | Allowances Banked | MTons | 0 | 0 | 0 | 0 | 0 | 0 | 0
CT Fac. Spec. - SO2 Rate Annual v3.1, Unit 3836 and retrofits | 309 | 1769 | Rate Constraint in lbs/MMBtu | FALSE | L | Annual | Allowances Withdrawn (1:1) | MTons | 0 | 0 | 0 | 0 | 0 | 0 | 0
CT Fac. Spec. - SO2 Rate Annual v3.1, Unit 3836 and retrofits | 309 | 1769 | Rate Constraint in lbs/MMBtu | FALSE | L | Annual | Allowances Withdrawn (n:1) | MTons | 0 | 0 | 0 | 0 | 0 | 0 | 0
CT Fac. Spec. - SO2 Rate Annual v3.1, Unit 3836 and retrofits | 309 | 1769 | Rate Constraint in lbs/MMBtu | FALSE | L | Annual | Net Emissions Allowance Position | MTons | 0 | 0 | 0 | 0 | 0 | 0 | 0
CT Fac. Spec. - SO2 Rate Annual v3.1, Unit 3836 and retrofits | 309 | 1769 | Rate Constraint in lbs/MMBtu | FALSE | L | Annual | Fuel Consumed | TBtu | 0 | 0 | 0 | 0 | 0 | 0 | 0
CT Fac. Spec. - SO2 Rate Annual v3.1, Unit 3836 and retrofits | 309 | 1769 | Rate Constraint in lbs/MMBtu | FALSE | L | Annual | Rate | lb/MMBtu | 0 | 0 | 0 | 0 | 0 | 0 | 0
CT Fac. Spec. - SO2 Rate Annual v3.1, Unit 3836 and retrofits | 309 | 1769 | Rate Constraint in lbs/MMBtu | FALSE | L | Annual | Generation | TWh | 0 | 0 | 0 | 0 | 0 | 0 | 0
CT Fac. Spec. - SO2 Rate Annual v3.1, Unit 3836 and retrofits | 309 | 1769 | Rate Constraint in lbs/MMBtu | FALSE | L | Annual | Qualifying Generation | TWh | 0 | 0 | 0 | 0 | 0 | 0 | 0
CT Fac. Spec. - SO2 Rate Annual v3.1, Unit 3836 and retrofits | 309 | 1769 | Rate Constraint in lbs/MMBtu | FALSE | L | Annual | Rate | lb/MWh | 0 | 0 | 0 | 0 | 0 | 0 | 0
CT Fac. Spec. - SO2 Rate Annual v3.1, Unit 3836 and retrofits | 309 | 1769 | Rate Constraint in lbs/MMBtu | FALSE | L | Annual | Constraint Shadow Price | US$/Ton | 0 | 0 | 59436.5671 | 80095.4832 | 0 | 0 | 0
CT Fac. Spec. - SO2 Rate Annual v3.1, Unit 3837 and retrofits | 310 | 1769 | Rate Constraint in lbs/MMBtu | FALSE | L | Annual | Seasons Included | Seasons | Winter, Summer | Winter, Summer | Winter, Summer | Winter, Summer | Winter, Summer | Winter, Summer | Winter, Summer
CT Fac. Spec. - SO2 Rate Annual v3.1, Unit 3837 and retrofits | 310 | 1769 | Rate Constraint in lbs/MMBtu | FALSE | L | Annual | Standard | lb/MMBtu | 0.33 | 0.33 | 0.33 | 0.33 | 0.33 | 0.33 | 0.33
CT Fac. Spec. - SO2 Rate Annual v3.1, Unit 3837 and retrofits | 310 | 1769 | Rate Constraint in lbs/MMBtu | FALSE | L | Annual | Emissions at Affected Plants SO2 | MTons | 0 | 0 | 0 | 0 | 0 | 0 | 0
CT Fac. Spec. - SO2 Rate Annual v3.1, Unit 3837 and retrofits | 310 | 1769 | Rate Constraint in lbs/MMBtu | FALSE | L | Annual | Allowances Purchased SO2 | MTons | 0 | 0 | 0 | 0 | 0 | 0 | 0
CT Fac. Spec. - SO2 Rate Annual v3.1, Unit 3837 and retrofits | 310 | 1769 | Rate Constraint in lbs/MMBtu | FALSE | L | Annual | Allowances Sold SO2 | MTons | 0 | 0 | 0 | 0 | 0 | 0 | 0
CT Fac. Spec. - SO2 Rate Annual v3.1, Unit 3837 and retrofits | 310 | 1769 | Rate Constraint in lbs/MMBtu | FALSE | L | Annual | Allowances Banked | MTons | 0 | 0 | 0 | 0 | 0 | 0 | 0
CT Fac. Spec. - SO2 Rate Annual v3.1, Unit 3837 and retrofits | 310 | 1769 | Rate Constraint in lbs/MMBtu | FALSE | L | Annual | Allowances Withdrawn (1:1) | MTons | 0 | 0 | 0 | 0 | 0 | 0 | 0
CT Fac. Spec. - SO2 Rate Annual v3.1, Unit 3837 and retrofits | 310 | 1769 | Rate Constraint in lbs/MMBtu | FALSE | L | Annual | Allowances Withdrawn (n:1) | MTons | 0 | 0 | 0 | 0 | 0 | 0 | 0
CT Fac. Spec. - SO2 Rate Annual v3.1, Unit 3837 and retrofits | 310 | 1769 | Rate Constraint in lbs/MMBtu | FALSE | L | Annual | Net Emissions Allowance Position | MTons | 0 | 0 | 0 | 0 | 0 | 0 | 0
CT Fac. Spec. - SO2 Rate Annual v3.1, Unit 3837 and retrofits | 310 | 1769 | Rate Constraint in lbs/MMBtu | FALSE | L | Annual | Fuel Consumed | TBtu | 0 | 0 | 0 | 0 | 0 | 0 | 0
CT Fac. Spec. - SO2 Rate Annual v3.1, Unit 3837 and retrofits | 310 | 1769 | Rate Constraint in lbs/MMBtu | FALSE | L | Annual | Rate | lb/MMBtu | 0 | 0 | 0 | 0 | 0 | 0 | 0
CT Fac. Spec. - SO2 Rate Annual v3.1, Unit 3837 and retrofits | 310 | 1769 | Rate Constraint in lbs/MMBtu | FALSE | L | Annual | Generation | TWh | 0 | 0 | 0 | 0 | 0 | 0 | 0
CT Fac. Spec. - SO2 Rate Annual v3.1, Unit 3837 and retrofits | 310 | 1769 | Rate Constraint in lbs/MMBtu | FALSE | L | Annual | Qualifying Generation | TWh | 0 | 0 | 0 | 0 | 0 | 0 | 0
CT Fac. Spec. - SO2 Rate Annual v3.1, Unit 3837 and retrofits | 310 | 1769 | Rate Constraint in lbs/MMBtu | FALSE | L | Annual | Rate | lb/MWh | 0 | 0 | 0 | 0 | 0 | 0 | 0
CT Fac. Spec. - SO2 Rate Annual v3.1, Unit 3837 and retrofits | 310 | 1769 | Rate Constraint in lbs/MMBtu | FALSE | L | Annual | Constraint Shadow Price | US$/Ton | 0 | 0 | 0 | 0 | 0 | 0 | 0
CT Fac. Spec. - SO2 Rate Annual v3.1, Unit 3838 and retrofits | 311 | 1769 | Rate Constraint in lbs/MMBtu | FALSE | L | Annual | Seasons Included | Seasons | Winter, Summer | Winter, Summer | Winter, Summer | Winter, Summer | Winter, Summer | Winter, Summer | Winter, Summer
CT Fac. Spec. - SO2 Rate Annual v3.1, Unit 3838 and retrofits | 311 | 1769 | Rate Constraint in lbs/MMBtu | FALSE | L | Annual | Standard | lb/MMBtu | 0.33 | 0.33 | 0.33 | 0.33 | 0.33 | 0.33 | 0.33
CT Fac. Spec. - SO2 Rate Annual v3.1, Unit 3838 and retrofits | 311 | 1769 | Rate Constraint in lbs/MMBtu | FALSE | L | Annual | Emissions at Affected Plants SO2 | MTons | 0 | 0 | 0 | 0 | 0 | 0 | 0
CT Fac. Spec. - SO2 Rate Annual v3.1, Unit 3838 and retrofits | 311 | 1769 | Rate Constraint in lbs/MMBtu | FALSE | L | Annual | Allowances Purchased SO2 | MTons | 0 | 0 | 0 | 0 | 0 | 0 | 0
CT Fac. Spec. - SO2 Rate Annual v3.1, Unit 3838 and retrofits | 311 | 1769 | Rate Constraint in lbs/MMBtu | FALSE | L | Annual | Allowances Sold SO2 | MTons | 0 | 0 | 0 | 0 | 0 | 0 | 0
CT Fac. Spec. - SO2 Rate Annual v3.1, Unit 3838 and retrofits | 311 | 1769 | Rate Constraint in lbs/MMBtu | FALSE | L | Annual | Allowances Banked | MTons | 0 | 0 | 0 | 0 | 0 | 0 | 0
CT Fac. Spec. - SO2 Rate Annual v3.1, Unit 3838 and retrofits | 311 | 1769 | Rate Constraint in lbs/MMBtu | FALSE | L | Annual | Allowances Withdrawn (1:1) | MTons | 0 | 0 | 0 | 0 | 0 | 0 | 0
CT Fac. Spec. - SO2 Rate Annual v3.1, Unit 3838 and retrofits | 311 | 1769 | Rate Constraint in lbs/MMBtu | FALSE | L | Annual | Allowances Withdrawn (n:1) | MTons | 0 | 0 | 0 | 0 | 0 | 0 | 0
CT Fac. Spec. - SO2 Rate Annual v3.1, Unit 3838 and retrofits | 311 | 1769 | Rate Constraint in lbs/MMBtu | FALSE | L | Annual | Net Emissions Allowance Position | MTons | 0 | 0 | 0 | 0 | 0 | 0 | 0
CT Fac. Spec. - SO2 Rate Annual v3.1, Unit 3838 and retrofits | 311 | 1769 | Rate Constraint in lbs/MMBtu | FALSE | L | Annual | Fuel Consumed | TBtu | 0.87888 | 0 | 0 | 0 | 0 | 0 | 0
CT Fac. Spec. - SO2 Rate Annual v3.1, Unit 3838 and retrofits | 311 | 1769 | Rate Constraint in lbs/MMBtu | FALSE | L | Annual | Rate | lb/MMBtu | 0 | 0 | 0 | 0 | 0 | 0 | 0
CT Fac. Spec. - SO2 Rate Annual v3.1, Unit 3838 and retrofits | 311 | 1769 | Rate Constraint in lbs/MMBtu | FALSE | L | Annual | Generation | TWh | 0.069268 | 0 | 0 | 0 | 0 | 0 | 0
CT Fac. Spec. - SO2 Rate Annual v3.1, Unit 3838 and retrofits | 311 | 1769 | Rate Constraint in lbs/MMBtu | FALSE | L | Annual | Qualifying Generation | TWh | 0.069268 | 0 | 0 | 0 | 0 | 0 | 0
CT Fac. Spec. - SO2 Rate Annual v3.1, Unit 3838 and retrofits | 311 | 1769 | Rate Constraint in lbs/MMBtu | FALSE | L | Annual | Rate | lb/MWh | 0 | 0 | 0 | 0 | 0 | 0 | 0
CT Fac. Spec. - SO2 Rate Annual v3.1, Unit 3838 and retrofits | 311 | 1769 | Rate Constraint in lbs/MMBtu | FALSE | L | Annual | Constraint Shadow Price | US$/Ton | 0 | 0 | 0 | 0 | 0 | 0 | 0
CT Fac. Spec. - SO2 Rate Annual v3.1, Unit 4164 and retrofits | 312 | 1769 | Rate Constraint in lbs/MMBtu | FALSE | L | Annual | Seasons Included | Seasons | Winter, Summer | Winter, Summer | Winter, Summer | Winter, Summer | Winter, Summer | Winter, Summer | Winter, Summer
CT Fac. Spec. - SO2 Rate Annual v3.1, Unit 4164 and retrofits | 312 | 1769 | Rate Constraint in lbs/MMBtu | FALSE | L | Annual | Standard | lb/MMBtu | 0.33 | 0.33 | 0.33 | 0.33 | 0.33 | 0.33 | 0.33
CT Fac. Spec. - SO2 Rate Annual v3.1, Unit 4164 and retrofits | 312 | 1769 | Rate Constraint in lbs/MMBtu | FALSE | L | Annual | Emissions at Affected Plants SO2 | MTons | 0 | 0 | 0 | 0 | 0 | 0 | 0
CT Fac. Spec. - SO2 Rate Annual v3.1, Unit 4164 and retrofits | 312 | 1769 | Rate Constraint in lbs/MMBtu | FALSE | L | Annual | Allowances Purchased SO2 | MTons | 0 | 0 | 0 | 0 | 0 | 0 | 0
CT Fac. Spec. - SO2 Rate Annual v3.1, Unit 4164 and retrofits | 312 | 1769 | Rate Constraint in lbs/MMBtu | FALSE | L | Annual | Allowances Sold SO2 | MTons | 0 | 0 | 0 | 0 | 0 | 0 | 0
CT Fac. Spec. - SO2 Rate Annual v3.1, Unit 4164 and retrofits | 312 | 1769 | Rate Constraint in lbs/MMBtu | FALSE | L | Annual | Allowances Banked | MTons | 0 | 0 | 0 | 0 | 0 | 0 | 0
CT Fac. Spec. - SO2 Rate Annual v3.1, Unit 4164 and retrofits | 312 | 1769 | Rate Constraint in lbs/MMBtu | FALSE | L | Annual | Allowances Withdrawn (1:1) | MTons | 0 | 0 | 0 | 0 | 0 | 0 | 0
CT Fac. Spec. - SO2 Rate Annual v3.1, Unit 4164 and retrofits | 312 | 1769 | Rate Constraint in lbs/MMBtu | FALSE | L | Annual | Allowances Withdrawn (n:1) | MTons | 0 | 0 | 0 | 0 | 0 | 0 | 0
CT Fac. Spec. - SO2 Rate Annual v3.1, Unit 4164 and retrofits | 312 | 1769 | Rate Constraint in lbs/MMBtu | FALSE | L | Annual | Net Emissions Allowance Position | MTons | 0 | 0 | 0 | 0 | 0 | 0 | 0
CT Fac. Spec. - SO2 Rate Annual v3.1, Unit 4164 and retrofits | 312 | 1769 | Rate Constraint in lbs/MMBtu | FALSE | L | Annual | Fuel Consumed | TBtu | 0 | 0 | 0 | 0 | 0 | 0 | 0
CT Fac. Spec. - SO2 Rate Annual v3.1, Unit 4164 and retrofits | 312 | 1769 | Rate Constraint in lbs/MMBtu | FALSE | L | Annual | Rate | lb/MMBtu | 0 | 0 | 0 | 0 | 0 | 0 | 0
CT Fac. Spec. - SO2 Rate Annual v3.1, Unit 4164 and retrofits | 312 | 1769 | Rate Constraint in lbs/MMBtu | FALSE | L | Annual | Generation | TWh | 0 | 0 | 0 | 0 | 0 | 0 | 0
CT Fac. Spec. - SO2 Rate Annual v3.1, Unit 4164 and retrofits | 312 | 1769 | Rate Constraint in lbs/MMBtu | FALSE | L | Annual | Qualifying Generation | TWh | 0 | 0 | 0 | 0 | 0 | 0 | 0
CT Fac. Spec. - SO2 Rate Annual v3.1, Unit 4164 and retrofits | 312 | 1769 | Rate Constraint in lbs/MMBtu | FALSE | L | Annual | Rate | lb/MWh | 0 | 0 | 0 | 0 | 0 | 0 | 0
CT Fac. Spec. - SO2 Rate Annual v3.1, Unit 4164 and retrofits | 312 | 1769 | Rate Constraint in lbs/MMBtu | FALSE | L | Annual | Constraint Shadow Price | US$/Ton | 0 | 0 | 0 | 0 | 0 | 0 | 0
DE Facility Specific - Hg Annual Reduction v3.1 | 313 | 1521 | MACT Fuel Choice Floor in lbs/MMBtu | FALSE | L | Annual | Seasons Included | Seasons | Winter, Summer | Winter, Summer | Winter, Summer | Winter, Summer | Winter, Summer | Winter, Summer | Winter, Summer
DE Facility Specific - Hg Annual Reduction v3.1 | 313 | 1521 | MACT Fuel Choice Floor in lbs/MMBtu | FALSE | L | Annual | Emission Floor | lbs/MMBtu | 6e-07 | 6e-07 | 6e-07 | 6e-07 | 6e-07 | 6e-07 | 6e-07
DE Facility Specific - Hg Annual Reduction v3.1 | 313 | 1521 | MACT Fuel Choice Floor in lbs/MMBtu | FALSE | L | Annual | Emissions at Affected Plants MER | lbs | 6.9123 | 8.6626 | 0 | 0 | 0 | 0 | 0
DE Facility Specific - Hg Annual Reduction v3.1 | 313 | 1521 | MACT Fuel Choice Floor in lbs/MMBtu | FALSE | L | Annual | Allowances Purchased MER | lbs | 0 | 0 | 0 | 0 | 0 | 0 | 0
DE Facility Specific - Hg Annual Reduction v3.1 | 313 | 1521 | MACT Fuel Choice Floor in lbs/MMBtu | FALSE | L | Annual | Allowances Sold MER | lbs | 0 | 0 | 0 | 0 | 0 | 0 | 0
DE Facility Specific - Hg Annual Reduction v3.1 | 313 | 1521 | MACT Fuel Choice Floor in lbs/MMBtu | FALSE | L | Annual | Allowances Banked | lbs | 0 | 0 | 0 | 0 | 0 | 0 | 0
DE Facility Specific - Hg Annual Reduction v3.1 | 313 | 1521 | MACT Fuel Choice Floor in lbs/MMBtu | FALSE | L | Annual | Allowances Withdrawn (1:1) | lbs | 0 | 0 | 0 | 0 | 0 | 0 | 0
DE Facility Specific - Hg Annual Reduction v3.1 | 313 | 1521 | MACT Fuel Choice Floor in lbs/MMBtu | FALSE | L | Annual | Allowances Withdrawn (n:1) | lbs | 0 | 0 | 0 | 0 | 0 | 0 | 0
DE Facility Specific - Hg Annual Reduction v3.1 | 313 | 1521 | MACT Fuel Choice Floor in lbs/MMBtu | FALSE | L | Annual | Net Emissions Allowance Position | lbs | 6.9123 | 8.6626 | 0 | 0 | 0 | 0 | 0
DE Facility Specific - Hg Annual Reduction v3.1 | 313 | 1521 | MACT Fuel Choice Floor in lbs/MMBtu | FALSE | L | Annual | Fuel Consumed | TBtu | 8.9121 | 11.1688 | 0 | 0 | 0 | 0 | 0
DE Facility Specific - Hg Annual Reduction v3.1 | 313 | 1521 | MACT Fuel Choice Floor in lbs/MMBtu | FALSE | L | Annual | Rate | lb/MMBtu | 7.7561e-07 | 7.7561e-07 | 0 | 0 | 0 | 0 | 0
DE Facility Specific - Hg Annual Reduction v3.1 | 313 | 1521 | MACT Fuel Choice Floor in lbs/MMBtu | FALSE | L | Annual | Generation | TWh | 0.78011 | 0.97765 | 0 | 0 | 0 | 0 | 0
DE Facility Specific - Hg Annual Reduction v3.1 | 313 | 1521 | MACT Fuel Choice Floor in lbs/MMBtu | FALSE | L | Annual | Qualifying Generation | TWh | 0.78011 | 0.97765 | 0 | 0 | 0 | 0 | 0
DE Facility Specific - Hg Annual Reduction v3.1 | 313 | 1521 | MACT Fuel Choice Floor in lbs/MMBtu | FALSE | L | Annual | Constraint Shadow Price | US$/Lb | 0 | 0 | 0 | 0 | 0 | 0 | 0
DE Facility Specific - NOx Annual Rate v3.1, Unit 3638 and retrofits | 314 | 1519 | Rate Constraint in lbs/MMBtu | FALSE | L | Annual | Seasons Included | Seasons | Winter, Summer | Winter, Summer | Winter, Summer | Winter, Summer | Winter, Summer | Winter, Summer | Winter, Summer
DE Facility Specific - NOx Annual Rate v3.1, Unit 3638 and retrofits | 314 | 1519 | Rate Constraint in lbs/MMBtu | FALSE | L | Annual | Standard | lb/MMBtu | 0.125 | 0.125 | 0.125 | 0.125 | 0.125 | 0.125 | 0.125
DE Facility Specific - NOx Annual Rate v3.1, Unit 3638 and retrofits | 314 | 1519 | Rate Constraint in lbs/MMBtu | FALSE | L | Annual | Emissions at Affected Plants NOX | MTons | 0.0070897 | 0 | 0 | 0 | 0 | 0 | 0
DE Facility Specific - NOx Annual Rate v3.1, Unit 3638 and retrofits | 314 | 1519 | Rate Constraint in lbs/MMBtu | FALSE | L | Annual | Allowances Purchased NOX | MTons | 0 | 0 | 0 | 0 | 0 | 0 | 0
DE Facility Specific - NOx Annual Rate v3.1, Unit 3638 and retrofits | 314 | 1519 | Rate Constraint in lbs/MMBtu | FALSE | L | Annual | Allowances Sold NOX | MTons | 0 | 0 | 0 | 0 | 0 | 0 | 0
DE Facility Specific - NOx Annual Rate v3.1, Unit 3638 and retrofits | 314 | 1519 | Rate Constraint in lbs/MMBtu | FALSE | L | Annual | Allowances Banked | MTons | 0 | 0 | 0 | 0 | 0 | 0 | 0
DE Facility Specific - NOx Annual Rate v3.1, Unit 3638 and retrofits | 314 | 1519 | Rate Constraint in lbs/MMBtu | FALSE | L | Annual | Allowances Withdrawn (1:1) | MTons | 0 | 0 | 0 | 0 | 0 | 0 | 0
DE Facility Specific - NOx Annual Rate v3.1, Unit 3638 and retrofits | 314 | 1519 | Rate Constraint in lbs/MMBtu | FALSE | L | Annual | Allowances Withdrawn (n:1) | MTons | 0 | 0 | 0 | 0 | 0 | 0 | 0
DE Facility Specific - NOx Annual Rate v3.1, Unit 3638 and retrofits | 314 | 1519 | Rate Constraint in lbs/MMBtu | FALSE | L | Annual | Net Emissions Allowance Position | MTons | 0.0070897 | 0 | 0 | 0 | 0 | 0 | 0
DE Facility Specific - NOx Annual Rate v3.1, Unit 3638 and retrofits | 314 | 1519 | Rate Constraint in lbs/MMBtu | FALSE | L | Annual | Fuel Consumed | TBtu | 0.17692 | 0 | 0 | 0 | 0 | 0 | 0
DE Facility Specific - NOx Annual Rate v3.1, Unit 3638 and retrofits | 314 | 1519 | Rate Constraint in lbs/MMBtu | FALSE | L | Annual | Rate | lb/MMBtu | 0.080148 | 0 | 0 | 0 | 0 | 0 | 0
DE Facility Specific - NOx Annual Rate v3.1, Unit 3638 and retrofits | 314 | 1519 | Rate Constraint in lbs/MMBtu | FALSE | L | Annual | Generation | TWh | 0.015118 | 0 | 0 | 0 | 0 | 0 | 0
DE Facility Specific - NOx Annual Rate v3.1, Unit 3638 and retrofits | 314 | 1519 | Rate Constraint in lbs/MMBtu | FALSE | L | Annual | Qualifying Generation | TWh | 0.015118 | 0 | 0 | 0 | 0 | 0 | 0
DE Facility Specific - NOx Annual Rate v3.1, Unit 3638 and retrofits | 314 | 1519 | Rate Constraint in lbs/MMBtu | FALSE | L | Annual | Rate | lb/MWh | 0.46895 | 0 | 0 | 0 | 0 | 0 | 0
DE Facility Specific - NOx Annual Rate v3.1, Unit 3638 and retrofits | 314 | 1519 | Rate Constraint in lbs/MMBtu | FALSE | L | Annual | Constraint Shadow Price | US$/Ton | 0 | 0 | 0 | 0 | 0 | 0 | 0
DE Facility Specific - NOx Annual Rate v3.1, Unit 4107 and retrofits | 315 | 1519 | Rate Constraint in lbs/MMBtu | FALSE | L | Annual | Seasons Included | Seasons | Winter, Summer | Winter, Summer | Winter, Summer | Winter, Summer | Winter, Summer | Winter, Summer | Winter, Summer
DE Facility Specific - NOx Annual Rate v3.1, Unit 4107 and retrofits | 315 | 1519 | Rate Constraint in lbs/MMBtu | FALSE | L | Annual | Standard | lb/MMBtu | 0.125 | 0.125 | 0.125 | 0.125 | 0.125 | 0.125 | 0.125
DE Facility Specific - NOx Annual Rate v3.1, Unit 4107 and retrofits | 315 | 1519 | Rate Constraint in lbs/MMBtu | FALSE | L | Annual | Emissions at Affected Plants NOX | MTons | 0.31047 | 0.38909 | 0 | 0 | 0 | 0 | 0
DE Facility Specific - NOx Annual Rate v3.1, Unit 4107 and retrofits | 315 | 1519 | Rate Constraint in lbs/MMBtu | FALSE | L | Annual | Allowances Purchased NOX | MTons | 0 | 0 | 0 | 0 | 0 | 0 | 0
DE Facility Specific - NOx Annual Rate v3.1, Unit 4107 and retrofits | 315 | 1519 | Rate Constraint in lbs/MMBtu | FALSE | L | Annual | Allowances Sold NOX | MTons | 0 | 0 | 0 | 0 | 0 | 0 | 0
DE Facility Specific - NOx Annual Rate v3.1, Unit 4107 and retrofits | 315 | 1519 | Rate Constraint in lbs/MMBtu | FALSE | L | Annual | Allowances Banked | MTons | 0 | 0 | 0 | 0 | 0 | 0 | 0
DE Facility Specific - NOx Annual Rate v3.1, Unit 4107 and retrofits | 315 | 1519 | Rate Constraint in lbs/MMBtu | FALSE | L | Annual | Allowances Withdrawn (1:1) | MTons | 0 | 0 | 0 | 0 | 0 | 0 | 0
DE Facility Specific - NOx Annual Rate v3.1, Unit 4107 and retrofits | 315 | 1519 | Rate Constraint in lbs/MMBtu | FALSE | L | Annual | Allowances Withdrawn (n:1) | MTons | 0 | 0 | 0 | 0 | 0 | 0 | 0
DE Facility Specific - NOx Annual Rate v3.1, Unit 4107 and retrofits | 315 | 1519 | Rate Constraint in lbs/MMBtu | FALSE | L | Annual | Net Emissions Allowance Position | MTons | 0.31047 | 0.38909 | 0 | 0 | 0 | 0 | 0
DE Facility Specific - NOx Annual Rate v3.1, Unit 4107 and retrofits | 315 | 1519 | Rate Constraint in lbs/MMBtu | FALSE | L | Annual | Fuel Consumed | TBtu | 8.9121 | 11.1688 | 0 | 0 | 0 | 0 | 0
DE Facility Specific - NOx Annual Rate v3.1, Unit 4107 and retrofits | 315 | 1519 | Rate Constraint in lbs/MMBtu | FALSE | L | Annual | Rate | lb/MMBtu | 0.069674 | 0.069674 | 0 | 0 | 0 | 0 | 0
DE Facility Specific - NOx Annual Rate v3.1, Unit 4107 and retrofits | 315 | 1519 | Rate Constraint in lbs/MMBtu | FALSE | L | Annual | Generation | TWh | 0.78011 | 0.97765 | 0 | 0 | 0 | 0 | 0
DE Facility Specific - NOx Annual Rate v3.1, Unit 4107 and retrofits | 315 | 1519 | Rate Constraint in lbs/MMBtu | FALSE | L | Annual | Qualifying Generation | TWh | 0.78011 | 0.97765 | 0 | 0 | 0 | 0 | 0
DE Facility Specific - NOx Annual Rate v3.1, Unit 4107 and retrofits | 315 | 1519 | Rate Constraint in lbs/MMBtu | FALSE | L | Annual | Rate | lb/MWh | 0.39798 | 0.39798 | 0 | 0 | 0 | 0 | 0
DE Facility Specific - NOx Annual Rate v3.1, Unit 4107 and retrofits | 315 | 1519 | Rate Constraint in lbs/MMBtu | FALSE | L | Annual | Constraint Shadow Price | US$/Ton | 0 | 0 | 0 | 0 | 0 | 0 | 0
DE Facility Specific - NOx Annual Rate v3.1, Unit 4128 and retrofits | 316 | 1519 | Rate Constraint in lbs/MMBtu | FALSE | L | Annual | Seasons Included | Seasons | Winter, Summer | Winter, Summer | Winter, Summer | Winter, Summer | Winter, Summer | Winter, Summer | Winter, Summer
DE Facility Specific - NOx Annual Rate v3.1, Unit 4128 and retrofits | 316 | 1519 | Rate Constraint in lbs/MMBtu | FALSE | L | Annual | Standard | lb/MMBtu | 0.125 | 0.125 | 0.125 | 0.125 | 0.125 | 0.125 | 0.125
DE Facility Specific - NOx Annual Rate v3.1, Unit 4128 and retrofits | 316 | 1519 | Rate Constraint in lbs/MMBtu | FALSE | L | Annual | Emissions at Affected Plants NOX | MTons | 0 | 0 | 0 | 0 | 0 | 0 | 0
DE Facility Specific - NOx Annual Rate v3.1, Unit 4128 and retrofits | 316 | 1519 | Rate Constraint in lbs/MMBtu | FALSE | L | Annual | Allowances Purchased NOX | MTons | 0 | 0 | 0 | 0 | 0 | 0 | 0
DE Facility Specific - NOx Annual Rate v3.1, Unit 4128 and retrofits | 316 | 1519 | Rate Constraint in lbs/MMBtu | FALSE | L | Annual | Allowances Sold NOX | MTons | 0 | 0 | 0 | 0 | 0 | 0 | 0
DE Facility Specific - NOx Annual Rate v3.1, Unit 4128 and retrofits | 316 | 1519 | Rate Constraint in lbs/MMBtu | FALSE | L | Annual | Allowances Banked | MTons | 0 | 0 | 0 | 0 | 0 | 0 | 0
DE Facility Specific - NOx Annual Rate v3.1, Unit 4128 and retrofits | 316 | 1519 | Rate Constraint in lbs/MMBtu | FALSE | L | Annual | Allowances Withdrawn (1:1) | MTons | 0 | 0 | 0 | 0 | 0 | 0 | 0
DE Facility Specific - NOx Annual Rate v3.1, Unit 4128 and retrofits | 316 | 1519 | Rate Constraint in lbs/MMBtu | FALSE | L | Annual | Allowances Withdrawn (n:1) | MTons | 0 | 0 | 0 | 0 | 0 | 0 | 0
DE Facility Specific - NOx Annual Rate v3.1, Unit 4128 and retrofits | 316 | 1519 | Rate Constraint in lbs/MMBtu | FALSE | L | Annual | Net Emissions Allowance Position | MTons | 0 | 0 | 0 | 0 | 0 | 0 | 0
DE Facility Specific - NOx Annual Rate v3.1, Unit 4128 and retrofits | 316 | 1519 | Rate Constraint in lbs/MMBtu | FALSE | L | Annual | Fuel Consumed | TBtu | 0 | 0 | 0 | 0 | 0 | 0 | 0
DE Facility Specific - NOx Annual Rate v3.1, Unit 4128 and retrofits | 316 | 1519 | Rate Constraint in lbs/MMBtu | FALSE | L | Annual | Rate | lb/MMBtu | 0 | 0 | 0 | 0 | 0 | 0 | 0
DE Facility Specific - NOx Annual Rate v3.1, Unit 4128 and retrofits | 316 | 1519 | Rate Constraint in lbs/MMBtu | FALSE | L | Annual | Generation | TWh | 0 | 0 | 0 | 0 | 0 | 0 | 0
DE Facility Specific - NOx Annual Rate v3.1, Unit 4128 and retrofits | 316 | 1519 | Rate Constraint in lbs/MMBtu | FALSE | L | Annual | Qualifying Generation | TWh | 0 | 0 | 0 | 0 | 0 | 0 | 0
DE Facility Specific - NOx Annual Rate v3.1, Unit 4128 and retrofits | 316 | 1519 | Rate Constraint in lbs/MMBtu | FALSE | L | Annual | Rate | lb/MWh | 0 | 0 | 0 | 0 | 0 | 0 | 0
DE Facility Specific - NOx Annual Rate v3.1, Unit 4128 and retrofits | 316 | 1519 | Rate Constraint in lbs/MMBtu | FALSE | L | Annual | Constraint Shadow Price | US$/Ton | 0 | 0 | 0 | 0 | 0 | 0 | 0
DE Facility Specific - NOx Annual Rate v3.1, Unit 4129 and retrofits | 317 | 1519 | Rate Constraint in lbs/MMBtu | FALSE | L | Annual | Seasons Included | Seasons | Winter, Summer | Winter, Summer | Winter, Summer | Winter, Summer | Winter, Summer | Winter, Summer | Winter, Summer
DE Facility Specific - NOx Annual Rate v3.1, Unit 4129 and retrofits | 317 | 1519 | Rate Constraint in lbs/MMBtu | FALSE | L | Annual | Standard | lb/MMBtu | 0.125 | 0.125 | 0.125 | 0.125 | 0.125 | 0.125 | 0.125
DE Facility Specific - NOx Annual Rate v3.1, Unit 4129 and retrofits | 317 | 1519 | Rate Constraint in lbs/MMBtu | FALSE | L | Annual | Emissions at Affected Plants NOX | MTons | 0 | 0 | 0 | 0 | 0 | 0 | 0
DE Facility Specific - NOx Annual Rate v3.1, Unit 4129 and retrofits | 317 | 1519 | Rate Constraint in lbs/MMBtu | FALSE | L | Annual | Allowances Purchased NOX | MTons | 0 | 0 | 0 | 0 | 0 | 0 | 0
DE Facility Specific - NOx Annual Rate v3.1, Unit 4129 and retrofits | 317 | 1519 | Rate Constraint in lbs/MMBtu | FALSE | L | Annual | Allowances Sold NOX | MTons | 0 | 0 | 0 | 0 | 0 | 0 | 0
DE Facility Specific - NOx Annual Rate v3.1, Unit 4129 and retrofits | 317 | 1519 | Rate Constraint in lbs/MMBtu | FALSE | L | Annual | Allowances Banked | MTons | 0 | 0 | 0 | 0 | 0 | 0 | 0
DE Facility Specific - NOx Annual Rate v3.1, Unit 4129 and retrofits | 317 | 1519 | Rate Constraint in lbs/MMBtu | FALSE | L | Annual | Allowances Withdrawn (1:1) | MTons | 0 | 0 | 0 | 0 | 0 | 0 | 0
DE Facility Specific - NOx Annual Rate v3.1, Unit 4129 and retrofits | 317 | 1519 | Rate Constraint in lbs/MMBtu | FALSE | L | Annual | Allowances Withdrawn (n:1) | MTons | 0 | 0 | 0 | 0 | 0 | 0 | 0
DE Facility Specific - NOx Annual Rate v3.1, Unit 4129 and retrofits | 317 | 1519 | Rate Constraint in lbs/MMBtu | FALSE | L | Annual | Net Emissions Allowance Position | MTons | 0 | 0 | 0 | 0 | 0 | 0 | 0
DE Facility Specific - NOx Annual Rate v3.1, Unit 4129 and retrofits | 317 | 1519 | Rate Constraint in lbs/MMBtu | FALSE | L | Annual | Fuel Consumed | TBtu | 0 | 0 | 0 | 0 | 0 | 0 | 0
DE Facility Specific - NOx Annual Rate v3.1, Unit 4129 and retrofits | 317 | 1519 | Rate Constraint in lbs/MMBtu | FALSE | L | Annual | Rate | lb/MMBtu | 0 | 0 | 0 | 0 | 0 | 0 | 0
DE Facility Specific - NOx Annual Rate v3.1, Unit 4129 and retrofits | 317 | 1519 | Rate Constraint in lbs/MMBtu | FALSE | L | Annual | Generation | TWh | 0 | 0 | 0 | 0 | 0 | 0 | 0
DE Facility Specific - NOx Annual Rate v3.1, Unit 4129 and retrofits | 317 | 1519 | Rate Constraint in lbs/MMBtu | FALSE | L | Annual | Qualifying Generation | TWh | 0 | 0 | 0 | 0 | 0 | 0 | 0
DE Facility Specific - NOx Annual Rate v3.1, Unit 4129 and retrofits | 317 | 1519 | Rate Constraint in lbs/MMBtu | FALSE | L | Annual | Rate | lb/MWh | 0 | 0 | 0 | 0 | 0 | 0 | 0
DE Facility Specific - NOx Annual Rate v3.1, Unit 4129 and retrofits | 317 | 1519 | Rate Constraint in lbs/MMBtu | FALSE | L | Annual | Constraint Shadow Price | US$/Ton | 0 | 0 | 0 | 0 | 0 | 0 | 0
DE Facility Specific - SO2 Annual Rate v3.1, Unit 3638 and retrofits | 318 | 1520 | Rate Constraint in lbs/MMBtu | FALSE | L | Annual | Seasons Included | Seasons | Winter, Summer | Winter, Summer | Winter, Summer | Winter, Summer | Winter, Summer | Winter, Summer | Winter, Summer
DE Facility Specific - SO2 Annual Rate v3.1, Unit 3638 and retrofits | 318 | 1520 | Rate Constraint in lbs/MMBtu | FALSE | L | Annual | Standard | lb/MMBtu | 0.26 | 0.26 | 0.26 | 0.26 | 0.26 | 0.26 | 0.26
DE Facility Specific - SO2 Annual Rate v3.1, Unit 3638 and retrofits | 318 | 1520 | Rate Constraint in lbs/MMBtu | FALSE | L | Annual | Emissions at Affected Plants SO2 | MTons | 0 | 0 | 0 | 0 | 0 | 0 | 0
DE Facility Specific - SO2 Annual Rate v3.1, Unit 3638 and retrofits | 318 | 1520 | Rate Constraint in lbs/MMBtu | FALSE | L | Annual | Allowances Purchased SO2 | MTons | 0 | 0 | 0 | 0 | 0 | 0 | 0
DE Facility Specific - SO2 Annual Rate v3.1, Unit 3638 and retrofits | 318 | 1520 | Rate Constraint in lbs/MMBtu | FALSE | L | Annual | Allowances Sold SO2 | MTons | 0 | 0 | 0 | 0 | 0 | 0 | 0
DE Facility Specific - SO2 Annual Rate v3.1, Unit 3638 and retrofits | 318 | 1520 | Rate Constraint in lbs/MMBtu | FALSE | L | Annual | Allowances Banked | MTons | 0 | 0 | 0 | 0 | 0 | 0 | 0
DE Facility Specific - SO2 Annual Rate v3.1, Unit 3638 and retrofits | 318 | 1520 | Rate Constraint in lbs/MMBtu | FALSE | L | Annual | Allowances Withdrawn (1:1) | MTons | 0 | 0 | 0 | 0 | 0 | 0 | 0
DE Facility Specific - SO2 Annual Rate v3.1, Unit 3638 and retrofits | 318 | 1520 | Rate Constraint in lbs/MMBtu | FALSE | L | Annual | Allowances Withdrawn (n:1) | MTons | 0 | 0 | 0 | 0 | 0 | 0 | 0
DE Facility Specific - SO2 Annual Rate v3.1, Unit 3638 and retrofits | 318 | 1520 | Rate Constraint in lbs/MMBtu | FALSE | L | Annual | Net Emissions Allowance Position | MTons | 0 | 0 | 0 | 0 | 0 | 0 | 0
DE Facility Specific - SO2 Annual Rate v3.1, Unit 3638 and retrofits | 318 | 1520 | Rate Constraint in lbs/MMBtu | FALSE | L | Annual | Fuel Consumed | TBtu | 0.17692 | 0 | 0 | 0 | 0 | 0 | 0
DE Facility Specific - SO2 Annual Rate v3.1, Unit 3638 and retrofits | 318 | 1520 | Rate Constraint in lbs/MMBtu | FALSE | L | Annual | Rate | lb/MMBtu | 0 | 0 | 0 | 0 | 0 | 0 | 0
DE Facility Specific - SO2 Annual Rate v3.1, Unit 3638 and retrofits | 318 | 1520 | Rate Constraint in lbs/MMBtu | FALSE | L | Annual | Generation | TWh | 0.015118 | 0 | 0 | 0 | 0 | 0 | 0
DE Facility Specific - SO2 Annual Rate v3.1, Unit 3638 and retrofits | 318 | 1520 | Rate Constraint in lbs/MMBtu | FALSE | L | Annual | Qualifying Generation | TWh | 0.015118 | 0 | 0 | 0 | 0 | 0 | 0
DE Facility Specific - SO2 Annual Rate v3.1, Unit 3638 and retrofits | 318 | 1520 | Rate Constraint in lbs/MMBtu | FALSE | L | Annual | Rate | lb/MWh | 0 | 0 | 0 | 0 | 0 | 0 | 0
DE Facility Specific - SO2 Annual Rate v3.1, Unit 3638 and retrofits | 318 | 1520 | Rate Constraint in lbs/MMBtu | FALSE | L | Annual | Constraint Shadow Price | US$/Ton | 0 | 0 | 0 | 0 | 0 | 0 | 0
DE Facility Specific - SO2 Annual Rate v3.1, Unit 4107 and retrofits | 319 | 1520 | Rate Constraint in lbs/MMBtu | FALSE | L | Annual | Seasons Included | Seasons | Winter, Summer | Winter, Summer | Winter, Summer | Winter, Summer | Winter, Summer | Winter, Summer | Winter, Summer
DE Facility Specific - SO2 Annual Rate v3.1, Unit 4107 and retrofits | 319 | 1520 | Rate Constraint in lbs/MMBtu | FALSE | L | Annual | Standard | lb/MMBtu | 0.26 | 0.26 | 0.26 | 0.26 | 0.26 | 0.26 | 0.26
DE Facility Specific - SO2 Annual Rate v3.1, Unit 4107 and retrofits | 319 | 1520 | Rate Constraint in lbs/MMBtu | FALSE | L | Annual | Emissions at Affected Plants SO2 | MTons | 0.79812 | 1.0002 | 0 | 0 | 0 | 0 | 0
DE Facility Specific - SO2 Annual Rate v3.1, Unit 4107 and retrofits | 319 | 1520 | Rate Constraint in lbs/MMBtu | FALSE | L | Annual | Allowances Purchased SO2 | MTons | 0 | 0 | 0 | 0 | 0 | 0 | 0
DE Facility Specific - SO2 Annual Rate v3.1, Unit 4107 and retrofits | 319 | 1520 | Rate Constraint in lbs/MMBtu | FALSE | L | Annual | Allowances Sold SO2 | MTons | 0 | 0 | 0 | 0 | 0 | 0 | 0
DE Facility Specific - SO2 Annual Rate v3.1, Unit 4107 and retrofits | 319 | 1520 | Rate Constraint in lbs/MMBtu | FALSE | L | Annual | Allowances Banked | MTons | 0 | 0 | 0 | 0 | 0 | 0 | 0
DE Facility Specific - SO2 Annual Rate v3.1, Unit 4107 and retrofits | 319 | 1520 | Rate Constraint in lbs/MMBtu | FALSE | L | Annual | Allowances Withdrawn (1:1) | MTons | 0 | 0 | 0 | 0 | 0 | 0 | 0
DE Facility Specific - SO2 Annual Rate v3.1, Unit 4107 and retrofits | 319 | 1520 | Rate Constraint in lbs/MMBtu | FALSE | L | Annual | Allowances Withdrawn (n:1) | MTons | 0 | 0 | 0 | 0 | 0 | 0 | 0
DE Facility Specific - SO2 Annual Rate v3.1, Unit 4107 and retrofits | 319 | 1520 | Rate Constraint in lbs/MMBtu | FALSE | L | Annual | Net Emissions Allowance Position | MTons | 0.79812 | 1.0002 | 0 | 0 | 0 | 0 | 0
DE Facility Specific - SO2 Annual Rate v3.1, Unit 4107 and retrofits | 319 | 1520 | Rate Constraint in lbs/MMBtu | FALSE | L | Annual | Fuel Consumed | TBtu | 8.9121 | 11.1688 | 0 | 0 | 0 | 0 | 0
DE Facility Specific - SO2 Annual Rate v3.1, Unit 4107 and retrofits | 319 | 1520 | Rate Constraint in lbs/MMBtu | FALSE | L | Annual | Rate | lb/MMBtu | 0.17911 | 0.17911 | 0 | 0 | 0 | 0 | 0
DE Facility Specific - SO2 Annual Rate v3.1, Unit 4107 and retrofits | 319 | 1520 | Rate Constraint in lbs/MMBtu | FALSE | L | Annual | Generation | TWh | 0.78011 | 0.97765 | 0 | 0 | 0 | 0 | 0
DE Facility Specific - SO2 Annual Rate v3.1, Unit 4107 and retrofits | 319 | 1520 | Rate Constraint in lbs/MMBtu | FALSE | L | Annual | Qualifying Generation | TWh | 0.78011 | 0.97765 | 0 | 0 | 0 | 0 | 0
DE Facility Specific - SO2 Annual Rate v3.1, Unit 4107 and retrofits | 319 | 1520 | Rate Constraint in lbs/MMBtu | FALSE | L | Annual | Rate | lb/MWh | 1.0231 | 1.0231 | 0 | 0 | 0 | 0 | 0
DE Facility Specific - SO2 Annual Rate v3.1, Unit 4107 and retrofits | 319 | 1520 | Rate Constraint in lbs/MMBtu | FALSE | L | Annual | Constraint Shadow Price | US$/Ton | 0 | 0 | 0 | 0 | 0 | 0 | 0
DE Facility Specific - SO2 Annual Rate v3.1, Unit 4128 and retrofits | 320 | 1520 | Rate Constraint in lbs/MMBtu | FALSE | L | Annual | Seasons Included | Seasons | Winter, Summer | Winter, Summer | Winter, Summer | Winter, Summer | Winter, Summer | Winter, Summer | Winter, Summer
DE Facility Specific - SO2 Annual Rate v3.1, Unit 4128 and retrofits | 320 | 1520 | Rate Constraint in lbs/MMBtu | FALSE | L | Annual | Standard | lb/MMBtu | 0.26 | 0.26 | 0.26 | 0.26 | 0.26 | 0.26 | 0.26
DE Facility Specific - SO2 Annual Rate v3.1, Unit 4128 and retrofits | 320 | 1520 | Rate Constraint in lbs/MMBtu | FALSE | L | Annual | Emissions at Affected Plants SO2 | MTons | 0 | 0 | 0 | 0 | 0 | 0 | 0
DE Facility Specific - SO2 Annual Rate v3.1, Unit 4128 and retrofits | 320 | 1520 | Rate Constraint in lbs/MMBtu | FALSE | L | Annual | Allowances Purchased SO2 | MTons | 0 | 0 | 0 | 0 | 0 | 0 | 0
DE Facility Specific - SO2 Annual Rate v3.1, Unit 4128 and retrofits | 320 | 1520 | Rate Constraint in lbs/MMBtu | FALSE | L | Annual | Allowances Sold SO2 | MTons | 0 | 0 | 0 | 0 | 0 | 0 | 0
DE Facility Specific - SO2 Annual Rate v3.1, Unit 4128 and retrofits | 320 | 1520 | Rate Constraint in lbs/MMBtu | FALSE | L | Annual | Allowances Banked | MTons | 0 | 0 | 0 | 0 | 0 | 0 | 0
DE Facility Specific - SO2 Annual Rate v3.1, Unit 4128 and retrofits | 320 | 1520 | Rate Constraint in lbs/MMBtu | FALSE | L | Annual | Allowances Withdrawn (1:1) | MTons | 0 | 0 | 0 | 0 | 0 | 0 | 0
DE Facility Specific - SO2 Annual Rate v3.1, Unit 4128 and retrofits | 320 | 1520 | Rate Constraint in lbs/MMBtu | FALSE | L | Annual | Allowances Withdrawn (n:1) | MTons | 0 | 0 | 0 | 0 | 0 | 0 | 0
DE Facility Specific - SO2 Annual Rate v3.1, Unit 4128 and retrofits | 320 | 1520 | Rate Constraint in lbs/MMBtu | FALSE | L | Annual | Net Emissions Allowance Position | MTons | 0 | 0 | 0 | 0 | 0 | 0 | 0
DE Facility Specific - SO2 Annual Rate v3.1, Unit 4128 and retrofits | 320 | 1520 | Rate Constraint in lbs/MMBtu | FALSE | L | Annual | Fuel Consumed | TBtu | 0 | 0 | 0 | 0 | 0 | 0 | 0
DE Facility Specific - SO2 Annual Rate v3.1, Unit 4128 and retrofits | 320 | 1520 | Rate Constraint in lbs/MMBtu | FALSE | L | Annual | Rate | lb/MMBtu | 0 | 0 | 0 | 0 | 0 | 0 | 0
DE Facility Specific - SO2 Annual Rate v3.1, Unit 4128 and retrofits | 320 | 1520 | Rate Constraint in lbs/MMBtu | FALSE | L | Annual | Generation | TWh | 0 | 0 | 0 | 0 | 0 | 0 | 0
DE Facility Specific - SO2 Annual Rate v3.1, Unit 4128 and retrofits | 320 | 1520 | Rate Constraint in lbs/MMBtu | FALSE | L | Annual | Qualifying Generation | TWh | 0 | 0 | 0 | 0 | 0 | 0 | 0
DE Facility Specific - SO2 Annual Rate v3.1, Unit 4128 and retrofits | 320 | 1520 | Rate Constraint in lbs/MMBtu | FALSE | L | Annual | Rate | lb/MWh | 0 | 0 | 0 | 0 | 0 | 0 | 0
DE Facility Specific - SO2 Annual Rate v3.1, Unit 4128 and retrofits | 320 | 1520 | Rate Constraint in lbs/MMBtu | FALSE | L | Annual | Constraint Shadow Price | US$/Ton | 0 | 0 | 0 | 0 | 0 | 0 | 0
DE Facility Specific - SO2 Annual Rate v3.1, Unit 4129 and retrofits | 321 | 1520 | Rate Constraint in lbs/MMBtu | FALSE | L | Annual | Seasons Included | Seasons | Winter, Summer | Winter, Summer | Winter, Summer | Winter, Summer | Winter, Summer | Winter, Summer | Winter, Summer
DE Facility Specific - SO2 Annual Rate v3.1, Unit 4129 and retrofits | 321 | 1520 | Rate Constraint in lbs/MMBtu | FALSE | L | Annual | Standard | lb/MMBtu | 0.26 | 0.26 | 0.26 | 0.26 | 0.26 | 0.26 | 0.26
DE Facility Specific - SO2 Annual Rate v3.1, Unit 4129 and retrofits | 321 | 1520 | Rate Constraint in lbs/MMBtu | FALSE | L | Annual | Emissions at Affected Plants SO2 | MTons | 0 | 0 | 0 | 0 | 0 | 0 | 0
DE Facility Specific - SO2 Annual Rate v3.1, Unit 4129 and retrofits | 321 | 1520 | Rate Constraint in lbs/MMBtu | FALSE | L | Annual | Allowances Purchased SO2 | MTons | 0 | 0 | 0 | 0 | 0 | 0 | 0
DE Facility Specific - SO2 Annual Rate v3.1, Unit 4129 and retrofits | 321 | 1520 | Rate Constraint in lbs/MMBtu | FALSE | L | Annual | Allowances Sold SO2 | MTons | 0 | 0 | 0 | 0 | 0 | 0 | 0
DE Facility Specific - SO2 Annual Rate v3.1, Unit 4129 and retrofits | 321 | 1520 | Rate Constraint in lbs/MMBtu | FALSE | L | Annual | Allowances Banked | MTons | 0 | 0 | 0 | 0 | 0 | 0 | 0
DE Facility Specific - SO2 Annual Rate v3.1, Unit 4129 and retrofits | 321 | 1520 | Rate Constraint in lbs/MMBtu | FALSE | L | Annual | Allowances Withdrawn (1:1) | MTons | 0 | 0 | 0 | 0 | 0 | 0 | 0
DE Facility Specific - SO2 Annual Rate v3.1, Unit 4129 and retrofits | 321 | 1520 | Rate Constraint in lbs/MMBtu | FALSE | L | Annual | Allowances Withdrawn (n:1) | MTons | 0 | 0 | 0 | 0 | 0 | 0 | 0
DE Facility Specific - SO2 Annual Rate v3.1, Unit 4129 and retrofits | 321 | 1520 | Rate Constraint in lbs/MMBtu | FALSE | L | Annual | Net Emissions Allowance Position | MTons | 0 | 0 | 0 | 0 | 0 | 0 | 0
DE Facility Specific - SO2 Annual Rate v3.1, Unit 4129 and retrofits | 321 | 1520 | Rate Constraint in lbs/MMBtu | FALSE | L | Annual | Fuel Consumed | TBtu | 0 | 0 | 0 | 0 | 0 | 0 | 0
DE Facility Specific - SO2 Annual Rate v3.1, Unit 4129 and retrofits | 321 | 1520 | Rate Constraint in lbs/MMBtu | FALSE | L | Annual | Rate | lb/MMBtu | 0 | 0 | 0 | 0 | 0 | 0 | 0
DE Facility Specific - SO2 Annual Rate v3.1, Unit 4129 and retrofits | 321 | 1520 | Rate Constraint in lbs/MMBtu | FALSE | L | Annual | Generation | TWh | 0 | 0 | 0 | 0 | 0 | 0 | 0
DE Facility Specific - SO2 Annual Rate v3.1, Unit 4129 and retrofits | 321 | 1520 | Rate Constraint in lbs/MMBtu | FALSE | L | Annual | Qualifying Generation | TWh | 0 | 0 | 0 | 0 | 0 | 0 | 0
DE Facility Specific - SO2 Annual Rate v3.1, Unit 4129 and retrofits | 321 | 1520 | Rate Constraint in lbs/MMBtu | FALSE | L | Annual | Rate | lb/MWh | 0 | 0 | 0 | 0 | 0 | 0 | 0
DE Facility Specific - SO2 Annual Rate v3.1, Unit 4129 and retrofits | 321 | 1520 | Rate Constraint in lbs/MMBtu | FALSE | L | Annual | Constraint Shadow Price | US$/Ton | 0 | 0 | 0 | 0 | 0 | 0 | 0
DE Unit Level EdMoore3 - MER Cap Annual v3.1 | 322 | 1539 | Rate Constraint in MTons | FALSE | L | Annual | Seasons Included | Seasons | Winter, Summer | Winter, Summer | Winter, Summer | Winter, Summer | Winter, Summer | Winter, Summer | Winter, Summer
DE Unit Level EdMoore3 - MER Cap Annual v3.1 | 322 | 1539 | Rate Constraint in MTons | FALSE | L | Annual | Standard | Lb | 6.6 | 6.6 | 6.6 | 6.6 | 6.6 | 6.6 | 6.6
DE Unit Level EdMoore3 - MER Cap Annual v3.1 | 322 | 1539 | Rate Constraint in MTons | FALSE | L | Annual | Standard MER | lbs | 6.6 | 6.6 | 6.6 | 6.6 | 6.6 | 6.6 | 6.6
DE Unit Level EdMoore3 - MER Cap Annual v3.1 | 322 | 1539 | Rate Constraint in MTons | FALSE | L | Annual | Emissions at Affected Plants MER | lbs | 0 | 0 | 0 | 0 | 0 | 0 | 0
DE Unit Level EdMoore3 - MER Cap Annual v3.1 | 322 | 1539 | Rate Constraint in MTons | FALSE | L | Annual | Allowances Purchased MER | lbs | 0 | 0 | 0 | 0 | 0 | 0 | 0
DE Unit Level EdMoore3 - MER Cap Annual v3.1 | 322 | 1539 | Rate Constraint in MTons | FALSE | L | Annual | Allowances Sold MER | lbs | 0 | 0 | 0 | 0 | 0 | 0 | 0
DE Unit Level EdMoore3 - MER Cap Annual v3.1 | 322 | 1539 | Rate Constraint in MTons | FALSE | L | Annual | Allowances Banked | lbs | 0 | 0 | 0 | 0 | 0 | 0 | 0
DE Unit Level EdMoore3 - MER Cap Annual v3.1 | 322 | 1539 | Rate Constraint in MTons | FALSE | L | Annual | Allowances Withdrawn (1:1) | lbs | 0 | 0 | 0 | 0 | 0 | 0 | 0
DE Unit Level EdMoore3 - MER Cap Annual v3.1 | 322 | 1539 | Rate Constraint in MTons | FALSE | L | Annual | Allowances Withdrawn (n:1) | lbs | 0 | 0 | 0 | 0 | 0 | 0 | 0
DE Unit Level EdMoore3 - MER Cap Annual v3.1 | 322 | 1539 | Rate Constraint in MTons | FALSE | L | Annual | Net Emissions Allowance Position | lbs | 0 | 0 | 0 | 0 | 0 | 0 | 0
DE Unit Level EdMoore3 - MER Cap Annual v3.1 | 322 | 1539 | Rate Constraint in MTons | FALSE | L | Annual | Fuel Consumed | TBtu | 0 | 0 | 0 | 0 | 0 | 0 | 0
DE Unit Level EdMoore3 - MER Cap Annual v3.1 | 322 | 1539 | Rate Constraint in MTons | FALSE | L | Annual | Rate | lb/MMBtu | 0 | 0 | 0 | 0 | 0 | 0 | 0
DE Unit Level EdMoore3 - MER Cap Annual v3.1 | 322 | 1539 | Rate Constraint in MTons | FALSE | L | Annual | Generation | TWh | 0 | 0 | 0 | 0 | 0 | 0 | 0
DE Unit Level EdMoore3 - MER Cap Annual v3.1 | 322 | 1539 | Rate Constraint in MTons | FALSE | L | Annual | Qualifying Generation | TWh | 0 | 0 | 0 | 0 | 0 | 0 | 0
DE Unit Level EdMoore3 - MER Cap Annual v3.1 | 322 | 1539 | Rate Constraint in MTons | FALSE | L | Annual | Rate | lb/MWh | 0 | 0 | 0 | 0 | 0 | 0 | 0
DE Unit Level EdMoore3 - MER Cap Annual v3.1 | 322 | 1539 | Rate Constraint in MTons | FALSE | L | Annual | Constraint Shadow Price | US$/Lb | 0 | 0 | 0 | 0 | 0 | 0 | 0
DE Unit Level EdMoore3 - NOX Cap Annual v3.1 | 323 | 1522 | Rate Constraint in MTons | FALSE | L | Annual | Seasons Included | Seasons | Winter, Summer | Winter, Summer | Winter, Summer | Winter, Summer | Winter, Summer | Winter, Summer | Winter, Summer
DE Unit Level EdMoore3 - NOX Cap Annual v3.1 | 323 | 1522 | Rate Constraint in MTons | FALSE | L | Annual | Standard | MTons | 0.773 | 0.773 | 0.773 | 0.773 | 0.773 | 0.773 | 0.773
DE Unit Level EdMoore3 - NOX Cap Annual v3.1 | 323 | 1522 | Rate Constraint in MTons | FALSE | L | Annual | Standard NOX | MTons | 0.773 | 0.773 | 0.773 | 0.773 | 0.773 | 0.773 | 0.773
DE Unit Level EdMoore3 - NOX Cap Annual v3.1 | 323 | 1522 | Rate Constraint in MTons | FALSE | L | Annual | Emissions at Affected Plants NOX | MTons | 0 | 0 | 0 | 0 | 0 | 0 | 0
DE Unit Level EdMoore3 - NOX Cap Annual v3.1 | 323 | 1522 | Rate Constraint in MTons | FALSE | L | Annual | Allowances Purchased NOX | MTons | 0 | 0 | 0 | 0 | 0 | 0 | 0
DE Unit Level EdMoore3 - NOX Cap Annual v3.1 | 323 | 1522 | Rate Constraint in MTons | FALSE | L | Annual | Allowances Sold NOX | MTons | 0 | 0 | 0 | 0 | 0 | 0 | 0
DE Unit Level EdMoore3 - NOX Cap Annual v3.1 | 323 | 1522 | Rate Constraint in MTons | FALSE | L | Annual | Allowances Banked | MTons | 0 | 0 | 0 | 0 | 0 | 0 | 0
DE Unit Level EdMoore3 - NOX Cap Annual v3.1 | 323 | 1522 | Rate Constraint in MTons | FALSE | L | Annual | Allowances Withdrawn (1:1) | MTons | 0 | 0 | 0 | 0 | 0 | 0 | 0
DE Unit Level EdMoore3 - NOX Cap Annual v3.1 | 323 | 1522 | Rate Constraint in MTons | FALSE | L | Annual | Allowances Withdrawn (n:1) | MTons | 0 | 0 | 0 | 0 | 0 | 0 | 0
DE Unit Level EdMoore3 - NOX Cap Annual v3.1 | 323 | 1522 | Rate Constraint in MTons | FALSE | L | Annual | Net Emissions Allowance Position | MTons | 0 | 0 | 0 | 0 | 0 | 0 | 0
DE Unit Level EdMoore3 - NOX Cap Annual v3.1 | 323 | 1522 | Rate Constraint in MTons | FALSE | L | Annual | Fuel Consumed | TBtu | 0 | 0 | 0 | 0 | 0 | 0 | 0
DE Unit Level EdMoore3 - NOX Cap Annual v3.1 | 323 | 1522 | Rate Constraint in MTons | FALSE | L | Annual | Rate | lb/MMBtu | 0 | 0 | 0 | 0 | 0 | 0 | 0
DE Unit Level EdMoore3 - NOX Cap Annual v3.1 | 323 | 1522 | Rate Constraint in MTons | FALSE | L | Annual | Generation | TWh | 0 | 0 | 0 | 0 | 0 | 0 | 0
DE Unit Level EdMoore3 - NOX Cap Annual v3.1 | 323 | 1522 | Rate Constraint in MTons | FALSE | L | Annual | Qualifying Generation | TWh | 0 | 0 | 0 | 0 | 0 | 0 | 0
DE Unit Level EdMoore3 - NOX Cap Annual v3.1 | 323 | 1522 | Rate Constraint in MTons | FALSE | L | Annual | Rate | lb/MWh | 0 | 0 | 0 | 0 | 0 | 0 | 0
DE Unit Level EdMoore3 - NOX Cap Annual v3.1 | 323 | 1522 | Rate Constraint in MTons | FALSE | L | Annual | Constraint Shadow Price | US$/Ton | 0 | 0 | 0 | 0 | 0 | 0 | 0
DE Unit Level EdMoore3 - SO2 Cap Annual v3.1 | 324 | 1530 | Rate Constraint in MTons | FALSE | L | Annual | Seasons Included | Seasons | Winter, Summer | Winter, Summer | Winter, Summer | Winter, Summer | Winter, Summer | Winter, Summer | Winter, Summer
DE Unit Level EdMoore3 - SO2 Cap Annual v3.1 | 324 | 1530 | Rate Constraint in MTons | FALSE | L | Annual | Standard | MTons | 1.391 | 1.391 | 1.391 | 1.391 | 1.391 | 1.391 | 1.391
DE Unit Level EdMoore3 - SO2 Cap Annual v3.1 | 324 | 1530 | Rate Constraint in MTons | FALSE | L | Annual | Standard SO2 | MTons | 1.391 | 1.391 | 1.391 | 1.391 | 1.391 | 1.391 | 1.391
DE Unit Level EdMoore3 - SO2 Cap Annual v3.1 | 324 | 1530 | Rate Constraint in MTons | FALSE | L | Annual | Emissions at Affected Plants SO2 | MTons | 0 | 0 | 0 | 0 | 0 | 0 | 0
DE Unit Level EdMoore3 - SO2 Cap Annual v3.1 | 324 | 1530 | Rate Constraint in MTons | FALSE | L | Annual | Allowances Purchased SO2 | MTons | 0 | 0 | 0 | 0 | 0 | 0 | 0
DE Unit Level EdMoore3 - SO2 Cap Annual v3.1 | 324 | 1530 | Rate Constraint in MTons | FALSE | L | Annual | Allowances Sold SO2 | MTons | 0 | 0 | 0 | 0 | 0 | 0 | 0
DE Unit Level EdMoore3 - SO2 Cap Annual v3.1 | 324 | 1530 | Rate Constraint in MTons | FALSE | L | Annual | Allowances Banked | MTons | 0 | 0 | 0 | 0 | 0 | 0 | 0
DE Unit Level EdMoore3 - SO2 Cap Annual v3.1 | 324 | 1530 | Rate Constraint in MTons | FALSE | L | Annual | Allowances Withdrawn (1:1) | MTons | 0 | 0 | 0 | 0 | 0 | 0 | 0
DE Unit Level EdMoore3 - SO2 Cap Annual v3.1 | 324 | 1530 | Rate Constraint in MTons | FALSE | L | Annual | Allowances Withdrawn (n:1) | MTons | 0 | 0 | 0 | 0 | 0 | 0 | 0
DE Unit Level EdMoore3 - SO2 Cap Annual v3.1 | 324 | 1530 | Rate Constraint in MTons | FALSE | L | Annual | Net Emissions Allowance Position | MTons | 0 | 0 | 0 | 0 | 0 | 0 | 0
DE Unit Level EdMoore3 - SO2 Cap Annual v3.1 | 324 | 1530 | Rate Constraint in MTons | FALSE | L | Annual | Fuel Consumed | TBtu | 0 | 0 | 0 | 0 | 0 | 0 | 0
DE Unit Level EdMoore3 - SO2 Cap Annual v3.1 | 324 | 1530 | Rate Constraint in MTons | FALSE | L | Annual | Rate | lb/MMBtu | 0 | 0 | 0 | 0 | 0 | 0 | 0
DE Unit Level EdMoore3 - SO2 Cap Annual v3.1 | 324 | 1530 | Rate Constraint in MTons | FALSE | L | Annual | Generation | TWh | 0 | 0 | 0 | 0 | 0 | 0 | 0
DE Unit Level EdMoore3 - SO2 Cap Annual v3.1 | 324 | 1530 | Rate Constraint in MTons | FALSE | L | Annual | Qualifying Generation | TWh | 0 | 0 | 0 | 0 | 0 | 0 | 0
DE Unit Level EdMoore3 - SO2 Cap Annual v3.1 | 324 | 1530 | Rate Constraint in MTons | FALSE | L | Annual | Rate | lb/MWh | 0 | 0 | 0 | 0 | 0 | 0 | 0
DE Unit Level EdMoore3 - SO2 Cap Annual v3.1 | 324 | 1530 | Rate Constraint in MTons | FALSE | L | Annual | Constraint Shadow Price | US$/Ton | 0 | 0 | 0 | 0 | 0 | 0 | 0
DE Unit Level EdMoore4 - MER Cap Annual v3.1 | 325 | 1540 | Rate Constraint in MTons | FALSE | L | Annual | Seasons Included | Seasons | Winter, Summer | Winter, Summer | Winter, Summer | Winter, Summer | Winter, Summer | Winter, Summer | Winter, Summer
DE Unit Level EdMoore4 - MER Cap Annual v3.1 | 325 | 1540 | Rate Constraint in MTons | FALSE | L | Annual | Standard | Lb | 11.4 | 11.4 | 11.4 | 11.4 | 11.4 | 11.4 | 11.4
DE Unit Level EdMoore4 - MER Cap Annual v3.1 | 325 | 1540 | Rate Constraint in MTons | FALSE | L | Annual | Standard MER | lbs | 11.4 | 11.4 | 11.4 | 11.4 | 11.4 | 11.4 | 11.4
DE Unit Level EdMoore4 - MER Cap Annual v3.1 | 325 | 1540 | Rate Constraint in MTons | FALSE | L | Annual | Emissions at Affected Plants MER | lbs | 0 | 0 | 0 | 0 | 0 | 0 | 0
DE Unit Level EdMoore4 - MER Cap Annual v3.1 | 325 | 1540 | Rate Constraint in MTons | FALSE | L | Annual | Allowances Purchased MER | lbs | 0 | 0 | 0 | 0 | 0 | 0 | 0
DE Unit Level EdMoore4 - MER Cap Annual v3.1 | 325 | 1540 | Rate Constraint in MTons | FALSE | L | Annual | Allowances Sold MER | lbs | 0 | 0 | 0 | 0 | 0 | 0 | 0
DE Unit Level EdMoore4 - MER Cap Annual v3.1 | 325 | 1540 | Rate Constraint in MTons | FALSE | L | Annual | Allowances Banked | lbs | 0 | 0 | 0 | 0 | 0 | 0 | 0
DE Unit Level EdMoore4 - MER Cap Annual v3.1 | 325 | 1540 | Rate Constraint in MTons | FALSE | L | Annual | Allowances Withdrawn (1:1) | lbs | 0 | 0 | 0 | 0 | 0 | 0 | 0
DE Unit Level EdMoore4 - MER Cap Annual v3.1 | 325 | 1540 | Rate Constraint in MTons | FALSE | L | Annual | Allowances Withdrawn (n:1) | lbs | 0 | 0 | 0 | 0 | 0 | 0 | 0
DE Unit Level EdMoore4 - MER Cap Annual v3.1 | 325 | 1540 | Rate Constraint in MTons | FALSE | L | Annual | Net Emissions Allowance Position | lbs | 0 | 0 | 0 | 0 | 0 | 0 | 0
DE Unit Level EdMoore4 - MER Cap Annual v3.1 | 325 | 1540 | Rate Constraint in MTons | FALSE | L | Annual | Fuel Consumed | TBtu | 0 | 0 | 0 | 0 | 0 | 0 | 0
DE Unit Level EdMoore4 - MER Cap Annual v3.1 | 325 | 1540 | Rate Constraint in MTons | FALSE | L | Annual | Rate | lb/MMBtu | 0 | 0 | 0 | 0 | 0 | 0 | 0
DE Unit Level EdMoore4 - MER Cap Annual v3.1 | 325 | 1540 | Rate Constraint in MTons | FALSE | L | Annual | Generation | TWh | 0 | 0 | 0 | 0 | 0 | 0 | 0
DE Unit Level EdMoore4 - MER Cap Annual v3.1 | 325 | 1540 | Rate Constraint in MTons | FALSE | L | Annual | Qualifying Generation | TWh | 0 | 0 | 0 | 0 | 0 | 0 | 0
DE Unit Level EdMoore4 - MER Cap Annual v3.1 | 325 | 1540 | Rate Constraint in MTons | FALSE | L | Annual | Rate | lb/MWh | 0 | 0 | 0 | 0 | 0 | 0 | 0
DE Unit Level EdMoore4 - MER Cap Annual v3.1 | 325 | 1540 | Rate Constraint in MTons | FALSE | L | Annual | Constraint Shadow Price | US$/Lb | 0 | 0 | 0 | 0 | 0 | 0 | 0
DE Unit Level EdMoore4 - NOX Cap Annual v3.1 | 326 | 1523 | Rate Constraint in MTons | FALSE | L | Annual | Seasons Included | Seasons | Winter, Summer | Winter, Summer | Winter, Summer | Winter, Summer | Winter, Summer | Winter, Summer | Winter, Summer
DE Unit Level EdMoore4 - NOX Cap Annual v3.1 | 326 | 1523 | Rate Constraint in MTons | FALSE | L | Annual | Standard | MTons | 1.339 | 1.339 | 1.339 | 1.339 | 1.339 | 1.339 | 1.339
DE Unit Level EdMoore4 - NOX Cap Annual v3.1 | 326 | 1523 | Rate Constraint in MTons | FALSE | L | Annual | Standard NOX | MTons | 1.339 | 1.339 | 1.339 | 1.339 | 1.339 | 1.339 | 1.339
DE Unit Level EdMoore4 - NOX Cap Annual v3.1 | 326 | 1523 | Rate Constraint in MTons | FALSE | L | Annual | Emissions at Affected Plants NOX | MTons | 0 | 0 | 0 | 0 | 0 | 0 | 0
DE Unit Level EdMoore4 - NOX Cap Annual v3.1 | 326 | 1523 | Rate Constraint in MTons | FALSE | L | Annual | Allowances Purchased NOX | MTons | 0 | 0 | 0 | 0 | 0 | 0 | 0
DE Unit Level EdMoore4 - NOX Cap Annual v3.1 | 326 | 1523 | Rate Constraint in MTons | FALSE | L | Annual | Allowances Sold NOX | MTons | 0 | 0 | 0 | 0 | 0 | 0 | 0
DE Unit Level EdMoore4 - NOX Cap Annual v3.1 | 326 | 1523 | Rate Constraint in MTons | FALSE | L | Annual | Allowances Banked | MTons | 0 | 0 | 0 | 0 | 0 | 0 | 0
DE Unit Level EdMoore4 - NOX Cap Annual v3.1 | 326 | 1523 | Rate Constraint in MTons | FALSE | L | Annual | Allowances Withdrawn (1:1) | MTons | 0 | 0 | 0 | 0 | 0 | 0 | 0
DE Unit Level EdMoore4 - NOX Cap Annual v3.1 | 326 | 1523 | Rate Constraint in MTons | FALSE | L | Annual | Allowances Withdrawn (n:1) | MTons | 0 | 0 | 0 | 0 | 0 | 0 | 0
DE Unit Level EdMoore4 - NOX Cap Annual v3.1 | 326 | 1523 | Rate Constraint in MTons | FALSE | L | Annual | Net Emissions Allowance Position | MTons | 0 | 0 | 0 | 0 | 0 | 0 | 0
DE Unit Level EdMoore4 - NOX Cap Annual v3.1 | 326 | 1523 | Rate Constraint in MTons | FALSE | L | Annual | Fuel Consumed | TBtu | 0 | 0 | 0 | 0 | 0 | 0 | 0
DE Unit Level EdMoore4 - NOX Cap Annual v3.1 | 326 | 1523 | Rate Constraint in MTons | FALSE | L | Annual | Rate | lb/MMBtu | 0 | 0 | 0 | 0 | 0 | 0 | 0
DE Unit Level EdMoore4 - NOX Cap Annual v3.1 | 326 | 1523 | Rate Constraint in MTons | FALSE | L | Annual | Generation | TWh | 0 | 0 | 0 | 0 | 0 | 0 | 0
DE Unit Level EdMoore4 - NOX Cap Annual v3.1 | 326 | 1523 | Rate Constraint in MTons | FALSE | L | Annual | Qualifying Generation | TWh | 0 | 0 | 0 | 0 | 0 | 0 | 0
DE Unit Level EdMoore4 - NOX Cap Annual v3.1 | 326 | 1523 | Rate Constraint in MTons | FALSE | L | Annual | Rate | lb/MWh | 0 | 0 | 0 | 0 | 0 | 0 | 0
DE Unit Level EdMoore4 - NOX Cap Annual v3.1 | 326 | 1523 | Rate Constraint in MTons | FALSE | L | Annual | Constraint Shadow Price | US$/Ton | 0 | 0 | 0 | 0 | 0 | 0 | 0
DE Unit Level EdMoore4 - SO2 Cap Annual v3.1 | 327 | 1531 | Rate Constraint in MTons | FALSE | L | Annual | Seasons Included | Seasons | Winter, Summer | Winter, Summer | Winter, Summer | Winter, Summer | Winter, Summer | Winter, Summer | Winter, Summer
DE Unit Level EdMoore4 - SO2 Cap Annual v3.1 | 327 | 1531 | Rate Constraint in MTons | FALSE | L | Annual | Standard | MTons | 2.41 | 2.41 | 2.41 | 2.41 | 2.41 | 2.41 | 2.41
DE Unit Level EdMoore4 - SO2 Cap Annual v3.1 | 327 | 1531 | Rate Constraint in MTons | FALSE | L | Annual | Standard SO2 | MTons | 2.41 | 2.41 | 2.41 | 2.41 | 2.41 | 2.41 | 2.41
DE Unit Level EdMoore4 - SO2 Cap Annual v3.1 | 327 | 1531 | Rate Constraint in MTons | FALSE | L | Annual | Emissions at Affected Plants SO2 | MTons | 0 | 0 | 0 | 0 | 0 | 0 | 0
DE Unit Level EdMoore4 - SO2 Cap Annual v3.1 | 327 | 1531 | Rate Constraint in MTons | FALSE | L | Annual | Allowances Purchased SO2 | MTons | 0 | 0 | 0 | 0 | 0 | 0 | 0
DE Unit Level EdMoore4 - SO2 Cap Annual v3.1 | 327 | 1531 | Rate Constraint in MTons | FALSE | L | Annual | Allowances Sold SO2 | MTons | 0 | 0 | 0 | 0 | 0 | 0 | 0
DE Unit Level EdMoore4 - SO2 Cap Annual v3.1 | 327 | 1531 | Rate Constraint in MTons | FALSE | L | Annual | Allowances Banked | MTons | 0 | 0 | 0 | 0 | 0 | 0 | 0
DE Unit Level EdMoore4 - SO2 Cap Annual v3.1 | 327 | 1531 | Rate Constraint in MTons | FALSE | L | Annual | Allowances Withdrawn (1:1) | MTons | 0 | 0 | 0 | 0 | 0 | 0 | 0
DE Unit Level EdMoore4 - SO2 Cap Annual v3.1 | 327 | 1531 | Rate Constraint in MTons | FALSE | L | Annual | Allowances Withdrawn (n:1) | MTons | 0 | 0 | 0 | 0 | 0 | 0 | 0
DE Unit Level EdMoore4 - SO2 Cap Annual v3.1 | 327 | 1531 | Rate Constraint in MTons | FALSE | L | Annual | Net Emissions Allowance Position | MTons | 0 | 0 | 0 | 0 | 0 | 0 | 0
DE Unit Level EdMoore4 - SO2 Cap Annual v3.1 | 327 | 1531 | Rate Constraint in MTons | FALSE | L | Annual | Fuel Consumed | TBtu | 0 | 0 | 0 | 0 | 0 | 0 | 0
DE Unit Level EdMoore4 - SO2 Cap Annual v3.1 | 327 | 1531 | Rate Constraint in MTons | FALSE | L | Annual | Rate | lb/MMBtu | 0 | 0 | 0 | 0 | 0 | 0 | 0
DE Unit Level EdMoore4 - SO2 Cap Annual v3.1 | 327 | 1531 | Rate Constraint in MTons | FALSE | L | Annual | Generation | TWh | 0 | 0 | 0 | 0 | 0 | 0 | 0
DE Unit Level EdMoore4 - SO2 Cap Annual v3.1 | 327 | 1531 | Rate Constraint in MTons | FALSE | L | Annual | Qualifying Generation | TWh | 0 | 0 | 0 | 0 | 0 | 0 | 0
DE Unit Level EdMoore4 - SO2 Cap Annual v3.1 | 327 | 1531 | Rate Constraint in MTons | FALSE | L | Annual | Rate | lb/MWh | 0 | 0 | 0 | 0 | 0 | 0 | 0
DE Unit Level EdMoore4 - SO2 Cap Annual v3.1 | 327 | 1531 | Rate Constraint in MTons | FALSE | L | Annual | Constraint Shadow Price | US$/Ton | 0 | 0 | 0 | 0 | 0 | 0 | 0
DE Unit Level EdMoore5 - NOX Cap Annual v3.1 | 328 | 1524 | Rate Constraint in MTons | FALSE | L | Annual | Seasons Included | Seasons | Winter, Summer | Winter, Summer | Winter, Summer | Winter, Summer | Winter, Summer | Winter, Summer | Winter, Summer
DE Unit Level EdMoore5 - NOX Cap Annual v3.1 | 328 | 1524 | Rate Constraint in MTons | FALSE | L | Annual | Standard | MTons | 1.348 | 1.348 | 1.348 | 1.348 | 1.348 | 1.348 | 1.348
DE Unit Level EdMoore5 - NOX Cap Annual v3.1 | 328 | 1524 | Rate Constraint in MTons | FALSE | L | Annual | Standard NOX | MTons | 1.348 | 1.348 | 1.348 | 1.348 | 1.348 | 1.348 | 1.348
DE Unit Level EdMoore5 - NOX Cap Annual v3.1 | 328 | 1524 | Rate Constraint in MTons | FALSE | L | Annual | Emissions at Affected Plants NOX | MTons | 0.0070897 | 0 | 0 | 0 | 0 | 0 | 0
DE Unit Level EdMoore5 - NOX Cap Annual v3.1 | 328 | 1524 | Rate Constraint in MTons | FALSE | L | Annual | Allowances Purchased NOX | MTons | 0 | 0 | 0 | 0 | 0 | 0 | 0
DE Unit Level EdMoore5 - NOX Cap Annual v3.1 | 328 | 1524 | Rate Constraint in MTons | FALSE | L | Annual | Allowances Sold NOX | MTons | 0 | 0 | 0 | 0 | 0 | 0 | 0
DE Unit Level EdMoore5 - NOX Cap Annual v3.1 | 328 | 1524 | Rate Constraint in MTons | FALSE | L | Annual | Allowances Banked | MTons | 0 | 0 | 0 | 0 | 0 | 0 | 0
DE Unit Level EdMoore5 - NOX Cap Annual v3.1 | 328 | 1524 | Rate Constraint in MTons | FALSE | L | Annual | Allowances Withdrawn (1:1) | MTons | 0 | 0 | 0 | 0 | 0 | 0 | 0
DE Unit Level EdMoore5 - NOX Cap Annual v3.1 | 328 | 1524 | Rate Constraint in MTons | FALSE | L | Annual | Allowances Withdrawn (n:1) | MTons | 0 | 0 | 0 | 0 | 0 | 0 | 0
DE Unit Level EdMoore5 - NOX Cap Annual v3.1 | 328 | 1524 | Rate Constraint in MTons | FALSE | L | Annual | Net Emissions Allowance Position | MTons | 0.0070897 | 0 | 0 | 0 | 0 | 0 | 0
DE Unit Level EdMoore5 - NOX Cap Annual v3.1 | 328 | 1524 | Rate Constraint in MTons | FALSE | L | Annual | Fuel Consumed | TBtu | 0.17692 | 0 | 0 | 0 | 0 | 0 | 0
DE Unit Level EdMoore5 - NOX Cap Annual v3.1 | 328 | 1524 | Rate Constraint in MTons | FALSE | L | Annual | Rate | lb/MMBtu | 0.080148 | 0 | 0 | 0 | 0 | 0 | 0
DE Unit Level EdMoore5 - NOX Cap Annual v3.1 | 328 | 1524 | Rate Constraint in MTons | FALSE | L | Annual | Generation | TWh | 0.015118 | 0 | 0 | 0 | 0 | 0 | 0
DE Unit Level EdMoore5 - NOX Cap Annual v3.1 | 328 | 1524 | Rate Constraint in MTons | FALSE | L | Annual | Qualifying Generation | TWh | 0.015118 | 0 | 0 | 0 | 0 | 0 | 0
DE Unit Level EdMoore5 - NOX Cap Annual v3.1 | 328 | 1524 | Rate Constraint in MTons | FALSE | L | Annual | Rate | lb/MWh | 0.46895 | 0 | 0 | 0 | 0 | 0 | 0
DE Unit Level EdMoore5 - NOX Cap Annual v3.1 | 328 | 1524 | Rate Constraint in MTons | FALSE | L | Annual | Constraint Shadow Price | US$/Ton | 0 | 0 | 0 | 0 | 0 | 0 | 0
DE Unit Level EdMoore5 - SO2 Cap Annual v3.1 | 329 | 1533 | Rate Constraint in MTons | FALSE | L | Annual | Seasons Included | Seasons | Winter, Summer | Winter, Summer | Winter, Summer | Winter, Summer | Winter, Summer | Winter, Summer | Winter, Summer
DE Unit Level EdMoore5 - SO2 Cap Annual v3.1 | 329 | 1533 | Rate Constraint in MTons | FALSE | L | Annual | Standard | MTons | 2.427 | 2.427 | 2.427 | 2.427 | 2.427 | 2.427 | 2.427
DE Unit Level EdMoore5 - SO2 Cap Annual v3.1 | 329 | 1533 | Rate Constraint in MTons | FALSE | L | Annual | Standard SO2 | MTons | 2.427 | 2.427 | 2.427 | 2.427 | 2.427 | 2.427 | 2.427
DE Unit Level EdMoore5 - SO2 Cap Annual v3.1 | 329 | 1533 | Rate Constraint in MTons | FALSE | L | Annual | Emissions at Affected Plants SO2 | MTons | 0 | 0 | 0 | 0 | 0 | 0 | 0
DE Unit Level EdMoore5 - SO2 Cap Annual v3.1 | 329 | 1533 | Rate Constraint in MTons | FALSE | L | Annual | Allowances Purchased SO2 | MTons | 0 | 0 | 0 | 0 | 0 | 0 | 0
DE Unit Level EdMoore5 - SO2 Cap Annual v3.1 | 329 | 1533 | Rate Constraint in MTons | FALSE | L | Annual | Allowances Sold SO2 | MTons | 0 | 0 | 0 | 0 | 0 | 0 | 0
DE Unit Level EdMoore5 - SO2 Cap Annual v3.1 | 329 | 1533 | Rate Constraint in MTons | FALSE | L | Annual | Allowances Banked | MTons | 0 | 0 | 0 | 0 | 0 | 0 | 0
DE Unit Level EdMoore5 - SO2 Cap Annual v3.1 | 329 | 1533 | Rate Constraint in MTons | FALSE | L | Annual | Allowances Withdrawn (1:1) | MTons | 0 | 0 | 0 | 0 | 0 | 0 | 0
DE Unit Level EdMoore5 - SO2 Cap Annual v3.1 | 329 | 1533 | Rate Constraint in MTons | FALSE | L | Annual | Allowances Withdrawn (n:1) | MTons | 0 | 0 | 0 | 0 | 0 | 0 | 0
DE Unit Level EdMoore5 - SO2 Cap Annual v3.1 | 329 | 1533 | Rate Constraint in MTons | FALSE | L | Annual | Net Emissions Allowance Position | MTons | 0 | 0 | 0 | 0 | 0 | 0 | 0
DE Unit Level EdMoore5 - SO2 Cap Annual v3.1 | 329 | 1533 | Rate Constraint in MTons | FALSE | L | Annual | Fuel Consumed | TBtu | 0.17692 | 0 | 0 | 0 | 0 | 0 | 0
DE Unit Level EdMoore5 - SO2 Cap Annual v3.1 | 329 | 1533 | Rate Constraint in MTons | FALSE | L | Annual | Rate | lb/MMBtu | 0 | 0 | 0 | 0 | 0 | 0 | 0
DE Unit Level EdMoore5 - SO2 Cap Annual v3.1 | 329 | 1533 | Rate Constraint in MTons | FALSE | L | Annual | Generation | TWh | 0.015118 | 0 | 0 | 0 | 0 | 0 | 0
DE Unit Level EdMoore5 - SO2 Cap Annual v3.1 | 329 | 1533 | Rate Constraint in MTons | FALSE | L | Annual | Qualifying Generation | TWh | 0.015118 | 0 | 0 | 0 | 0 | 0 | 0
DE Unit Level EdMoore5 - SO2 Cap Annual v3.1 | 329 | 1533 | Rate Constraint in MTons | FALSE | L | Annual | Rate | lb/MWh | 0 | 0 | 0 | 0 | 0 | 0 | 0
DE Unit Level EdMoore5 - SO2 Cap Annual v3.1 | 329 | 1533 | Rate Constraint in MTons | FALSE | L | Annual | Constraint Shadow Price | US$/Ton | 0 | 0 | 0 | 0 | 0 | 0 | 0
DE Unit Level IndRiver4 - MER Cap Annual v3.1 | 330 | 1544 | Rate Constraint in MTons | FALSE | L | Annual | Seasons Included | Seasons | Winter, Summer | Winter, Summer | Winter, Summer | Winter, Summer | Winter, Summer | Winter, Summer | Winter, Summer
DE Unit Level IndRiver4 - MER Cap Annual v3.1 | 330 | 1544 | Rate Constraint in MTons | FALSE | L | Annual | Standard | Lb | 17.4 | 17.4 | 17.4 | 17.4 | 17.4 | 17.4 | 17.4
DE Unit Level IndRiver4 - MER Cap Annual v3.1 | 330 | 1544 | Rate Constraint in MTons | FALSE | L | Annual | Standard MER | lbs | 17.4 | 17.4 | 17.4 | 17.4 | 17.4 | 17.4 | 17.4
DE Unit Level IndRiver4 - MER Cap Annual v3.1 | 330 | 1544 | Rate Constraint in MTons | FALSE | L | Annual | Emissions at Affected Plants MER | lbs | 6.9123 | 8.6626 | 0 | 0 | 0 | 0 | 0
DE Unit Level IndRiver4 - MER Cap Annual v3.1 | 330 | 1544 | Rate Constraint in MTons | FALSE | L | Annual | Allowances Purchased MER | lbs | 0 | 0 | 0 | 0 | 0 | 0 | 0
DE Unit Level IndRiver4 - MER Cap Annual v3.1 | 330 | 1544 | Rate Constraint in MTons | FALSE | L | Annual | Allowances Sold MER | lbs | 0 | 0 | 0 | 0 | 0 | 0 | 0
DE Unit Level IndRiver4 - MER Cap Annual v3.1 | 330 | 1544 | Rate Constraint in MTons | FALSE | L | Annual | Allowances Banked | lbs | 0 | 0 | 0 | 0 | 0 | 0 | 0
DE Unit Level IndRiver4 - MER Cap Annual v3.1 | 330 | 1544 | Rate Constraint in MTons | FALSE | L | Annual | Allowances Withdrawn (1:1) | lbs | 0 | 0 | 0 | 0 | 0 | 0 | 0
DE Unit Level IndRiver4 - MER Cap Annual v3.1 | 330 | 1544 | Rate Constraint in MTons | FALSE | L | Annual | Allowances Withdrawn (n:1) | lbs | 0 | 0 | 0 | 0 | 0 | 0 | 0
DE Unit Level IndRiver4 - MER Cap Annual v3.1 | 330 | 1544 | Rate Constraint in MTons | FALSE | L | Annual | Net Emissions Allowance Position | lbs | 6.9123 | 8.6626 | 0 | 0 | 0 | 0 | 0
DE Unit Level IndRiver4 - MER Cap Annual v3.1 | 330 | 1544 | Rate Constraint in MTons | FALSE | L | Annual | Fuel Consumed | TBtu | 8.9121 | 11.1688 | 0 | 0 | 0 | 0 | 0
DE Unit Level IndRiver4 - MER Cap Annual v3.1 | 330 | 1544 | Rate Constraint in MTons | FALSE | L | Annual | Rate | lb/MMBtu | 7.7561e-07 | 7.7561e-07 | 0 | 0 | 0 | 0 | 0
DE Unit Level IndRiver4 - MER Cap Annual v3.1 | 330 | 1544 | Rate Constraint in MTons | FALSE | L | Annual | Generation | TWh | 0.78011 | 0.97765 | 0 | 0 | 0 | 0 | 0
DE Unit Level IndRiver4 - MER Cap Annual v3.1 | 330 | 1544 | Rate Constraint in MTons | FALSE | L | Annual | Qualifying Generation | TWh | 0.78011 | 0.97765 | 0 | 0 | 0 | 0 | 0
DE Unit Level IndRiver4 - MER Cap Annual v3.1 | 330 | 1544 | Rate Constraint in MTons | FALSE | L | Annual | Rate | lb/MWh | 8.8607 | 8.8607 | 0 | 0 | 0 | 0 | 0
DE Unit Level IndRiver4 - MER Cap Annual v3.1 | 330 | 1544 | Rate Constraint in MTons | FALSE | L | Annual | Constraint Shadow Price | US$/Lb | 0 | 0 | 0 | 0 | 0 | 0 | 0
DE Unit Level IndRiver4 - NOX Cap Annual v3.1 | 331 | 1528 | Rate Constraint in MTons | FALSE | L | Annual | Seasons Included | Seasons | Winter, Summer | Winter, Summer | Winter, Summer | Winter, Summer | Winter, Summer | Winter, Summer | Winter, Summer
DE Unit Level IndRiver4 - NOX Cap Annual v3.1 | 331 | 1528 | Rate Constraint in MTons | FALSE | L | Annual | Standard | MTons | 2.032 | 2.032 | 2.032 | 2.032 | 2.032 | 2.032 | 2.032
DE Unit Level IndRiver4 - NOX Cap Annual v3.1 | 331 | 1528 | Rate Constraint in MTons | FALSE | L | Annual | Standard NOX | MTons | 2.032 | 2.032 | 2.032 | 2.032 | 2.032 | 2.032 | 2.032
DE Unit Level IndRiver4 - NOX Cap Annual v3.1 | 331 | 1528 | Rate Constraint in MTons | FALSE | L | Annual | Emissions at Affected Plants NOX | MTons | 0.31047 | 0.38909 | 0 | 0 | 0 | 0 | 0
DE Unit Level IndRiver4 - NOX Cap Annual v3.1 | 331 | 1528 | Rate Constraint in MTons | FALSE | L | Annual | Allowances Purchased NOX | MTons | 0 | 0 | 0 | 0 | 0 | 0 | 0
DE Unit Level IndRiver4 - NOX Cap Annual v3.1 | 331 | 1528 | Rate Constraint in MTons | FALSE | L | Annual | Allowances Sold NOX | MTons | 0 | 0 | 0 | 0 | 0 | 0 | 0
DE Unit Level IndRiver4 - NOX Cap Annual v3.1 | 331 | 1528 | Rate Constraint in MTons | FALSE | L | Annual | Allowances Banked | MTons | 0 | 0 | 0 | 0 | 0 | 0 | 0
DE Unit Level IndRiver4 - NOX Cap Annual v3.1 | 331 | 1528 | Rate Constraint in MTons | FALSE | L | Annual | Allowances Withdrawn (1:1) | MTons | 0 | 0 | 0 | 0 | 0 | 0 | 0
DE Unit Level IndRiver4 - NOX Cap Annual v3.1 | 331 | 1528 | Rate Constraint in MTons | FALSE | L | Annual | Allowances Withdrawn (n:1) | MTons | 0 | 0 | 0 | 0 | 0 | 0 | 0
DE Unit Level IndRiver4 - NOX Cap Annual v3.1 | 331 | 1528 | Rate Constraint in MTons | FALSE | L | Annual | Net Emissions Allowance Position | MTons | 0.31047 | 0.38909 | 0 | 0 | 0 | 0 | 0
DE Unit Level IndRiver4 - NOX Cap Annual v3.1 | 331 | 1528 | Rate Constraint in MTons | FALSE | L | Annual | Fuel Consumed | TBtu | 8.9121 | 11.1688 | 0 | 0 | 0 | 0 | 0
DE Unit Level IndRiver4 - NOX Cap Annual v3.1 | 331 | 1528 | Rate Constraint in MTons | FALSE | L | Annual | Rate | lb/MMBtu | 0.069674 | 0.069674 | 0 | 0 | 0 | 0 | 0
DE Unit Level IndRiver4 - NOX Cap Annual v3.1 | 331 | 1528 | Rate Constraint in MTons | FALSE | L | Annual | Generation | TWh | 0.78011 | 0.97765 | 0 | 0 | 0 | 0 | 0
DE Unit Level IndRiver4 - NOX Cap Annual v3.1 | 331 | 1528 | Rate Constraint in MTons | FALSE | L | Annual | Qualifying Generation | TWh | 0.78011 | 0.97765 | 0 | 0 | 0 | 0 | 0
DE Unit Level IndRiver4 - NOX Cap Annual v3.1 | 331 | 1528 | Rate Constraint in MTons | FALSE | L | Annual | Rate | lb/MWh | 0.39798 | 0.39798 | 0 | 0 | 0 | 0 | 0
DE Unit Level IndRiver4 - NOX Cap Annual v3.1 | 331 | 1528 | Rate Constraint in MTons | FALSE | L | Annual | Constraint Shadow Price | US$/Ton | 0 | 0 | 0 | 0 | 0 | 0 | 0
DE Unit Level IndRiver4 - SO2 Cap Annual v3.1 | 332 | 1537 | Rate Constraint in MTons | FALSE | L | Annual | Seasons Included | Seasons | Winter, Summer | Winter, Summer | Winter, Summer | Winter, Summer | Winter, Summer | Winter, Summer | Winter, Summer
DE Unit Level IndRiver4 - SO2 Cap Annual v3.1 | 332 | 1537 | Rate Constraint in MTons | FALSE | L | Annual | Standard | MTons | 3.657 | 3.657 | 3.657 | 3.657 | 3.657 | 3.657 | 3.657
DE Unit Level IndRiver4 - SO2 Cap Annual v3.1 | 332 | 1537 | Rate Constraint in MTons | FALSE | L | Annual | Standard SO2 | MTons | 3.657 | 3.657 | 3.657 | 3.657 | 3.657 | 3.657 | 3.657
DE Unit Level IndRiver4 - SO2 Cap Annual v3.1 | 332 | 1537 | Rate Constraint in MTons | FALSE | L | Annual | Emissions at Affected Plants SO2 | MTons | 0.79812 | 1.0002 | 0 | 0 | 0 | 0 | 0
DE Unit Level IndRiver4 - SO2 Cap Annual v3.1 | 332 | 1537 | Rate Constraint in MTons | FALSE | L | Annual | Allowances Purchased SO2 | MTons | 0 | 0 | 0 | 0 | 0 | 0 | 0
DE Unit Level IndRiver4 - SO2 Cap Annual v3.1 | 332 | 1537 | Rate Constraint in MTons | FALSE | L | Annual | Allowances Sold SO2 | MTons | 0 | 0 | 0 | 0 | 0 | 0 | 0
DE Unit Level IndRiver4 - SO2 Cap Annual v3.1 | 332 | 1537 | Rate Constraint in MTons | FALSE | L | Annual | Allowances Banked | MTons | 0 | 0 | 0 | 0 | 0 | 0 | 0
DE Unit Level IndRiver4 - SO2 Cap Annual v3.1 | 332 | 1537 | Rate Constraint in MTons | FALSE | L | Annual | Allowances Withdrawn (1:1) | MTons | 0 | 0 | 0 | 0 | 0 | 0 | 0
DE Unit Level IndRiver4 - SO2 Cap Annual v3.1 | 332 | 1537 | Rate Constraint in MTons | FALSE | L | Annual | Allowances Withdrawn (n:1) | MTons | 0 | 0 | 0 | 0 | 0 | 0 | 0
DE Unit Level IndRiver4 - SO2 Cap Annual v3.1 | 332 | 1537 | Rate Constraint in MTons | FALSE | L | Annual | Net Emissions Allowance Position | MTons | 0.79812 | 1.0002 | 0 | 0 | 0 | 0 | 0
DE Unit Level IndRiver4 - SO2 Cap Annual v3.1 | 332 | 1537 | Rate Constraint in MTons | FALSE | L | Annual | Fuel Consumed | TBtu | 8.9121 | 11.1688 | 0 | 0 | 0 | 0 | 0
DE Unit Level IndRiver4 - SO2 Cap Annual v3.1 | 332 | 1537 | Rate Constraint in MTons | FALSE | L | Annual | Rate | lb/MMBtu | 0.17911 | 0.17911 | 0 | 0 | 0 | 0 | 0
DE Unit Level IndRiver4 - SO2 Cap Annual v3.1 | 332 | 1537 | Rate Constraint in MTons | FALSE | L | Annual | Generation | TWh | 0.78011 | 0.97765 | 0 | 0 | 0 | 0 | 0
DE Unit Level IndRiver4 - SO2 Cap Annual v3.1 | 332 | 1537 | Rate Constraint in MTons | FALSE | L | Annual | Qualifying Generation | TWh | 0.78011 | 0.97765 | 0 | 0 | 0 | 0 | 0
DE Unit Level IndRiver4 - SO2 Cap Annual v3.1 | 332 | 1537 | Rate Constraint in MTons | FALSE | L | Annual | Rate | lb/MWh | 1.0231 | 1.0231 | 0 | 0 | 0 | 0 | 0
DE Unit Level IndRiver4 - SO2 Cap Annual v3.1 | 332 | 1537 | Rate Constraint in MTons | FALSE | L | Annual | Constraint Shadow Price | US$/Ton | 0 | 0 | 0 | 0 | 0 | 0 | 0
DE Unit Level McKee3 - NOX Cap Annual v3.1 | 333 | 1529 | Rate Constraint in MTons | FALSE | L | Annual | Seasons Included | Seasons | Winter, Summer | Winter, Summer | Winter, Summer | Winter, Summer | Winter, Summer | Winter, Summer | Winter, Summer
DE Unit Level McKee3 - NOX Cap Annual v3.1 | 333 | 1529 | Rate Constraint in MTons | FALSE | L | Annual | Standard | MTons | 0.244 | 0.244 | 0.244 | 0.244 | 0.244 | 0.244 | 0.244
DE Unit Level McKee3 - NOX Cap Annual v3.1 | 333 | 1529 | Rate Constraint in MTons | FALSE | L | Annual | Standard NOX | MTons | 0.244 | 0.244 | 0.244 | 0.244 | 0.244 | 0.244 | 0.244
DE Unit Level McKee3 - NOX Cap Annual v3.1 | 333 | 1529 | Rate Constraint in MTons | FALSE | L | Annual | Emissions at Affected Plants NOX | MTons | 0.0046667 | 0 | 0 | 0 | 0 | 0 | 0
DE Unit Level McKee3 - NOX Cap Annual v3.1 | 333 | 1529 | Rate Constraint in MTons | FALSE | L | Annual | Allowances Purchased NOX | MTons | 0 | 0 | 0 | 0 | 0 | 0 | 0
DE Unit Level McKee3 - NOX Cap Annual v3.1 | 333 | 1529 | Rate Constraint in MTons | FALSE | L | Annual | Allowances Sold NOX | MTons | 0 | 0 | 0 | 0 | 0 | 0 | 0
DE Unit Level McKee3 - NOX Cap Annual v3.1 | 333 | 1529 | Rate Constraint in MTons | FALSE | L | Annual | Allowances Banked | MTons | 0 | 0 | 0 | 0 | 0 | 0 | 0
DE Unit Level McKee3 - NOX Cap Annual v3.1 | 333 | 1529 | Rate Constraint in MTons | FALSE | L | Annual | Allowances Withdrawn (1:1) | MTons | 0 | 0 | 0 | 0 | 0 | 0 | 0
DE Unit Level McKee3 - NOX Cap Annual v3.1 | 333 | 1529 | Rate Constraint in MTons | FALSE | L | Annual | Allowances Withdrawn (n:1) | MTons | 0 | 0 | 0 | 0 | 0 | 0 | 0
DE Unit Level McKee3 - NOX Cap Annual v3.1 | 333 | 1529 | Rate Constraint in MTons | FALSE | L | Annual | Net Emissions Allowance Position | MTons | 0.0046667 | 0 | 0 | 0 | 0 | 0 | 0
DE Unit Level McKee3 - NOX Cap Annual v3.1 | 333 | 1529 | Rate Constraint in MTons | FALSE | L | Annual | Fuel Consumed | TBtu | 0.037284 | 0 | 0 | 0 | 0 | 0 | 0
DE Unit Level McKee3 - NOX Cap Annual v3.1 | 333 | 1529 | Rate Constraint in MTons | FALSE | L | Annual | Rate | lb/MMBtu | 0.25033 | 0 | 0 | 0 | 0 | 0 | 0
DE Unit Level McKee3 - NOX Cap Annual v3.1 | 333 | 1529 | Rate Constraint in MTons | FALSE | L | Annual | Generation | TWh | 0.0033086 | 0 | 0 | 0 | 0 | 0 | 0
DE Unit Level McKee3 - NOX Cap Annual v3.1 | 333 | 1529 | Rate Constraint in MTons | FALSE | L | Annual | Qualifying Generation | TWh | 0.0033086 | 0 | 0 | 0 | 0 | 0 | 0
DE Unit Level McKee3 - NOX Cap Annual v3.1 | 333 | 1529 | Rate Constraint in MTons | FALSE | L | Annual | Rate | lb/MWh | 1.4105 | 0 | 0 | 0 | 0 | 0 | 0
DE Unit Level McKee3 - NOX Cap Annual v3.1 | 333 | 1529 | Rate Constraint in MTons | FALSE | L | Annual | Constraint Shadow Price | US$/Ton | 0 | 0 | 0 | 0 | 0 | 0 | 0
DE Unit Level McKee3 - SO2 Cap Annual v3.1 | 334 | 1538 | Rate Constraint in MTons | FALSE | L | Annual | Seasons Included | Seasons | Winter, Summer | Winter, Summer | Winter, Summer | Winter, Summer | Winter, Summer | Winter, Summer | Winter, Summer
DE Unit Level McKee3 - SO2 Cap Annual v3.1 | 334 | 1538 | Rate Constraint in MTons | FALSE | L | Annual | Standard | MTons | 0.439 | 0.439 | 0.439 | 0.439 | 0.439 | 0.439 | 0.439
DE Unit Level McKee3 - SO2 Cap Annual v3.1 | 334 | 1538 | Rate Constraint in MTons | FALSE | L | Annual | Standard SO2 | MTons | 0.439 | 0.439 | 0.439 | 0.439 | 0.439 | 0.439 | 0.439
DE Unit Level McKee3 - SO2 Cap Annual v3.1 | 334 | 1538 | Rate Constraint in MTons | FALSE | L | Annual | Emissions at Affected Plants SO2 | MTons | 0 | 0 | 0 | 0 | 0 | 0 | 0
DE Unit Level McKee3 - SO2 Cap Annual v3.1 | 334 | 1538 | Rate Constraint in MTons | FALSE | L | Annual | Allowances Purchased SO2 | MTons | 0 | 0 | 0 | 0 | 0 | 0 | 0
DE Unit Level McKee3 - SO2 Cap Annual v3.1 | 334 | 1538 | Rate Constraint in MTons | FALSE | L | Annual | Allowances Sold SO2 | MTons | 0 | 0 | 0 | 0 | 0 | 0 | 0
DE Unit Level McKee3 - SO2 Cap Annual v3.1 | 334 | 1538 | Rate Constraint in MTons | FALSE | L | Annual | Allowances Banked | MTons | 0 | 0 | 0 | 0 | 0 | 0 | 0
DE Unit Level McKee3 - SO2 Cap Annual v3.1 | 334 | 1538 | Rate Constraint in MTons | FALSE | L | Annual | Allowances Withdrawn (1:1) | MTons | 0 | 0 | 0 | 0 | 0 | 0 | 0
DE Unit Level McKee3 - SO2 Cap Annual v3.1 | 334 | 1538 | Rate Constraint in MTons | FALSE | L | Annual | Allowances Withdrawn (n:1) | MTons | 0 | 0 | 0 | 0 | 0 | 0 | 0
DE Unit Level McKee3 - SO2 Cap Annual v3.1 | 334 | 1538 | Rate Constraint in MTons | FALSE | L | Annual | Net Emissions Allowance Position | MTons | 0 | 0 | 0 | 0 | 0 | 0 | 0
DE Unit Level McKee3 - SO2 Cap Annual v3.1 | 334 | 1538 | Rate Constraint in MTons | FALSE | L | Annual | Fuel Consumed | TBtu | 0.037284 | 0 | 0 | 0 | 0 | 0 | 0
DE Unit Level McKee3 - SO2 Cap Annual v3.1 | 334 | 1538 | Rate Constraint in MTons | FALSE | L | Annual | Rate | lb/MMBtu | 0 | 0 | 0 | 0 | 0 | 0 | 0
DE Unit Level McKee3 - SO2 Cap Annual v3.1 | 334 | 1538 | Rate Constraint in MTons | FALSE | L | Annual | Generation | TWh | 0.0033086 | 0 | 0 | 0 | 0 | 0 | 0
DE Unit Level McKee3 - SO2 Cap Annual v3.1 | 334 | 1538 | Rate Constraint in MTons | FALSE | L | Annual | Qualifying Generation | TWh | 0.0033086 | 0 | 0 | 0 | 0 | 0 | 0
DE Unit Level McKee3 - SO2 Cap Annual v3.1 | 334 | 1538 | Rate Constraint in MTons | FALSE | L | Annual | Rate | lb/MWh | 0 | 0 | 0 | 0 | 0 | 0 | 0
DE Unit Level McKee3 - SO2 Cap Annual v3.1 | 334 | 1538 | Rate Constraint in MTons | FALSE | L | Annual | Constraint Shadow Price | US$/Ton | 0 | 0 | 0 | 0 | 0 | 0 | 0
Dummy Delaware NOx Constraint v4.0 | 335 | 2168 | Rate Constraint in MTons | FALSE | L | Annual | Seasons Included | Seasons | Winter, Summer | Winter, Summer | Winter, Summer | Winter, Summer | Winter, Summer | Winter, Summer | Winter, Summer
Dummy Delaware NOx Constraint v4.0 | 335 | 2168 | Rate Constraint in MTons | FALSE | L | Annual | Standard | MTons | 99999 | 99999 | 99999 | 99999 | 99999 | 99999 | 99999
Dummy Delaware NOx Constraint v4.0 | 335 | 2168 | Rate Constraint in MTons | FALSE | L | Annual | Standard NOX | MTons | 99999 | 99999 | 99999 | 99999 | 99999 | 99999 | 99999
Dummy Delaware NOx Constraint v4.0 | 335 | 2168 | Rate Constraint in MTons | FALSE | L | Annual | Emissions at Affected Plants NOX | MTons | 0.025968 | 0.025968 | 0.025968 | 0.025968 | 0.025968 | 0.025968 | 0.025968
Dummy Delaware NOx Constraint v4.0 | 335 | 2168 | Rate Constraint in MTons | FALSE | L | Annual | Allowances Purchased NOX | MTons | 0 | 0 | 0 | 0 | 0 | 0 | 0
Dummy Delaware NOx Constraint v4.0 | 335 | 2168 | Rate Constraint in MTons | FALSE | L | Annual | Allowances Sold NOX | MTons | 0 | 0 | 0 | 0 | 0 | 0 | 0
Dummy Delaware NOx Constraint v4.0 | 335 | 2168 | Rate Constraint in MTons | FALSE | L | Annual | Allowances Banked | MTons | 0 | 0 | 0 | 0 | 0 | 0 | 0
Dummy Delaware NOx Constraint v4.0 | 335 | 2168 | Rate Constraint in MTons | FALSE | L | Annual | Allowances Withdrawn (1:1) | MTons | 0 | 0 | 0 | 0 | 0 | 0 | 0
Dummy Delaware NOx Constraint v4.0 | 335 | 2168 | Rate Constraint in MTons | FALSE | L | Annual | Allowances Withdrawn (n:1) | MTons | 0 | 0 | 0 | 0 | 0 | 0 | 0
Dummy Delaware NOx Constraint v4.0 | 335 | 2168 | Rate Constraint in MTons | FALSE | L | Annual | Net Emissions Allowance Position | MTons | 0.025968 | 0.025968 | 0.025968 | 0.025968 | 0.025968 | 0.025968 | 0.025968
Dummy Delaware NOx Constraint v4.0 | 335 | 2168 | Rate Constraint in MTons | FALSE | L | Annual | Fuel Consumed | TBtu | 0.6217 | 0.6217 | 0.6217 | 0.6217 | 0.6217 | 0.6217 | 0.6217
Dummy Delaware NOx Constraint v4.0 | 335 | 2168 | Rate Constraint in MTons | FALSE | L | Annual | Rate | lb/MMBtu | 0.083537 | 0.083537 | 0.083537 | 0.083537 | 0.083537 | 0.083537 | 0.083537
Dummy Delaware NOx Constraint v4.0 | 335 | 2168 | Rate Constraint in MTons | FALSE | L | Annual | Generation | TWh | 0.055268 | 0.055268 | 0.055268 | 0.055268 | 0.055268 | 0.055268 | 0.055268
Dummy Delaware NOx Constraint v4.0 | 335 | 2168 | Rate Constraint in MTons | FALSE | L | Annual | Qualifying Generation | TWh | 0.055268 | 0.055268 | 0.055268 | 0.055268 | 0.055268 | 0.055268 | 0.055268
Dummy Delaware NOx Constraint v4.0 | 335 | 2168 | Rate Constraint in MTons | FALSE | L | Annual | Rate | lb/MWh | 0.46985 | 0.46985 | 0.46985 | 0.46985 | 0.46985 | 0.46985 | 0.46985
Dummy Delaware NOx Constraint v4.0 | 335 | 2168 | Rate Constraint in MTons | FALSE | L | Annual | Constraint Shadow Price | US$/Ton | 0 | 0 | 0 | 0 | 0 | 0 | 0
Dummy Hg Summer for Mode v5.13 | 337 | 6009 | Rate Constraint in MTons | FALSE | L | Annual | Seasons Included | Seasons | Summer | Summer | Summer | Summer | Summer | Summer | Summer
Dummy Hg Summer for Mode v5.13 | 337 | 6009 | Rate Constraint in MTons | FALSE | L | Annual | Standard | Lb | 19999998000000 | 19999998000000 | 19999998000000 | 19999998000000 | 19999998000000 | 19999998000000 | 19999998000000
Dummy Hg Summer for Mode v5.13 | 337 | 6009 | Rate Constraint in MTons | FALSE | L | Annual | Standard MER | lbs | 19999998000000 | 19999998000000 | 19999998000000 | 19999998000000 | 19999998000000 | 19999998000000 | 19999998000000
Dummy Hg Summer for Mode v5.13 | 337 | 6009 | Rate Constraint in MTons | FALSE | L | Annual | Emissions at Affected Plants MER | lbs | 4096.6276 | 4125.2404 | 3649.034 | 3703.3126 | 3609.5539 | 3531.6896 | 3783.4449
Dummy Hg Summer for Mode v5.13 | 337 | 6009 | Rate Constraint in MTons | FALSE | L | Annual | Allowances Purchased MER | lbs | 0 | 0 | 0 | 0 | 0 | 0 | 0
Dummy Hg Summer for Mode v5.13 | 337 | 6009 | Rate Constraint in MTons | FALSE | L | Annual | Allowances Sold MER | lbs | 0 | 0 | 0 | 0 | 0 | 0 | 0
Dummy Hg Summer for Mode v5.13 | 337 | 6009 | Rate Constraint in MTons | FALSE | L | Annual | Allowances Banked | lbs | 0 | 0 | 0 | 0 | 0 | 0 | 0
Dummy Hg Summer for Mode v5.13 | 337 | 6009 | Rate Constraint in MTons | FALSE | L | Annual | Allowances Withdrawn (1:1) | lbs | 0 | 0 | 0 | 0 | 0 | 0 | 0
Dummy Hg Summer for Mode v5.13 | 337 | 6009 | Rate Constraint in MTons | FALSE | L | Annual | Allowances Withdrawn (n:1) | lbs | 0 | 0 | 0 | 0 | 0 | 0 | 0
Dummy Hg Summer for Mode v5.13 | 337 | 6009 | Rate Constraint in MTons | FALSE | L | Annual | Net Emissions Allowance Position | lbs | 4096.6276 | 4125.2404 | 3649.034 | 3703.3126 | 3609.5539 | 3531.6896 | 3783.4449
Dummy Hg Summer for Mode v5.13 | 337 | 6009 | Rate Constraint in MTons | FALSE | L | Annual | Fuel Consumed | TBtu | 9298.0912 | 9295.8982 | 9458.4932 | 9847.7411 | 10184.8836 | 11899.5339 | 13800.8296
Dummy Hg Summer for Mode v5.13 | 337 | 6009 | Rate Constraint in MTons | FALSE | L | Annual | Rate | lb/MMBtu | 4.4059e-07 | 4.4377e-07 | 3.8579e-07 | 3.7606e-07 | 3.544e-07 | 2.9679e-07 | 2.7415e-07
Dummy Hg Summer for Mode v5.13 | 337 | 6009 | Rate Constraint in MTons | FALSE | L | Annual | Generation | TWh | 1057.6078 | 1063.9864 | 1098.7966 | 1161.3964 | 1232.8958 | 1517.138 | 1805.76
Dummy Hg Summer for Mode v5.13 | 337 | 6009 | Rate Constraint in MTons | FALSE | L | Annual | Qualifying Generation | TWh | 1057.6078 | 1063.9864 | 1098.7966 | 1161.3964 | 1232.8958 | 1517.138 | 1805.76
Dummy Hg Summer for Mode v5.13 | 337 | 6009 | Rate Constraint in MTons | FALSE | L | Annual | Rate | lb/MWh | 3.8735 | 3.8772 | 3.3209 | 3.1887 | 2.9277 | 2.3279 | 2.0952
Dummy Hg Summer for Mode v5.13 | 337 | 6009 | Rate Constraint in MTons | FALSE | L | Annual | Constraint Shadow Price | US$/Lb | 0 | 0 | 0 | 0 | 0 | 0 | 0
Dummy Hg Winter for Mode v5.13 | 338 | 6008 | Rate Constraint in MTons | FALSE | L | Annual | Seasons Included | Seasons | Winter | Winter | Winter | Winter | Winter | Winter | Winter
Dummy Hg Winter for Mode v5.13 | 338 | 6008 | Rate Constraint in MTons | FALSE | L | Annual | Standard | Lb | 19999998000000 | 19999998000000 | 19999998000000 | 19999998000000 | 19999998000000 | 19999998000000 | 19999998000000
Dummy Hg Winter for Mode v5.13 | 338 | 6008 | Rate Constraint in MTons | FALSE | L | Annual | Standard MER | lbs | 19999998000000 | 19999998000000 | 19999998000000 | 19999998000000 | 19999998000000 | 19999998000000 | 19999998000000
Dummy Hg Winter for Mode v5.13 | 338 | 6008 | Rate Constraint in MTons | FALSE | L | Annual | Emissions at Affected Plants MER | lbs | 5098.2846 | 4937.775 | 4188.7832 | 4168.3948 | 3971.7819 | 3956.0355 | 4512.3404
Dummy Hg Winter for Mode v5.13 | 338 | 6008 | Rate Constraint in MTons | FALSE | L | Annual | Allowances Purchased MER | lbs | 0 | 0 | 0 | 0 | 0 | 0 | 0
Dummy Hg Winter for Mode v5.13 | 338 | 6008 | Rate Constraint in MTons | FALSE | L | Annual | Allowances Sold MER | lbs | 0 | 0 | 0 | 0 | 0 | 0 | 0
Dummy Hg Winter for Mode v5.13 | 338 | 6008 | Rate Constraint in MTons | FALSE | L | Annual | Allowances Banked | lbs | 0 | 0 | 0 | 0 | 0 | 0 | 0
Dummy Hg Winter for Mode v5.13 | 338 | 6008 | Rate Constraint in MTons | FALSE | L | Annual | Allowances Withdrawn (1:1) | lbs | 0 | 0 | 0 | 0 | 0 | 0 | 0
Dummy Hg Winter for Mode v5.13 | 338 | 6008 | Rate Constraint in MTons | FALSE | L | Annual | Allowances Withdrawn (n:1) | lbs | 0 | 0 | 0 | 0 | 0 | 0 | 0
Dummy Hg Winter for Mode v5.13 | 338 | 6008 | Rate Constraint in MTons | FALSE | L | Annual | Net Emissions Allowance Position | lbs | 5098.2846 | 4937.775 | 4188.7832 | 4168.3948 | 3971.7819 | 3956.0355 | 4512.3404
Dummy Hg Winter for Mode v5.13 | 338 | 6008 | Rate Constraint in MTons | FALSE | L | Annual | Fuel Consumed | TBtu | 10496.3179 | 10450.4726 | 10467.1455 | 10779.8966 | 11083.6624 | 12992.862 | 15352.6718
Dummy Hg Winter for Mode v5.13 | 338 | 6008 | Rate Constraint in MTons | FALSE | L | Annual | Rate | lb/MMBtu | 4.8572e-07 | 4.7249e-07 | 4.0018e-07 | 3.8668e-07 | 3.5835e-07 | 3.0448e-07 | 2.9391e-07
Dummy Hg Winter for Mode v5.13 | 338 | 6008 | Rate Constraint in MTons | FALSE | L | Annual | Generation | TWh | 1203.8978 | 1206.4143 | 1239.4086 | 1298.2742 | 1371.2467 | 1691.4917 | 2031.8263
Dummy Hg Winter for Mode v5.13 | 338 | 6008 | Rate Constraint in MTons | FALSE | L | Annual | Qualifying Generation | TWh | 1203.8978 | 1206.4143 | 1239.4086 | 1298.2742 | 1371.2467 | 1691.4917 | 2031.8263
Dummy Hg Winter for Mode v5.13 | 338 | 6008 | Rate Constraint in MTons | FALSE | L | Annual | Rate | lb/MWh | 4.2348 | 4.0929 | 3.3797 | 3.2107 | 2.8965 | 2.3388 | 2.2208
Dummy Hg Winter for Mode v5.13 | 338 | 6008 | Rate Constraint in MTons | FALSE | L | Annual | Constraint Shadow Price | US$/Lb | 0 | 0 | 0 | 0 | 0 | 0 | 0
Dummy -SCRs through JCC - v5.12 | 339 | 5802 | Rate Constraint in MTons | FALSE | L | Annual | Seasons Included | Seasons | Winter, Summer | Winter, Summer | Winter, Summer | Winter, Summer | Winter, Summer | Winter, Summer | Winter, Summer
Dummy -SCRs through JCC - v5.12 | 339 | 5802 | Rate Constraint in MTons | FALSE | L | Annual | Standard | MTons | 999999 | 999999 | 999999 | 999999 | 999999 | 999999 | 999999
Dummy -SCRs through JCC - v5.12 | 339 | 5802 | Rate Constraint in MTons | FALSE | L | Annual | Standard NOX | MTons | 999999 | 999999 | 999999 | 999999 | 999999 | 999999 | 999999
Dummy -SCRs through JCC - v5.12 | 339 | 5802 | Rate Constraint in MTons | FALSE | L | Annual | Emissions at Affected Plants NOX | MTons | 30.576 | 29.4759 | 25.5448 | 26.8046 | 7.0565 | 6.9445 | 7.5829
Dummy -SCRs through JCC - v5.12 | 339 | 5802 | Rate Constraint in MTons | FALSE | L | Annual | Allowances Purchased NOX | MTons | 0 | 0 | 0 | 0 | 0 | 0 | 0
Dummy -SCRs through JCC - v5.12 | 339 | 5802 | Rate Constraint in MTons | FALSE | L | Annual | Allowances Sold NOX | MTons | 0 | 0 | 0 | 0 | 0 | 0 | 0
Dummy -SCRs through JCC - v5.12 | 339 | 5802 | Rate Constraint in MTons | FALSE | L | Annual | Allowances Banked | MTons | 0 | 0 | 0 | 0 | 0 | 0 | 0
Dummy -SCRs through JCC - v5.12 | 339 | 5802 | Rate Constraint in MTons | FALSE | L | Annual | Allowances Withdrawn (1:1) | MTons | 0 | 0 | 0 | 0 | 0 | 0 | 0
Dummy -SCRs through JCC - v5.12 | 339 | 5802 | Rate Constraint in MTons | FALSE | L | Annual | Allowances Withdrawn (n:1) | MTons | 0 | 0 | 0 | 0 | 0 | 0 | 0
Dummy -SCRs through JCC - v5.12 | 339 | 5802 | Rate Constraint in MTons | FALSE | L | Annual | Net Emissions Allowance Position | MTons | 30.576 | 29.4759 | 25.5448 | 26.8046 | 7.0565 | 6.9445 | 7.5829
Dummy -SCRs through JCC - v5.12 | 339 | 5802 | Rate Constraint in MTons | FALSE | L | Annual | Fuel Consumed | TBtu | 428.729 | 408.9087 | 369.18 | 383.4604 | 219.9677 | 217.4549 | 227.858
Dummy -SCRs through JCC - v5.12 | 339 | 5802 | Rate Constraint in MTons | FALSE | L | Annual | Rate | lb/MMBtu | 0.14264 | 0.14417 | 0.13839 | 0.1398 | 0.06416 | 0.063871 | 0.066558
Dummy -SCRs through JCC - v5.12 | 339 | 5802 | Rate Constraint in MTons | FALSE | L | Annual | Generation | TWh | 44.235 | 42.4002 | 38.2783 | 39.7961 | 22.4746 | 22.2122 | 23.2315
Dummy -SCRs through JCC - v5.12 | 339 | 5802 | Rate Constraint in MTons | FALSE | L | Annual | Qualifying Generation | TWh | 44.235 | 42.4002 | 38.2783 | 39.7961 | 22.4746 | 22.2122 | 23.2315
Dummy -SCRs through JCC - v5.12 | 339 | 5802 | Rate Constraint in MTons | FALSE | L | Annual | Rate | lb/MWh | 0.69122 | 0.69518 | 0.66735 | 0.67355 | 0.31398 | 0.31264 | 0.32641
Dummy -SCRs through JCC - v5.12 | 339 | 5802 | Rate Constraint in MTons | FALSE | L | Annual | Constraint Shadow Price | US$/Ton | 0 | 0 | 0 | 0 | 0 | 0 | 0
Dunkirk MER Rate Limit v3.1 | 340 | 2041 | Rate Constraint in lbs/MMBtu | FALSE | L | Annual | Seasons Included | Seasons | Winter, Summer | Winter, Summer | Winter, Summer | Winter, Summer | Winter, Summer | Winter, Summer | Winter, Summer
Dunkirk MER Rate Limit v3.1 | 340 | 2041 | Rate Constraint in lbs/MMBtu | FALSE | L | Annual | Standard | lb/MMBtu | 6e-07 | 6e-07 | 6e-07 | 6e-07 | 6e-07 | 6e-07 | 6e-07
Dunkirk MER Rate Limit v3.1 | 340 | 2041 | Rate Constraint in lbs/MMBtu | FALSE | L | Annual | Emissions at Affected Plants MER | lbs | 0 | 0 | 0 | 0 | 0 | 0 | 0
Dunkirk MER Rate Limit v3.1 | 340 | 2041 | Rate Constraint in lbs/MMBtu | FALSE | L | Annual | Allowances Purchased MER | lbs | 0 | 0 | 0 | 0 | 0 | 0 | 0
Dunkirk MER Rate Limit v3.1 | 340 | 2041 | Rate Constraint in lbs/MMBtu | FALSE | L | Annual | Allowances Sold MER | lbs | 0 | 0 | 0 | 0 | 0 | 0 | 0
Dunkirk MER Rate Limit v3.1 | 340 | 2041 | Rate Constraint in lbs/MMBtu | FALSE | L | Annual | Allowances Banked | lbs | 0 | 0 | 0 | 0 | 0 | 0 | 0
Dunkirk MER Rate Limit v3.1 | 340 | 2041 | Rate Constraint in lbs/MMBtu | FALSE | L | Annual | Allowances Withdrawn (1:1) | lbs | 0 | 0 | 0 | 0 | 0 | 0 | 0
Dunkirk MER Rate Limit v3.1 | 340 | 2041 | Rate Constraint in lbs/MMBtu | FALSE | L | Annual | Allowances Withdrawn (n:1) | lbs | 0 | 0 | 0 | 0 | 0 | 0 | 0
Dunkirk MER Rate Limit v3.1 | 340 | 2041 | Rate Constraint in lbs/MMBtu | FALSE | L | Annual | Net Emissions Allowance Position | lbs | 0 | 0 | 0 | 0 | 0 | 0 | 0
Dunkirk MER Rate Limit v3.1 | 340 | 2041 | Rate Constraint in lbs/MMBtu | FALSE | L | Annual | Fuel Consumed | TBtu | 0 | 0 | 0 | 0 | 0 | 0 | 0
Dunkirk MER Rate Limit v3.1 | 340 | 2041 | Rate Constraint in lbs/MMBtu | FALSE | L | Annual | Rate | lb/MMBtu | 0 | 0 | 0 | 0 | 0 | 0 | 0
Dunkirk MER Rate Limit v3.1 | 340 | 2041 | Rate Constraint in lbs/MMBtu | FALSE | L | Annual | Generation | TWh | 0 | 0 | 0 | 0 | 0 | 0 | 0
Dunkirk MER Rate Limit v3.1 | 340 | 2041 | Rate Constraint in lbs/MMBtu | FALSE | L | Annual | Qualifying Generation | TWh | 0 | 0 | 0 | 0 | 0 | 0 | 0
Dunkirk MER Rate Limit v3.1 | 340 | 2041 | Rate Constraint in lbs/MMBtu | FALSE | L | Annual | Rate | lb/MWh | 0 | 0 | 0 | 0 | 0 | 0 | 0
Dunkirk MER Rate Limit v3.1 | 340 | 2041 | Rate Constraint in lbs/MMBtu | FALSE | L | Annual | Constraint Shadow Price | US$/Lb | 0 | 0 | 0 | 0 | 0 | 0 | 0
Fuel_BA_BB_ SO2 Rate Limit- Chesapeak 3 -v5.13 | 341 | 6037 | Rate Constraint in lbs/MMBtu | FALSE | L | Annual | Seasons Included | Seasons | Winter, Summer | Winter, Summer | Winter, Summer | Winter, Summer | Winter, Summer | Winter, Summer | Winter, Summer
Fuel_BA_BB_ SO2 Rate Limit- Chesapeak 3 -v5.13 | 341 | 6037 | Rate Constraint in lbs/MMBtu | FALSE | L | Annual | Standard | lb/MMBtu | 0.9 | 0.9 | 0.9 | 0.9 | 0.9 | 0.9 | 0.9
Fuel_BA_BB_ SO2 Rate Limit- Chesapeak 3 -v5.13 | 341 | 6037 | Rate Constraint in lbs/MMBtu | FALSE | L | Annual | Emissions at Affected Plants SO2 | MTons | 0 | 0 | 0 | 0 | 0 | 0 | 0
Fuel_BA_BB_ SO2 Rate Limit- Chesapeak 3 -v5.13 | 341 | 6037 | Rate Constraint in lbs/MMBtu | FALSE | L | Annual | Allowances Purchased SO2 | MTons | 0 | 0 | 0 | 0 | 0 | 0 | 0
Fuel_BA_BB_ SO2 Rate Limit- Chesapeak 3 -v5.13 | 341 | 6037 | Rate Constraint in lbs/MMBtu | FALSE | L | Annual | Allowances Sold SO2 | MTons | 0 | 0 | 0 | 0 | 0 | 0 | 0
Fuel_BA_BB_ SO2 Rate Limit- Chesapeak 3 -v5.13 | 341 | 6037 | Rate Constraint in lbs/MMBtu | FALSE | L | Annual | Allowances Banked | MTons | 0 | 0 | 0 | 0 | 0 | 0 | 0
Fuel_BA_BB_ SO2 Rate Limit- Chesapeak 3 -v5.13 | 341 | 6037 | Rate Constraint in lbs/MMBtu | FALSE | L | Annual | Allowances Withdrawn (1:1) | MTons | 0 | 0 | 0 | 0 | 0 | 0 | 0
Fuel_BA_BB_ SO2 Rate Limit- Chesapeak 3 -v5.13 | 341 | 6037 | Rate Constraint in lbs/MMBtu | FALSE | L | Annual | Allowances Withdrawn (n:1) | MTons | 0 | 0 | 0 | 0 | 0 | 0 | 0
Fuel_BA_BB_ SO2 Rate Limit- Chesapeak 3 -v5.13 | 341 | 6037 | Rate Constraint in lbs/MMBtu | FALSE | L | Annual | Net Emissions Allowance Position | MTons | 0 | 0 | 0 | 0 | 0 | 0 | 0
Fuel_BA_BB_ SO2 Rate Limit- Chesapeak 3 -v5.13 | 341 | 6037 | Rate Constraint in lbs/MMBtu | FALSE | L | Annual | Fuel Consumed | TBtu | 0 | 0 | 0 | 0 | 0 | 0 | 0
Fuel_BA_BB_ SO2 Rate Limit- Chesapeak 3 -v5.13 | 341 | 6037 | Rate Constraint in lbs/MMBtu | FALSE | L | Annual | Rate | lb/MMBtu | 0 | 0 | 0 | 0 | 0 | 0 | 0
Fuel_BA_BB_ SO2 Rate Limit- Chesapeak 3 -v5.13 | 341 | 6037 | Rate Constraint in lbs/MMBtu | FALSE | L | Annual | Generation | TWh | 0 | 0 | 0 | 0 | 0 | 0 | 0
Fuel_BA_BB_ SO2 Rate Limit- Chesapeak 3 -v5.13 | 341 | 6037 | Rate Constraint in lbs/MMBtu | FALSE | L | Annual | Qualifying Generation | TWh | 0 | 0 | 0 | 0 | 0 | 0 | 0
Fuel_BA_BB_ SO2 Rate Limit- Chesapeak 3 -v5.13 | 341 | 6037 | Rate Constraint in lbs/MMBtu | FALSE | L | Annual | Rate | lb/MWh | 0 | 0 | 0 | 0 | 0 | 0 | 0
Fuel_BA_BB_ SO2 Rate Limit- Chesapeak 3 -v5.13 | 341 | 6037 | Rate Constraint in lbs/MMBtu | FALSE | L | Annual | Constraint Shadow Price | US$/Ton | 0 | 0 | 0 | 0 | 0 | 0 | 0
Fuel_BA_BB_ SO2 Rate Limit- Chesapeak 4 -v5.13 | 342 | 6038 | Rate Constraint in lbs/MMBtu | FALSE | L | Annual | Seasons Included | Seasons | Winter, Summer | Winter, Summer | Winter, Summer | Winter, Summer | Winter, Summer | Winter, Summer | Winter, Summer
Fuel_BA_BB_ SO2 Rate Limit- Chesapeak 4 -v5.13 | 342 | 6038 | Rate Constraint in lbs/MMBtu | FALSE | L | Annual | Standard | lb/MMBtu | 0.94 | 0.94 | 0.94 | 0.94 | 0.94 | 0.94 | 0.94
Fuel_BA_BB_ SO2 Rate Limit- Chesapeak 4 -v5.13 | 342 | 6038 | Rate Constraint in lbs/MMBtu | FALSE | L | Annual | Emissions at Affected Plants SO2 | MTons | 0 | 0 | 0 | 0 | 0 | 0 | 0
Fuel_BA_BB_ SO2 Rate Limit- Chesapeak 4 -v5.13 | 342 | 6038 | Rate Constraint in lbs/MMBtu | FALSE | L | Annual | Allowances Purchased SO2 | MTons | 0 | 0 | 0 | 0 | 0 | 0 | 0
Fuel_BA_BB_ SO2 Rate Limit- Chesapeak 4 -v5.13 | 342 | 6038 | Rate Constraint in lbs/MMBtu | FALSE | L | Annual | Allowances Sold SO2 | MTons | 0 | 0 | 0 | 0 | 0 | 0 | 0
Fuel_BA_BB_ SO2 Rate Limit- Chesapeak 4 -v5.13 | 342 | 6038 | Rate Constraint in lbs/MMBtu | FALSE | L | Annual | Allowances Banked | MTons | 0 | 0 | 0 | 0 | 0 | 0 | 0
Fuel_BA_BB_ SO2 Rate Limit- Chesapeak 4 -v5.13 | 342 | 6038 | Rate Constraint in lbs/MMBtu | FALSE | L | Annual | Allowances Withdrawn (1:1) | MTons | 0 | 0 | 0 | 0 | 0 | 0 | 0
Fuel_BA_BB_ SO2 Rate Limit- Chesapeak 4 -v5.13 | 342 | 6038 | Rate Constraint in lbs/MMBtu | FALSE | L | Annual | Allowances Withdrawn (n:1) | MTons | 0 | 0 | 0 | 0 | 0 | 0 | 0
Fuel_BA_BB_ SO2 Rate Limit- Chesapeak 4 -v5.13 | 342 | 6038 | Rate Constraint in lbs/MMBtu | FALSE | L | Annual | Net Emissions Allowance Position | MTons | 0 | 0 | 0 | 0 | 0 | 0 | 0
Fuel_BA_BB_ SO2 Rate Limit- Chesapeak 4 -v5.13 | 342 | 6038 | Rate Constraint in lbs/MMBtu | FALSE | L | Annual | Fuel Consumed | TBtu | 0 | 0 | 0 | 0 | 0 | 0 | 0
Fuel_BA_BB_ SO2 Rate Limit- Chesapeak 4 -v5.13 | 342 | 6038 | Rate Constraint in lbs/MMBtu | FALSE | L | Annual | Rate | lb/MMBtu | 0 | 0 | 0 | 0 | 0 | 0 | 0
Fuel_BA_BB_ SO2 Rate Limit- Chesapeak 4 -v5.13 | 342 | 6038 | Rate Constraint in lbs/MMBtu | FALSE | L | Annual | Generation | TWh | 0 | 0 | 0 | 0 | 0 | 0 | 0
Fuel_BA_BB_ SO2 Rate Limit- Chesapeak 4 -v5.13 | 342 | 6038 | Rate Constraint in lbs/MMBtu | FALSE | L | Annual | Qualifying Generation | TWh | 0 | 0 | 0 | 0 | 0 | 0 | 0
Fuel_BA_BB_ SO2 Rate Limit- Chesapeak 4 -v5.13 | 342 | 6038 | Rate Constraint in lbs/MMBtu | FALSE | L | Annual | Rate | lb/MWh | 0 | 0 | 0 | 0 | 0 | 0 | 0
Fuel_BA_BB_ SO2 Rate Limit- Chesapeak 4 -v5.13 | 342 | 6038 | Rate Constraint in lbs/MMBtu | FALSE | L | Annual | Constraint Shadow Price | US$/Ton | 0 | 0 | 0 | 0 | 0 | 0 | 0
Fuel_BA_BB_ SO2 Rate Limit- Trinidad 1 -v5.13 | 343 | 6035 | Rate Constraint in lbs/MMBtu | FALSE | L | Annual | Seasons Included | Seasons | Winter, Summer | Winter, Summer | Winter, Summer | Winter, Summer | Winter, Summer | Winter, Summer | Winter, Summer
Fuel_BA_BB_ SO2 Rate Limit- Trinidad 1 -v5.13 | 343 | 6035 | Rate Constraint in lbs/MMBtu | FALSE | L | Annual | Standard | lb/MMBtu | 0.86 | 0.86 | 0.86 | 0.86 | 0.86 | 0.86 | 0.86
Fuel_BA_BB_ SO2 Rate Limit- Trinidad 1 -v5.13 | 343 | 6035 | Rate Constraint in lbs/MMBtu | FALSE | L | Annual | Emissions at Affected Plants SO2 | MTons | 0.15329 | 0.17548 | 0.17548 | 0.17548 | 0.17548 | 0.17548 | 0.17548
Fuel_BA_BB_ SO2 Rate Limit- Trinidad 1 -v5.13 | 343 | 6035 | Rate Constraint in lbs/MMBtu | FALSE | L | Annual | Allowances Purchased SO2 | MTons | 0 | 0 | 0 | 0 | 0 | 0 | 0
Fuel_BA_BB_ SO2 Rate Limit- Trinidad 1 -v5.13 | 343 | 6035 | Rate Constraint in lbs/MMBtu | FALSE | L | Annual | Allowances Sold SO2 | MTons | 0 | 0 | 0 | 0 | 0 | 0 | 0
Fuel_BA_BB_ SO2 Rate Limit- Trinidad 1 -v5.13 | 343 | 6035 | Rate Constraint in lbs/MMBtu | FALSE | L | Annual | Allowances Banked | MTons | 0 | 0 | 0 | 0 | 0 | 0 | 0
Fuel_BA_BB_ SO2 Rate Limit- Trinidad 1 -v5.13 | 343 | 6035 | Rate Constraint in lbs/MMBtu | FALSE | L | Annual | Allowances Withdrawn (1:1) | MTons | 0 | 0 | 0 | 0 | 0 | 0 | 0
Fuel_BA_BB_ SO2 Rate Limit- Trinidad 1 -v5.13 | 343 | 6035 | Rate Constraint in lbs/MMBtu | FALSE | L | Annual | Allowances Withdrawn (n:1) | MTons | 0 | 0 | 0 | 0 | 0 | 0 | 0
Fuel_BA_BB_ SO2 Rate Limit- Trinidad 1 -v5.13 | 343 | 6035 | Rate Constraint in lbs/MMBtu | FALSE | L | Annual | Net Emissions Allowance Position | MTons | 0.15329 | 0.17548 | 0.17548 | 0.17548 | 0.17548 | 0.17548 | 0.17548
Fuel_BA_BB_ SO2 Rate Limit- Trinidad 1 -v5.13 | 343 | 6035 | Rate Constraint in lbs/MMBtu | FALSE | L | Annual | Fuel Consumed | TBtu | 0.3563 | 0.4079 | 0.4079 | 0.4079 | 0.4079 | 0.4079 | 0.4079
Fuel_BA_BB_ SO2 Rate Limit- Trinidad 1 -v5.13 | 343 | 6035 | Rate Constraint in lbs/MMBtu | FALSE | L | Annual | Rate | lb/MMBtu | 0.86043 | 0.86043 | 0.86043 | 0.86043 | 0.86043 | 0.86043 | 0.86043
Fuel_BA_BB_ SO2 Rate Limit- Trinidad 1 -v5.13 | 343 | 6035 | Rate Constraint in lbs/MMBtu | FALSE | L | Annual | Generation | TWh | 0.024433 | 0.027972 | 0.027972 | 0.027972 | 0.027972 | 0.027972 | 0.027972
Fuel_BA_BB_ SO2 Rate Limit- Trinidad 1 -v5.13 | 343 | 6035 | Rate Constraint in lbs/MMBtu | FALSE | L | Annual | Qualifying Generation | TWh | 0.024433 | 0.027972 | 0.027972 | 0.027972 | 0.027972 | 0.027972 | 0.027972
Fuel_BA_BB_ SO2 Rate Limit- Trinidad 1 -v5.13 | 343 | 6035 | Rate Constraint in lbs/MMBtu | FALSE | L | Annual | Rate | lb/MWh | 6.2736 | 6.2736 | 6.2736 | 6.2736 | 6.2736 | 6.2736 | 6.2736
Fuel_BA_BB_ SO2 Rate Limit- Trinidad 1 -v5.13 | 343 | 6035 | Rate Constraint in lbs/MMBtu | FALSE | L | Annual | Constraint Shadow Price | US$/Ton | 6841.8693 | 7096.3313 | 8998.3282 | 9652.596 | 11044.3762 | 13083.9953 | 13930.9353
Fuel_BA_BB_ SO2 Rate Limit- Valley 1-4 -v5.13 | 344 | 6036 | Rate Constraint in lbs/MMBtu | FALSE | L | Annual | Seasons Included | Seasons | Winter, Summer | Winter, Summer | Winter, Summer | Winter, Summer | Winter, Summer | Winter, Summer | Winter, Summer
Fuel_BA_BB_ SO2 Rate Limit- Valley 1-4 -v5.13 | 344 | 6036 | Rate Constraint in lbs/MMBtu | FALSE | L | Annual | Standard | lb/MMBtu | 0.78 | 0.78 | 0.78 | 0.78 | 0.78 | 0.78 | 0.78
Fuel_BA_BB_ SO2 Rate Limit- Valley 1-4 -v5.13 | 344 | 6036 | Rate Constraint in lbs/MMBtu | FALSE | L | Annual | Emissions at Affected Plants SO2 | MTons | 0 | 0 | 0 | 0 | 0 | 0 | 0
Fuel_BA_BB_ SO2 Rate Limit- Valley 1-4 -v5.13 | 344 | 6036 | Rate Constraint in lbs/MMBtu | FALSE | L | Annual | Allowances Purchased SO2 | MTons | 0 | 0 | 0 | 0 | 0 | 0 | 0
Fuel_BA_BB_ SO2 Rate Limit- Valley 1-4 -v5.13 | 344 | 6036 | Rate Constraint in lbs/MMBtu | FALSE | L | Annual | Allowances Sold SO2 | MTons | 0 | 0 | 0 | 0 | 0 | 0 | 0
Fuel_BA_BB_ SO2 Rate Limit- Valley 1-4 -v5.13 | 344 | 6036 | Rate Constraint in lbs/MMBtu | FALSE | L | Annual | Allowances Banked | MTons | 0 | 0 | 0 | 0 | 0 | 0 | 0
Fuel_BA_BB_ SO2 Rate Limit- Valley 1-4 -v5.13 | 344 | 6036 | Rate Constraint in lbs/MMBtu | FALSE | L | Annual | Allowances Withdrawn (1:1) | MTons | 0 | 0 | 0 | 0 | 0 | 0 | 0
Fuel_BA_BB_ SO2 Rate Limit- Valley 1-4 -v5.13 | 344 | 6036 | Rate Constraint in lbs/MMBtu | FALSE | L | Annual | Allowances Withdrawn (n:1) | MTons | 0 | 0 | 0 | 0 | 0 | 0 | 0
Fuel_BA_BB_ SO2 Rate Limit- Valley 1-4 -v5.13 | 344 | 6036 | Rate Constraint in lbs/MMBtu | FALSE | L | Annual | Net Emissions Allowance Position | MTons | 0 | 0 | 0 | 0 | 0 | 0 | 0
Fuel_BA_BB_ SO2 Rate Limit- Valley 1-4 -v5.13 | 344 | 6036 | Rate Constraint in lbs/MMBtu | FALSE | L | Annual | Fuel Consumed | TBtu | 0 | 0 | 0 | 0 | 0 | 0 | 0
Fuel_BA_BB_ SO2 Rate Limit- Valley 1-4 -v5.13 | 344 | 6036 | Rate Constraint in lbs/MMBtu | FALSE | L | Annual | Rate | lb/MMBtu | 0 | 0 | 0 | 0 | 0 | 0 | 0
Fuel_BA_BB_ SO2 Rate Limit- Valley 1-4 -v5.13 | 344 | 6036 | Rate Constraint in lbs/MMBtu | FALSE | L | Annual | Generation | TWh | 0 | 0 | 0 | 0 | 0 | 0 | 0
Fuel_BA_BB_ SO2 Rate Limit- Valley 1-4 -v5.13 | 344 | 6036 | Rate Constraint in lbs/MMBtu | FALSE | L | Annual | Qualifying Generation | TWh | 0 | 0 | 0 | 0 | 0 | 0 | 0
Fuel_BA_BB_ SO2 Rate Limit- Valley 1-4 -v5.13 | 344 | 6036 | Rate Constraint in lbs/MMBtu | FALSE | L | Annual | Rate | lb/MWh | 0 | 0 | 0 | 0 | 0 | 0 | 0
Fuel_BA_BB_ SO2 Rate Limit- Valley 1-4 -v5.13 | 344 | 6036 | Rate Constraint in lbs/MMBtu | FALSE | L | Annual | Constraint Shadow Price | US$/Ton | 0 | 0 | 0 | 0 | 0 | 0 | 0
IL CPS- Midwest MER Rate Annual v5.12 | 345 | 5764 | MACT Fuel Choice Floor in lbs/MMBtu | FALSE | L | Annual | Seasons Included | Seasons | Winter, Summer | Winter, Summer | Winter, Summer | Winter, Summer | Winter, Summer | Winter, Summer | Winter, Summer
IL CPS- Midwest MER Rate Annual v5.12 | 345 | 5764 | MACT Fuel Choice Floor in lbs/MMBtu | FALSE | L | Annual | Emission Floor | lbs/MMBtu | 7.4e-07 | 7.4e-07 | 7.4e-07 | 7.4e-07 | 7.4e-07 | 7.4e-07 | 7.4e-07
IL CPS- Midwest MER Rate Annual v5.12 | 345 | 5764 | MACT Fuel Choice Floor in lbs/MMBtu | FALSE | L | Annual | Emissions at Affected Plants MER | lbs | 100.2494 | 111.7994 | 104.5509 | 105.6453 | 106.136 | 106.136 | 121.6386
IL CPS- Midwest MER Rate Annual v5.12 | 345 | 5764 | MACT Fuel Choice Floor in lbs/MMBtu | FALSE | L | Annual | Allowances Purchased MER | lbs | 0 | 0 | 0 | 0 | 0 | 0 | 0
IL CPS- Midwest MER Rate Annual v5.12 | 345 | 5764 | MACT Fuel Choice Floor in lbs/MMBtu | FALSE | L | Annual | Allowances Sold MER | lbs | 0 | 0 | 0 | 0 | 0 | 0 | 0
IL CPS- Midwest MER Rate Annual v5.12 | 345 | 5764 | MACT Fuel Choice Floor in lbs/MMBtu | FALSE | L | Annual | Allowances Banked | lbs | 0 | 0 | 0 | 0 | 0 | 0 | 0
IL CPS- Midwest MER Rate Annual v5.12 | 345 | 5764 | MACT Fuel Choice Floor in lbs/MMBtu | FALSE | L | Annual | Allowances Withdrawn (1:1) | lbs | 0 | 0 | 0 | 0 | 0 | 0 | 0
IL CPS- Midwest MER Rate Annual v5.12 | 345 | 5764 | MACT Fuel Choice Floor in lbs/MMBtu | FALSE | L | Annual | Allowances Withdrawn (n:1) | lbs | 0 | 0 | 0 | 0 | 0 | 0 | 0
IL CPS- Midwest MER Rate Annual v5.12 | 345 | 5764 | MACT Fuel Choice Floor in lbs/MMBtu | FALSE | L | Annual | Net Emissions Allowance Position | lbs | 100.2494 | 111.7994 | 104.5509 | 105.6453 | 106.136 | 106.136 | 121.6386
IL CPS- Midwest MER Rate Annual v5.12 | 345 | 5764 | MACT Fuel Choice Floor in lbs/MMBtu | FALSE | L | Annual | Fuel Consumed | TBtu | 200.8789 | 199.2859 | 197.8576 | 199.9249 | 200.8789 | 200.8789 | 200.8789
IL CPS- Midwest MER Rate Annual v5.12 | 345 | 5764 | MACT Fuel Choice Floor in lbs/MMBtu | FALSE | L | Annual | Rate | lb/MMBtu | 4.9905e-07 | 5.61e-07 | 5.2842e-07 | 5.2842e-07 | 5.2836e-07 | 5.2836e-07 | 6.0553e-07
IL CPS- Midwest MER Rate Annual v5.12 | 345 | 5764 | MACT Fuel Choice Floor in lbs/MMBtu | FALSE | L | Annual | Generation | TWh | 20.2882 | 20.1792 | 19.9672 | 20.1709 | 20.2629 | 20.2629 | 20.2629
IL CPS- Midwest MER Rate Annual v5.12 | 345 | 5764 | MACT Fuel Choice Floor in lbs/MMBtu | FALSE | L | Annual | Qualifying Generation | TWh | 20.2882 | 20.1792 | 19.9672 | 20.1709 | 20.2629 | 20.2629 | 20.2629
IL CPS- Midwest MER Rate Annual v5.12 | 345 | 5764 | MACT Fuel Choice Floor in lbs/MMBtu | FALSE | L | Annual | Constraint Shadow Price | US$/Lb | 0 | 0 | 0 | 0 | 0 | 0 | 0
IL CPS- Midwest NOX rate Annual v5.12 | 346 | 5765 | Rate Constraint in lbs/MMBtu | FALSE | L | Annual | Seasons Included | Seasons | Winter, Summer | Winter, Summer | Winter, Summer | Winter, Summer | Winter, Summer | Winter, Summer | Winter, Summer
IL CPS- Midwest NOX rate Annual v5.12 | 346 | 5765 | Rate Constraint in lbs/MMBtu | FALSE | L | Annual | Standard | lb/MMBtu | 0.11 | 0.11 | 0.11 | 0.11 | 0.11 | 0.11 | 0.11
IL CPS- Midwest NOX rate Annual v5.12 | 346 | 5765 | Rate Constraint in lbs/MMBtu | FALSE | L | Annual | Emissions at Affected Plants NOX | MTons | 11.0857 | 10.9607 | 10.9189 | 11.033 | 11.0857 | 11.0857 | 11.0857
IL CPS- Midwest NOX rate Annual v5.12 | 346 | 5765 | Rate Constraint in lbs/MMBtu | FALSE | L | Annual | Allowances Purchased NOX | MTons | 0 | 0 | 0 | 0 | 0 | 0 | 0
IL CPS- Midwest NOX rate Annual v5.12 | 346 | 5765 | Rate Constraint in lbs/MMBtu | FALSE | L | Annual | Allowances Sold NOX | MTons | 0 | 0 | 0 | 0 | 0 | 0 | 0
IL CPS- Midwest NOX rate Annual v5.12 | 346 | 5765 | Rate Constraint in lbs/MMBtu | FALSE | L | Annual | Allowances Banked | MTons | 0 | 0 | 0 | 0 | 0 | 0 | 0
IL CPS- Midwest NOX rate Annual v5.12 | 346 | 5765 | Rate Constraint in lbs/MMBtu | FALSE | L | Annual | Allowances Withdrawn (1:1) | MTons | 0 | 0 | 0 | 0 | 0 | 0 | 0
IL CPS- Midwest NOX rate Annual v5.12 | 346 | 5765 | Rate Constraint in lbs/MMBtu | FALSE | L | Annual | Allowances Withdrawn (n:1) | MTons | 0 | 0 | 0 | 0 | 0 | 0 | 0
IL CPS- Midwest NOX rate Annual v5.12 | 346 | 5765 | Rate Constraint in lbs/MMBtu | FALSE | L | Annual | Net Emissions Allowance Position | MTons | 11.0857 | 10.9607 | 10.9189 | 11.033 | 11.0857 | 11.0857 | 11.0857
IL CPS- Midwest NOX rate Annual v5.12 | 346 | 5765 | Rate Constraint in lbs/MMBtu | FALSE | L | Annual | Fuel Consumed | TBtu | 200.8789 | 199.2859 | 197.8576 | 199.9249 | 200.8789 | 200.8789 | 200.8789
IL CPS- Midwest NOX rate Annual v5.12 | 346 | 5765 | Rate Constraint in lbs/MMBtu | FALSE | L | Annual | Rate | lb/MMBtu | 0.11037 | 0.11 | 0.11037 | 0.11037 | 0.11037 | 0.11037 | 0.11037
IL CPS- Midwest NOX rate Annual v5.12 | 346 | 5765 | Rate Constraint in lbs/MMBtu | FALSE | L | Annual | Generation | TWh | 20.2882 | 20.1792 | 19.9672 | 20.1709 | 20.2629 | 20.2629 | 20.2629
IL CPS- Midwest NOX rate Annual v5.12 | 346 | 5765 | Rate Constraint in lbs/MMBtu | FALSE | L | Annual | Qualifying Generation | TWh | 20.2882 | 20.1792 | 19.9672 | 20.1709 | 20.2629 | 20.2629 | 20.2629
IL CPS- Midwest NOX rate Annual v5.12 | 346 | 5765 | Rate Constraint in lbs/MMBtu | FALSE | L | Annual | Rate | lb/MWh | 0.54641 | 0.54317 | 0.54684 | 0.54697 | 0.54709 | 0.54709 | 0.54709
IL CPS- Midwest NOX rate Annual v5.12 | 346 | 5765 | Rate Constraint in lbs/MMBtu | FALSE | L | Annual | Constraint Shadow Price | US$/Ton | 4145.2061 | 24336.6181 | 8927.34 | 6864.4412 | 1283.8693 | 1803.7802 | 4615.6879
IL CPS- Midwest NOX rate Summer v5.12 | 347 | 5766 | Rate Constraint in lbs/MMBtu | FALSE | L | Annual | Seasons Included | Seasons | Summer | Summer | Summer | Summer | Summer | Summer | Summer
IL CPS- Midwest NOX rate Summer v5.12 | 347 | 5766 | Rate Constraint in lbs/MMBtu | FALSE | L | Annual | Standard | lb/MMBtu | 0.11 | 0.11 | 0.11 | 0.11 | 0.11 | 0.11 | 0.11
IL CPS- Midwest NOX rate Summer v5.12 | 347 | 5766 | Rate Constraint in lbs/MMBtu | FALSE | L | Annual | Emissions at Affected Plants NOX | MTons | 4.8503 | 4.797 | 4.7178 | 4.8175 | 4.8503 | 4.8503 | 4.8536
IL CPS- Midwest NOX rate Summer v5.12 | 347 | 5766 | Rate Constraint in lbs/MMBtu | FALSE | L | Annual | Allowances Purchased NOX | MTons | 0 | 0 | 0 | 0 | 0 | 0 | 0
IL CPS- Midwest NOX rate Summer v5.12 | 347 | 5766 | Rate Constraint in lbs/MMBtu | FALSE | L | Annual | Allowances Sold NOX | MTons | 0 | 0 | 0 | 0 | 0 | 0 | 0
IL CPS- Midwest NOX rate Summer v5.12 | 347 | 5766 | Rate Constraint in lbs/MMBtu | FALSE | L | Annual | Allowances Banked | MTons | 0 | 0 | 0 | 0 | 0 | 0 | 0
IL CPS- Midwest NOX rate Summer v5.12 | 347 | 5766 | Rate Constraint in lbs/MMBtu | FALSE | L | Annual | Allowances Withdrawn (1:1) | MTons | 0 | 0 | 0 | 0 | 0 | 0 | 0
IL CPS- Midwest NOX rate Summer v5.12 | 347 | 5766 | Rate Constraint in lbs/MMBtu | FALSE | L | Annual | Allowances Withdrawn (n:1) | MTons | 0 | 0 | 0 | 0 | 0 | 0 | 0
IL CPS- Midwest NOX rate Summer v5.12 | 347 | 5766 | Rate Constraint in lbs/MMBtu | FALSE | L | Annual | Net Emissions Allowance Position | MTons | 4.8503 | 4.797 | 4.7178 | 4.8175 | 4.8503 | 4.8503 | 4.8536
IL CPS- Midwest NOX rate Summer v5.12 | 347 | 5766 | Rate Constraint in lbs/MMBtu | FALSE | L | Annual | Fuel Consumed | TBtu | 87.7458 | 87.2085 | 84.9856 | 86.9539 | 87.5843 | 87.5843 | 88.0213
IL CPS- Midwest NOX rate Summer v5.12 | 347 | 5766 | Rate Constraint in lbs/MMBtu | FALSE | L | Annual | Rate | lb/MMBtu | 0.11055 | 0.11001 | 0.11103 | 0.11081 | 0.11076 | 0.11076 | 0.11028
IL CPS- Midwest NOX rate Summer v5.12 | 347 | 5766 | Rate Constraint in lbs/MMBtu | FALSE | L | Annual | Generation | TWh | 8.8785 | 8.8307 | 8.5919 | 8.7862 | 8.8674 | 8.8674 | 8.8674
IL CPS- Midwest NOX rate Summer v5.12 | 347 | 5766 | Rate Constraint in lbs/MMBtu | FALSE | L | Annual | Qualifying Generation | TWh | 8.8785 | 8.8307 | 8.5919 | 8.7862 | 8.8674 | 8.8674 | 8.8674
IL CPS- Midwest NOX rate Summer v5.12 | 347 | 5766 | Rate Constraint in lbs/MMBtu | FALSE | L | Annual | Rate | lb/MWh | 0.5463 | 0.54322 | 0.54911 | 0.5483 | 0.54699 | 0.54699 | 0.54736
IL CPS- Midwest NOX rate Summer v5.12 | 347 | 5766 | Rate Constraint in lbs/MMBtu | FALSE | L | Annual | Constraint Shadow Price | US$/Ton | 0 | 0 | 0 | 0 | 0 | 0 | 0
IL CPS- Midwest SO2 Rate Annual v5.12 | 348 | 5767 | Rate Constraint in lbs/MMBtu | FALSE | L | Annual | Seasons Included | Seasons | Winter, Summer | Winter, Summer | Winter, Summer | Winter, Summer | Winter, Summer | Winter, Summer | Winter, Summer
IL CPS- Midwest SO2 Rate Annual v5.12 | 348 | 5767 | Rate Constraint in lbs/MMBtu | FALSE | L | Annual | Standard | lb/MMBtu | 0.25 | 0.25 | 0.25 | 0.25 | 0.25 | 0.25 | 0.25
IL CPS- Midwest SO2 Rate Annual v5.12 | 348 | 5767 | Rate Constraint in lbs/MMBtu | FALSE | L | Annual | Emissions at Affected Plants SO2 | MTons | 17.1781 | 10.3632 | 9.9451 | 10.1125 | 10.1888 | 10.1888 | 12.7926
IL CPS- Midwest SO2 Rate Annual v5.12 | 348 | 5767 | Rate Constraint in lbs/MMBtu | FALSE | L | Annual | Allowances Purchased SO2 | MTons | 0 | 0 | 0 | 0 | 0 | 0 | 0
IL CPS- Midwest SO2 Rate Annual v5.12 | 348 | 5767 | Rate Constraint in lbs/MMBtu | FALSE | L | Annual | Allowances Sold SO2 | MTons | 0 | 0 | 0 | 0 | 0 | 0 | 0
IL CPS- Midwest SO2 Rate Annual v5.12 | 348 | 5767 | Rate Constraint in lbs/MMBtu | FALSE | L | Annual | Allowances Banked | MTons | 0 | 0 | 0 | 0 | 0 | 0 | 0
IL CPS- Midwest SO2 Rate Annual v5.12 | 348 | 5767 | Rate Constraint in lbs/MMBtu | FALSE | L | Annual | Allowances Withdrawn (1:1) | MTons | 0 | 0 | 0 | 0 | 0 | 0 | 0
IL CPS- Midwest SO2 Rate Annual v5.12 | 348 | 5767 | Rate Constraint in lbs/MMBtu | FALSE | L | Annual | Allowances Withdrawn (n:1) | MTons | 0 | 0 | 0 | 0 | 0 | 0 | 0
IL CPS- Midwest SO2 Rate Annual v5.12 | 348 | 5767 | Rate Constraint in lbs/MMBtu | FALSE | L | Annual | Net Emissions Allowance Position | MTons | 17.1781 | 10.3632 | 9.9451 | 10.1125 | 10.1888 | 10.1888 | 12.7926
IL CPS- Midwest SO2 Rate Annual v5.12 | 348 | 5767 | Rate Constraint in lbs/MMBtu | FALSE | L | Annual | Fuel Consumed | TBtu | 200.8789 | 199.2859 | 197.8576 | 199.9249 | 200.8789 | 200.8789 | 200.8789
IL CPS- Midwest SO2 Rate Annual v5.12 | 348 | 5767 | Rate Constraint in lbs/MMBtu | FALSE | L | Annual | Rate | lb/MMBtu | 0.17103 | 0.104 | 0.10053 | 0.10116 | 0.10144 | 0.10144 | 0.12737
IL CPS- Midwest SO2 Rate Annual v5.12 | 348 | 5767 | Rate Constraint in lbs/MMBtu | FALSE | L | Annual | Generation | TWh | 20.2882 | 20.1792 | 19.9672 | 20.1709 | 20.2629 | 20.2629 | 20.2629
IL CPS- Midwest SO2 Rate Annual v5.12 | 348 | 5767 | Rate Constraint in lbs/MMBtu | FALSE | L | Annual | Qualifying Generation | TWh | 20.2882 | 20.1792 | 19.9672 | 20.1709 | 20.2629 | 20.2629 | 20.2629
IL CPS- Midwest SO2 Rate Annual v5.12 | 348 | 5767 | Rate Constraint in lbs/MMBtu | FALSE | L | Annual | Rate | lb/MWh | 0.8467 | 0.51356 | 0.49807 | 0.50134 | 0.50283 | 0.50283 | 0.63133
IL CPS- Midwest SO2 Rate Annual v5.12 | 348 | 5767 | Rate Constraint in lbs/MMBtu | FALSE | L | Annual | Constraint Shadow Price | US$/Ton | 0 | 0 | 0 | 0 | 0 | 0 | 0
IL Fac. Spec. - NOX Rate Summer v3.1, Unit 502 and retrofits | 349 | 1797 | Rate Constraint in lbs/MMBtu | FALSE | L | Annual | Seasons Included | Seasons | Summer | Summer | Summer | Summer | Summer | Summer | Summer
IL Fac. Spec. - NOX Rate Summer v3.1, Unit 502 and retrofits | 349 | 1797 | Rate Constraint in lbs/MMBtu | FALSE | L | Annual | Standard | lb/MMBtu | 0.25 | 0.25 | 0.25 | 0.25 | 0.25 | 0.25 | 0.25
IL Fac. Spec. - NOX Rate Summer v3.1, Unit 502 and retrofits | 349 | 1797 | Rate Constraint in lbs/MMBtu | FALSE | L | Annual | Emissions at Affected Plants NOX | MTons | 0.00075686 | 0.00075686 | 0.00075686 | 0.00075686 | 0.0022747 | 0.00075686 | 0.00075686
IL Fac. Spec. - NOX Rate Summer v3.1, Unit 502 and retrofits | 349 | 1797 | Rate Constraint in lbs/MMBtu | FALSE | L | Annual | Allowances Purchased NOX | MTons | 0 | 0 | 0 | 0 | 0 | 0 | 0
IL Fac. Spec. - NOX Rate Summer v3.1, Unit 502 and retrofits | 349 | 1797 | Rate Constraint in lbs/MMBtu | FALSE | L | Annual | Allowances Sold NOX | MTons | 0 | 0 | 0 | 0 | 0 | 0 | 0
IL Fac. Spec. - NOX Rate Summer v3.1, Unit 502 and retrofits | 349 | 1797 | Rate Constraint in lbs/MMBtu | FALSE | L | Annual | Allowances Banked | MTons | 0 | 0 | 0 | 0 | 0 | 0 | 0
IL Fac. Spec. - NOX Rate Summer v3.1, Unit 502 and retrofits | 349 | 1797 | Rate Constraint in lbs/MMBtu | FALSE | L | Annual | Allowances Withdrawn (1:1) | MTons | 0 | 0 | 0 | 0 | 0 | 0 | 0
IL Fac. Spec. - NOX Rate Summer v3.1, Unit 502 and retrofits | 349 | 1797 | Rate Constraint in lbs/MMBtu | FALSE | L | Annual | Allowances Withdrawn (n:1) | MTons | 0 | 0 | 0 | 0 | 0 | 0 | 0
IL Fac. Spec. - NOX Rate Summer v3.1, Unit 502 and retrofits | 349 | 1797 | Rate Constraint in lbs/MMBtu | FALSE | L | Annual | Net Emissions Allowance Position | MTons | 0.00075686 | 0.00075686 | 0.00075686 | 0.00075686 | 0.0022747 | 0.00075686 | 0.00075686
IL Fac. Spec. - NOX Rate Summer v3.1, Unit 502 and retrofits | 349 | 1797 | Rate Constraint in lbs/MMBtu | FALSE | L | Annual | Fuel Consumed | TBtu | 0.074303 | 0.074303 | 0.074303 | 0.074303 | 0.22331 | 0.074303 | 0.074303
IL Fac. Spec. - NOX Rate Summer v3.1, Unit 502 and retrofits | 349 | 1797 | Rate Constraint in lbs/MMBtu | FALSE | L | Annual | Rate | lb/MMBtu | 0.020372 | 0.020372 | 0.020372 | 0.020372 | 0.020372 | 0.020372 | 0.020372
IL Fac. Spec. - NOX Rate Summer v3.1, Unit 502 and retrofits | 349 | 1797 | Rate Constraint in lbs/MMBtu | FALSE | L | Annual | Generation | TWh | 0.0069151 | 0.0069151 | 0.0069151 | 0.0069151 | 0.020783 | 0.0069151 | 0.0069151
IL Fac. Spec. - NOX Rate Summer v3.1, Unit 502 and retrofits | 349 | 1797 | Rate Constraint in lbs/MMBtu | FALSE | L | Annual | Qualifying Generation | TWh | 0.0069151 | 0.0069151 | 0.0069151 | 0.0069151 | 0.020783 | 0.0069151 | 0.0069151
IL Fac. Spec. - NOX Rate Summer v3.1, Unit 502 and retrofits | 349 | 1797 | Rate Constraint in lbs/MMBtu | FALSE | L | Annual | Rate | lb/MWh | 0.10945 | 0.10945 | 0.10945 | 0.10945 | 0.10945 | 0.10945 | 0.10945
IL Fac. Spec. - NOX Rate Summer v3.1, Unit 502 and retrofits | 349 | 1797 | Rate Constraint in lbs/MMBtu | FALSE | L | Annual | Constraint Shadow Price | US$/Ton | 0 | 0 | 0 | 0 | 0 | 0 | 0
IL Fac. Spec. - NOX Rate Summer v3.1, Unit 503 and retrofits | 350 | 1797 | Rate Constraint in lbs/MMBtu | FALSE | L | Annual | Seasons Included | Seasons | Summer | Summer | Summer | Summer | Summer | Summer | Summer
IL Fac. Spec. - NOX Rate Summer v3.1, Unit 503 and retrofits | 350 | 1797 | Rate Constraint in lbs/MMBtu | FALSE | L | Annual | Standard | lb/MMBtu | 0.25 | 0.25 | 0.25 | 0.25 | 0.25 | 0.25 | 0.25
IL Fac. Spec. - NOX Rate Summer v3.1, Unit 503 and retrofits | 350 | 1797 | Rate Constraint in lbs/MMBtu | FALSE | L | Annual | Emissions at Affected Plants NOX | MTons | 0.00078075 | 0.00078075 | 0.00078075 | 0.00078075 | 0.0023465 | 0.00078075 | 0.00078075
IL Fac. Spec. - NOX Rate Summer v3.1, Unit 503 and retrofits | 350 | 1797 | Rate Constraint in lbs/MMBtu | FALSE | L | Annual | Allowances Purchased NOX | MTons | 0 | 0 | 0 | 0 | 0 | 0 | 0
IL Fac. Spec. - NOX Rate Summer v3.1, Unit 503 and retrofits | 350 | 1797 | Rate Constraint in lbs/MMBtu | FALSE | L | Annual | Allowances Sold NOX | MTons | 0 | 0 | 0 | 0 | 0 | 0 | 0
IL Fac. Spec. - NOX Rate Summer v3.1, Unit 503 and retrofits | 350 | 1797 | Rate Constraint in lbs/MMBtu | FALSE | L | Annual | Allowances Banked | MTons | 0 | 0 | 0 | 0 | 0 | 0 | 0
IL Fac. Spec. - NOX Rate Summer v3.1, Unit 503 and retrofits | 350 | 1797 | Rate Constraint in lbs/MMBtu | FALSE | L | Annual | Allowances Withdrawn (1:1) | MTons | 0 | 0 | 0 | 0 | 0 | 0 | 0
IL Fac. Spec. - NOX Rate Summer v3.1, Unit 503 and retrofits | 350 | 1797 | Rate Constraint in lbs/MMBtu | FALSE | L | Annual | Allowances Withdrawn (n:1) | MTons | 0 | 0 | 0 | 0 | 0 | 0 | 0
IL Fac. Spec. - NOX Rate Summer v3.1, Unit 503 and retrofits | 350 | 1797 | Rate Constraint in lbs/MMBtu | FALSE | L | Annual | Net Emissions Allowance Position | MTons | 0.00078075 | 0.00078075 | 0.00078075 | 0.00078075 | 0.0023465 | 0.00078075 | 0.00078075
IL Fac. Spec. - NOX Rate Summer v3.1, Unit 503 and retrofits | 350 | 1797 | Rate Constraint in lbs/MMBtu | FALSE | L | Annual | Fuel Consumed | TBtu | 0.074303 | 0.074303 | 0.074303 | 0.074303 | 0.22331 | 0.074303 | 0.074303
IL Fac. Spec. - NOX Rate Summer v3.1, Unit 503 and retrofits | 350 | 1797 | Rate Constraint in lbs/MMBtu | FALSE | L | Annual | Rate | lb/MMBtu | 0.021015 | 0.021015 | 0.021015 | 0.021015 | 0.021015 | 0.021015 | 0.021015
IL Fac. Spec. - NOX Rate Summer v3.1, Unit 503 and retrofits | 350 | 1797 | Rate Constraint in lbs/MMBtu | FALSE | L | Annual | Generation | TWh | 0.0069151 | 0.0069151 | 0.0069151 | 0.0069151 | 0.020783 | 0.0069151 | 0.0069151
IL Fac. Spec. - NOX Rate Summer v3.1, Unit 503 and retrofits | 350 | 1797 | Rate Constraint in lbs/MMBtu | FALSE | L | Annual | Qualifying Generation | TWh | 0.0069151 | 0.0069151 | 0.0069151 | 0.0069151 | 0.020783 | 0.0069151 | 0.0069151
IL Fac. Spec. - NOX Rate Summer v3.1, Unit 503 and retrofits | 350 | 1797 | Rate Constraint in lbs/MMBtu | FALSE | L | Annual | Rate | lb/MWh | 0.11291 | 0.11291 | 0.11291 | 0.11291 | 0.11291 | 0.11291 | 0.11291
IL Fac. Spec. - NOX Rate Summer v3.1, Unit 503 and retrofits | 350 | 1797 | Rate Constraint in lbs/MMBtu | FALSE | L | Annual | Constraint Shadow Price | US$/Ton | 0 | 0 | 0 | 0 | 0 | 0 | 0
IL Fac. Spec. - NOX Rate Summer v3.1, Unit 504 and retrofits | 351 | 1797 | Rate Constraint in lbs/MMBtu | FALSE | L | Annual | Seasons Included | Seasons | Summer | Summer | Summer | Summer | Summer | Summer | Summer
IL Fac. Spec. - NOX Rate Summer v3.1, Unit 504 and retrofits | 351 | 1797 | Rate Constraint in lbs/MMBtu | FALSE | L | Annual | Standard | lb/MMBtu | 0.25 | 0.25 | 0.25 | 0.25 | 0.25 | 0.25 | 0.25
IL Fac. Spec. - NOX Rate Summer v3.1, Unit 504 and retrofits | 351 | 1797 | Rate Constraint in lbs/MMBtu | FALSE | L | Annual | Emissions at Affected Plants NOX | MTons | 0.00088852 | 0.00088852 | 0.00088852 | 0.00088852 | 0.0026704 | 0.00088852 | 0.00088852
IL Fac. Spec. - NOX Rate Summer v3.1, Unit 504 and retrofits | 351 | 1797 | Rate Constraint in lbs/MMBtu | FALSE | L | Annual | Allowances Purchased NOX | MTons | 0 | 0 | 0 | 0 | 0 | 0 | 0
IL Fac. Spec. - NOX Rate Summer v3.1, Unit 504 and retrofits | 351 | 1797 | Rate Constraint in lbs/MMBtu | FALSE | L | Annual | Allowances Sold NOX | MTons | 0 | 0 | 0 | 0 | 0 | 0 | 0
IL Fac. Spec. - NOX Rate Summer v3.1, Unit 504 and retrofits | 351 | 1797 | Rate Constraint in lbs/MMBtu | FALSE | L | Annual | Allowances Banked | MTons | 0 | 0 | 0 | 0 | 0 | 0 | 0
IL Fac. Spec. - NOX Rate Summer v3.1, Unit 504 and retrofits | 351 | 1797 | Rate Constraint in lbs/MMBtu | FALSE | L | Annual | Allowances Withdrawn (1:1) | MTons | 0 | 0 | 0 | 0 | 0 | 0 | 0
IL Fac. Spec. - NOX Rate Summer v3.1, Unit 504 and retrofits | 351 | 1797 | Rate Constraint in lbs/MMBtu | FALSE | L | Annual | Allowances Withdrawn (n:1) | MTons | 0 | 0 | 0 | 0 | 0 | 0 | 0
IL Fac. Spec. - NOX Rate Summer v3.1, Unit 504 and retrofits | 351 | 1797 | Rate Constraint in lbs/MMBtu | FALSE | L | Annual | Net Emissions Allowance Position | MTons | 0.00088852 | 0.00088852 | 0.00088852 | 0.00088852 | 0.0026704 | 0.00088852 | 0.00088852
IL Fac. Spec. - NOX Rate Summer v3.1, Unit 504 and retrofits | 351 | 1797 | Rate Constraint in lbs/MMBtu | FALSE | L | Annual | Fuel Consumed | TBtu | 0.074303 | 0.074303 | 0.074303 | 0.074303 | 0.22331 | 0.074303 | 0.074303
IL Fac. Spec. - NOX Rate Summer v3.1, Unit 504 and retrofits | 351 | 1797 | Rate Constraint in lbs/MMBtu | FALSE | L | Annual | Rate | lb/MMBtu | 0.023916 | 0.023916 | 0.023916 | 0.023916 | 0.023916 | 0.023916 | 0.023916
IL Fac. Spec. - NOX Rate Summer v3.1, Unit 504 and retrofits | 351 | 1797 | Rate Constraint in lbs/MMBtu | FALSE | L | Annual | Generation | TWh | 0.0069151 | 0.0069151 | 0.0069151 | 0.0069151 | 0.020783 | 0.0069151 | 0.0069151
IL Fac. Spec. - NOX Rate Summer v3.1, Unit 504 and retrofits | 351 | 1797 | Rate Constraint in lbs/MMBtu | FALSE | L | Annual | Qualifying Generation | TWh | 0.0069151 | 0.0069151 | 0.0069151 | 0.0069151 | 0.020783 | 0.0069151 | 0.0069151
IL Fac. Spec. - NOX Rate Summer v3.1, Unit 504 and retrofits | 351 | 1797 | Rate Constraint in lbs/MMBtu | FALSE | L | Annual | Rate | lb/MWh | 0.12849 | 0.12849 | 0.12849 | 0.12849 | 0.12849 | 0.12849 | 0.12849
IL Fac. Spec. - NOX Rate Summer v3.1, Unit 504 and retrofits | 351 | 1797 | Rate Constraint in lbs/MMBtu | FALSE | L | Annual | Constraint Shadow Price | US$/Ton | 0 | 0 | 0 | 0 | 0 | 0 | 0
IL Fac. Spec. - NOX Rate Summer v3.1, Unit 505 and retrofits | 352 | 1797 | Rate Constraint in lbs/MMBtu | FALSE | L | Annual | Seasons Included | Seasons | Summer | Summer | Summer | Summer | Summer | Summer | Summer
IL Fac. Spec. - NOX Rate Summer v3.1, Unit 505 and retrofits | 352 | 1797 | Rate Constraint in lbs/MMBtu | FALSE | L | Annual | Standard | lb/MMBtu | 0.25 | 0.25 | 0.25 | 0.25 | 0.25 | 0.25 | 0.25
IL Fac. Spec. - NOX Rate Summer v3.1, Unit 505 and retrofits | 352 | 1797 | Rate Constraint in lbs/MMBtu | FALSE | L | Annual | Emissions at Affected Plants NOX | MTons | 0.00080017 | 0.00080017 | 0.00080017 | 0.00080017 | 0.0024049 | 0.00080017 | 0.00080017
IL Fac. Spec. - NOX Rate Summer v3.1, Unit 505 and retrofits | 352 | 1797 | Rate Constraint in lbs/MMBtu | FALSE | L | Annual | Allowances Purchased NOX | MTons | 0 | 0 | 0 | 0 | 0 | 0 | 0
IL Fac. Spec. - NOX Rate Summer v3.1, Unit 505 and retrofits | 352 | 1797 | Rate Constraint in lbs/MMBtu | FALSE | L | Annual | Allowances Sold NOX | MTons | 0 | 0 | 0 | 0 | 0 | 0 | 0
IL Fac. Spec. - NOX Rate Summer v3.1, Unit 505 and retrofits | 352 | 1797 | Rate Constraint in lbs/MMBtu | FALSE | L | Annual | Allowances Banked | MTons | 0 | 0 | 0 | 0 | 0 | 0 | 0
IL Fac. Spec. - NOX Rate Summer v3.1, Unit 505 and retrofits | 352 | 1797 | Rate Constraint in lbs/MMBtu | FALSE | L | Annual | Allowances Withdrawn (1:1) | MTons | 0 | 0 | 0 | 0 | 0 | 0 | 0
IL Fac. Spec. - NOX Rate Summer v3.1, Unit 505 and retrofits | 352 | 1797 | Rate Constraint in lbs/MMBtu | FALSE | L | Annual | Allowances Withdrawn (n:1) | MTons | 0 | 0 | 0 | 0 | 0 | 0 | 0
IL Fac. Spec. - NOX Rate Summer v3.1, Unit 505 and retrofits | 352 | 1797 | Rate Constraint in lbs/MMBtu | FALSE | L | Annual | Net Emissions Allowance Position | MTons | 0.00080017 | 0.00080017 | 0.00080017 | 0.00080017 | 0.0024049 | 0.00080017 | 0.00080017
IL Fac. Spec. - NOX Rate Summer v3.1, Unit 505 and retrofits | 352 | 1797 | Rate Constraint in lbs/MMBtu | FALSE | L | Annual | Fuel Consumed | TBtu | 0.074303 | 0.074303 | 0.074303 | 0.074303 | 0.22331 | 0.074303 | 0.074303
IL Fac. Spec. - NOX Rate Summer v3.1, Unit 505 and retrofits | 352 | 1797 | Rate Constraint in lbs/MMBtu | FALSE | L | Annual | Rate | lb/MMBtu | 0.021538 | 0.021538 | 0.021538 | 0.021538 | 0.021538 | 0.021538 | 0.021538
IL Fac. Spec. - NOX Rate Summer v3.1, Unit 505 and retrofits | 352 | 1797 | Rate Constraint in lbs/MMBtu | FALSE | L | Annual | Generation | TWh | 0.0069151 | 0.0069151 | 0.0069151 | 0.0069151 | 0.020783 | 0.0069151 | 0.0069151
IL Fac. Spec. - NOX Rate Summer v3.1, Unit 505 and retrofits | 352 | 1797 | Rate Constraint in lbs/MMBtu | FALSE | L | Annual | Qualifying Generation | TWh | 0.0069151 | 0.0069151 | 0.0069151 | 0.0069151 | 0.020783 | 0.0069151 | 0.0069151
IL Fac. Spec. - NOX Rate Summer v3.1, Unit 505 and retrofits | 352 | 1797 | Rate Constraint in lbs/MMBtu | FALSE | L | Annual | Rate | lb/MWh | 0.11571 | 0.11571 | 0.11571 | 0.11571 | 0.11571 | 0.11571 | 0.11571
IL Fac. Spec. - NOX Rate Summer v3.1, Unit 505 and retrofits | 352 | 1797 | Rate Constraint in lbs/MMBtu | FALSE | L | Annual | Constraint Shadow Price | US$/Ton | 0 | 0 | 0 | 0 | 0 | 0 | 0
IL Fac. Spec. - NOX Rate Summer v3.1, Unit 506 and retrofits | 353 | 1797 | Rate Constraint in lbs/MMBtu | FALSE | L | Annual | Seasons Included | Seasons | Summer | Summer | Summer | Summer | Summer | Summer | Summer
IL Fac. Spec. - NOX Rate Summer v3.1, Unit 506 and retrofits | 353 | 1797 | Rate Constraint in lbs/MMBtu | FALSE | L | Annual | Standard | lb/MMBtu | 0.25 | 0.25 | 0.25 | 0.25 | 0.25 | 0.25 | 0.25
IL Fac. Spec. - NOX Rate Summer v3.1, Unit 506 and retrofits | 353 | 1797 | Rate Constraint in lbs/MMBtu | FALSE | L | Annual | Emissions at Affected Plants NOX | MTons | 0.00082076 | 0.00082076 | 0.00082076 | 0.00082076 | 0.0024668 | 0.00082076 | 0.00082076
IL Fac. Spec. - NOX Rate Summer v3.1, Unit 506 and retrofits | 353 | 1797 | Rate Constraint in lbs/MMBtu | FALSE | L | Annual | Allowances Purchased NOX | MTons | 0 | 0 | 0 | 0 | 0 | 0 | 0
IL Fac. Spec. - NOX Rate Summer v3.1, Unit 506 and retrofits | 353 | 1797 | Rate Constraint in lbs/MMBtu | FALSE | L | Annual | Allowances Sold NOX | MTons | 0 | 0 | 0 | 0 | 0 | 0 | 0
IL Fac. Spec. - NOX Rate Summer v3.1, Unit 506 and retrofits | 353 | 1797 | Rate Constraint in lbs/MMBtu | FALSE | L | Annual | Allowances Banked | MTons | 0 | 0 | 0 | 0 | 0 | 0 | 0
IL Fac. Spec. - NOX Rate Summer v3.1, Unit 506 and retrofits | 353 | 1797 | Rate Constraint in lbs/MMBtu | FALSE | L | Annual | Allowances Withdrawn (1:1) | MTons | 0 | 0 | 0 | 0 | 0 | 0 | 0
IL Fac. Spec. - NOX Rate Summer v3.1, Unit 506 and retrofits | 353 | 1797 | Rate Constraint in lbs/MMBtu | FALSE | L | Annual | Allowances Withdrawn (n:1) | MTons | 0 | 0 | 0 | 0 | 0 | 0 | 0
IL Fac. Spec. - NOX Rate Summer v3.1, Unit 506 and retrofits | 353 | 1797 | Rate Constraint in lbs/MMBtu | FALSE | L | Annual | Net Emissions Allowance Position | MTons | 0.00082076 | 0.00082076 | 0.00082076 | 0.00082076 | 0.0024668 | 0.00082076 | 0.00082076
IL Fac. Spec. - NOX Rate Summer v3.1, Unit 506 and retrofits | 353 | 1797 | Rate Constraint in lbs/MMBtu | FALSE | L | Annual | Fuel Consumed | TBtu | 0.074303 | 0.074303 | 0.074303 | 0.074303 | 0.22331 | 0.074303 | 0.074303
IL Fac. Spec. - NOX Rate Summer v3.1, Unit 506 and retrofits | 353 | 1797 | Rate Constraint in lbs/MMBtu | FALSE | L | Annual | Rate | lb/MMBtu | 0.022092 | 0.022092 | 0.022092 | 0.022092 | 0.022092 | 0.022092 | 0.022092
IL Fac. Spec. - NOX Rate Summer v3.1, Unit 506 and retrofits | 353 | 1797 | Rate Constraint in lbs/MMBtu | FALSE | L | Annual | Generation | TWh | 0.0069151 | 0.0069151 | 0.0069151 | 0.0069151 | 0.020783 | 0.0069151 | 0.0069151
IL Fac. Spec. - NOX Rate Summer v3.1, Unit 506 and retrofits | 353 | 1797 | Rate Constraint in lbs/MMBtu | FALSE | L | Annual | Qualifying Generation | TWh | 0.0069151 | 0.0069151 | 0.0069151 | 0.0069151 | 0.020783 | 0.0069151 | 0.0069151
IL Fac. Spec. - NOX Rate Summer v3.1, Unit 506 and retrofits | 353 | 1797 | Rate Constraint in lbs/MMBtu | FALSE | L | Annual | Rate | lb/MWh | 0.11869 | 0.11869 | 0.11869 | 0.11869 | 0.11869 | 0.11869 | 0.11869
IL Fac. Spec. - NOX Rate Summer v3.1, Unit 506 and retrofits | 353 | 1797 | Rate Constraint in lbs/MMBtu | FALSE | L | Annual | Constraint Shadow Price | US$/Ton | 0 | 0 | 0 | 0 | 0 | 0 | 0
IL Fac. Spec. - NOX Rate Summer v3.1, Unit 507 and retrofits | 354 | 1797 | Rate Constraint in lbs/MMBtu | FALSE | L | Annual | Seasons Included | Seasons | Summer | Summer | Summer | Summer | Summer | Summer | Summer
IL Fac. Spec. - NOX Rate Summer v3.1, Unit 507 and retrofits | 354 | 1797 | Rate Constraint in lbs/MMBtu | FALSE | L | Annual | Standard | lb/MMBtu | 0.25 | 0.25 | 0.25 | 0.25 | 0.25 | 0.25 | 0.25
IL Fac. Spec. - NOX Rate Summer v3.1, Unit 507 and retrofits | 354 | 1797 | Rate Constraint in lbs/MMBtu | FALSE | L | Annual | Emissions at Affected Plants NOX | MTons | 0.00071273 | 0.00071273 | 0.00071273 | 0.00071273 | 0.0021421 | 0.00071273 | 0.00071273
IL Fac. Spec. - NOX Rate Summer v3.1, Unit 507 and retrofits | 354 | 1797 | Rate Constraint in lbs/MMBtu | FALSE | L | Annual | Allowances Purchased NOX | MTons | 0 | 0 | 0 | 0 | 0 | 0 | 0
IL Fac. Spec. - NOX Rate Summer v3.1, Unit 507 and retrofits | 354 | 1797 | Rate Constraint in lbs/MMBtu | FALSE | L | Annual | Allowances Sold NOX | MTons | 0 | 0 | 0 | 0 | 0 | 0 | 0
IL Fac. Spec. - NOX Rate Summer v3.1, Unit 507 and retrofits | 354 | 1797 | Rate Constraint in lbs/MMBtu | FALSE | L | Annual | Allowances Banked | MTons | 0 | 0 | 0 | 0 | 0 | 0 | 0
IL Fac. Spec. - NOX Rate Summer v3.1, Unit 507 and retrofits | 354 | 1797 | Rate Constraint in lbs/MMBtu | FALSE | L | Annual | Allowances Withdrawn (1:1) | MTons | 0 | 0 | 0 | 0 | 0 | 0 | 0
IL Fac. Spec. - NOX Rate Summer v3.1, Unit 507 and retrofits | 354 | 1797 | Rate Constraint in lbs/MMBtu | FALSE | L | Annual | Allowances Withdrawn (n:1) | MTons | 0 | 0 | 0 | 0 | 0 | 0 | 0
IL Fac. Spec. - NOX Rate Summer v3.1, Unit 507 and retrofits | 354 | 1797 | Rate Constraint in lbs/MMBtu | FALSE | L | Annual | Net Emissions Allowance Position | MTons | 0.00071273 | 0.00071273 | 0.00071273 | 0.00071273 | 0.0021421 | 0.00071273 | 0.00071273
IL Fac. Spec. - NOX Rate Summer v3.1, Unit 507 and retrofits | 354 | 1797 | Rate Constraint in lbs/MMBtu | FALSE | L | Annual | Fuel Consumed | TBtu | 0.074303 | 0.074303 | 0.074303 | 0.074303 | 0.22331 | 0.074303 | 0.074303
IL Fac. Spec. - NOX Rate Summer v3.1, Unit 507 and retrofits | 354 | 1797 | Rate Constraint in lbs/MMBtu | FALSE | L | Annual | Rate | lb/MMBtu | 0.019185 | 0.019185 | 0.019185 | 0.019185 | 0.019185 | 0.019185 | 0.019185
IL Fac. Spec. - NOX Rate Summer v3.1, Unit 507 and retrofits | 354 | 1797 | Rate Constraint in lbs/MMBtu | FALSE | L | Annual | Generation | TWh | 0.0069151 | 0.0069151 | 0.0069151 | 0.0069151 | 0.020783 | 0.0069151 | 0.0069151
IL Fac. Spec. - NOX Rate Summer v3.1, Unit 507 and retrofits | 354 | 1797 | Rate Constraint in lbs/MMBtu | FALSE | L | Annual | Qualifying Generation | TWh | 0.0069151 | 0.0069151 | 0.0069151 | 0.0069151 | 0.020783 | 0.0069151 | 0.0069151
IL Fac. Spec. - NOX Rate Summer v3.1, Unit 507 and retrofits | 354 | 1797 | Rate Constraint in lbs/MMBtu | FALSE | L | Annual | Rate | lb/MWh | 0.10307 | 0.10307 | 0.10307 | 0.10307 | 0.10307 | 0.10307 | 0.10307
IL Fac. Spec. - NOX Rate Summer v3.1, Unit 507 and retrofits | 354 | 1797 | Rate Constraint in lbs/MMBtu | FALSE | L | Annual | Constraint Shadow Price | US$/Ton | 0 | 0 | 0 | 0 | 0 | 0 | 0
IL Fac. Spec. - NOX Rate Summer v3.1, Unit 508 and retrofits | 355 | 1797 | Rate Constraint in lbs/MMBtu | FALSE | L | Annual | Seasons Included | Seasons | Summer | Summer | Summer | Summer | Summer | Summer | Summer
IL Fac. Spec. - NOX Rate Summer v3.1, Unit 508 and retrofits | 355 | 1797 | Rate Constraint in lbs/MMBtu | FALSE | L | Annual | Standard | lb/MMBtu | 0.25 | 0.25 | 0.25 | 0.25 | 0.25 | 0.25 | 0.25
IL Fac. Spec. - NOX Rate Summer v3.1, Unit 508 and retrofits | 355 | 1797 | Rate Constraint in lbs/MMBtu | FALSE | L | Annual | Emissions at Affected Plants NOX | MTons | 0.00080679 | 0.00080679 | 0.00080679 | 0.00080679 | 0.0024248 | 0.00080679 | 0.00080679
IL Fac. Spec. - NOX Rate Summer v3.1, Unit 508 and retrofits | 355 | 1797 | Rate Constraint in lbs/MMBtu | FALSE | L | Annual | Allowances Purchased NOX | MTons | 0 | 0 | 0 | 0 | 0 | 0 | 0
IL Fac. Spec. - NOX Rate Summer v3.1, Unit 508 and retrofits | 355 | 1797 | Rate Constraint in lbs/MMBtu | FALSE | L | Annual | Allowances Sold NOX | MTons | 0 | 0 | 0 | 0 | 0 | 0 | 0
IL Fac. Spec. - NOX Rate Summer v3.1, Unit 508 and retrofits | 355 | 1797 | Rate Constraint in lbs/MMBtu | FALSE | L | Annual | Allowances Banked | MTons | 0 | 0 | 0 | 0 | 0 | 0 | 0
IL Fac. Spec. - NOX Rate Summer v3.1, Unit 508 and retrofits | 355 | 1797 | Rate Constraint in lbs/MMBtu | FALSE | L | Annual | Allowances Withdrawn (1:1) | MTons | 0 | 0 | 0 | 0 | 0 | 0 | 0
IL Fac. Spec. - NOX Rate Summer v3.1, Unit 508 and retrofits | 355 | 1797 | Rate Constraint in lbs/MMBtu | FALSE | L | Annual | Allowances Withdrawn (n:1) | MTons | 0 | 0 | 0 | 0 | 0 | 0 | 0
IL Fac. Spec. - NOX Rate Summer v3.1, Unit 508 and retrofits | 355 | 1797 | Rate Constraint in lbs/MMBtu | FALSE | L | Annual | Net Emissions Allowance Position | MTons | 0.00080679 | 0.00080679 | 0.00080679 | 0.00080679 | 0.0024248 | 0.00080679 | 0.00080679
IL Fac. Spec. - NOX Rate Summer v3.1, Unit 508 and retrofits | 355 | 1797 | Rate Constraint in lbs/MMBtu | FALSE | L | Annual | Fuel Consumed | TBtu | 0.074303 | 0.074303 | 0.074303 | 0.074303 | 0.22331 | 0.074303 | 0.074303
IL Fac. Spec. - NOX Rate Summer v3.1, Unit 508 and retrofits | 355 | 1797 | Rate Constraint in lbs/MMBtu | FALSE | L | Annual | Rate | lb/MMBtu | 0.021716 | 0.021716 | 0.021716 | 0.021716 | 0.021716 | 0.021716 | 0.021716
IL Fac. Spec. - NOX Rate Summer v3.1, Unit 508 and retrofits | 355 | 1797 | Rate Constraint in lbs/MMBtu | FALSE | L | Annual | Generation | TWh | 0.0069151 | 0.0069151 | 0.0069151 | 0.0069151 | 0.020783 | 0.0069151 | 0.0069151
IL Fac. Spec. - NOX Rate Summer v3.1, Unit 508 and retrofits | 355 | 1797 | Rate Constraint in lbs/MMBtu | FALSE | L | Annual | Qualifying Generation | TWh | 0.0069151 | 0.0069151 | 0.0069151 | 0.0069151 | 0.020783 | 0.0069151 | 0.0069151
IL Fac. Spec. - NOX Rate Summer v3.1, Unit 508 and retrofits | 355 | 1797 | Rate Constraint in lbs/MMBtu | FALSE | L | Annual | Rate | lb/MWh | 0.11667 | 0.11667 | 0.11667 | 0.11667 | 0.11667 | 0.11667 | 0.11667
IL Fac. Spec. - NOX Rate Summer v3.1, Unit 508 and retrofits | 355 | 1797 | Rate Constraint in lbs/MMBtu | FALSE | L | Annual | Constraint Shadow Price | US$/Ton | 0 | 0 | 0 | 0 | 0 | 0 | 0
IL Fac. Spec. - NOX Rate Summer v3.1, Unit 509 and retrofits | 356 | 1797 | Rate Constraint in lbs/MMBtu | FALSE | L | Annual | Seasons Included | Seasons | Summer | Summer | Summer | Summer | Summer | Summer | Summer
IL Fac. Spec. - NOX Rate Summer v3.1, Unit 509 and retrofits | 356 | 1797 | Rate Constraint in lbs/MMBtu | FALSE | L | Annual | Standard | lb/MMBtu | 0.25 | 0.25 | 0.25 | 0.25 | 0.25 | 0.25 | 0.25
IL Fac. Spec. - NOX Rate Summer v3.1, Unit 509 and retrofits | 356 | 1797 | Rate Constraint in lbs/MMBtu | FALSE | L | Annual | Emissions at Affected Plants NOX | MTons | 0.00076875 | 0.00076875 | 0.00076875 | 0.00076875 | 0.0023104 | 0.00076875 | 0.00076875
IL Fac. Spec. - NOX Rate Summer v3.1, Unit 509 and retrofits | 356 | 1797 | Rate Constraint in lbs/MMBtu | FALSE | L | Annual | Allowances Purchased NOX | MTons | 0 | 0 | 0 | 0 | 0 | 0 | 0
IL Fac. Spec. - NOX Rate Summer v3.1, Unit 509 and retrofits | 356 | 1797 | Rate Constraint in lbs/MMBtu | FALSE | L | Annual | Allowances Sold NOX | MTons | 0 | 0 | 0 | 0 | 0 | 0 | 0
IL Fac. Spec. - NOX Rate Summer v3.1, Unit 509 and retrofits | 356 | 1797 | Rate Constraint in lbs/MMBtu | FALSE | L | Annual | Allowances Banked | MTons | 0 | 0 | 0 | 0 | 0 | 0 | 0
IL Fac. Spec. - NOX Rate Summer v3.1, Unit 509 and retrofits | 356 | 1797 | Rate Constraint in lbs/MMBtu | FALSE | L | Annual | Allowances Withdrawn (1:1) | MTons | 0 | 0 | 0 | 0 | 0 | 0 | 0
IL Fac. Spec. - NOX Rate Summer v3.1, Unit 509 and retrofits | 356 | 1797 | Rate Constraint in lbs/MMBtu | FALSE | L | Annual | Allowances Withdrawn (n:1) | MTons | 0 | 0 | 0 | 0 | 0 | 0 | 0
IL Fac. Spec. - NOX Rate Summer v3.1, Unit 509 and retrofits | 356 | 1797 | Rate Constraint in lbs/MMBtu | FALSE | L | Annual | Net Emissions Allowance Position | MTons | 0.00076875 | 0.00076875 | 0.00076875 | 0.00076875 | 0.0023104 | 0.00076875 | 0.00076875
IL Fac. Spec. - NOX Rate Summer v3.1, Unit 509 and retrofits | 356 | 1797 | Rate Constraint in lbs/MMBtu | FALSE | L | Annual | Fuel Consumed | TBtu | 0.074303 | 0.074303 | 0.074303 | 0.074303 | 0.22331 | 0.074303 | 0.074303
IL Fac. Spec. - NOX Rate Summer v3.1, Unit 509 and retrofits | 356 | 1797 | Rate Constraint in lbs/MMBtu | FALSE | L | Annual | Rate | lb/MMBtu | 0.020692 | 0.020692 | 0.020692 | 0.020692 | 0.020692 | 0.020692 | 0.020692
IL Fac. Spec. - NOX Rate Summer v3.1, Unit 509 and retrofits | 356 | 1797 | Rate Constraint in lbs/MMBtu | FALSE | L | Annual | Generation | TWh | 0.0069151 | 0.0069151 | 0.0069151 | 0.0069151 | 0.020783 | 0.0069151 | 0.0069151
IL Fac. Spec. - NOX Rate Summer v3.1, Unit 509 and retrofits | 356 | 1797 | Rate Constraint in lbs/MMBtu | FALSE | L | Annual | Qualifying Generation | TWh | 0.0069151 | 0.0069151 | 0.0069151 | 0.0069151 | 0.020783 | 0.0069151 | 0.0069151
IL Fac. Spec. - NOX Rate Summer v3.1, Unit 509 and retrofits | 356 | 1797 | Rate Constraint in lbs/MMBtu | FALSE | L | Annual | Rate | lb/MWh | 0.11117 | 0.11117 | 0.11117 | 0.11117 | 0.11117 | 0.11117 | 0.11117
IL Fac. Spec. - NOX Rate Summer v3.1, Unit 509 and retrofits | 356 | 1797 | Rate Constraint in lbs/MMBtu | FALSE | L | Annual | Constraint Shadow Price | US$/Ton | 0 | 0 | 0 | 0 | 0 | 0 | 0
IL Fac. Spec. - NOX Rate Summer v3.1, Unit 510 and retrofits | 357 | 1797 | Rate Constraint in lbs/MMBtu | FALSE | L | Annual | Seasons Included | Seasons | Summer | Summer | Summer | Summer | Summer | Summer | Summer
IL Fac. Spec. - NOX Rate Summer v3.1, Unit 510 and retrofits | 357 | 1797 | Rate Constraint in lbs/MMBtu | FALSE | L | Annual | Standard | lb/MMBtu | 0.25 | 0.25 | 0.25 | 0.25 | 0.25 | 0.25 | 0.25
IL Fac. Spec. - NOX Rate Summer v3.1, Unit 510 and retrofits | 357 | 1797 | Rate Constraint in lbs/MMBtu | FALSE | L | Annual | Emissions at Affected Plants NOX | MTons | 0.00078486 | 0.00078486 | 0.00078486 | 0.00078486 | 0.0023589 | 0.00078486 | 0.00078486
IL Fac. Spec. - NOX Rate Summer v3.1, Unit 510 and retrofits | 357 | 1797 | Rate Constraint in lbs/MMBtu | FALSE | L | Annual | Allowances Purchased NOX | MTons | 0 | 0 | 0 | 0 | 0 | 0 | 0
IL Fac. Spec. - NOX Rate Summer v3.1, Unit 510 and retrofits | 357 | 1797 | Rate Constraint in lbs/MMBtu | FALSE | L | Annual | Allowances Sold NOX | MTons | 0 | 0 | 0 | 0 | 0 | 0 | 0
IL Fac. Spec. - NOX Rate Summer v3.1, Unit 510 and retrofits | 357 | 1797 | Rate Constraint in lbs/MMBtu | FALSE | L | Annual | Allowances Banked | MTons | 0 | 0 | 0 | 0 | 0 | 0 | 0
IL Fac. Spec. - NOX Rate Summer v3.1, Unit 510 and retrofits | 357 | 1797 | Rate Constraint in lbs/MMBtu | FALSE | L | Annual | Allowances Withdrawn (1:1) | MTons | 0 | 0 | 0 | 0 | 0 | 0 | 0
IL Fac. Spec. - NOX Rate Summer v3.1, Unit 510 and retrofits | 357 | 1797 | Rate Constraint in lbs/MMBtu | FALSE | L | Annual | Allowances Withdrawn (n:1) | MTons | 0 | 0 | 0 | 0 | 0 | 0 | 0
IL Fac. Spec. - NOX Rate Summer v3.1, Unit 510 and retrofits | 357 | 1797 | Rate Constraint in lbs/MMBtu | FALSE | L | Annual | Net Emissions Allowance Position | MTons | 0.00078486 | 0.00078486 | 0.00078486 | 0.00078486 | 0.0023589 | 0.00078486 | 0.00078486
IL Fac. Spec. - NOX Rate Summer v3.1, Unit 510 and retrofits | 357 | 1797 | Rate Constraint in lbs/MMBtu | FALSE | L | Annual | Fuel Consumed | TBtu | 0.074303 | 0.074303 | 0.074303 | 0.074303 | 0.22331 | 0.074303 | 0.074303
IL Fac. Spec. - NOX Rate Summer v3.1, Unit 510 and retrofits | 357 | 1797 | Rate Constraint in lbs/MMBtu | FALSE | L | Annual | Rate | lb/MMBtu | 0.021126 | 0.021126 | 0.021126 | 0.021126 | 0.021126 | 0.021126 | 0.021126
IL Fac. Spec. - NOX Rate Summer v3.1, Unit 510 and retrofits | 357 | 1797 | Rate Constraint in lbs/MMBtu | FALSE | L | Annual | Generation | TWh | 0.0069151 | 0.0069151 | 0.0069151 | 0.0069151 | 0.020783 | 0.0069151 | 0.0069151
IL Fac. Spec. - NOX Rate Summer v3.1, Unit 510 and retrofits | 357 | 1797 | Rate Constraint in lbs/MMBtu | FALSE | L | Annual | Qualifying Generation | TWh | 0.0069151 | 0.0069151 | 0.0069151 | 0.0069151 | 0.020783 | 0.0069151 | 0.0069151
IL Fac. Spec. - NOX Rate Summer v3.1, Unit 510 and retrofits | 357 | 1797 | Rate Constraint in lbs/MMBtu | FALSE | L | Annual | Rate | lb/MWh | 0.1135 | 0.1135 | 0.1135 | 0.1135 | 0.1135 | 0.1135 | 0.1135
IL Fac. Spec. - NOX Rate Summer v3.1, Unit 510 and retrofits | 357 | 1797 | Rate Constraint in lbs/MMBtu | FALSE | L | Annual | Constraint Shadow Price | US$/Ton | 0 | 0 | 0 | 0 | 0 | 0 | 0
IL Fac. Spec. - NOX Rate Summer v3.1, Unit 511 and retrofits | 358 | 1797 | Rate Constraint in lbs/MMBtu | FALSE | L | Annual | Seasons Included | Seasons | Summer | Summer | Summer | Summer | Summer | Summer | Summer
IL Fac. Spec. - NOX Rate Summer v3.1, Unit 511 and retrofits | 358 | 1797 | Rate Constraint in lbs/MMBtu | FALSE | L | Annual | Standard | lb/MMBtu | 0.25 | 0.25 | 0.25 | 0.25 | 0.25 | 0.25 | 0.25
IL Fac. Spec. - NOX Rate Summer v3.1, Unit 511 and retrofits | 358 | 1797 | Rate Constraint in lbs/MMBtu | FALSE | L | Annual | Emissions at Affected Plants NOX | MTons | 0.0008272 | 0.0008272 | 0.0008272 | 0.0008272 | 0.0024861 | 0.0008272 | 0.0008272
IL Fac. Spec. - NOX Rate Summer v3.1, Unit 511 and retrofits | 358 | 1797 | Rate Constraint in lbs/MMBtu | FALSE | L | Annual | Allowances Purchased NOX | MTons | 0 | 0 | 0 | 0 | 0 | 0 | 0
IL Fac. Spec. - NOX Rate Summer v3.1, Unit 511 and retrofits | 358 | 1797 | Rate Constraint in lbs/MMBtu | FALSE | L | Annual | Allowances Sold NOX | MTons | 0 | 0 | 0 | 0 | 0 | 0 | 0
IL Fac. Spec. - NOX Rate Summer v3.1, Unit 511 and retrofits | 358 | 1797 | Rate Constraint in lbs/MMBtu | FALSE | L | Annual | Allowances Banked | MTons | 0 | 0 | 0 | 0 | 0 | 0 | 0
IL Fac. Spec. - NOX Rate Summer v3.1, Unit 511 and retrofits | 358 | 1797 | Rate Constraint in lbs/MMBtu | FALSE | L | Annual | Allowances Withdrawn (1:1) | MTons | 0 | 0 | 0 | 0 | 0 | 0 | 0
IL Fac. Spec. - NOX Rate Summer v3.1, Unit 511 and retrofits | 358 | 1797 | Rate Constraint in lbs/MMBtu | FALSE | L | Annual | Allowances Withdrawn (n:1) | MTons | 0 | 0 | 0 | 0 | 0 | 0 | 0
IL Fac. Spec. - NOX Rate Summer v3.1, Unit 511 and retrofits | 358 | 1797 | Rate Constraint in lbs/MMBtu | FALSE | L | Annual | Net Emissions Allowance Position | MTons | 0.0008272 | 0.0008272 | 0.0008272 | 0.0008272 | 0.0024861 | 0.0008272 | 0.0008272
IL Fac. Spec. - NOX Rate Summer v3.1, Unit 511 and retrofits | 358 | 1797 | Rate Constraint in lbs/MMBtu | FALSE | L | Annual | Fuel Consumed | TBtu | 0.074303 | 0.074303 | 0.074303 | 0.074303 | 0.22331 | 0.074303 | 0.074303
IL Fac. Spec. - NOX Rate Summer v3.1, Unit 511 and retrofits | 358 | 1797 | Rate Constraint in lbs/MMBtu | FALSE | L | Annual | Rate | lb/MMBtu | 0.022266 | 0.022266 | 0.022266 | 0.022266 | 0.022266 | 0.022266 | 0.022266
IL Fac. Spec. - NOX Rate Summer v3.1, Unit 511 and retrofits | 358 | 1797 | Rate Constraint in lbs/MMBtu | FALSE | L | Annual | Generation | TWh | 0.0069151 | 0.0069151 | 0.0069151 | 0.0069151 | 0.020783 | 0.0069151 | 0.0069151
IL Fac. Spec. - NOX Rate Summer v3.1, Unit 511 and retrofits | 358 | 1797 | Rate Constraint in lbs/MMBtu | FALSE | L | Annual | Qualifying Generation | TWh | 0.0069151 | 0.0069151 | 0.0069151 | 0.0069151 | 0.020783 | 0.0069151 | 0.0069151
IL Fac. Spec. - NOX Rate Summer v3.1, Unit 511 and retrofits | 358 | 1797 | Rate Constraint in lbs/MMBtu | FALSE | L | Annual | Rate | lb/MWh | 0.11962 | 0.11962 | 0.11962 | 0.11962 | 0.11962 | 0.11962 | 0.11962
IL Fac. Spec. - NOX Rate Summer v3.1, Unit 511 and retrofits | 358 | 1797 | Rate Constraint in lbs/MMBtu | FALSE | L | Annual | Constraint Shadow Price | US$/Ton | 0 | 0 | 0 | 0 | 0 | 0 | 0
IL Fac. Spec. - NOX Rate Summer v3.1, Unit 512 and retrofits | 359 | 1797 | Rate Constraint in lbs/MMBtu | FALSE | L | Annual | Seasons Included | Seasons | Summer | Summer | Summer | Summer | Summer | Summer | Summer
IL Fac. Spec. - NOX Rate Summer v3.1, Unit 512 and retrofits | 359 | 1797 | Rate Constraint in lbs/MMBtu | FALSE | L | Annual | Standard | lb/MMBtu | 0.25 | 0.25 | 0.25 | 0.25 | 0.25 | 0.25 | 0.25
IL Fac. Spec. - NOX Rate Summer v3.1, Unit 512 and retrofits | 359 | 1797 | Rate Constraint in lbs/MMBtu | FALSE | L | Annual | Emissions at Affected Plants NOX | MTons | 0.00078084 | 0.00078084 | 0.00078084 | 0.00078084 | 0.0023468 | 0.00078084 | 0.00078084
IL Fac. Spec. - NOX Rate Summer v3.1, Unit 512 and retrofits | 359 | 1797 | Rate Constraint in lbs/MMBtu | FALSE | L | Annual | Allowances Purchased NOX | MTons | 0 | 0 | 0 | 0 | 0 | 0 | 0
IL Fac. Spec. - NOX Rate Summer v3.1, Unit 512 and retrofits | 359 | 1797 | Rate Constraint in lbs/MMBtu | FALSE | L | Annual | Allowances Sold NOX | MTons | 0 | 0 | 0 | 0 | 0 | 0 | 0
IL Fac. Spec. - NOX Rate Summer v3.1, Unit 512 and retrofits | 359 | 1797 | Rate Constraint in lbs/MMBtu | FALSE | L | Annual | Allowances Banked | MTons | 0 | 0 | 0 | 0 | 0 | 0 | 0
IL Fac. Spec. - NOX Rate Summer v3.1, Unit 512 and retrofits | 359 | 1797 | Rate Constraint in lbs/MMBtu | FALSE | L | Annual | Allowances Withdrawn (1:1) | MTons | 0 | 0 | 0 | 0 | 0 | 0 | 0
IL Fac. Spec. - NOX Rate Summer v3.1, Unit 512 and retrofits | 359 | 1797 | Rate Constraint in lbs/MMBtu | FALSE | L | Annual | Allowances Withdrawn (n:1) | MTons | 0 | 0 | 0 | 0 | 0 | 0 | 0
IL Fac. Spec. - NOX Rate Summer v3.1, Unit 512 and retrofits | 359 | 1797 | Rate Constraint in lbs/MMBtu | FALSE | L | Annual | Net Emissions Allowance Position | MTons | 0.00078084 | 0.00078084 | 0.00078084 | 0.00078084 | 0.0023468 | 0.00078084 | 0.00078084
IL Fac. Spec. - NOX Rate Summer v3.1, Unit 512 and retrofits | 359 | 1797 | Rate Constraint in lbs/MMBtu | FALSE | L | Annual | Fuel Consumed | TBtu | 0.074303 | 0.074303 | 0.074303 | 0.074303 | 0.22331 | 0.074303 | 0.074303
IL Fac. Spec. - NOX Rate Summer v3.1, Unit 512 and retrofits | 359 | 1797 | Rate Constraint in lbs/MMBtu | FALSE | L | Annual | Rate | lb/MMBtu | 0.021018 | 0.021018 | 0.021018 | 0.021018 | 0.021018 | 0.021018 | 0.021018
IL Fac. Spec. - NOX Rate Summer v3.1, Unit 512 and retrofits | 359 | 1797 | Rate Constraint in lbs/MMBtu | FALSE | L | Annual | Generation | TWh | 0.0069151 | 0.0069151 | 0.0069151 | 0.0069151 | 0.020783 | 0.0069151 | 0.0069151
IL Fac. Spec. - NOX Rate Summer v3.1, Unit 512 and retrofits | 359 | 1797 | Rate Constraint in lbs/MMBtu | FALSE | L | Annual | Qualifying Generation | TWh | 0.0069151 | 0.0069151 | 0.0069151 | 0.0069151 | 0.020783 | 0.0069151 | 0.0069151
IL Fac. Spec. - NOX Rate Summer v3.1, Unit 512 and retrofits | 359 | 1797 | Rate Constraint in lbs/MMBtu | FALSE | L | Annual | Rate | lb/MWh | 0.11292 | 0.11292 | 0.11292 | 0.11292 | 0.11292 | 0.11292 | 0.11292
IL Fac. Spec. - NOX Rate Summer v3.1, Unit 512 and retrofits | 359 | 1797 | Rate Constraint in lbs/MMBtu | FALSE | L | Annual | Constraint Shadow Price | US$/Ton | 0 | 0 | 0 | 0 | 0 | 0 | 0
IL Fac. Spec. - NOX Rate Summer v3.1, Unit 513 and retrofits | 360 | 1797 | Rate Constraint in lbs/MMBtu | FALSE | L | Annual | Seasons Included | Seasons | Summer | Summer | Summer | Summer | Summer | Summer | Summer
IL Fac. Spec. - NOX Rate Summer v3.1, Unit 513 and retrofits | 360 | 1797 | Rate Constraint in lbs/MMBtu | FALSE | L | Annual | Standard | lb/MMBtu | 0.25 | 0.25 | 0.25 | 0.25 | 0.25 | 0.25 | 0.25
IL Fac. Spec. - NOX Rate Summer v3.1, Unit 513 and retrofits | 360 | 1797 | Rate Constraint in lbs/MMBtu | FALSE | L | Annual | Emissions at Affected Plants NOX | MTons | 0.0007875 | 0.0007875 | 0.0007875 | 0.0007875 | 0.0023668 | 0.0007875 | 0.0007875
IL Fac. Spec. - NOX Rate Summer v3.1, Unit 513 and retrofits | 360 | 1797 | Rate Constraint in lbs/MMBtu | FALSE | L | Annual | Allowances Purchased NOX | MTons | 0 | 0 | 0 | 0 | 0 | 0 | 0
IL Fac. Spec. - NOX Rate Summer v3.1, Unit 513 and retrofits | 360 | 1797 | Rate Constraint in lbs/MMBtu | FALSE | L | Annual | Allowances Sold NOX | MTons | 0 | 0 | 0 | 0 | 0 | 0 | 0
IL Fac. Spec. - NOX Rate Summer v3.1, Unit 513 and retrofits | 360 | 1797 | Rate Constraint in lbs/MMBtu | FALSE | L | Annual | Allowances Banked | MTons | 0 | 0 | 0 | 0 | 0 | 0 | 0
IL Fac. Spec. - NOX Rate Summer v3.1, Unit 513 and retrofits | 360 | 1797 | Rate Constraint in lbs/MMBtu | FALSE | L | Annual | Allowances Withdrawn (1:1) | MTons | 0 | 0 | 0 | 0 | 0 | 0 | 0
IL Fac. Spec. - NOX Rate Summer v3.1, Unit 513 and retrofits | 360 | 1797 | Rate Constraint in lbs/MMBtu | FALSE | L | Annual | Allowances Withdrawn (n:1) | MTons | 0 | 0 | 0 | 0 | 0 | 0 | 0
IL Fac. Spec. - NOX Rate Summer v3.1, Unit 513 and retrofits | 360 | 1797 | Rate Constraint in lbs/MMBtu | FALSE | L | Annual | Net Emissions Allowance Position | MTons | 0.0007875 | 0.0007875 | 0.0007875 | 0.0007875 | 0.0023668 | 0.0007875 | 0.0007875
IL Fac. Spec. - NOX Rate Summer v3.1, Unit 513 and retrofits | 360 | 1797 | Rate Constraint in lbs/MMBtu | FALSE | L | Annual | Fuel Consumed | TBtu | 0.074303 | 0.074303 | 0.074303 | 0.074303 | 0.22331 | 0.074303 | 0.074303
IL Fac. Spec. - NOX Rate Summer v3.1, Unit 513 and retrofits | 360 | 1797 | Rate Constraint in lbs/MMBtu | FALSE | L | Annual | Rate | lb/MMBtu | 0.021197 | 0.021197 | 0.021197 | 0.021197 | 0.021197 | 0.021197 | 0.021197
IL Fac. Spec. - NOX Rate Summer v3.1, Unit 513 and retrofits | 360 | 1797 | Rate Constraint in lbs/MMBtu | FALSE | L | Annual | Generation | TWh | 0.0069151 | 0.0069151 | 0.0069151 | 0.0069151 | 0.020783 | 0.0069151 | 0.0069151
IL Fac. Spec. - NOX Rate Summer v3.1, Unit 513 and retrofits | 360 | 1797 | Rate Constraint in lbs/MMBtu | FALSE | L | Annual | Qualifying Generation | TWh | 0.0069151 | 0.0069151 | 0.0069151 | 0.0069151 | 0.020783 | 0.0069151 | 0.0069151
IL Fac. Spec. - NOX Rate Summer v3.1, Unit 513 and retrofits | 360 | 1797 | Rate Constraint in lbs/MMBtu | FALSE | L | Annual | Rate | lb/MWh | 0.11388 | 0.11388 | 0.11388 | 0.11388 | 0.11388 | 0.11388 | 0.11388
IL Fac. Spec. - NOX Rate Summer v3.1, Unit 513 and retrofits | 360 | 1797 | Rate Constraint in lbs/MMBtu | FALSE | L | Annual | Constraint Shadow Price | US$/Ton | 0 | 0 | 0 | 0 | 0 | 0 | 0
IL Fac. Spec. - NOX Rate Summer v3.1, Unit 514 and retrofits | 361 | 1797 | Rate Constraint in lbs/MMBtu | FALSE | L | Annual | Seasons Included | Seasons | Summer | Summer | Summer | Summer | Summer | Summer | Summer
IL Fac. Spec. - NOX Rate Summer v3.1, Unit 514 and retrofits | 361 | 1797 | Rate Constraint in lbs/MMBtu | FALSE | L | Annual | Standard | lb/MMBtu | 0.25 | 0.25 | 0.25 | 0.25 | 0.25 | 0.25 | 0.25
IL Fac. Spec. - NOX Rate Summer v3.1, Unit 514 and retrofits | 361 | 1797 | Rate Constraint in lbs/MMBtu | FALSE | L | Annual | Emissions at Affected Plants NOX | MTons | 0.0031314 | 0.0031314 | 0.0031314 | 0.0031314 | 0.0094112 | 0.0031314 | 0.0031314
IL Fac. Spec. - NOX Rate Summer v3.1, Unit 514 and retrofits | 361 | 1797 | Rate Constraint in lbs/MMBtu | FALSE | L | Annual | Allowances Purchased NOX | MTons | 0 | 0 | 0 | 0 | 0 | 0 | 0
IL Fac. Spec. - NOX Rate Summer v3.1, Unit 514 and retrofits | 361 | 1797 | Rate Constraint in lbs/MMBtu | FALSE | L | Annual | Allowances Sold NOX | MTons | 0 | 0 | 0 | 0 | 0 | 0 | 0
IL Fac. Spec. - NOX Rate Summer v3.1, Unit 514 and retrofits | 361 | 1797 | Rate Constraint in lbs/MMBtu | FALSE | L | Annual | Allowances Banked | MTons | 0 | 0 | 0 | 0 | 0 | 0 | 0
IL Fac. Spec. - NOX Rate Summer v3.1, Unit 514 and retrofits | 361 | 1797 | Rate Constraint in lbs/MMBtu | FALSE | L | Annual | Allowances Withdrawn (1:1) | MTons | 0 | 0 | 0 | 0 | 0 | 0 | 0
IL Fac. Spec. - NOX Rate Summer v3.1, Unit 514 and retrofits | 361 | 1797 | Rate Constraint in lbs/MMBtu | FALSE | L | Annual | Allowances Withdrawn (n:1) | MTons | 0 | 0 | 0 | 0 | 0 | 0 | 0
IL Fac. Spec. - NOX Rate Summer v3.1, Unit 514 and retrofits | 361 | 1797 | Rate Constraint in lbs/MMBtu | FALSE | L | Annual | Net Emissions Allowance Position | MTons | 0.0031314 | 0.0031314 | 0.0031314 | 0.0031314 | 0.0094112 | 0.0031314 | 0.0031314
IL Fac. Spec. - NOX Rate Summer v3.1, Unit 514 and retrofits | 361 | 1797 | Rate Constraint in lbs/MMBtu | FALSE | L | Annual | Fuel Consumed | TBtu | 0.07961 | 0.07961 | 0.07961 | 0.07961 | 0.23927 | 0.07961 | 0.07961
IL Fac. Spec. - NOX Rate Summer v3.1, Unit 514 and retrofits | 361 | 1797 | Rate Constraint in lbs/MMBtu | FALSE | L | Annual | Rate | lb/MMBtu | 0.078667 | 0.078667 | 0.078667 | 0.078667 | 0.078667 | 0.078667 | 0.078667
IL Fac. Spec. - NOX Rate Summer v3.1, Unit 514 and retrofits | 361 | 1797 | Rate Constraint in lbs/MMBtu | FALSE | L | Annual | Generation | TWh | 0.007409 | 0.007409 | 0.007409 | 0.007409 | 0.022268 | 0.007409 | 0.007409
IL Fac. Spec. - NOX Rate Summer v3.1, Unit 514 and retrofits | 361 | 1797 | Rate Constraint in lbs/MMBtu | FALSE | L | Annual | Qualifying Generation | TWh | 0.007409 | 0.007409 | 0.007409 | 0.007409 | 0.022268 | 0.007409 | 0.007409
IL Fac. Spec. - NOX Rate Summer v3.1, Unit 514 and retrofits | 361 | 1797 | Rate Constraint in lbs/MMBtu | FALSE | L | Annual | Rate | lb/MWh | 0.42264 | 0.42264 | 0.42264 | 0.42264 | 0.42264 | 0.42264 | 0.42264
IL Fac. Spec. - NOX Rate Summer v3.1, Unit 514 and retrofits | 361 | 1797 | Rate Constraint in lbs/MMBtu | FALSE | L | Annual | Constraint Shadow Price | US$/Ton | 0 | 0 | 0 | 0 | 0 | 0 | 0
IL Fac. Spec. - NOX Rate Summer v3.1, Unit 515 and retrofits | 362 | 1797 | Rate Constraint in lbs/MMBtu | FALSE | L | Annual | Seasons Included | Seasons | Summer | Summer | Summer | Summer | Summer | Summer | Summer
IL Fac. Spec. - NOX Rate Summer v3.1, Unit 515 and retrofits | 362 | 1797 | Rate Constraint in lbs/MMBtu | FALSE | L | Annual | Standard | lb/MMBtu | 0.25 | 0.25 | 0.25 | 0.25 | 0.25 | 0.25 | 0.25
IL Fac. Spec. - NOX Rate Summer v3.1, Unit 515 and retrofits | 362 | 1797 | Rate Constraint in lbs/MMBtu | FALSE | L | Annual | Emissions at Affected Plants NOX | MTons | 0.0065477 | 0.0065477 | 0.0065477 | 0.0065477 | 0.019679 | 0.0065477 | 0.0065477
IL Fac. Spec. - NOX Rate Summer v3.1, Unit 515 and retrofits | 362 | 1797 | Rate Constraint in lbs/MMBtu | FALSE | L | Annual | Allowances Purchased NOX | MTons | 0 | 0 | 0 | 0 | 0 | 0 | 0
IL Fac. Spec. - NOX Rate Summer v3.1, Unit 515 and retrofits | 362 | 1797 | Rate Constraint in lbs/MMBtu | FALSE | L | Annual | Allowances Sold NOX | MTons | 0 | 0 | 0 | 0 | 0 | 0 | 0
IL Fac. Spec. - NOX Rate Summer v3.1, Unit 515 and retrofits | 362 | 1797 | Rate Constraint in lbs/MMBtu | FALSE | L | Annual | Allowances Banked | MTons | 0 | 0 | 0 | 0 | 0 | 0 | 0
IL Fac. Spec. - NOX Rate Summer v3.1, Unit 515 and retrofits | 362 | 1797 | Rate Constraint in lbs/MMBtu | FALSE | L | Annual | Allowances Withdrawn (1:1) | MTons | 0 | 0 | 0 | 0 | 0 | 0 | 0
IL Fac. Spec. - NOX Rate Summer v3.1, Unit 515 and retrofits | 362 | 1797 | Rate Constraint in lbs/MMBtu | FALSE | L | Annual | Allowances Withdrawn (n:1) | MTons | 0 | 0 | 0 | 0 | 0 | 0 | 0
IL Fac. Spec. - NOX Rate Summer v3.1, Unit 515 and retrofits | 362 | 1797 | Rate Constraint in lbs/MMBtu | FALSE | L | Annual | Net Emissions Allowance Position | MTons | 0.0065477 | 0.0065477 | 0.0065477 | 0.0065477 | 0.019679 | 0.0065477 | 0.0065477
IL Fac. Spec. - NOX Rate Summer v3.1, Unit 515 and retrofits | 362 | 1797 | Rate Constraint in lbs/MMBtu | FALSE | L | Annual | Fuel Consumed | TBtu | 0.27677 | 0.27677 | 0.27677 | 0.27677 | 0.83181 | 0.27677 | 0.27677
IL Fac. Spec. - NOX Rate Summer v3.1, Unit 515 and retrofits | 362 | 1797 | Rate Constraint in lbs/MMBtu | FALSE | L | Annual | Rate | lb/MMBtu | 0.047316 | 0.047316 | 0.047316 | 0.047316 | 0.047316 | 0.047316 | 0.047316
IL Fac. Spec. - NOX Rate Summer v3.1, Unit 515 and retrofits | 362 | 1797 | Rate Constraint in lbs/MMBtu | FALSE | L | Annual | Generation | TWh | 0.025758 | 0.025758 | 0.025758 | 0.025758 | 0.077414 | 0.025758 | 0.025758
IL Fac. Spec. - NOX Rate Summer v3.1, Unit 515 and retrofits | 362 | 1797 | Rate Constraint in lbs/MMBtu | FALSE | L | Annual | Qualifying Generation | TWh | 0.025758 | 0.025758 | 0.025758 | 0.025758 | 0.077414 | 0.025758 | 0.025758
IL Fac. Spec. - NOX Rate Summer v3.1, Unit 515 and retrofits | 362 | 1797 | Rate Constraint in lbs/MMBtu | FALSE | L | Annual | Rate | lb/MWh | 0.25421 | 0.25421 | 0.25421 | 0.25421 | 0.25421 | 0.25421 | 0.25421
IL Fac. Spec. - NOX Rate Summer v3.1, Unit 515 and retrofits | 362 | 1797 | Rate Constraint in lbs/MMBtu | FALSE | L | Annual | Constraint Shadow Price | US$/Ton | 0 | 0 | 0 | 0 | 0 | 0 | 0
IL Fac. Spec. - NOX Rate Summer v3.1, Unit 516 and retrofits | 363 | 1797 | Rate Constraint in lbs/MMBtu | FALSE | L | Annual | Seasons Included | Seasons | Summer | Summer | Summer | Summer | Summer | Summer | Summer
IL Fac. Spec. - NOX Rate Summer v3.1, Unit 516 and retrofits | 363 | 1797 | Rate Constraint in lbs/MMBtu | FALSE | L | Annual | Standard | lb/MMBtu | 0.25 | 0.25 | 0.25 | 0.25 | 0.25 | 0.25 | 0.25
IL Fac. Spec. - NOX Rate Summer v3.1, Unit 516 and retrofits | 363 | 1797 | Rate Constraint in lbs/MMBtu | FALSE | L | Annual | Emissions at Affected Plants NOX | MTons | 0.0063835 | 0.0063835 | 0.0063835 | 0.0063835 | 0.019185 | 0.0063835 | 0.0063835
IL Fac. Spec. - NOX Rate Summer v3.1, Unit 516 and retrofits | 363 | 1797 | Rate Constraint in lbs/MMBtu | FALSE | L | Annual | Allowances Purchased NOX | MTons | 0 | 0 | 0 | 0 | 0 | 0 | 0
IL Fac. Spec. - NOX Rate Summer v3.1, Unit 516 and retrofits | 363 | 1797 | Rate Constraint in lbs/MMBtu | FALSE | L | Annual | Allowances Sold NOX | MTons | 0 | 0 | 0 | 0 | 0 | 0 | 0
IL Fac. Spec. - NOX Rate Summer v3.1, Unit 516 and retrofits | 363 | 1797 | Rate Constraint in lbs/MMBtu | FALSE | L | Annual | Allowances Banked | MTons | 0 | 0 | 0 | 0 | 0 | 0 | 0
IL Fac. Spec. - NOX Rate Summer v3.1, Unit 516 and retrofits | 363 | 1797 | Rate Constraint in lbs/MMBtu | FALSE | L | Annual | Allowances Withdrawn (1:1) | MTons | 0 | 0 | 0 | 0 | 0 | 0 | 0
IL Fac. Spec. - NOX Rate Summer v3.1, Unit 516 and retrofits | 363 | 1797 | Rate Constraint in lbs/MMBtu | FALSE | L | Annual | Allowances Withdrawn (n:1) | MTons | 0 | 0 | 0 | 0 | 0 | 0 | 0
IL Fac. Spec. - NOX Rate Summer v3.1, Unit 516 and retrofits | 363 | 1797 | Rate Constraint in lbs/MMBtu | FALSE | L | Annual | Net Emissions Allowance Position | MTons | 0.0063835 | 0.0063835 | 0.0063835 | 0.0063835 | 0.019185 | 0.0063835 | 0.0063835
IL Fac. Spec. - NOX Rate Summer v3.1, Unit 516 and retrofits | 363 | 1797 | Rate Constraint in lbs/MMBtu | FALSE | L | Annual | Fuel Consumed | TBtu | 0.27677 | 0.27677 | 0.27677 | 0.27677 | 0.83181 | 0.27677 | 0.27677
IL Fac. Spec. - NOX Rate Summer v3.1, Unit 516 and retrofits | 363 | 1797 | Rate Constraint in lbs/MMBtu | FALSE | L | Annual | Rate | lb/MMBtu | 0.046129 | 0.046129 | 0.046129 | 0.046129 | 0.046129 | 0.046129 | 0.046129
IL Fac. Spec. - NOX Rate Summer v3.1, Unit 516 and retrofits | 363 | 1797 | Rate Constraint in lbs/MMBtu | FALSE | L | Annual | Generation | TWh | 0.025758 | 0.025758 | 0.025758 | 0.025758 | 0.077414 | 0.025758 | 0.025758
IL Fac. Spec. - NOX Rate Summer v3.1, Unit 516 and retrofits | 363 | 1797 | Rate Constraint in lbs/MMBtu | FALSE | L | Annual | Qualifying Generation | TWh | 0.025758 | 0.025758 | 0.025758 | 0.025758 | 0.077414 | 0.025758 | 0.025758
IL Fac. Spec. - NOX Rate Summer v3.1, Unit 516 and retrofits | 363 | 1797 | Rate Constraint in lbs/MMBtu | FALSE | L | Annual | Rate | lb/MWh | 0.24783 | 0.24783 | 0.24783 | 0.24783 | 0.24783 | 0.24783 | 0.24783
IL Fac. Spec. - NOX Rate Summer v3.1, Unit 516 and retrofits | 363 | 1797 | Rate Constraint in lbs/MMBtu | FALSE | L | Annual | Constraint Shadow Price | US$/Ton | 0 | 0 | 0 | 0 | 0 | 0 | 0
IL Fac. Spec. - NOX Rate Summer v3.1, Unit 517 and retrofits | 364 | 1797 | Rate Constraint in lbs/MMBtu | FALSE | L | Annual | Seasons Included | Seasons | Summer | Summer | Summer | Summer | Summer | Summer | Summer
IL Fac. Spec. - NOX Rate Summer v3.1, Unit 517 and retrofits | 364 | 1797 | Rate Constraint in lbs/MMBtu | FALSE | L | Annual | Standard | lb/MMBtu | 0.25 | 0.25 | 0.25 | 0.25 | 0.25 | 0.25 | 0.25
IL Fac. Spec. - NOX Rate Summer v3.1, Unit 517 and retrofits | 364 | 1797 | Rate Constraint in lbs/MMBtu | FALSE | L | Annual | Emissions at Affected Plants NOX | MTons | 0.0064253 | 0.0064253 | 0.0064253 | 0.0064253 | 0.0064253 | 0.0064253 | 0.0064253
IL Fac. Spec. - NOX Rate Summer v3.1, Unit 517 and retrofits | 364 | 1797 | Rate Constraint in lbs/MMBtu | FALSE | L | Annual | Allowances Purchased NOX | MTons | 0 | 0 | 0 | 0 | 0 | 0 | 0
IL Fac. Spec. - NOX Rate Summer v3.1, Unit 517 and retrofits | 364 | 1797 | Rate Constraint in lbs/MMBtu | FALSE | L | Annual | Allowances Sold NOX | MTons | 0 | 0 | 0 | 0 | 0 | 0 | 0
IL Fac. Spec. - NOX Rate Summer v3.1, Unit 517 and retrofits | 364 | 1797 | Rate Constraint in lbs/MMBtu | FALSE | L | Annual | Allowances Banked | MTons | 0 | 0 | 0 | 0 | 0 | 0 | 0
IL Fac. Spec. - NOX Rate Summer v3.1, Unit 517 and retrofits | 364 | 1797 | Rate Constraint in lbs/MMBtu | FALSE | L | Annual | Allowances Withdrawn (1:1) | MTons | 0 | 0 | 0 | 0 | 0 | 0 | 0
IL Fac. Spec. - NOX Rate Summer v3.1, Unit 517 and retrofits | 364 | 1797 | Rate Constraint in lbs/MMBtu | FALSE | L | Annual | Allowances Withdrawn (n:1) | MTons | 0 | 0 | 0 | 0 | 0 | 0 | 0
IL Fac. Spec. - NOX Rate Summer v3.1, Unit 517 and retrofits | 364 | 1797 | Rate Constraint in lbs/MMBtu | FALSE | L | Annual | Net Emissions Allowance Position | MTons | 0.0064253 | 0.0064253 | 0.0064253 | 0.0064253 | 0.0064253 | 0.0064253 | 0.0064253
IL Fac. Spec. - NOX Rate Summer v3.1, Unit 517 and retrofits | 364 | 1797 | Rate Constraint in lbs/MMBtu | FALSE | L | Annual | Fuel Consumed | TBtu | 0.21382 | 0.21382 | 0.21382 | 0.21382 | 0.21382 | 0.21382 | 0.21382
IL Fac. Spec. - NOX Rate Summer v3.1, Unit 517 and retrofits | 364 | 1797 | Rate Constraint in lbs/MMBtu | FALSE | L | Annual | Rate | lb/MMBtu | 0.0601 | 0.0601 | 0.0601 | 0.0601 | 0.0601 | 0.0601 | 0.0601
IL Fac. Spec. - NOX Rate Summer v3.1, Unit 517 and retrofits | 364 | 1797 | Rate Constraint in lbs/MMBtu | FALSE | L | Annual | Generation | TWh | 0.019488 | 0.019488 | 0.019488 | 0.019488 | 0.019488 | 0.019488 | 0.019488
IL Fac. Spec. - NOX Rate Summer v3.1, Unit 517 and retrofits | 364 | 1797 | Rate Constraint in lbs/MMBtu | FALSE | L | Annual | Qualifying Generation | TWh | 0.019488 | 0.019488 | 0.019488 | 0.019488 | 0.019488 | 0.019488 | 0.019488
IL Fac. Spec. - NOX Rate Summer v3.1, Unit 517 and retrofits | 364 | 1797 | Rate Constraint in lbs/MMBtu | FALSE | L | Annual | Rate | lb/MWh | 0.32971 | 0.32971 | 0.32971 | 0.32971 | 0.32971 | 0.32971 | 0.32971
IL Fac. Spec. - NOX Rate Summer v3.1, Unit 517 and retrofits | 364 | 1797 | Rate Constraint in lbs/MMBtu | FALSE | L | Annual | Constraint Shadow Price | US$/Ton | 0 | 0 | 0 | 0 | 0 | 0 | 0
IL Fac. Spec. - NOX Rate Summer v3.1, Unit 518 and retrofits | 365 | 1797 | Rate Constraint in lbs/MMBtu | FALSE | L | Annual | Seasons Included | Seasons | Summer | Summer | Summer | Summer | Summer | Summer | Summer
IL Fac. Spec. - NOX Rate Summer v3.1, Unit 518 and retrofits | 365 | 1797 | Rate Constraint in lbs/MMBtu | FALSE | L | Annual | Standard | lb/MMBtu | 0.25 | 0.25 | 0.25 | 0.25 | 0.25 | 0.25 | 0.25
IL Fac. Spec. - NOX Rate Summer v3.1, Unit 518 and retrofits | 365 | 1797 | Rate Constraint in lbs/MMBtu | FALSE | L | Annual | Emissions at Affected Plants NOX | MTons | 0.0063932 | 0.0063932 | 0.0063932 | 0.0063932 | 0.0063932 | 0.0063932 | 0.0063932
IL Fac. Spec. - NOX Rate Summer v3.1, Unit 518 and retrofits | 365 | 1797 | Rate Constraint in lbs/MMBtu | FALSE | L | Annual | Allowances Purchased NOX | MTons | 0 | 0 | 0 | 0 | 0 | 0 | 0
IL Fac. Spec. - NOX Rate Summer v3.1, Unit 518 and retrofits | 365 | 1797 | Rate Constraint in lbs/MMBtu | FALSE | L | Annual | Allowances Sold NOX | MTons | 0 | 0 | 0 | 0 | 0 | 0 | 0
IL Fac. Spec. - NOX Rate Summer v3.1, Unit 518 and retrofits | 365 | 1797 | Rate Constraint in lbs/MMBtu | FALSE | L | Annual | Allowances Banked | MTons | 0 | 0 | 0 | 0 | 0 | 0 | 0
IL Fac. Spec. - NOX Rate Summer v3.1, Unit 518 and retrofits | 365 | 1797 | Rate Constraint in lbs/MMBtu | FALSE | L | Annual | Allowances Withdrawn (1:1) | MTons | 0 | 0 | 0 | 0 | 0 | 0 | 0
IL Fac. Spec. - NOX Rate Summer v3.1, Unit 518 and retrofits | 365 | 1797 | Rate Constraint in lbs/MMBtu | FALSE | L | Annual | Allowances Withdrawn (n:1) | MTons | 0 | 0 | 0 | 0 | 0 | 0 | 0
IL Fac. Spec. - NOX Rate Summer v3.1, Unit 518 and retrofits | 365 | 1797 | Rate Constraint in lbs/MMBtu | FALSE | L | Annual | Net Emissions Allowance Position | MTons | 0.0063932 | 0.0063932 | 0.0063932 | 0.0063932 | 0.0063932 | 0.0063932 | 0.0063932
IL Fac. Spec. - NOX Rate Summer v3.1, Unit 518 and retrofits | 365 | 1797 | Rate Constraint in lbs/MMBtu | FALSE | L | Annual | Fuel Consumed | TBtu | 0.21382 | 0.21382 | 0.21382 | 0.21382 | 0.21382 | 0.21382 | 0.21382
IL Fac. Spec. - NOX Rate Summer v3.1, Unit 518 and retrofits | 365 | 1797 | Rate Constraint in lbs/MMBtu | FALSE | L | Annual | Rate | lb/MMBtu | 0.0598 | 0.0598 | 0.0598 | 0.0598 | 0.0598 | 0.0598 | 0.0598
IL Fac. Spec. - NOX Rate Summer v3.1, Unit 518 and retrofits | 365 | 1797 | Rate Constraint in lbs/MMBtu | FALSE | L | Annual | Generation | TWh | 0.019488 | 0.019488 | 0.019488 | 0.019488 | 0.019488 | 0.019488 | 0.019488
IL Fac. Spec. - NOX Rate Summer v3.1, Unit 518 and retrofits | 365 | 1797 | Rate Constraint in lbs/MMBtu | FALSE | L | Annual | Qualifying Generation | TWh | 0.019488 | 0.019488 | 0.019488 | 0.019488 | 0.019488 | 0.019488 | 0.019488
IL Fac. Spec. - NOX Rate Summer v3.1, Unit 518 and retrofits | 365 | 1797 | Rate Constraint in lbs/MMBtu | FALSE | L | Annual | Rate | lb/MWh | 0.32806 | 0.32806 | 0.32806 | 0.32806 | 0.32806 | 0.32806 | 0.32806
IL Fac. Spec. - NOX Rate Summer v3.1, Unit 518 and retrofits | 365 | 1797 | Rate Constraint in lbs/MMBtu | FALSE | L | Annual | Constraint Shadow Price | US$/Ton | 0 | 0 | 0 | 0 | 0 | 0 | 0
IL Fac. Spec. - NOX Rate Summer v3.1, Unit 519 and retrofits | 366 | 1797 | Rate Constraint in lbs/MMBtu | FALSE | L | Annual | Seasons Included | Seasons | Summer | Summer | Summer | Summer | Summer | Summer | Summer
IL Fac. Spec. - NOX Rate Summer v3.1, Unit 519 and retrofits | 366 | 1797 | Rate Constraint in lbs/MMBtu | FALSE | L | Annual | Standard | lb/MMBtu | 0.25 | 0.25 | 0.25 | 0.25 | 0.25 | 0.25 | 0.25
IL Fac. Spec. - NOX Rate Summer v3.1, Unit 519 and retrofits | 366 | 1797 | Rate Constraint in lbs/MMBtu | FALSE | L | Annual | Emissions at Affected Plants NOX | MTons | 0.0063611 | 0.0063611 | 0.0063611 | 0.0063611 | 0.0063611 | 0.0063611 | 0.0063611
IL Fac. Spec. - NOX Rate Summer v3.1, Unit 519 and retrofits | 366 | 1797 | Rate Constraint in lbs/MMBtu | FALSE | L | Annual | Allowances Purchased NOX | MTons | 0 | 0 | 0 | 0 | 0 | 0 | 0
IL Fac. Spec. - NOX Rate Summer v3.1, Unit 519 and retrofits | 366 | 1797 | Rate Constraint in lbs/MMBtu | FALSE | L | Annual | Allowances Sold NOX | MTons | 0 | 0 | 0 | 0 | 0 | 0 | 0
IL Fac. Spec. - NOX Rate Summer v3.1, Unit 519 and retrofits | 366 | 1797 | Rate Constraint in lbs/MMBtu | FALSE | L | Annual | Allowances Banked | MTons | 0 | 0 | 0 | 0 | 0 | 0 | 0
IL Fac. Spec. - NOX Rate Summer v3.1, Unit 519 and retrofits | 366 | 1797 | Rate Constraint in lbs/MMBtu | FALSE | L | Annual | Allowances Withdrawn (1:1) | MTons | 0 | 0 | 0 | 0 | 0 | 0 | 0
IL Fac. Spec. - NOX Rate Summer v3.1, Unit 519 and retrofits | 366 | 1797 | Rate Constraint in lbs/MMBtu | FALSE | L | Annual | Allowances Withdrawn (n:1) | MTons | 0 | 0 | 0 | 0 | 0 | 0 | 0
IL Fac. Spec. - NOX Rate Summer v3.1, Unit 519 and retrofits | 366 | 1797 | Rate Constraint in lbs/MMBtu | FALSE | L | Annual | Net Emissions Allowance Position | MTons | 0.0063611 | 0.0063611 | 0.0063611 | 0.0063611 | 0.0063611 | 0.0063611 | 0.0063611
IL Fac. Spec. - NOX Rate Summer v3.1, Unit 519 and retrofits | 366 | 1797 | Rate Constraint in lbs/MMBtu | FALSE | L | Annual | Fuel Consumed | TBtu | 0.21382 | 0.21382 | 0.21382 | 0.21382 | 0.21382 | 0.21382 | 0.21382
IL Fac. Spec. - NOX Rate Summer v3.1, Unit 519 and retrofits | 366 | 1797 | Rate Constraint in lbs/MMBtu | FALSE | L | Annual | Rate | lb/MMBtu | 0.0595 | 0.0595 | 0.0595 | 0.0595 | 0.0595 | 0.0595 | 0.0595
IL Fac. Spec. - NOX Rate Summer v3.1, Unit 519 and retrofits | 366 | 1797 | Rate Constraint in lbs/MMBtu | FALSE | L | Annual | Generation | TWh | 0.019488 | 0.019488 | 0.019488 | 0.019488 | 0.019488 | 0.019488 | 0.019488
IL Fac. Spec. - NOX Rate Summer v3.1, Unit 519 and retrofits | 366 | 1797 | Rate Constraint in lbs/MMBtu | FALSE | L | Annual | Qualifying Generation | TWh | 0.019488 | 0.019488 | 0.019488 | 0.019488 | 0.019488 | 0.019488 | 0.019488
IL Fac. Spec. - NOX Rate Summer v3.1, Unit 519 and retrofits | 366 | 1797 | Rate Constraint in lbs/MMBtu | FALSE | L | Annual | Rate | lb/MWh | 0.32642 | 0.32642 | 0.32642 | 0.32642 | 0.32642 | 0.32642 | 0.32642
IL Fac. Spec. - NOX Rate Summer v3.1, Unit 519 and retrofits | 366 | 1797 | Rate Constraint in lbs/MMBtu | FALSE | L | Annual | Constraint Shadow Price | US$/Ton | 0 | 0 | 0 | 0 | 0 | 0 | 0
IL Fac. Spec. - NOX Rate Summer v3.1, Unit 520 and retrofits | 367 | 1797 | Rate Constraint in lbs/MMBtu | FALSE | L | Annual | Seasons Included | Seasons | Summer | Summer | Summer | Summer | Summer | Summer | Summer
IL Fac. Spec. - NOX Rate Summer v3.1, Unit 520 and retrofits | 367 | 1797 | Rate Constraint in lbs/MMBtu | FALSE | L | Annual | Standard | lb/MMBtu | 0.25 | 0.25 | 0.25 | 0.25 | 0.25 | 0.25 | 0.25
IL Fac. Spec. - NOX Rate Summer v3.1, Unit 520 and retrofits | 367 | 1797 | Rate Constraint in lbs/MMBtu | FALSE | L | Annual | Emissions at Affected Plants NOX | MTons | 0.0066925 | 0.0066925 | 0.0066925 | 0.0066925 | 0.0066925 | 0.0066925 | 0.0066925
IL Fac. Spec. - NOX Rate Summer v3.1, Unit 520 and retrofits | 367 | 1797 | Rate Constraint in lbs/MMBtu | FALSE | L | Annual | Allowances Purchased NOX | MTons | 0 | 0 | 0 | 0 | 0 | 0 | 0
IL Fac. Spec. - NOX Rate Summer v3.1, Unit 520 and retrofits | 367 | 1797 | Rate Constraint in lbs/MMBtu | FALSE | L | Annual | Allowances Sold NOX | MTons | 0 | 0 | 0 | 0 | 0 | 0 | 0
IL Fac. Spec. - NOX Rate Summer v3.1, Unit 520 and retrofits | 367 | 1797 | Rate Constraint in lbs/MMBtu | FALSE | L | Annual | Allowances Banked | MTons | 0 | 0 | 0 | 0 | 0 | 0 | 0
IL Fac. Spec. - NOX Rate Summer v3.1, Unit 520 and retrofits | 367 | 1797 | Rate Constraint in lbs/MMBtu | FALSE | L | Annual | Allowances Withdrawn (1:1) | MTons | 0 | 0 | 0 | 0 | 0 | 0 | 0
IL Fac. Spec. - NOX Rate Summer v3.1, Unit 520 and retrofits | 367 | 1797 | Rate Constraint in lbs/MMBtu | FALSE | L | Annual | Allowances Withdrawn (n:1) | MTons | 0 | 0 | 0 | 0 | 0 | 0 | 0
IL Fac. Spec. - NOX Rate Summer v3.1, Unit 520 and retrofits | 367 | 1797 | Rate Constraint in lbs/MMBtu | FALSE | L | Annual | Net Emissions Allowance Position | MTons | 0.0066925 | 0.0066925 | 0.0066925 | 0.0066925 | 0.0066925 | 0.0066925 | 0.0066925
IL Fac. Spec. - NOX Rate Summer v3.1, Unit 520 and retrofits | 367 | 1797 | Rate Constraint in lbs/MMBtu | FALSE | L | Annual | Fuel Consumed | TBtu | 0.21382 | 0.21382 | 0.21382 | 0.21382 | 0.21382 | 0.21382 | 0.21382
IL Fac. Spec. - NOX Rate Summer v3.1, Unit 520 and retrofits | 367 | 1797 | Rate Constraint in lbs/MMBtu | FALSE | L | Annual | Rate | lb/MMBtu | 0.0626 | 0.0626 | 0.0626 | 0.0626 | 0.0626 | 0.0626 | 0.0626
IL Fac. Spec. - NOX Rate Summer v3.1, Unit 520 and retrofits | 367 | 1797 | Rate Constraint in lbs/MMBtu | FALSE | L | Annual | Generation | TWh | 0.019488 | 0.019488 | 0.019488 | 0.019488 | 0.019488 | 0.019488 | 0.019488
IL Fac. Spec. - NOX Rate Summer v3.1, Unit 520 and retrofits | 367 | 1797 | Rate Constraint in lbs/MMBtu | FALSE | L | Annual | Qualifying Generation | TWh | 0.019488 | 0.019488 | 0.019488 | 0.019488 | 0.019488 | 0.019488 | 0.019488
IL Fac. Spec. - NOX Rate Summer v3.1, Unit 520 and retrofits | 367 | 1797 | Rate Constraint in lbs/MMBtu | FALSE | L | Annual | Rate | lb/MWh | 0.34342 | 0.34342 | 0.34342 | 0.34342 | 0.34342 | 0.34342 | 0.34342
IL Fac. Spec. - NOX Rate Summer v3.1, Unit 520 and retrofits | 367 | 1797 | Rate Constraint in lbs/MMBtu | FALSE | L | Annual | Constraint Shadow Price | US$/Ton | 0 | 0 | 0 | 0 | 0 | 0 | 0
IL Fac. Spec. - NOX Rate Summer v3.1, Unit 521 and retrofits | 368 | 1797 | Rate Constraint in lbs/MMBtu | FALSE | L | Annual | Seasons Included | Seasons | Summer | Summer | Summer | Summer | Summer | Summer | Summer
IL Fac. Spec. - NOX Rate Summer v3.1, Unit 521 and retrofits | 368 | 1797 | Rate Constraint in lbs/MMBtu | FALSE | L | Annual | Standard | lb/MMBtu | 0.25 | 0.25 | 0.25 | 0.25 | 0.25 | 0.25 | 0.25
IL Fac. Spec. - NOX Rate Summer v3.1, Unit 521 and retrofits | 368 | 1797 | Rate Constraint in lbs/MMBtu | FALSE | L | Annual | Emissions at Affected Plants NOX | MTons | 0.0074523 | 0.0074523 | 0.0074523 | 0.0074523 | 0.022397 | 0.0074523 | 0.0074523
IL Fac. Spec. - NOX Rate Summer v3.1, Unit 521 and retrofits | 368 | 1797 | Rate Constraint in lbs/MMBtu | FALSE | L | Annual | Allowances Purchased NOX | MTons | 0 | 0 | 0 | 0 | 0 | 0 | 0
IL Fac. Spec. - NOX Rate Summer v3.1, Unit 521 and retrofits | 368 | 1797 | Rate Constraint in lbs/MMBtu | FALSE | L | Annual | Allowances Sold NOX | MTons | 0 | 0 | 0 | 0 | 0 | 0 | 0
IL Fac. Spec. - NOX Rate Summer v3.1, Unit 521 and retrofits | 368 | 1797 | Rate Constraint in lbs/MMBtu | FALSE | L | Annual | Allowances Banked | MTons | 0 | 0 | 0 | 0 | 0 | 0 | 0
IL Fac. Spec. - NOX Rate Summer v3.1, Unit 521 and retrofits | 368 | 1797 | Rate Constraint in lbs/MMBtu | FALSE | L | Annual | Allowances Withdrawn (1:1) | MTons | 0 | 0 | 0 | 0 | 0 | 0 | 0
IL Fac. Spec. - NOX Rate Summer v3.1, Unit 521 and retrofits | 368 | 1797 | Rate Constraint in lbs/MMBtu | FALSE | L | Annual | Allowances Withdrawn (n:1) | MTons | 0 | 0 | 0 | 0 | 0 | 0 | 0
IL Fac. Spec. - NOX Rate Summer v3.1, Unit 521 and retrofits | 368 | 1797 | Rate Constraint in lbs/MMBtu | FALSE | L | Annual | Net Emissions Allowance Position | MTons | 0.0074523 | 0.0074523 | 0.0074523 | 0.0074523 | 0.022397 | 0.0074523 | 0.0074523
IL Fac. Spec. - NOX Rate Summer v3.1, Unit 521 and retrofits | 368 | 1797 | Rate Constraint in lbs/MMBtu | FALSE | L | Annual | Fuel Consumed | TBtu | 0.28041 | 0.28041 | 0.28041 | 0.28041 | 0.84275 | 0.28041 | 0.28041
IL Fac. Spec. - NOX Rate Summer v3.1, Unit 521 and retrofits | 368 | 1797 | Rate Constraint in lbs/MMBtu | FALSE | L | Annual | Rate | lb/MMBtu | 0.053153 | 0.053153 | 0.053153 | 0.053153 | 0.053153 | 0.053153 | 0.053153
IL Fac. Spec. - NOX Rate Summer v3.1, Unit 521 and retrofits | 368 | 1797 | Rate Constraint in lbs/MMBtu | FALSE | L | Annual | Generation | TWh | 0.026097 | 0.026097 | 0.026097 | 0.026097 | 0.078432 | 0.026097 | 0.026097
IL Fac. Spec. - NOX Rate Summer v3.1, Unit 521 and retrofits | 368 | 1797 | Rate Constraint in lbs/MMBtu | FALSE | L | Annual | Qualifying Generation | TWh | 0.026097 | 0.026097 | 0.026097 | 0.026097 | 0.078432 | 0.026097 | 0.026097
IL Fac. Spec. - NOX Rate Summer v3.1, Unit 521 and retrofits | 368 | 1797 | Rate Constraint in lbs/MMBtu | FALSE | L | Annual | Rate | lb/MWh | 0.28556 | 0.28556 | 0.28556 | 0.28556 | 0.28556 | 0.28556 | 0.28556
IL Fac. Spec. - NOX Rate Summer v3.1, Unit 521 and retrofits | 368 | 1797 | Rate Constraint in lbs/MMBtu | FALSE | L | Annual | Constraint Shadow Price | US$/Ton | 0 | 0 | 0 | 0 | 0 | 0 | 0
IL Fac. Spec. - NOX Rate Summer v3.1, Unit 522 and retrofits | 369 | 1797 | Rate Constraint in lbs/MMBtu | FALSE | L | Annual | Seasons Included | Seasons | Summer | Summer | Summer | Summer | Summer | Summer | Summer
IL Fac. Spec. - NOX Rate Summer v3.1, Unit 522 and retrofits | 369 | 1797 | Rate Constraint in lbs/MMBtu | FALSE | L | Annual | Standard | lb/MMBtu | 0.25 | 0.25 | 0.25 | 0.25 | 0.25 | 0.25 | 0.25
IL Fac. Spec. - NOX Rate Summer v3.1, Unit 522 and retrofits | 369 | 1797 | Rate Constraint in lbs/MMBtu | FALSE | L | Annual | Emissions at Affected Plants NOX | MTons | 0.0053189 | 0.0010463 | 0.0053189 | 0.0053189 | 0.0053189 | 0.0053189 | 0
IL Fac. Spec. - NOX Rate Summer v3.1, Unit 522 and retrofits | 369 | 1797 | Rate Constraint in lbs/MMBtu | FALSE | L | Annual | Allowances Purchased NOX | MTons | 0 | 0 | 0 | 0 | 0 | 0 | 0
IL Fac. Spec. - NOX Rate Summer v3.1, Unit 522 and retrofits | 369 | 1797 | Rate Constraint in lbs/MMBtu | FALSE | L | Annual | Allowances Sold NOX | MTons | 0 | 0 | 0 | 0 | 0 | 0 | 0
IL Fac. Spec. - NOX Rate Summer v3.1, Unit 522 and retrofits | 369 | 1797 | Rate Constraint in lbs/MMBtu | FALSE | L | Annual | Allowances Banked | MTons | 0 | 0 | 0 | 0 | 0 | 0 | 0
IL Fac. Spec. - NOX Rate Summer v3.1, Unit 522 and retrofits | 369 | 1797 | Rate Constraint in lbs/MMBtu | FALSE | L | Annual | Allowances Withdrawn (1:1) | MTons | 0 | 0 | 0 | 0 | 0 | 0 | 0
IL Fac. Spec. - NOX Rate Summer v3.1, Unit 522 and retrofits | 369 | 1797 | Rate Constraint in lbs/MMBtu | FALSE | L | Annual | Allowances Withdrawn (n:1) | MTons | 0 | 0 | 0 | 0 | 0 | 0 | 0
IL Fac. Spec. - NOX Rate Summer v3.1, Unit 522 and retrofits | 369 | 1797 | Rate Constraint in lbs/MMBtu | FALSE | L | Annual | Net Emissions Allowance Position | MTons | 0.0053189 | 0.0010463 | 0.0053189 | 0.0053189 | 0.0053189 | 0.0053189 | 0
IL Fac. Spec. - NOX Rate Summer v3.1, Unit 522 and retrofits | 369 | 1797 | Rate Constraint in lbs/MMBtu | FALSE | L | Annual | Fuel Consumed | TBtu | 0.29356 | 0.057749 | 0.29356 | 0.29356 | 0.29356 | 0.29356 | 0
IL Fac. Spec. - NOX Rate Summer v3.1, Unit 522 and retrofits | 369 | 1797 | Rate Constraint in lbs/MMBtu | FALSE | L | Annual | Rate | lb/MMBtu | 0.036238 | 0.036238 | 0.036238 | 0.036238 | 0.036238 | 0.036238 | 0
IL Fac. Spec. - NOX Rate Summer v3.1, Unit 522 and retrofits | 369 | 1797 | Rate Constraint in lbs/MMBtu | FALSE | L | Annual | Generation | TWh | 0.025758 | 0.0050671 | 0.025758 | 0.025758 | 0.025758 | 0.025758 | 0
IL Fac. Spec. - NOX Rate Summer v3.1, Unit 522 and retrofits | 369 | 1797 | Rate Constraint in lbs/MMBtu | FALSE | L | Annual | Qualifying Generation | TWh | 0.025758 | 0.0050671 | 0.025758 | 0.025758 | 0.025758 | 0.025758 | 0
IL Fac. Spec. - NOX Rate Summer v3.1, Unit 522 and retrofits | 369 | 1797 | Rate Constraint in lbs/MMBtu | FALSE | L | Annual | Rate | lb/MWh | 0.2065 | 0.2065 | 0.2065 | 0.2065 | 0.2065 | 0.2065 | 0
IL Fac. Spec. - NOX Rate Summer v3.1, Unit 522 and retrofits | 369 | 1797 | Rate Constraint in lbs/MMBtu | FALSE | L | Annual | Constraint Shadow Price | US$/Ton | 0 | 0 | 0 | 0 | 0 | 0 | 0
IL Fac. Spec. - NOX Rate Summer v3.1, Unit 523 and retrofits | 370 | 1797 | Rate Constraint in lbs/MMBtu | FALSE | L | Annual | Seasons Included | Seasons | Summer | Summer | Summer | Summer | Summer | Summer | Summer
IL Fac. Spec. - NOX Rate Summer v3.1, Unit 523 and retrofits | 370 | 1797 | Rate Constraint in lbs/MMBtu | FALSE | L | Annual | Standard | lb/MMBtu | 0.25 | 0.25 | 0.25 | 0.25 | 0.25 | 0.25 | 0.25
IL Fac. Spec. - NOX Rate Summer v3.1, Unit 523 and retrofits | 370 | 1797 | Rate Constraint in lbs/MMBtu | FALSE | L | Annual | Emissions at Affected Plants NOX | MTons | 0.010907 | 0.0021457 | 0.010907 | 0.010907 | 0.010907 | 0.010907 | 0
IL Fac. Spec. - NOX Rate Summer v3.1, Unit 523 and retrofits | 370 | 1797 | Rate Constraint in lbs/MMBtu | FALSE | L | Annual | Allowances Purchased NOX | MTons | 0 | 0 | 0 | 0 | 0 | 0 | 0
IL Fac. Spec. - NOX Rate Summer v3.1, Unit 523 and retrofits | 370 | 1797 | Rate Constraint in lbs/MMBtu | FALSE | L | Annual | Allowances Sold NOX | MTons | 0 | 0 | 0 | 0 | 0 | 0 | 0
IL Fac. Spec. - NOX Rate Summer v3.1, Unit 523 and retrofits | 370 | 1797 | Rate Constraint in lbs/MMBtu | FALSE | L | Annual | Allowances Banked | MTons | 0 | 0 | 0 | 0 | 0 | 0 | 0
IL Fac. Spec. - NOX Rate Summer v3.1, Unit 523 and retrofits | 370 | 1797 | Rate Constraint in lbs/MMBtu | FALSE | L | Annual | Allowances Withdrawn (1:1) | MTons | 0 | 0 | 0 | 0 | 0 | 0 | 0
IL Fac. Spec. - NOX Rate Summer v3.1, Unit 523 and retrofits | 370 | 1797 | Rate Constraint in lbs/MMBtu | FALSE | L | Annual | Allowances Withdrawn (n:1) | MTons | 0 | 0 | 0 | 0 | 0 | 0 | 0
IL Fac. Spec. - NOX Rate Summer v3.1, Unit 523 and retrofits | 370 | 1797 | Rate Constraint in lbs/MMBtu | FALSE | L | Annual | Net Emissions Allowance Position | MTons | 0.010907 | 0.0021457 | 0.010907 | 0.010907 | 0.010907 | 0.010907 | 0
IL Fac. Spec. - NOX Rate Summer v3.1, Unit 523 and retrofits | 370 | 1797 | Rate Constraint in lbs/MMBtu | FALSE | L | Annual | Fuel Consumed | TBtu | 0.58702 | 0.11548 | 0.58702 | 0.58702 | 0.58702 | 0.58702 | 0
IL Fac. Spec. - NOX Rate Summer v3.1, Unit 523 and retrofits | 370 | 1797 | Rate Constraint in lbs/MMBtu | FALSE | L | Annual | Rate | lb/MMBtu | 0.037162 | 0.037162 | 0.037162 | 0.037162 | 0.037162 | 0.037162 | 0
IL Fac. Spec. - NOX Rate Summer v3.1, Unit 523 and retrofits | 370 | 1797 | Rate Constraint in lbs/MMBtu | FALSE | L | Annual | Generation | TWh | 0.051515 | 0.010134 | 0.051515 | 0.051515 | 0.051515 | 0.051515 | 0
IL Fac. Spec. - NOX Rate Summer v3.1, Unit 523 and retrofits | 370 | 1797 | Rate Constraint in lbs/MMBtu | FALSE | L | Annual | Qualifying Generation | TWh | 0.051515 | 0.010134 | 0.051515 | 0.051515 | 0.051515 | 0.051515 | 0
IL Fac. Spec. - NOX Rate Summer v3.1, Unit 523 and retrofits | 370 | 1797 | Rate Constraint in lbs/MMBtu | FALSE | L | Annual | Rate | lb/MWh | 0.21173 | 0.21173 | 0.21173 | 0.21173 | 0.21173 | 0.21173 | 0
IL Fac. Spec. - NOX Rate Summer v3.1, Unit 523 and retrofits | 370 | 1797 | Rate Constraint in lbs/MMBtu | FALSE | L | Annual | Constraint Shadow Price | US$/Ton | 0 | 0 | 0 | 0 | 0 | 0 | 0
IL Fac. Spec. - NOX Rate Summer v3.1, Unit 524 and retrofits | 371 | 1797 | Rate Constraint in lbs/MMBtu | FALSE | L | Annual | Seasons Included | Seasons | Summer | Summer | Summer | Summer | Summer | Summer | Summer
IL Fac. Spec. - NOX Rate Summer v3.1, Unit 524 and retrofits | 371 | 1797 | Rate Constraint in lbs/MMBtu | FALSE | L | Annual | Standard | lb/MMBtu | 0.25 | 0.25 | 0.25 | 0.25 | 0.25 | 0.25 | 0.25
IL Fac. Spec. - NOX Rate Summer v3.1, Unit 524 and retrofits | 371 | 1797 | Rate Constraint in lbs/MMBtu | FALSE | L | Annual | Emissions at Affected Plants NOX | MTons | 0.0047286 | 0.00093022 | 0.0047286 | 0.0047286 | 0.0047286 | 0.0047286 | 0
IL Fac. Spec. - NOX Rate Summer v3.1, Unit 524 and retrofits | 371 | 1797 | Rate Constraint in lbs/MMBtu | FALSE | L | Annual | Allowances Purchased NOX | MTons | 0 | 0 | 0 | 0 | 0 | 0 | 0
IL Fac. Spec. - NOX Rate Summer v3.1, Unit 524 and retrofits | 371 | 1797 | Rate Constraint in lbs/MMBtu | FALSE | L | Annual | Allowances Sold NOX | MTons | 0 | 0 | 0 | 0 | 0 | 0 | 0
IL Fac. Spec. - NOX Rate Summer v3.1, Unit 524 and retrofits | 371 | 1797 | Rate Constraint in lbs/MMBtu | FALSE | L | Annual | Allowances Banked | MTons | 0 | 0 | 0 | 0 | 0 | 0 | 0
IL Fac. Spec. - NOX Rate Summer v3.1, Unit 524 and retrofits | 371 | 1797 | Rate Constraint in lbs/MMBtu | FALSE | L | Annual | Allowances Withdrawn (1:1) | MTons | 0 | 0 | 0 | 0 | 0 | 0 | 0
IL Fac. Spec. - NOX Rate Summer v3.1, Unit 524 and retrofits | 371 | 1797 | Rate Constraint in lbs/MMBtu | FALSE | L | Annual | Allowances Withdrawn (n:1) | MTons | 0 | 0 | 0 | 0 | 0 | 0 | 0
IL Fac. Spec. - NOX Rate Summer v3.1, Unit 524 and retrofits | 371 | 1797 | Rate Constraint in lbs/MMBtu | FALSE | L | Annual | Net Emissions Allowance Position | MTons | 0.0047286 | 0.00093022 | 0.0047286 | 0.0047286 | 0.0047286 | 0.0047286 | 0
IL Fac. Spec. - NOX Rate Summer v3.1, Unit 524 and retrofits | 371 | 1797 | Rate Constraint in lbs/MMBtu | FALSE | L | Annual | Fuel Consumed | TBtu | 0.29351 | 0.057739 | 0.29351 | 0.29351 | 0.29351 | 0.29351 | 0
IL Fac. Spec. - NOX Rate Summer v3.1, Unit 524 and retrofits | 371 | 1797 | Rate Constraint in lbs/MMBtu | FALSE | L | Annual | Rate | lb/MMBtu | 0.032221 | 0.032221 | 0.032221 | 0.032221 | 0.032221 | 0.032221 | 0
IL Fac. Spec. - NOX Rate Summer v3.1, Unit 524 and retrofits | 371 | 1797 | Rate Constraint in lbs/MMBtu | FALSE | L | Annual | Generation | TWh | 0.025758 | 0.0050671 | 0.025758 | 0.025758 | 0.025758 | 0.025758 | 0
IL Fac. Spec. - NOX Rate Summer v3.1, Unit 524 and retrofits | 371 | 1797 | Rate Constraint in lbs/MMBtu | FALSE | L | Annual | Qualifying Generation | TWh | 0.025758 | 0.0050671 | 0.025758 | 0.025758 | 0.025758 | 0.025758 | 0
IL Fac. Spec. - NOX Rate Summer v3.1, Unit 524 and retrofits | 371 | 1797 | Rate Constraint in lbs/MMBtu | FALSE | L | Annual | Rate | lb/MWh | 0.18358 | 0.18358 | 0.18358 | 0.18358 | 0.18358 | 0.18358 | 0
IL Fac. Spec. - NOX Rate Summer v3.1, Unit 524 and retrofits | 371 | 1797 | Rate Constraint in lbs/MMBtu | FALSE | L | Annual | Constraint Shadow Price | US$/Ton | 0 | 0 | 0 | 0 | 0 | 0 | 0
IL Fac. Spec. - NOX Rate Summer v3.1, Unit 525 and retrofits | 372 | 1797 | Rate Constraint in lbs/MMBtu | FALSE | L | Annual | Seasons Included | Seasons | Summer | Summer | Summer | Summer | Summer | Summer | Summer
IL Fac. Spec. - NOX Rate Summer v3.1, Unit 525 and retrofits | 372 | 1797 | Rate Constraint in lbs/MMBtu | FALSE | L | Annual | Standard | lb/MMBtu | 0.25 | 0.25 | 0.25 | 0.25 | 0.25 | 0.25 | 0.25
IL Fac. Spec. - NOX Rate Summer v3.1, Unit 525 and retrofits | 372 | 1797 | Rate Constraint in lbs/MMBtu | FALSE | L | Annual | Emissions at Affected Plants NOX | MTons | 0.00054614 | 0.00074405 | 0.00074405 | 0.00074405 | 0.00074405 | 0 | 0
IL Fac. Spec. - NOX Rate Summer v3.1, Unit 525 and retrofits | 372 | 1797 | Rate Constraint in lbs/MMBtu | FALSE | L | Annual | Allowances Purchased NOX | MTons | 0 | 0 | 0 | 0 | 0 | 0 | 0
IL Fac. Spec. - NOX Rate Summer v3.1, Unit 525 and retrofits | 372 | 1797 | Rate Constraint in lbs/MMBtu | FALSE | L | Annual | Allowances Sold NOX | MTons | 0 | 0 | 0 | 0 | 0 | 0 | 0
IL Fac. Spec. - NOX Rate Summer v3.1, Unit 525 and retrofits | 372 | 1797 | Rate Constraint in lbs/MMBtu | FALSE | L | Annual | Allowances Banked | MTons | 0 | 0 | 0 | 0 | 0 | 0 | 0
IL Fac. Spec. - NOX Rate Summer v3.1, Unit 525 and retrofits | 372 | 1797 | Rate Constraint in lbs/MMBtu | FALSE | L | Annual | Allowances Withdrawn (1:1) | MTons | 0 | 0 | 0 | 0 | 0 | 0 | 0
IL Fac. Spec. - NOX Rate Summer v3.1, Unit 525 and retrofits | 372 | 1797 | Rate Constraint in lbs/MMBtu | FALSE | L | Annual | Allowances Withdrawn (n:1) | MTons | 0 | 0 | 0 | 0 | 0 | 0 | 0
IL Fac. Spec. - NOX Rate Summer v3.1, Unit 525 and retrofits | 372 | 1797 | Rate Constraint in lbs/MMBtu | FALSE | L | Annual | Net Emissions Allowance Position | MTons | 0.00054614 | 0.00074405 | 0.00074405 | 0.00074405 | 0.00074405 | 0 | 0
IL Fac. Spec. - NOX Rate Summer v3.1, Unit 525 and retrofits | 372 | 1797 | Rate Constraint in lbs/MMBtu | FALSE | L | Annual | Fuel Consumed | TBtu | 0.013688 | 0.018647 | 0.018647 | 0.018647 | 0.018647 | 0 | 0
IL Fac. Spec. - NOX Rate Summer v3.1, Unit 525 and retrofits | 372 | 1797 | Rate Constraint in lbs/MMBtu | FALSE | L | Annual | Rate | lb/MMBtu | 0.079802 | 0.079802 | 0.079802 | 0.079802 | 0.079802 | 0 | 0
IL Fac. Spec. - NOX Rate Summer v3.1, Unit 525 and retrofits | 372 | 1797 | Rate Constraint in lbs/MMBtu | FALSE | L | Annual | Generation | TWh | 0.0010698 | 0.0014575 | 0.0014575 | 0.0014575 | 0.0014575 | 0 | 0
IL Fac. Spec. - NOX Rate Summer v3.1, Unit 525 and retrofits | 372 | 1797 | Rate Constraint in lbs/MMBtu | FALSE | L | Annual | Qualifying Generation | TWh | 0.0010698 | 0.0014575 | 0.0014575 | 0.0014575 | 0.0014575 | 0 | 0
IL Fac. Spec. - NOX Rate Summer v3.1, Unit 525 and retrofits | 372 | 1797 | Rate Constraint in lbs/MMBtu | FALSE | L | Annual | Rate | lb/MWh | 0.51049 | 0.51049 | 0.51049 | 0.51049 | 0.51049 | 0 | 0
IL Fac. Spec. - NOX Rate Summer v3.1, Unit 525 and retrofits | 372 | 1797 | Rate Constraint in lbs/MMBtu | FALSE | L | Annual | Constraint Shadow Price | US$/Ton | 0 | 0 | 0 | 0 | 0 | 0 | 0
IL Fac. Spec. - NOX Rate Summer v3.1, Unit 526 and retrofits | 373 | 1797 | Rate Constraint in lbs/MMBtu | FALSE | L | Annual | Seasons Included | Seasons | Summer | Summer | Summer | Summer | Summer | Summer | Summer
IL Fac. Spec. - NOX Rate Summer v3.1, Unit 526 and retrofits | 373 | 1797 | Rate Constraint in lbs/MMBtu | FALSE | L | Annual | Standard | lb/MMBtu | 0.25 | 0.25 | 0.25 | 0.25 | 0.25 | 0.25 | 0.25
IL Fac. Spec. - NOX Rate Summer v3.1, Unit 526 and retrofits | 373 | 1797 | Rate Constraint in lbs/MMBtu | FALSE | L | Annual | Emissions at Affected Plants NOX | MTons | 0.0030228 | 0.0030228 | 0.0030228 | 0.0030228 | 0.0090849 | 0.0030228 | 0.0030228
IL Fac. Spec. - NOX Rate Summer v3.1, Unit 526 and retrofits | 373 | 1797 | Rate Constraint in lbs/MMBtu | FALSE | L | Annual | Allowances Purchased NOX | MTons | 0 | 0 | 0 | 0 | 0 | 0 | 0
IL Fac. Spec. - NOX Rate Summer v3.1, Unit 526 and retrofits | 373 | 1797 | Rate Constraint in lbs/MMBtu | FALSE | L | Annual | Allowances Sold NOX | MTons | 0 | 0 | 0 | 0 | 0 | 0 | 0
IL Fac. Spec. - NOX Rate Summer v3.1, Unit 526 and retrofits | 373 | 1797 | Rate Constraint in lbs/MMBtu | FALSE | L | Annual | Allowances Banked | MTons | 0 | 0 | 0 | 0 | 0 | 0 | 0
IL Fac. Spec. - NOX Rate Summer v3.1, Unit 526 and retrofits | 373 | 1797 | Rate Constraint in lbs/MMBtu | FALSE | L | Annual | Allowances Withdrawn (1:1) | MTons | 0 | 0 | 0 | 0 | 0 | 0 | 0
IL Fac. Spec. - NOX Rate Summer v3.1, Unit 526 and retrofits | 373 | 1797 | Rate Constraint in lbs/MMBtu | FALSE | L | Annual | Allowances Withdrawn (n:1) | MTons | 0 | 0 | 0 | 0 | 0 | 0 | 0
IL Fac. Spec. - NOX Rate Summer v3.1, Unit 526 and retrofits | 373 | 1797 | Rate Constraint in lbs/MMBtu | FALSE | L | Annual | Net Emissions Allowance Position | MTons | 0.0030228 | 0.0030228 | 0.0030228 | 0.0030228 | 0.0090849 | 0.0030228 | 0.0030228
IL Fac. Spec. - NOX Rate Summer v3.1, Unit 526 and retrofits | 373 | 1797 | Rate Constraint in lbs/MMBtu | FALSE | L | Annual | Fuel Consumed | TBtu | 0.07961 | 0.07961 | 0.07961 | 0.07961 | 0.23927 | 0.07961 | 0.07961
IL Fac. Spec. - NOX Rate Summer v3.1, Unit 526 and retrofits | 373 | 1797 | Rate Constraint in lbs/MMBtu | FALSE | L | Annual | Rate | lb/MMBtu | 0.07594 | 0.07594 | 0.07594 | 0.07594 | 0.07594 | 0.07594 | 0.07594
IL Fac. Spec. - NOX Rate Summer v3.1, Unit 526 and retrofits | 373 | 1797 | Rate Constraint in lbs/MMBtu | FALSE | L | Annual | Generation | TWh | 0.007409 | 0.007409 | 0.007409 | 0.007409 | 0.022268 | 0.007409 | 0.007409
IL Fac. Spec. - NOX Rate Summer v3.1, Unit 526 and retrofits | 373 | 1797 | Rate Constraint in lbs/MMBtu | FALSE | L | Annual | Qualifying Generation | TWh | 0.007409 | 0.007409 | 0.007409 | 0.007409 | 0.022268 | 0.007409 | 0.007409
IL Fac. Spec. - NOX Rate Summer v3.1, Unit 526 and retrofits | 373 | 1797 | Rate Constraint in lbs/MMBtu | FALSE | L | Annual | Rate | lb/MWh | 0.40799 | 0.40799 | 0.40799 | 0.40799 | 0.40799 | 0.40799 | 0.40799
IL Fac. Spec. - NOX Rate Summer v3.1, Unit 526 and retrofits | 373 | 1797 | Rate Constraint in lbs/MMBtu | FALSE | L | Annual | Constraint Shadow Price | US$/Ton | 0 | 0 | 0 | 0 | 0 | 0 | 0
IL Fac. Spec. - NOX Rate Summer v3.1, Unit 527 and retrofits | 374 | 1797 | Rate Constraint in lbs/MMBtu | FALSE | L | Annual | Seasons Included | Seasons | Summer | Summer | Summer | Summer | Summer | Summer | Summer
IL Fac. Spec. - NOX Rate Summer v3.1, Unit 527 and retrofits | 374 | 1797 | Rate Constraint in lbs/MMBtu | FALSE | L | Annual | Standard | lb/MMBtu | 0.25 | 0.25 | 0.25 | 0.25 | 0.25 | 0.25 | 0.25
IL Fac. Spec. - NOX Rate Summer v3.1, Unit 527 and retrofits | 374 | 1797 | Rate Constraint in lbs/MMBtu | FALSE | L | Annual | Emissions at Affected Plants NOX | MTons | 0.0032172 | 0.0032172 | 0.0032172 | 0.0032172 | 0.0096691 | 0.0032172 | 0.0032172
IL Fac. Spec. - NOX Rate Summer v3.1, Unit 527 and retrofits | 374 | 1797 | Rate Constraint in lbs/MMBtu | FALSE | L | Annual | Allowances Purchased NOX | MTons | 0 | 0 | 0 | 0 | 0 | 0 | 0
IL Fac. Spec. - NOX Rate Summer v3.1, Unit 527 and retrofits | 374 | 1797 | Rate Constraint in lbs/MMBtu | FALSE | L | Annual | Allowances Sold NOX | MTons | 0 | 0 | 0 | 0 | 0 | 0 | 0
IL Fac. Spec. - NOX Rate Summer v3.1, Unit 527 and retrofits | 374 | 1797 | Rate Constraint in lbs/MMBtu | FALSE | L | Annual | Allowances Banked | MTons | 0 | 0 | 0 | 0 | 0 | 0 | 0
IL Fac. Spec. - NOX Rate Summer v3.1, Unit 527 and retrofits | 374 | 1797 | Rate Constraint in lbs/MMBtu | FALSE | L | Annual | Allowances Withdrawn (1:1) | MTons | 0 | 0 | 0 | 0 | 0 | 0 | 0
IL Fac. Spec. - NOX Rate Summer v3.1, Unit 527 and retrofits | 374 | 1797 | Rate Constraint in lbs/MMBtu | FALSE | L | Annual | Allowances Withdrawn (n:1) | MTons | 0 | 0 | 0 | 0 | 0 | 0 | 0
IL Fac. Spec. - NOX Rate Summer v3.1, Unit 527 and retrofits | 374 | 1797 | Rate Constraint in lbs/MMBtu | FALSE | L | Annual | Net Emissions Allowance Position | MTons | 0.0032172 | 0.0032172 | 0.0032172 | 0.0032172 | 0.0096691 | 0.0032172 | 0.0032172
IL Fac. Spec. - NOX Rate Summer v3.1, Unit 527 and retrofits | 374 | 1797 | Rate Constraint in lbs/MMBtu | FALSE | L | Annual | Fuel Consumed | TBtu | 0.07961 | 0.07961 | 0.07961 | 0.07961 | 0.23927 | 0.07961 | 0.07961
IL Fac. Spec. - NOX Rate Summer v3.1, Unit 527 and retrofits | 374 | 1797 | Rate Constraint in lbs/MMBtu | FALSE | L | Annual | Rate | lb/MMBtu | 0.080824 | 0.080824 | 0.080824 | 0.080824 | 0.080824 | 0.080824 | 0.080824
IL Fac. Spec. - NOX Rate Summer v3.1, Unit 527 and retrofits | 374 | 1797 | Rate Constraint in lbs/MMBtu | FALSE | L | Annual | Generation | TWh | 0.007409 | 0.007409 | 0.007409 | 0.007409 | 0.022268 | 0.007409 | 0.007409
IL Fac. Spec. - NOX Rate Summer v3.1, Unit 527 and retrofits | 374 | 1797 | Rate Constraint in lbs/MMBtu | FALSE | L | Annual | Qualifying Generation | TWh | 0.007409 | 0.007409 | 0.007409 | 0.007409 | 0.022268 | 0.007409 | 0.007409
IL Fac. Spec. - NOX Rate Summer v3.1, Unit 527 and retrofits | 374 | 1797 | Rate Constraint in lbs/MMBtu | FALSE | L | Annual | Rate | lb/MWh | 0.43422 | 0.43422 | 0.43422 | 0.43422 | 0.43422 | 0.43422 | 0.43422
IL Fac. Spec. - NOX Rate Summer v3.1, Unit 527 and retrofits | 374 | 1797 | Rate Constraint in lbs/MMBtu | FALSE | L | Annual | Constraint Shadow Price | US$/Ton | 0 | 0 | 0 | 0 | 0 | 0 | 0
IL Fac. Spec. - NOX Rate Summer v3.1, Unit 528 and retrofits | 375 | 1797 | Rate Constraint in lbs/MMBtu | FALSE | L | Annual | Seasons Included | Seasons | Summer | Summer | Summer | Summer | Summer | Summer | Summer
IL Fac. Spec. - NOX Rate Summer v3.1, Unit 528 and retrofits | 375 | 1797 | Rate Constraint in lbs/MMBtu | FALSE | L | Annual | Standard | lb/MMBtu | 0.25 | 0.25 | 0.25 | 0.25 | 0.25 | 0.25 | 0.25
IL Fac. Spec. - NOX Rate Summer v3.1, Unit 528 and retrofits | 375 | 1797 | Rate Constraint in lbs/MMBtu | FALSE | L | Annual | Emissions at Affected Plants NOX | MTons | 0.00323 | 0.00323 | 0.00323 | 0.00323 | 0.0097078 | 0.00323 | 0.00323
IL Fac. Spec. - NOX Rate Summer v3.1, Unit 528 and retrofits | 375 | 1797 | Rate Constraint in lbs/MMBtu | FALSE | L | Annual | Allowances Purchased NOX | MTons | 0 | 0 | 0 | 0 | 0 | 0 | 0
IL Fac. Spec. - NOX Rate Summer v3.1, Unit 528 and retrofits | 375 | 1797 | Rate Constraint in lbs/MMBtu | FALSE | L | Annual | Allowances Sold NOX | MTons | 0 | 0 | 0 | 0 | 0 | 0 | 0
IL Fac. Spec. - NOX Rate Summer v3.1, Unit 528 and retrofits | 375 | 1797 | Rate Constraint in lbs/MMBtu | FALSE | L | Annual | Allowances Banked | MTons | 0 | 0 | 0 | 0 | 0 | 0 | 0
IL Fac. Spec. - NOX Rate Summer v3.1, Unit 528 and retrofits | 375 | 1797 | Rate Constraint in lbs/MMBtu | FALSE | L | Annual | Allowances Withdrawn (1:1) | MTons | 0 | 0 | 0 | 0 | 0 | 0 | 0
IL Fac. Spec. - NOX Rate Summer v3.1, Unit 528 and retrofits | 375 | 1797 | Rate Constraint in lbs/MMBtu | FALSE | L | Annual | Allowances Withdrawn (n:1) | MTons | 0 | 0 | 0 | 0 | 0 | 0 | 0
IL Fac. Spec. - NOX Rate Summer v3.1, Unit 528 and retrofits | 375 | 1797 | Rate Constraint in lbs/MMBtu | FALSE | L | Annual | Net Emissions Allowance Position | MTons | 0.00323 | 0.00323 | 0.00323 | 0.00323 | 0.0097078 | 0.00323 | 0.00323
IL Fac. Spec. - NOX Rate Summer v3.1, Unit 528 and retrofits | 375 | 1797 | Rate Constraint in lbs/MMBtu | FALSE | L | Annual | Fuel Consumed | TBtu | 0.07961 | 0.07961 | 0.07961 | 0.07961 | 0.23927 | 0.07961 | 0.07961
IL Fac. Spec. - NOX Rate Summer v3.1, Unit 528 and retrofits | 375 | 1797 | Rate Constraint in lbs/MMBtu | FALSE | L | Annual | Rate | lb/MMBtu | 0.081147 | 0.081147 | 0.081147 | 0.081147 | 0.081147 | 0.081147 | 0.081147
IL Fac. Spec. - NOX Rate Summer v3.1, Unit 528 and retrofits | 375 | 1797 | Rate Constraint in lbs/MMBtu | FALSE | L | Annual | Generation | TWh | 0.007409 | 0.007409 | 0.007409 | 0.007409 | 0.022268 | 0.007409 | 0.007409
IL Fac. Spec. - NOX Rate Summer v3.1, Unit 528 and retrofits | 375 | 1797 | Rate Constraint in lbs/MMBtu | FALSE | L | Annual | Qualifying Generation | TWh | 0.007409 | 0.007409 | 0.007409 | 0.007409 | 0.022268 | 0.007409 | 0.007409
IL Fac. Spec. - NOX Rate Summer v3.1, Unit 528 and retrofits | 375 | 1797 | Rate Constraint in lbs/MMBtu | FALSE | L | Annual | Rate | lb/MWh | 0.43596 | 0.43596 | 0.43596 | 0.43596 | 0.43596 | 0.43596 | 0.43596
IL Fac. Spec. - NOX Rate Summer v3.1, Unit 528 and retrofits | 375 | 1797 | Rate Constraint in lbs/MMBtu | FALSE | L | Annual | Constraint Shadow Price | US$/Ton | 0 | 0 | 0 | 0 | 0 | 0 | 0
IL Fac. Spec. - NOX Rate Summer v3.1, Unit 529 and retrofits | 376 | 1797 | Rate Constraint in lbs/MMBtu | FALSE | L | Annual | Seasons Included | Seasons | Summer | Summer | Summer | Summer | Summer | Summer | Summer
IL Fac. Spec. - NOX Rate Summer v3.1, Unit 529 and retrofits | 376 | 1797 | Rate Constraint in lbs/MMBtu | FALSE | L | Annual | Standard | lb/MMBtu | 0.25 | 0.25 | 0.25 | 0.25 | 0.25 | 0.25 | 0.25
IL Fac. Spec. - NOX Rate Summer v3.1, Unit 529 and retrofits | 376 | 1797 | Rate Constraint in lbs/MMBtu | FALSE | L | Annual | Emissions at Affected Plants NOX | MTons | 0.0032403 | 0.0032403 | 0.0032403 | 0.0032403 | 0.0097386 | 0.0032403 | 0.0032403
IL Fac. Spec. - NOX Rate Summer v3.1, Unit 529 and retrofits | 376 | 1797 | Rate Constraint in lbs/MMBtu | FALSE | L | Annual | Allowances Purchased NOX | MTons | 0 | 0 | 0 | 0 | 0 | 0 | 0
IL Fac. Spec. - NOX Rate Summer v3.1, Unit 529 and retrofits | 376 | 1797 | Rate Constraint in lbs/MMBtu | FALSE | L | Annual | Allowances Sold NOX | MTons | 0 | 0 | 0 | 0 | 0 | 0 | 0
IL Fac. Spec. - NOX Rate Summer v3.1, Unit 529 and retrofits | 376 | 1797 | Rate Constraint in lbs/MMBtu | FALSE | L | Annual | Allowances Banked | MTons | 0 | 0 | 0 | 0 | 0 | 0 | 0
IL Fac. Spec. - NOX Rate Summer v3.1, Unit 529 and retrofits | 376 | 1797 | Rate Constraint in lbs/MMBtu | FALSE | L | Annual | Allowances Withdrawn (1:1) | MTons | 0 | 0 | 0 | 0 | 0 | 0 | 0
IL Fac. Spec. - NOX Rate Summer v3.1, Unit 529 and retrofits | 376 | 1797 | Rate Constraint in lbs/MMBtu | FALSE | L | Annual | Allowances Withdrawn (n:1) | MTons | 0 | 0 | 0 | 0 | 0 | 0 | 0
IL Fac. Spec. - NOX Rate Summer v3.1, Unit 529 and retrofits | 376 | 1797 | Rate Constraint in lbs/MMBtu | FALSE | L | Annual | Net Emissions Allowance Position | MTons | 0.0032403 | 0.0032403 | 0.0032403 | 0.0032403 | 0.0097386 | 0.0032403 | 0.0032403
IL Fac. Spec. - NOX Rate Summer v3.1, Unit 529 and retrofits | 376 | 1797 | Rate Constraint in lbs/MMBtu | FALSE | L | Annual | Fuel Consumed | TBtu | 0.07961 | 0.07961 | 0.07961 | 0.07961 | 0.23927 | 0.07961 | 0.07961
IL Fac. Spec. - NOX Rate Summer v3.1, Unit 529 and retrofits | 376 | 1797 | Rate Constraint in lbs/MMBtu | FALSE | L | Annual | Rate | lb/MMBtu | 0.081404 | 0.081404 | 0.081404 | 0.081404 | 0.081404 | 0.081404 | 0.081404
IL Fac. Spec. - NOX Rate Summer v3.1, Unit 529 and retrofits | 376 | 1797 | Rate Constraint in lbs/MMBtu | FALSE | L | Annual | Generation | TWh | 0.007409 | 0.007409 | 0.007409 | 0.007409 | 0.022268 | 0.007409 | 0.007409
IL Fac. Spec. - NOX Rate Summer v3.1, Unit 529 and retrofits | 376 | 1797 | Rate Constraint in lbs/MMBtu | FALSE | L | Annual | Qualifying Generation | TWh | 0.007409 | 0.007409 | 0.007409 | 0.007409 | 0.022268 | 0.007409 | 0.007409
IL Fac. Spec. - NOX Rate Summer v3.1, Unit 529 and retrofits | 376 | 1797 | Rate Constraint in lbs/MMBtu | FALSE | L | Annual | Rate | lb/MWh | 0.43734 | 0.43734 | 0.43734 | 0.43734 | 0.43734 | 0.43734 | 0.43734
IL Fac. Spec. - NOX Rate Summer v3.1, Unit 529 and retrofits | 376 | 1797 | Rate Constraint in lbs/MMBtu | FALSE | L | Annual | Constraint Shadow Price | US$/Ton | 0 | 0 | 0 | 0 | 0 | 0 | 0
IL Fac. Spec. - NOX Rate Summer v3.1, Unit 533 and retrofits | 377 | 1797 | Rate Constraint in lbs/MMBtu | FALSE | L | Annual | Seasons Included | Seasons | Summer | Summer | Summer | Summer | Summer | Summer | Summer
IL Fac. Spec. - NOX Rate Summer v3.1, Unit 533 and retrofits | 377 | 1797 | Rate Constraint in lbs/MMBtu | FALSE | L | Annual | Standard | lb/MMBtu | 0.25 | 0.25 | 0.25 | 0.25 | 0.25 | 0.25 | 0.25
IL Fac. Spec. - NOX Rate Summer v3.1, Unit 533 and retrofits | 377 | 1797 | Rate Constraint in lbs/MMBtu | FALSE | L | Annual | Emissions at Affected Plants NOX | MTons | 0.0011768 | 0.0011768 | 0.0011768 | 0.0011768 | 0.0011768 | 0 | 0
IL Fac. Spec. - NOX Rate Summer v3.1, Unit 533 and retrofits | 377 | 1797 | Rate Constraint in lbs/MMBtu | FALSE | L | Annual | Allowances Purchased NOX | MTons | 0 | 0 | 0 | 0 | 0 | 0 | 0
IL Fac. Spec. - NOX Rate Summer v3.1, Unit 533 and retrofits | 377 | 1797 | Rate Constraint in lbs/MMBtu | FALSE | L | Annual | Allowances Sold NOX | MTons | 0 | 0 | 0 | 0 | 0 | 0 | 0
IL Fac. Spec. - NOX Rate Summer v3.1, Unit 533 and retrofits | 377 | 1797 | Rate Constraint in lbs/MMBtu | FALSE | L | Annual | Allowances Banked | MTons | 0 | 0 | 0 | 0 | 0 | 0 | 0
IL Fac. Spec. - NOX Rate Summer v3.1, Unit 533 and retrofits | 377 | 1797 | Rate Constraint in lbs/MMBtu | FALSE | L | Annual | Allowances Withdrawn (1:1) | MTons | 0 | 0 | 0 | 0 | 0 | 0 | 0
IL Fac. Spec. - NOX Rate Summer v3.1, Unit 533 and retrofits | 377 | 1797 | Rate Constraint in lbs/MMBtu | FALSE | L | Annual | Allowances Withdrawn (n:1) | MTons | 0 | 0 | 0 | 0 | 0 | 0 | 0
IL Fac. Spec. - NOX Rate Summer v3.1, Unit 533 and retrofits | 377 | 1797 | Rate Constraint in lbs/MMBtu | FALSE | L | Annual | Net Emissions Allowance Position | MTons | 0.0011768 | 0.0011768 | 0.0011768 | 0.0011768 | 0.0011768 | 0 | 0
IL Fac. Spec. - NOX Rate Summer v3.1, Unit 533 and retrofits | 377 | 1797 | Rate Constraint in lbs/MMBtu | FALSE | L | Annual | Fuel Consumed | TBtu | 0.043992 | 0.043992 | 0.043992 | 0.043992 | 0.043992 | 0 | 0
IL Fac. Spec. - NOX Rate Summer v3.1, Unit 533 and retrofits | 377 | 1797 | Rate Constraint in lbs/MMBtu | FALSE | L | Annual | Rate | lb/MMBtu | 0.053503 | 0.053503 | 0.053503 | 0.053503 | 0.053503 | 0 | 0
IL Fac. Spec. - NOX Rate Summer v3.1, Unit 533 and retrofits | 377 | 1797 | Rate Constraint in lbs/MMBtu | FALSE | L | Annual | Generation | TWh | 0.0035003 | 0.0035003 | 0.0035003 | 0.0035003 | 0.0035003 | 0 | 0
IL Fac. Spec. - NOX Rate Summer v3.1, Unit 533 and retrofits | 377 | 1797 | Rate Constraint in lbs/MMBtu | FALSE | L | Annual | Qualifying Generation | TWh | 0.0035003 | 0.0035003 | 0.0035003 | 0.0035003 | 0.0035003 | 0 | 0
IL Fac. Spec. - NOX Rate Summer v3.1, Unit 533 and retrofits | 377 | 1797 | Rate Constraint in lbs/MMBtu | FALSE | L | Annual | Rate | lb/MWh | 0.33621 | 0.33621 | 0.33621 | 0.33621 | 0.33621 | 0 | 0
IL Fac. Spec. - NOX Rate Summer v3.1, Unit 533 and retrofits | 377 | 1797 | Rate Constraint in lbs/MMBtu | FALSE | L | Annual | Constraint Shadow Price | US$/Ton | 0 | 0 | 0 | 0 | 0 | 0 | 0
IL Fac. Spec. - NOX Rate Summer v3.1, Unit 534 and retrofits | 378 | 1797 | Rate Constraint in lbs/MMBtu | FALSE | L | Annual | Seasons Included | Seasons | Summer | Summer | Summer | Summer | Summer | Summer | Summer
IL Fac. Spec. - NOX Rate Summer v3.1, Unit 534 and retrofits | 378 | 1797 | Rate Constraint in lbs/MMBtu | FALSE | L | Annual | Standard | lb/MMBtu | 0.25 | 0.25 | 0.25 | 0.25 | 0.25 | 0.25 | 0.25
IL Fac. Spec. - NOX Rate Summer v3.1, Unit 534 and retrofits | 378 | 1797 | Rate Constraint in lbs/MMBtu | FALSE | L | Annual | Emissions at Affected Plants NOX | MTons | 0.0023017 | 0.0023017 | 0.0023017 | 0.0023017 | 0.0023017 | 0 | 0
IL Fac. Spec. - NOX Rate Summer v3.1, Unit 534 and retrofits | 378 | 1797 | Rate Constraint in lbs/MMBtu | FALSE | L | Annual | Allowances Purchased NOX | MTons | 0 | 0 | 0 | 0 | 0 | 0 | 0
IL Fac. Spec. - NOX Rate Summer v3.1, Unit 534 and retrofits | 378 | 1797 | Rate Constraint in lbs/MMBtu | FALSE | L | Annual | Allowances Sold NOX | MTons | 0 | 0 | 0 | 0 | 0 | 0 | 0
IL Fac. Spec. - NOX Rate Summer v3.1, Unit 534 and retrofits | 378 | 1797 | Rate Constraint in lbs/MMBtu | FALSE | L | Annual | Allowances Banked | MTons | 0 | 0 | 0 | 0 | 0 | 0 | 0
IL Fac. Spec. - NOX Rate Summer v3.1, Unit 534 and retrofits | 378 | 1797 | Rate Constraint in lbs/MMBtu | FALSE | L | Annual | Allowances Withdrawn (1:1) | MTons | 0 | 0 | 0 | 0 | 0 | 0 | 0
IL Fac. Spec. - NOX Rate Summer v3.1, Unit 534 and retrofits | 378 | 1797 | Rate Constraint in lbs/MMBtu | FALSE | L | Annual | Allowances Withdrawn (n:1) | MTons | 0 | 0 | 0 | 0 | 0 | 0 | 0
IL Fac. Spec. - NOX Rate Summer v3.1, Unit 534 and retrofits | 378 | 1797 | Rate Constraint in lbs/MMBtu | FALSE | L | Annual | Net Emissions Allowance Position | MTons | 0.0023017 | 0.0023017 | 0.0023017 | 0.0023017 | 0.0023017 | 0 | 0
IL Fac. Spec. - NOX Rate Summer v3.1, Unit 534 and retrofits | 378 | 1797 | Rate Constraint in lbs/MMBtu | FALSE | L | Annual | Fuel Consumed | TBtu | 0.043992 | 0.043992 | 0.043992 | 0.043992 | 0.043992 | 0 | 0
IL Fac. Spec. - NOX Rate Summer v3.1, Unit 534 and retrofits | 378 | 1797 | Rate Constraint in lbs/MMBtu | FALSE | L | Annual | Rate | lb/MMBtu | 0.10464 | 0.10464 | 0.10464 | 0.10464 | 0.10464 | 0 | 0
IL Fac. Spec. - NOX Rate Summer v3.1, Unit 534 and retrofits | 378 | 1797 | Rate Constraint in lbs/MMBtu | FALSE | L | Annual | Generation | TWh | 0.0035003 | 0.0035003 | 0.0035003 | 0.0035003 | 0.0035003 | 0 | 0
IL Fac. Spec. - NOX Rate Summer v3.1, Unit 534 and retrofits | 378 | 1797 | Rate Constraint in lbs/MMBtu | FALSE | L | Annual | Qualifying Generation | TWh | 0.0035003 | 0.0035003 | 0.0035003 | 0.0035003 | 0.0035003 | 0 | 0
IL Fac. Spec. - NOX Rate Summer v3.1, Unit 534 and retrofits | 378 | 1797 | Rate Constraint in lbs/MMBtu | FALSE | L | Annual | Rate | lb/MWh | 0.65757 | 0.65757 | 0.65757 | 0.65757 | 0.65757 | 0 | 0
IL Fac. Spec. - NOX Rate Summer v3.1, Unit 534 and retrofits | 378 | 1797 | Rate Constraint in lbs/MMBtu | FALSE | L | Annual | Constraint Shadow Price | US$/Ton | 0 | 0 | 0 | 0 | 0 | 0 | 0
IL Fac. Spec. - NOX Rate Summer v3.1, Unit 535 and retrofits | 379 | 1797 | Rate Constraint in lbs/MMBtu | FALSE | L | Annual | Seasons Included | Seasons | Summer | Summer | Summer | Summer | Summer | Summer | Summer
IL Fac. Spec. - NOX Rate Summer v3.1, Unit 535 and retrofits | 379 | 1797 | Rate Constraint in lbs/MMBtu | FALSE | L | Annual | Standard | lb/MMBtu | 0.25 | 0.25 | 0.25 | 0.25 | 0.25 | 0.25 | 0.25
IL Fac. Spec. - NOX Rate Summer v3.1, Unit 535 and retrofits | 379 | 1797 | Rate Constraint in lbs/MMBtu | FALSE | L | Annual | Emissions at Affected Plants NOX | MTons | 0.0016644 | 0.0016644 | 0.0016644 | 0.0016644 | 0.0016644 | 0 | 0
IL Fac. Spec. - NOX Rate Summer v3.1, Unit 535 and retrofits | 379 | 1797 | Rate Constraint in lbs/MMBtu | FALSE | L | Annual | Allowances Purchased NOX | MTons | 0 | 0 | 0 | 0 | 0 | 0 | 0
IL Fac. Spec. - NOX Rate Summer v3.1, Unit 535 and retrofits | 379 | 1797 | Rate Constraint in lbs/MMBtu | FALSE | L | Annual | Allowances Sold NOX | MTons | 0 | 0 | 0 | 0 | 0 | 0 | 0
IL Fac. Spec. - NOX Rate Summer v3.1, Unit 535 and retrofits | 379 | 1797 | Rate Constraint in lbs/MMBtu | FALSE | L | Annual | Allowances Banked | MTons | 0 | 0 | 0 | 0 | 0 | 0 | 0
IL Fac. Spec. - NOX Rate Summer v3.1, Unit 535 and retrofits | 379 | 1797 | Rate Constraint in lbs/MMBtu | FALSE | L | Annual | Allowances Withdrawn (1:1) | MTons | 0 | 0 | 0 | 0 | 0 | 0 | 0
IL Fac. Spec. - NOX Rate Summer v3.1, Unit 535 and retrofits | 379 | 1797 | Rate Constraint in lbs/MMBtu | FALSE | L | Annual | Allowances Withdrawn (n:1) | MTons | 0 | 0 | 0 | 0 | 0 | 0 | 0
IL Fac. Spec. - NOX Rate Summer v3.1, Unit 535 and retrofits | 379 | 1797 | Rate Constraint in lbs/MMBtu | FALSE | L | Annual | Net Emissions Allowance Position | MTons | 0.0016644 | 0.0016644 | 0.0016644 | 0.0016644 | 0.0016644 | 0 | 0
IL Fac. Spec. - NOX Rate Summer v3.1, Unit 535 and retrofits | 379 | 1797 | Rate Constraint in lbs/MMBtu | FALSE | L | Annual | Fuel Consumed | TBtu | 0.043992 | 0.043992 | 0.043992 | 0.043992 | 0.043992 | 0 | 0
IL Fac. Spec. - NOX Rate Summer v3.1, Unit 535 and retrofits | 379 | 1797 | Rate Constraint in lbs/MMBtu | FALSE | L | Annual | Rate | lb/MMBtu | 0.075669 | 0.075669 | 0.075669 | 0.075669 | 0.075669 | 0 | 0
IL Fac. Spec. - NOX Rate Summer v3.1, Unit 535 and retrofits | 379 | 1797 | Rate Constraint in lbs/MMBtu | FALSE | L | Annual | Generation | TWh | 0.0035003 | 0.0035003 | 0.0035003 | 0.0035003 | 0.0035003 | 0 | 0
IL Fac. Spec. - NOX Rate Summer v3.1, Unit 535 and retrofits | 379 | 1797 | Rate Constraint in lbs/MMBtu | FALSE | L | Annual | Qualifying Generation | TWh | 0.0035003 | 0.0035003 | 0.0035003 | 0.0035003 | 0.0035003 | 0 | 0
IL Fac. Spec. - NOX Rate Summer v3.1, Unit 535 and retrofits | 379 | 1797 | Rate Constraint in lbs/MMBtu | FALSE | L | Annual | Rate | lb/MWh | 0.47551 | 0.47551 | 0.47551 | 0.47551 | 0.47551 | 0 | 0
IL Fac. Spec. - NOX Rate Summer v3.1, Unit 535 and retrofits | 379 | 1797 | Rate Constraint in lbs/MMBtu | FALSE | L | Annual | Constraint Shadow Price | US$/Ton | 0 | 0 | 0 | 0 | 0 | 0 | 0
IL Fac. Spec. - NOX Rate Summer v3.1, Unit 536 and retrofits | 380 | 1797 | Rate Constraint in lbs/MMBtu | FALSE | L | Annual | Seasons Included | Seasons | Summer | Summer | Summer | Summer | Summer | Summer | Summer
IL Fac. Spec. - NOX Rate Summer v3.1, Unit 536 and retrofits | 380 | 1797 | Rate Constraint in lbs/MMBtu | FALSE | L | Annual | Standard | lb/MMBtu | 0.25 | 0.25 | 0.25 | 0.25 | 0.25 | 0.25 | 0.25
IL Fac. Spec. - NOX Rate Summer v3.1, Unit 536 and retrofits | 380 | 1797 | Rate Constraint in lbs/MMBtu | FALSE | L | Annual | Emissions at Affected Plants NOX | MTons | 0.0011713 | 0.0011713 | 0.0011713 | 0.0011713 | 0.0011713 | 0 | 0
IL Fac. Spec. - NOX Rate Summer v3.1, Unit 536 and retrofits | 380 | 1797 | Rate Constraint in lbs/MMBtu | FALSE | L | Annual | Allowances Purchased NOX | MTons | 0 | 0 | 0 | 0 | 0 | 0 | 0
IL Fac. Spec. - NOX Rate Summer v3.1, Unit 536 and retrofits | 380 | 1797 | Rate Constraint in lbs/MMBtu | FALSE | L | Annual | Allowances Sold NOX | MTons | 0 | 0 | 0 | 0 | 0 | 0 | 0
IL Fac. Spec. - NOX Rate Summer v3.1, Unit 536 and retrofits | 380 | 1797 | Rate Constraint in lbs/MMBtu | FALSE | L | Annual | Allowances Banked | MTons | 0 | 0 | 0 | 0 | 0 | 0 | 0
IL Fac. Spec. - NOX Rate Summer v3.1, Unit 536 and retrofits | 380 | 1797 | Rate Constraint in lbs/MMBtu | FALSE | L | Annual | Allowances Withdrawn (1:1) | MTons | 0 | 0 | 0 | 0 | 0 | 0 | 0
IL Fac. Spec. - NOX Rate Summer v3.1, Unit 536 and retrofits | 380 | 1797 | Rate Constraint in lbs/MMBtu | FALSE | L | Annual | Allowances Withdrawn (n:1) | MTons | 0 | 0 | 0 | 0 | 0 | 0 | 0
IL Fac. Spec. - NOX Rate Summer v3.1, Unit 536 and retrofits | 380 | 1797 | Rate Constraint in lbs/MMBtu | FALSE | L | Annual | Net Emissions Allowance Position | MTons | 0.0011713 | 0.0011713 | 0.0011713 | 0.0011713 | 0.0011713 | 0 | 0
IL Fac. Spec. - NOX Rate Summer v3.1, Unit 536 and retrofits | 380 | 1797 | Rate Constraint in lbs/MMBtu | FALSE | L | Annual | Fuel Consumed | TBtu | 0.012997 | 0.012997 | 0.012997 | 0.012997 | 0.012997 | 0 | 0
IL Fac. Spec. - NOX Rate Summer v3.1, Unit 536 and retrofits | 380 | 1797 | Rate Constraint in lbs/MMBtu | FALSE | L | Annual | Rate | lb/MMBtu | 0.18024 | 0.18024 | 0.18024 | 0.18024 | 0.18024 | 0 | 0
IL Fac. Spec. - NOX Rate Summer v3.1, Unit 536 and retrofits | 380 | 1797 | Rate Constraint in lbs/MMBtu | FALSE | L | Annual | Generation | TWh | 0.0010365 | 0.0010365 | 0.0010365 | 0.0010365 | 0.0010365 | 0 | 0
IL Fac. Spec. - NOX Rate Summer v3.1, Unit 536 and retrofits | 380 | 1797 | Rate Constraint in lbs/MMBtu | FALSE | L | Annual | Qualifying Generation | TWh | 0.0010365 | 0.0010365 | 0.0010365 | 0.0010365 | 0.0010365 | 0 | 0
IL Fac. Spec. - NOX Rate Summer v3.1, Unit 536 and retrofits | 380 | 1797 | Rate Constraint in lbs/MMBtu | FALSE | L | Annual | Rate | lb/MWh | 1.1301 | 1.1301 | 1.1301 | 1.1301 | 1.1301 | 0 | 0
IL Fac. Spec. - NOX Rate Summer v3.1, Unit 536 and retrofits | 380 | 1797 | Rate Constraint in lbs/MMBtu | FALSE | L | Annual | Constraint Shadow Price | US$/Ton | 0 | 0 | 0 | 0 | 0 | 0 | 0
IL Fac. Spec. - NOX Rate Summer v3.1, Unit 537 and retrofits | 381 | 1797 | Rate Constraint in lbs/MMBtu | FALSE | L | Annual | Seasons Included | Seasons | Summer | Summer | Summer | Summer | Summer | Summer | Summer
IL Fac. Spec. - NOX Rate Summer v3.1, Unit 537 and retrofits | 381 | 1797 | Rate Constraint in lbs/MMBtu | FALSE | L | Annual | Standard | lb/MMBtu | 0.25 | 0.25 | 0.25 | 0.25 | 0.25 | 0.25 | 0.25
IL Fac. Spec. - NOX Rate Summer v3.1, Unit 537 and retrofits | 381 | 1797 | Rate Constraint in lbs/MMBtu | FALSE | L | Annual | Emissions at Affected Plants NOX | MTons | 0.0054901 | 0.0054901 | 0.0054901 | 0.0054901 | 0.0058795 | 0.0054901 | 0.0054901
IL Fac. Spec. - NOX Rate Summer v3.1, Unit 537 and retrofits | 381 | 1797 | Rate Constraint in lbs/MMBtu | FALSE | L | Annual | Allowances Purchased NOX | MTons | 0 | 0 | 0 | 0 | 0 | 0 | 0
IL Fac. Spec. - NOX Rate Summer v3.1, Unit 537 and retrofits | 381 | 1797 | Rate Constraint in lbs/MMBtu | FALSE | L | Annual | Allowances Sold NOX | MTons | 0 | 0 | 0 | 0 | 0 | 0 | 0
IL Fac. Spec. - NOX Rate Summer v3.1, Unit 537 and retrofits | 381 | 1797 | Rate Constraint in lbs/MMBtu | FALSE | L | Annual | Allowances Banked | MTons | 0 | 0 | 0 | 0 | 0 | 0 | 0
IL Fac. Spec. - NOX Rate Summer v3.1, Unit 537 and retrofits | 381 | 1797 | Rate Constraint in lbs/MMBtu | FALSE | L | Annual | Allowances Withdrawn (1:1) | MTons | 0 | 0 | 0 | 0 | 0 | 0 | 0
IL Fac. Spec. - NOX Rate Summer v3.1, Unit 537 and retrofits | 381 | 1797 | Rate Constraint in lbs/MMBtu | FALSE | L | Annual | Allowances Withdrawn (n:1) | MTons | 0 | 0 | 0 | 0 | 0 | 0 | 0
IL Fac. Spec. - NOX Rate Summer v3.1, Unit 537 and retrofits | 381 | 1797 | Rate Constraint in lbs/MMBtu | FALSE | L | Annual | Net Emissions Allowance Position | MTons | 0.0054901 | 0.0054901 | 0.0054901 | 0.0054901 | 0.0058795 | 0.0054901 | 0.0054901
IL Fac. Spec. - NOX Rate Summer v3.1, Unit 537 and retrofits | 381 | 1797 | Rate Constraint in lbs/MMBtu | FALSE | L | Annual | Fuel Consumed | TBtu | 0.27658 | 0.27658 | 0.27658 | 0.27658 | 0.29619 | 0.27658 | 0.27658
IL Fac. Spec. - NOX Rate Summer v3.1, Unit 537 and retrofits | 381 | 1797 | Rate Constraint in lbs/MMBtu | FALSE | L | Annual | Rate | lb/MMBtu | 0.0397 | 0.0397 | 0.0397 | 0.0397 | 0.0397 | 0.0397 | 0.0397
IL Fac. Spec. - NOX Rate Summer v3.1, Unit 537 and retrofits | 381 | 1797 | Rate Constraint in lbs/MMBtu | FALSE | L | Annual | Generation | TWh | 0.025419 | 0.025419 | 0.025419 | 0.025419 | 0.027221 | 0.025419 | 0.025419
IL Fac. Spec. - NOX Rate Summer v3.1, Unit 537 and retrofits | 381 | 1797 | Rate Constraint in lbs/MMBtu | FALSE | L | Annual | Qualifying Generation | TWh | 0.025419 | 0.025419 | 0.025419 | 0.025419 | 0.027221 | 0.025419 | 0.025419
IL Fac. Spec. - NOX Rate Summer v3.1, Unit 537 and retrofits | 381 | 1797 | Rate Constraint in lbs/MMBtu | FALSE | L | Annual | Rate | lb/MWh | 0.21599 | 0.21599 | 0.21599 | 0.21599 | 0.21599 | 0.21599 | 0.21599
IL Fac. Spec. - NOX Rate Summer v3.1, Unit 537 and retrofits | 381 | 1797 | Rate Constraint in lbs/MMBtu | FALSE | L | Annual | Constraint Shadow Price | US$/Ton | 0 | 0 | 0 | 0 | 0 | 0 | 0
IL Fac. Spec. - NOX Rate Summer v3.1, Unit 538 and retrofits | 382 | 1797 | Rate Constraint in lbs/MMBtu | FALSE | L | Annual | Seasons Included | Seasons | Summer | Summer | Summer | Summer | Summer | Summer | Summer
IL Fac. Spec. - NOX Rate Summer v3.1, Unit 538 and retrofits | 382 | 1797 | Rate Constraint in lbs/MMBtu | FALSE | L | Annual | Standard | lb/MMBtu | 0.25 | 0.25 | 0.25 | 0.25 | 0.25 | 0.25 | 0.25
IL Fac. Spec. - NOX Rate Summer v3.1, Unit 538 and retrofits | 382 | 1797 | Rate Constraint in lbs/MMBtu | FALSE | L | Annual | Emissions at Affected Plants NOX | MTons | 0.0045707 | 0.0045707 | 0.0045707 | 0.0045707 | 0.0045707 | 0.0045707 | 0.0045707
IL Fac. Spec. - NOX Rate Summer v3.1, Unit 538 and retrofits | 382 | 1797 | Rate Constraint in lbs/MMBtu | FALSE | L | Annual | Allowances Purchased NOX | MTons | 0 | 0 | 0 | 0 | 0 | 0 | 0
IL Fac. Spec. - NOX Rate Summer v3.1, Unit 538 and retrofits | 382 | 1797 | Rate Constraint in lbs/MMBtu | FALSE | L | Annual | Allowances Sold NOX | MTons | 0 | 0 | 0 | 0 | 0 | 0 | 0
IL Fac. Spec. - NOX Rate Summer v3.1, Unit 538 and retrofits | 382 | 1797 | Rate Constraint in lbs/MMBtu | FALSE | L | Annual | Allowances Banked | MTons | 0 | 0 | 0 | 0 | 0 | 0 | 0
IL Fac. Spec. - NOX Rate Summer v3.1, Unit 538 and retrofits | 382 | 1797 | Rate Constraint in lbs/MMBtu | FALSE | L | Annual | Allowances Withdrawn (1:1) | MTons | 0 | 0 | 0 | 0 | 0 | 0 | 0
IL Fac. Spec. - NOX Rate Summer v3.1, Unit 538 and retrofits | 382 | 1797 | Rate Constraint in lbs/MMBtu | FALSE | L | Annual | Allowances Withdrawn (n:1) | MTons | 0 | 0 | 0 | 0 | 0 | 0 | 0
IL Fac. Spec. - NOX Rate Summer v3.1, Unit 538 and retrofits | 382 | 1797 | Rate Constraint in lbs/MMBtu | FALSE | L | Annual | Net Emissions Allowance Position | MTons | 0.0045707 | 0.0045707 | 0.0045707 | 0.0045707 | 0.0045707 | 0.0045707 | 0.0045707
IL Fac. Spec. - NOX Rate Summer v3.1, Unit 538 and retrofits | 382 | 1797 | Rate Constraint in lbs/MMBtu | FALSE | L | Annual | Fuel Consumed | TBtu | 0.27658 | 0.27658 | 0.27658 | 0.27658 | 0.27658 | 0.27658 | 0.27658
IL Fac. Spec. - NOX Rate Summer v3.1, Unit 538 and retrofits | 382 | 1797 | Rate Constraint in lbs/MMBtu | FALSE | L | Annual | Rate | lb/MMBtu | 0.033051 | 0.033051 | 0.033051 | 0.033051 | 0.033051 | 0.033051 | 0.033051
IL Fac. Spec. - NOX Rate Summer v3.1, Unit 538 and retrofits | 382 | 1797 | Rate Constraint in lbs/MMBtu | FALSE | L | Annual | Generation | TWh | 0.025419 | 0.025419 | 0.025419 | 0.025419 | 0.025419 | 0.025419 | 0.025419
IL Fac. Spec. - NOX Rate Summer v3.1, Unit 538 and retrofits | 382 | 1797 | Rate Constraint in lbs/MMBtu | FALSE | L | Annual | Qualifying Generation | TWh | 0.025419 | 0.025419 | 0.025419 | 0.025419 | 0.025419 | 0.025419 | 0.025419
IL Fac. Spec. - NOX Rate Summer v3.1, Unit 538 and retrofits | 382 | 1797 | Rate Constraint in lbs/MMBtu | FALSE | L | Annual | Rate | lb/MWh | 0.17982 | 0.17982 | 0.17982 | 0.17982 | 0.17982 | 0.17982 | 0.17982
IL Fac. Spec. - NOX Rate Summer v3.1, Unit 538 and retrofits | 382 | 1797 | Rate Constraint in lbs/MMBtu | FALSE | L | Annual | Constraint Shadow Price | US$/Ton | 0 | 0 | 0 | 0 | 0 | 0 | 0
IL Fac. Spec. - NOX Rate Summer v3.1, Unit 539 and retrofits | 383 | 1797 | Rate Constraint in lbs/MMBtu | FALSE | L | Annual | Seasons Included | Seasons | Summer | Summer | Summer | Summer | Summer | Summer | Summer
IL Fac. Spec. - NOX Rate Summer v3.1, Unit 539 and retrofits | 383 | 1797 | Rate Constraint in lbs/MMBtu | FALSE | L | Annual | Standard | lb/MMBtu | 0.25 | 0.25 | 0.25 | 0.25 | 0.25 | 0.25 | 0.25
IL Fac. Spec. - NOX Rate Summer v3.1, Unit 539 and retrofits | 383 | 1797 | Rate Constraint in lbs/MMBtu | FALSE | L | Annual | Emissions at Affected Plants NOX | MTons | 0.0048678 | 0.0048678 | 0.0048678 | 0.0048678 | 0.0048678 | 0.0048678 | 0.0048678
IL Fac. Spec. - NOX Rate Summer v3.1, Unit 539 and retrofits | 383 | 1797 | Rate Constraint in lbs/MMBtu | FALSE | L | Annual | Allowances Purchased NOX | MTons | 0 | 0 | 0 | 0 | 0 | 0 | 0
IL Fac. Spec. - NOX Rate Summer v3.1, Unit 539 and retrofits | 383 | 1797 | Rate Constraint in lbs/MMBtu | FALSE | L | Annual | Allowances Sold NOX | MTons | 0 | 0 | 0 | 0 | 0 | 0 | 0
IL Fac. Spec. - NOX Rate Summer v3.1, Unit 539 and retrofits | 383 | 1797 | Rate Constraint in lbs/MMBtu | FALSE | L | Annual | Allowances Banked | MTons | 0 | 0 | 0 | 0 | 0 | 0 | 0
IL Fac. Spec. - NOX Rate Summer v3.1, Unit 539 and retrofits | 383 | 1797 | Rate Constraint in lbs/MMBtu | FALSE | L | Annual | Allowances Withdrawn (1:1) | MTons | 0 | 0 | 0 | 0 | 0 | 0 | 0
IL Fac. Spec. - NOX Rate Summer v3.1, Unit 539 and retrofits | 383 | 1797 | Rate Constraint in lbs/MMBtu | FALSE | L | Annual | Allowances Withdrawn (n:1) | MTons | 0 | 0 | 0 | 0 | 0 | 0 | 0
IL Fac. Spec. - NOX Rate Summer v3.1, Unit 539 and retrofits | 383 | 1797 | Rate Constraint in lbs/MMBtu | FALSE | L | Annual | Net Emissions Allowance Position | MTons | 0.0048678 | 0.0048678 | 0.0048678 | 0.0048678 | 0.0048678 | 0.0048678 | 0.0048678
IL Fac. Spec. - NOX Rate Summer v3.1, Unit 539 and retrofits | 383 | 1797 | Rate Constraint in lbs/MMBtu | FALSE | L | Annual | Fuel Consumed | TBtu | 0.27658 | 0.27658 | 0.27658 | 0.27658 | 0.27658 | 0.27658 | 0.27658
IL Fac. Spec. - NOX Rate Summer v3.1, Unit 539 and retrofits | 383 | 1797 | Rate Constraint in lbs/MMBtu | FALSE | L | Annual | Rate | lb/MMBtu | 0.0352 | 0.0352 | 0.0352 | 0.0352 | 0.0352 | 0.0352 | 0.0352
IL Fac. Spec. - NOX Rate Summer v3.1, Unit 539 and retrofits | 383 | 1797 | Rate Constraint in lbs/MMBtu | FALSE | L | Annual | Generation | TWh | 0.025419 | 0.025419 | 0.025419 | 0.025419 | 0.025419 | 0.025419 | 0.025419
IL Fac. Spec. - NOX Rate Summer v3.1, Unit 539 and retrofits | 383 | 1797 | Rate Constraint in lbs/MMBtu | FALSE | L | Annual | Qualifying Generation | TWh | 0.025419 | 0.025419 | 0.025419 | 0.025419 | 0.025419 | 0.025419 | 0.025419
IL Fac. Spec. - NOX Rate Summer v3.1, Unit 539 and retrofits | 383 | 1797 | Rate Constraint in lbs/MMBtu | FALSE | L | Annual | Rate | lb/MWh | 0.19151 | 0.19151 | 0.19151 | 0.19151 | 0.19151 | 0.19151 | 0.19151
IL Fac. Spec. - NOX Rate Summer v3.1, Unit 539 and retrofits | 383 | 1797 | Rate Constraint in lbs/MMBtu | FALSE | L | Annual | Constraint Shadow Price | US$/Ton | 0 | 0 | 0 | 0 | 0 | 0 | 0
IL Fac. Spec. - NOX Rate Summer v3.1, Unit 540 and retrofits | 384 | 1797 | Rate Constraint in lbs/MMBtu | FALSE | L | Annual | Seasons Included | Seasons | Summer | Summer | Summer | Summer | Summer | Summer | Summer
IL Fac. Spec. - NOX Rate Summer v3.1, Unit 540 and retrofits | 384 | 1797 | Rate Constraint in lbs/MMBtu | FALSE | L | Annual | Standard | lb/MMBtu | 0.25 | 0.25 | 0.25 | 0.25 | 0.25 | 0.25 | 0.25
IL Fac. Spec. - NOX Rate Summer v3.1, Unit 540 and retrofits | 384 | 1797 | Rate Constraint in lbs/MMBtu | FALSE | L | Annual | Emissions at Affected Plants NOX | MTons | 0.0051761 | 0.0051761 | 0.0051761 | 0.0051761 | 0.0051761 | 0.0051761 | 0.0051761
IL Fac. Spec. - NOX Rate Summer v3.1, Unit 540 and retrofits | 384 | 1797 | Rate Constraint in lbs/MMBtu | FALSE | L | Annual | Allowances Purchased NOX | MTons | 0 | 0 | 0 | 0 | 0 | 0 | 0
IL Fac. Spec. - NOX Rate Summer v3.1, Unit 540 and retrofits | 384 | 1797 | Rate Constraint in lbs/MMBtu | FALSE | L | Annual | Allowances Sold NOX | MTons | 0 | 0 | 0 | 0 | 0 | 0 | 0
IL Fac. Spec. - NOX Rate Summer v3.1, Unit 540 and retrofits | 384 | 1797 | Rate Constraint in lbs/MMBtu | FALSE | L | Annual | Allowances Banked | MTons | 0 | 0 | 0 | 0 | 0 | 0 | 0
IL Fac. Spec. - NOX Rate Summer v3.1, Unit 540 and retrofits | 384 | 1797 | Rate Constraint in lbs/MMBtu | FALSE | L | Annual | Allowances Withdrawn (1:1) | MTons | 0 | 0 | 0 | 0 | 0 | 0 | 0
IL Fac. Spec. - NOX Rate Summer v3.1, Unit 540 and retrofits | 384 | 1797 | Rate Constraint in lbs/MMBtu | FALSE | L | Annual | Allowances Withdrawn (n:1) | MTons | 0 | 0 | 0 | 0 | 0 | 0 | 0
IL Fac. Spec. - NOX Rate Summer v3.1, Unit 540 and retrofits | 384 | 1797 | Rate Constraint in lbs/MMBtu | FALSE | L | Annual | Net Emissions Allowance Position | MTons | 0.0051761 | 0.0051761 | 0.0051761 | 0.0051761 | 0.0051761 | 0.0051761 | 0.0051761
IL Fac. Spec. - NOX Rate Summer v3.1, Unit 540 and retrofits | 384 | 1797 | Rate Constraint in lbs/MMBtu | FALSE | L | Annual | Fuel Consumed | TBtu | 0.27658 | 0.27658 | 0.27658 | 0.27658 | 0.27658 | 0.27658 | 0.27658
IL Fac. Spec. - NOX Rate Summer v3.1, Unit 540 and retrofits | 384 | 1797 | Rate Constraint in lbs/MMBtu | FALSE | L | Annual | Rate | lb/MMBtu | 0.037429 | 0.037429 | 0.037429 | 0.037429 | 0.037429 | 0.037429 | 0.037429
IL Fac. Spec. - NOX Rate Summer v3.1, Unit 540 and retrofits | 384 | 1797 | Rate Constraint in lbs/MMBtu | FALSE | L | Annual | Generation | TWh | 0.025419 | 0.025419 | 0.025419 | 0.025419 | 0.025419 | 0.025419 | 0.025419
IL Fac. Spec. - NOX Rate Summer v3.1, Unit 540 and retrofits | 384 | 1797 | Rate Constraint in lbs/MMBtu | FALSE | L | Annual | Qualifying Generation | TWh | 0.025419 | 0.025419 | 0.025419 | 0.025419 | 0.025419 | 0.025419 | 0.025419
IL Fac. Spec. - NOX Rate Summer v3.1, Unit 540 and retrofits | 384 | 1797 | Rate Constraint in lbs/MMBtu | FALSE | L | Annual | Rate | lb/MWh | 0.20363 | 0.20363 | 0.20363 | 0.20363 | 0.20363 | 0.20363 | 0.20363
IL Fac. Spec. - NOX Rate Summer v3.1, Unit 540 and retrofits | 384 | 1797 | Rate Constraint in lbs/MMBtu | FALSE | L | Annual | Constraint Shadow Price | US$/Ton | 0 | 0 | 0 | 0 | 0 | 0 | 0
IL Fac. Spec. - NOX Rate Summer v3.1, Unit 541 and retrofits | 385 | 1797 | Rate Constraint in lbs/MMBtu | FALSE | L | Annual | Seasons Included | Seasons | Summer | Summer | Summer | Summer | Summer | Summer | Summer
IL Fac. Spec. - NOX Rate Summer v3.1, Unit 541 and retrofits | 385 | 1797 | Rate Constraint in lbs/MMBtu | FALSE | L | Annual | Standard | lb/MMBtu | 0.25 | 0.25 | 0.25 | 0.25 | 0.25 | 0.25 | 0.25
IL Fac. Spec. - NOX Rate Summer v3.1, Unit 541 and retrofits | 385 | 1797 | Rate Constraint in lbs/MMBtu | FALSE | L | Annual | Emissions at Affected Plants NOX | MTons | 0.00062403 | 0.00062403 | 0.00062403 | 0.00062403 | 0.00062403 | 0 | 0
IL Fac. Spec. - NOX Rate Summer v3.1, Unit 541 and retrofits | 385 | 1797 | Rate Constraint in lbs/MMBtu | FALSE | L | Annual | Allowances Purchased NOX | MTons | 0 | 0 | 0 | 0 | 0 | 0 | 0
IL Fac. Spec. - NOX Rate Summer v3.1, Unit 541 and retrofits | 385 | 1797 | Rate Constraint in lbs/MMBtu | FALSE | L | Annual | Allowances Sold NOX | MTons | 0 | 0 | 0 | 0 | 0 | 0 | 0
IL Fac. Spec. - NOX Rate Summer v3.1, Unit 541 and retrofits | 385 | 1797 | Rate Constraint in lbs/MMBtu | FALSE | L | Annual | Allowances Banked | MTons | 0 | 0 | 0 | 0 | 0 | 0 | 0
IL Fac. Spec. - NOX Rate Summer v3.1, Unit 541 and retrofits | 385 | 1797 | Rate Constraint in lbs/MMBtu | FALSE | L | Annual | Allowances Withdrawn (1:1) | MTons | 0 | 0 | 0 | 0 | 0 | 0 | 0
IL Fac. Spec. - NOX Rate Summer v3.1, Unit 541 and retrofits | 385 | 1797 | Rate Constraint in lbs/MMBtu | FALSE | L | Annual | Allowances Withdrawn (n:1) | MTons | 0 | 0 | 0 | 0 | 0 | 0 | 0
IL Fac. Spec. - NOX Rate Summer v3.1, Unit 541 and retrofits | 385 | 1797 | Rate Constraint in lbs/MMBtu | FALSE | L | Annual | Net Emissions Allowance Position | MTons | 0.00062403 | 0.00062403 | 0.00062403 | 0.00062403 | 0.00062403 | 0 | 0
IL Fac. Spec. - NOX Rate Summer v3.1, Unit 541 and retrofits | 385 | 1797 | Rate Constraint in lbs/MMBtu | FALSE | L | Annual | Fuel Consumed | TBtu | 0.032724 | 0.032724 | 0.032724 | 0.032724 | 0.032724 | 0 | 0
IL Fac. Spec. - NOX Rate Summer v3.1, Unit 541 and retrofits | 385 | 1797 | Rate Constraint in lbs/MMBtu | FALSE | L | Annual | Rate | lb/MMBtu | 0.03814 | 0.03814 | 0.03814 | 0.03814 | 0.03814 | 0 | 0
IL Fac. Spec. - NOX Rate Summer v3.1, Unit 541 and retrofits | 385 | 1797 | Rate Constraint in lbs/MMBtu | FALSE | L | Annual | Generation | TWh | 0.0026002 | 0.0026002 | 0.0026002 | 0.0026002 | 0.0026002 | 0 | 0
IL Fac. Spec. - NOX Rate Summer v3.1, Unit 541 and retrofits | 385 | 1797 | Rate Constraint in lbs/MMBtu | FALSE | L | Annual | Qualifying Generation | TWh | 0.0026002 | 0.0026002 | 0.0026002 | 0.0026002 | 0.0026002 | 0 | 0
IL Fac. Spec. - NOX Rate Summer v3.1, Unit 541 and retrofits | 385 | 1797 | Rate Constraint in lbs/MMBtu | FALSE | L | Annual | Rate | lb/MWh | 0.23999 | 0.23999 | 0.23999 | 0.23999 | 0.23999 | 0 | 0
IL Fac. Spec. - NOX Rate Summer v3.1, Unit 541 and retrofits | 385 | 1797 | Rate Constraint in lbs/MMBtu | FALSE | L | Annual | Constraint Shadow Price | US$/Ton | 0 | 0 | 0 | 0 | 0 | 0 | 0
IL Fac. Spec. - NOX Rate Summer v3.1, Unit 542 and retrofits | 386 | 1797 | Rate Constraint in lbs/MMBtu | FALSE | L | Annual | Seasons Included | Seasons | Summer | Summer | Summer | Summer | Summer | Summer | Summer
IL Fac. Spec. - NOX Rate Summer v3.1, Unit 542 and retrofits | 386 | 1797 | Rate Constraint in lbs/MMBtu | FALSE | L | Annual | Standard | lb/MMBtu | 0.25 | 0.25 | 0.25 | 0.25 | 0.25 | 0.25 | 0.25
IL Fac. Spec. - NOX Rate Summer v3.1, Unit 542 and retrofits | 386 | 1797 | Rate Constraint in lbs/MMBtu | FALSE | L | Annual | Emissions at Affected Plants NOX | MTons | 0.00068868 | 0.00068868 | 0.00068868 | 0.00068868 | 0.00068868 | 0 | 0
IL Fac. Spec. - NOX Rate Summer v3.1, Unit 542 and retrofits | 386 | 1797 | Rate Constraint in lbs/MMBtu | FALSE | L | Annual | Allowances Purchased NOX | MTons | 0 | 0 | 0 | 0 | 0 | 0 | 0
IL Fac. Spec. - NOX Rate Summer v3.1, Unit 542 and retrofits | 386 | 1797 | Rate Constraint in lbs/MMBtu | FALSE | L | Annual | Allowances Sold NOX | MTons | 0 | 0 | 0 | 0 | 0 | 0 | 0
IL Fac. Spec. - NOX Rate Summer v3.1, Unit 542 and retrofits | 386 | 1797 | Rate Constraint in lbs/MMBtu | FALSE | L | Annual | Allowances Banked | MTons | 0 | 0 | 0 | 0 | 0 | 0 | 0
IL Fac. Spec. - NOX Rate Summer v3.1, Unit 542 and retrofits | 386 | 1797 | Rate Constraint in lbs/MMBtu | FALSE | L | Annual | Allowances Withdrawn (1:1) | MTons | 0 | 0 | 0 | 0 | 0 | 0 | 0
IL Fac. Spec. - NOX Rate Summer v3.1, Unit 542 and retrofits | 386 | 1797 | Rate Constraint in lbs/MMBtu | FALSE | L | Annual | Allowances Withdrawn (n:1) | MTons | 0 | 0 | 0 | 0 | 0 | 0 | 0
IL Fac. Spec. - NOX Rate Summer v3.1, Unit 542 and retrofits | 386 | 1797 | Rate Constraint in lbs/MMBtu | FALSE | L | Annual | Net Emissions Allowance Position | MTons | 0.00068868 | 0.00068868 | 0.00068868 | 0.00068868 | 0.00068868 | 0 | 0
IL Fac. Spec. - NOX Rate Summer v3.1, Unit 542 and retrofits | 386 | 1797 | Rate Constraint in lbs/MMBtu | FALSE | L | Annual | Fuel Consumed | TBtu | 0.032724 | 0.032724 | 0.032724 | 0.032724 | 0.032724 | 0 | 0
IL Fac. Spec. - NOX Rate Summer v3.1, Unit 542 and retrofits | 386 | 1797 | Rate Constraint in lbs/MMBtu | FALSE | L | Annual | Rate | lb/MMBtu | 0.04209 | 0.04209 | 0.04209 | 0.04209 | 0.04209 | 0 | 0
IL Fac. Spec. - NOX Rate Summer v3.1, Unit 542 and retrofits | 386 | 1797 | Rate Constraint in lbs/MMBtu | FALSE | L | Annual | Generation | TWh | 0.0026002 | 0.0026002 | 0.0026002 | 0.0026002 | 0.0026002 | 0 | 0
IL Fac. Spec. - NOX Rate Summer v3.1, Unit 542 and retrofits | 386 | 1797 | Rate Constraint in lbs/MMBtu | FALSE | L | Annual | Qualifying Generation | TWh | 0.0026002 | 0.0026002 | 0.0026002 | 0.0026002 | 0.0026002 | 0 | 0
IL Fac. Spec. - NOX Rate Summer v3.1, Unit 542 and retrofits | 386 | 1797 | Rate Constraint in lbs/MMBtu | FALSE | L | Annual | Rate | lb/MWh | 0.26485 | 0.26485 | 0.26485 | 0.26485 | 0.26485 | 0 | 0
IL Fac. Spec. - NOX Rate Summer v3.1, Unit 542 and retrofits | 386 | 1797 | Rate Constraint in lbs/MMBtu | FALSE | L | Annual | Constraint Shadow Price | US$/Ton | 0 | 0 | 0 | 0 | 0 | 0 | 0
IL Fac. Spec. - NOX Rate Summer v3.1, Unit 543 and retrofits | 387 | 1797 | Rate Constraint in lbs/MMBtu | FALSE | L | Annual | Seasons Included | Seasons | Summer | Summer | Summer | Summer | Summer | Summer | Summer
IL Fac. Spec. - NOX Rate Summer v3.1, Unit 543 and retrofits | 387 | 1797 | Rate Constraint in lbs/MMBtu | FALSE | L | Annual | Standard | lb/MMBtu | 0.25 | 0.25 | 0.25 | 0.25 | 0.25 | 0.25 | 0.25
IL Fac. Spec. - NOX Rate Summer v3.1, Unit 543 and retrofits | 387 | 1797 | Rate Constraint in lbs/MMBtu | FALSE | L | Annual | Emissions at Affected Plants NOX | MTons | 0.00074114 | 0.00074114 | 0.00074114 | 0.00074114 | 0.00074114 | 0 | 0
IL Fac. Spec. - NOX Rate Summer v3.1, Unit 543 and retrofits | 387 | 1797 | Rate Constraint in lbs/MMBtu | FALSE | L | Annual | Allowances Purchased NOX | MTons | 0 | 0 | 0 | 0 | 0 | 0 | 0
IL Fac. Spec. - NOX Rate Summer v3.1, Unit 543 and retrofits | 387 | 1797 | Rate Constraint in lbs/MMBtu | FALSE | L | Annual | Allowances Sold NOX | MTons | 0 | 0 | 0 | 0 | 0 | 0 | 0
IL Fac. Spec. - NOX Rate Summer v3.1, Unit 543 and retrofits | 387 | 1797 | Rate Constraint in lbs/MMBtu | FALSE | L | Annual | Allowances Banked | MTons | 0 | 0 | 0 | 0 | 0 | 0 | 0
IL Fac. Spec. - NOX Rate Summer v3.1, Unit 543 and retrofits | 387 | 1797 | Rate Constraint in lbs/MMBtu | FALSE | L | Annual | Allowances Withdrawn (1:1) | MTons | 0 | 0 | 0 | 0 | 0 | 0 | 0
IL Fac. Spec. - NOX Rate Summer v3.1, Unit 543 and retrofits | 387 | 1797 | Rate Constraint in lbs/MMBtu | FALSE | L | Annual | Allowances Withdrawn (n:1) | MTons | 0 | 0 | 0 | 0 | 0 | 0 | 0
IL Fac. Spec. - NOX Rate Summer v3.1, Unit 543 and retrofits | 387 | 1797 | Rate Constraint in lbs/MMBtu | FALSE | L | Annual | Net Emissions Allowance Position | MTons | 0.00074114 | 0.00074114 | 0.00074114 | 0.00074114 | 0.00074114 | 0 | 0
IL Fac. Spec. - NOX Rate Summer v3.1, Unit 543 and retrofits | 387 | 1797 | Rate Constraint in lbs/MMBtu | FALSE | L | Annual | Fuel Consumed | TBtu | 0.033141 | 0.033141 | 0.033141 | 0.033141 | 0.033141 | 0 | 0
IL Fac. Spec. - NOX Rate Summer v3.1, Unit 543 and retrofits | 387 | 1797 | Rate Constraint in lbs/MMBtu | FALSE | L | Annual | Rate | lb/MMBtu | 0.044727 | 0.044727 | 0.044727 | 0.044727 | 0.044727 | 0 | 0
IL Fac. Spec. - NOX Rate Summer v3.1, Unit 543 and retrofits | 387 | 1797 | Rate Constraint in lbs/MMBtu | FALSE | L | Annual | Generation | TWh | 0.0026335 | 0.0026335 | 0.0026335 | 0.0026335 | 0.0026335 | 0 | 0
IL Fac. Spec. - NOX Rate Summer v3.1, Unit 543 and retrofits | 387 | 1797 | Rate Constraint in lbs/MMBtu | FALSE | L | Annual | Qualifying Generation | TWh | 0.0026335 | 0.0026335 | 0.0026335 | 0.0026335 | 0.0026335 | 0 | 0
IL Fac. Spec. - NOX Rate Summer v3.1, Unit 543 and retrofits | 387 | 1797 | Rate Constraint in lbs/MMBtu | FALSE | L | Annual | Rate | lb/MWh | 0.28142 | 0.28142 | 0.28142 | 0.28142 | 0.28142 | 0 | 0
IL Fac. Spec. - NOX Rate Summer v3.1, Unit 543 and retrofits | 387 | 1797 | Rate Constraint in lbs/MMBtu | FALSE | L | Annual | Constraint Shadow Price | US$/Ton | 0 | 0 | 0 | 0 | 0 | 0 | 0
IL Fac. Spec. - NOX Rate Summer v3.1, Unit 544 and retrofits | 388 | 1797 | Rate Constraint in lbs/MMBtu | FALSE | L | Annual | Seasons Included | Seasons | Summer | Summer | Summer | Summer | Summer | Summer | Summer
IL Fac. Spec. - NOX Rate Summer v3.1, Unit 544 and retrofits | 388 | 1797 | Rate Constraint in lbs/MMBtu | FALSE | L | Annual | Standard | lb/MMBtu | 0.25 | 0.25 | 0.25 | 0.25 | 0.25 | 0.25 | 0.25
IL Fac. Spec. - NOX Rate Summer v3.1, Unit 544 and retrofits | 388 | 1797 | Rate Constraint in lbs/MMBtu | FALSE | L | Annual | Emissions at Affected Plants NOX | MTons | 0.00061187 | 0.00061187 | 0.00061187 | 0.00061187 | 0.00061187 | 0 | 0
IL Fac. Spec. - NOX Rate Summer v3.1, Unit 544 and retrofits | 388 | 1797 | Rate Constraint in lbs/MMBtu | FALSE | L | Annual | Allowances Purchased NOX | MTons | 0 | 0 | 0 | 0 | 0 | 0 | 0
IL Fac. Spec. - NOX Rate Summer v3.1, Unit 544 and retrofits | 388 | 1797 | Rate Constraint in lbs/MMBtu | FALSE | L | Annual | Allowances Sold NOX | MTons | 0 | 0 | 0 | 0 | 0 | 0 | 0
IL Fac. Spec. - NOX Rate Summer v3.1, Unit 544 and retrofits | 388 | 1797 | Rate Constraint in lbs/MMBtu | FALSE | L | Annual | Allowances Banked | MTons | 0 | 0 | 0 | 0 | 0 | 0 | 0
IL Fac. Spec. - NOX Rate Summer v3.1, Unit 544 and retrofits | 388 | 1797 | Rate Constraint in lbs/MMBtu | FALSE | L | Annual | Allowances Withdrawn (1:1) | MTons | 0 | 0 | 0 | 0 | 0 | 0 | 0
IL Fac. Spec. - NOX Rate Summer v3.1, Unit 544 and retrofits | 388 | 1797 | Rate Constraint in lbs/MMBtu | FALSE | L | Annual | Allowances Withdrawn (n:1) | MTons | 0 | 0 | 0 | 0 | 0 | 0 | 0
IL Fac. Spec. - NOX Rate Summer v3.1, Unit 544 and retrofits | 388 | 1797 | Rate Constraint in lbs/MMBtu | FALSE | L | Annual | Net Emissions Allowance Position | MTons | 0.00061187 | 0.00061187 | 0.00061187 | 0.00061187 | 0.00061187 | 0 | 0
IL Fac. Spec. - NOX Rate Summer v3.1, Unit 544 and retrofits | 388 | 1797 | Rate Constraint in lbs/MMBtu | FALSE | L | Annual | Fuel Consumed | TBtu | 0.032721 | 0.032721 | 0.032721 | 0.032721 | 0.032721 | 0 | 0
IL Fac. Spec. - NOX Rate Summer v3.1, Unit 544 and retrofits | 388 | 1797 | Rate Constraint in lbs/MMBtu | FALSE | L | Annual | Rate | lb/MMBtu | 0.037399 | 0.037399 | 0.037399 | 0.037399 | 0.037399 | 0 | 0
IL Fac. Spec. - NOX Rate Summer v3.1, Unit 544 and retrofits | 388 | 1797 | Rate Constraint in lbs/MMBtu | FALSE | L | Annual | Generation | TWh | 0.0026002 | 0.0026002 | 0.0026002 | 0.0026002 | 0.0026002 | 0 | 0
IL Fac. Spec. - NOX Rate Summer v3.1, Unit 544 and retrofits | 388 | 1797 | Rate Constraint in lbs/MMBtu | FALSE | L | Annual | Qualifying Generation | TWh | 0.0026002 | 0.0026002 | 0.0026002 | 0.0026002 | 0.0026002 | 0 | 0
IL Fac. Spec. - NOX Rate Summer v3.1, Unit 544 and retrofits | 388 | 1797 | Rate Constraint in lbs/MMBtu | FALSE | L | Annual | Rate | lb/MWh | 0.23532 | 0.23532 | 0.23532 | 0.23532 | 0.23532 | 0 | 0
IL Fac. Spec. - NOX Rate Summer v3.1, Unit 544 and retrofits | 388 | 1797 | Rate Constraint in lbs/MMBtu | FALSE | L | Annual | Constraint Shadow Price | US$/Ton | 0 | 0 | 0 | 0 | 0 | 0 | 0
IL Fac. Spec. - NOX Rate Summer v3.1, Unit 545 and retrofits | 389 | 1797 | Rate Constraint in lbs/MMBtu | FALSE | L | Annual | Seasons Included | Seasons | Summer | Summer | Summer | Summer | Summer | Summer | Summer
IL Fac. Spec. - NOX Rate Summer v3.1, Unit 545 and retrofits | 389 | 1797 | Rate Constraint in lbs/MMBtu | FALSE | L | Annual | Standard | lb/MMBtu | 0.25 | 0.25 | 0.25 | 0.25 | 0.25 | 0.25 | 0.25
IL Fac. Spec. - NOX Rate Summer v3.1, Unit 545 and retrofits | 389 | 1797 | Rate Constraint in lbs/MMBtu | FALSE | L | Annual | Emissions at Affected Plants NOX | MTons | 0.00053136 | 0.00053136 | 0.00053136 | 0.00053136 | 0.00053136 | 0 | 0
IL Fac. Spec. - NOX Rate Summer v3.1, Unit 545 and retrofits | 389 | 1797 | Rate Constraint in lbs/MMBtu | FALSE | L | Annual | Allowances Purchased NOX | MTons | 0 | 0 | 0 | 0 | 0 | 0 | 0
IL Fac. Spec. - NOX Rate Summer v3.1, Unit 545 and retrofits | 389 | 1797 | Rate Constraint in lbs/MMBtu | FALSE | L | Annual | Allowances Sold NOX | MTons | 0 | 0 | 0 | 0 | 0 | 0 | 0
IL Fac. Spec. - NOX Rate Summer v3.1, Unit 545 and retrofits | 389 | 1797 | Rate Constraint in lbs/MMBtu | FALSE | L | Annual | Allowances Banked | MTons | 0 | 0 | 0 | 0 | 0 | 0 | 0
IL Fac. Spec. - NOX Rate Summer v3.1, Unit 545 and retrofits | 389 | 1797 | Rate Constraint in lbs/MMBtu | FALSE | L | Annual | Allowances Withdrawn (1:1) | MTons | 0 | 0 | 0 | 0 | 0 | 0 | 0
IL Fac. Spec. - NOX Rate Summer v3.1, Unit 545 and retrofits | 389 | 1797 | Rate Constraint in lbs/MMBtu | FALSE | L | Annual | Allowances Withdrawn (n:1) | MTons | 0 | 0 | 0 | 0 | 0 | 0 | 0
IL Fac. Spec. - NOX Rate Summer v3.1, Unit 545 and retrofits | 389 | 1797 | Rate Constraint in lbs/MMBtu | FALSE | L | Annual | Net Emissions Allowance Position | MTons | 0.00053136 | 0.00053136 | 0.00053136 | 0.00053136 | 0.00053136 | 0 | 0
IL Fac. Spec. - NOX Rate Summer v3.1, Unit 545 and retrofits | 389 | 1797 | Rate Constraint in lbs/MMBtu | FALSE | L | Annual | Fuel Consumed | TBtu | 0.032302 | 0.032302 | 0.032302 | 0.032302 | 0.032302 | 0 | 0
IL Fac. Spec. - NOX Rate Summer v3.1, Unit 545 and retrofits | 389 | 1797 | Rate Constraint in lbs/MMBtu | FALSE | L | Annual | Rate | lb/MMBtu | 0.0329 | 0.0329 | 0.0329 | 0.0329 | 0.0329 | 0 | 0
IL Fac. Spec. - NOX Rate Summer v3.1, Unit 545 and retrofits | 389 | 1797 | Rate Constraint in lbs/MMBtu | FALSE | L | Annual | Generation | TWh | 0.0025669 | 0.0025669 | 0.0025669 | 0.0025669 | 0.0025669 | 0 | 0
IL Fac. Spec. - NOX Rate Summer v3.1, Unit 545 and retrofits | 389 | 1797 | Rate Constraint in lbs/MMBtu | FALSE | L | Annual | Qualifying Generation | TWh | 0.0025669 | 0.0025669 | 0.0025669 | 0.0025669 | 0.0025669 | 0 | 0
IL Fac. Spec. - NOX Rate Summer v3.1, Unit 545 and retrofits | 389 | 1797 | Rate Constraint in lbs/MMBtu | FALSE | L | Annual | Rate | lb/MWh | 0.20701 | 0.20701 | 0.20701 | 0.20701 | 0.20701 | 0 | 0
IL Fac. Spec. - NOX Rate Summer v3.1, Unit 545 and retrofits | 389 | 1797 | Rate Constraint in lbs/MMBtu | FALSE | L | Annual | Constraint Shadow Price | US$/Ton | 0 | 0 | 0 | 0 | 0 | 0 | 0
IL Fac. Spec. - NOX Rate Summer v3.1, Unit 546 and retrofits | 390 | 1797 | Rate Constraint in lbs/MMBtu | FALSE | L | Annual | Seasons Included | Seasons | Summer | Summer | Summer | Summer | Summer | Summer | Summer
IL Fac. Spec. - NOX Rate Summer v3.1, Unit 546 and retrofits | 390 | 1797 | Rate Constraint in lbs/MMBtu | FALSE | L | Annual | Standard | lb/MMBtu | 0.25 | 0.25 | 0.25 | 0.25 | 0.25 | 0.25 | 0.25
IL Fac. Spec. - NOX Rate Summer v3.1, Unit 546 and retrofits | 390 | 1797 | Rate Constraint in lbs/MMBtu | FALSE | L | Annual | Emissions at Affected Plants NOX | MTons | 0.00075422 | 0.00075422 | 0.00075422 | 0.00075422 | 0.00075422 | 0 | 0
IL Fac. Spec. - NOX Rate Summer v3.1, Unit 546 and retrofits | 390 | 1797 | Rate Constraint in lbs/MMBtu | FALSE | L | Annual | Allowances Purchased NOX | MTons | 0 | 0 | 0 | 0 | 0 | 0 | 0
IL Fac. Spec. - NOX Rate Summer v3.1, Unit 546 and retrofits | 390 | 1797 | Rate Constraint in lbs/MMBtu | FALSE | L | Annual | Allowances Sold NOX | MTons | 0 | 0 | 0 | 0 | 0 | 0 | 0
IL Fac. Spec. - NOX Rate Summer v3.1, Unit 546 and retrofits | 390 | 1797 | Rate Constraint in lbs/MMBtu | FALSE | L | Annual | Allowances Banked | MTons | 0 | 0 | 0 | 0 | 0 | 0 | 0
IL Fac. Spec. - NOX Rate Summer v3.1, Unit 546 and retrofits | 390 | 1797 | Rate Constraint in lbs/MMBtu | FALSE | L | Annual | Allowances Withdrawn (1:1) | MTons | 0 | 0 | 0 | 0 | 0 | 0 | 0
IL Fac. Spec. - NOX Rate Summer v3.1, Unit 546 and retrofits | 390 | 1797 | Rate Constraint in lbs/MMBtu | FALSE | L | Annual | Allowances Withdrawn (n:1) | MTons | 0 | 0 | 0 | 0 | 0 | 0 | 0
IL Fac. Spec. - NOX Rate Summer v3.1, Unit 546 and retrofits | 390 | 1797 | Rate Constraint in lbs/MMBtu | FALSE | L | Annual | Net Emissions Allowance Position | MTons | 0.00075422 | 0.00075422 | 0.00075422 | 0.00075422 | 0.00075422 | 0 | 0
IL Fac. Spec. - NOX Rate Summer v3.1, Unit 546 and retrofits | 390 | 1797 | Rate Constraint in lbs/MMBtu | FALSE | L | Annual | Fuel Consumed | TBtu | 0.032721 | 0.032721 | 0.032721 | 0.032721 | 0.032721 | 0 | 0
IL Fac. Spec. - NOX Rate Summer v3.1, Unit 546 and retrofits | 390 | 1797 | Rate Constraint in lbs/MMBtu | FALSE | L | Annual | Rate | lb/MMBtu | 0.0461 | 0.0461 | 0.0461 | 0.0461 | 0.0461 | 0 | 0
IL Fac. Spec. - NOX Rate Summer v3.1, Unit 546 and retrofits | 390 | 1797 | Rate Constraint in lbs/MMBtu | FALSE | L | Annual | Generation | TWh | 0.0026002 | 0.0026002 | 0.0026002 | 0.0026002 | 0.0026002 | 0 | 0
IL Fac. Spec. - NOX Rate Summer v3.1, Unit 546 and retrofits | 390 | 1797 | Rate Constraint in lbs/MMBtu | FALSE | L | Annual | Qualifying Generation | TWh | 0.0026002 | 0.0026002 | 0.0026002 | 0.0026002 | 0.0026002 | 0 | 0
IL Fac. Spec. - NOX Rate Summer v3.1, Unit 546 and retrofits | 390 | 1797 | Rate Constraint in lbs/MMBtu | FALSE | L | Annual | Rate | lb/MWh | 0.29006 | 0.29006 | 0.29006 | 0.29006 | 0.29006 | 0 | 0
IL Fac. Spec. - NOX Rate Summer v3.1, Unit 546 and retrofits | 390 | 1797 | Rate Constraint in lbs/MMBtu | FALSE | L | Annual | Constraint Shadow Price | US$/Ton | 0 | 0 | 0 | 0 | 0 | 0 | 0
IL Fac. Spec. - NOX Rate Summer v3.1, Unit 547 and retrofits | 391 | 1797 | Rate Constraint in lbs/MMBtu | FALSE | L | Annual | Seasons Included | Seasons | Summer | Summer | Summer | Summer | Summer | Summer | Summer
IL Fac. Spec. - NOX Rate Summer v3.1, Unit 547 and retrofits | 391 | 1797 | Rate Constraint in lbs/MMBtu | FALSE | L | Annual | Standard | lb/MMBtu | 0.25 | 0.25 | 0.25 | 0.25 | 0.25 | 0.25 | 0.25
IL Fac. Spec. - NOX Rate Summer v3.1, Unit 547 and retrofits | 391 | 1797 | Rate Constraint in lbs/MMBtu | FALSE | L | Annual | Emissions at Affected Plants NOX | MTons | 0.00077385 | 0.00077385 | 0.00077385 | 0.00077385 | 0.00077385 | 0 | 0
IL Fac. Spec. - NOX Rate Summer v3.1, Unit 547 and retrofits | 391 | 1797 | Rate Constraint in lbs/MMBtu | FALSE | L | Annual | Allowances Purchased NOX | MTons | 0 | 0 | 0 | 0 | 0 | 0 | 0
IL Fac. Spec. - NOX Rate Summer v3.1, Unit 547 and retrofits | 391 | 1797 | Rate Constraint in lbs/MMBtu | FALSE | L | Annual | Allowances Sold NOX | MTons | 0 | 0 | 0 | 0 | 0 | 0 | 0
IL Fac. Spec. - NOX Rate Summer v3.1, Unit 547 and retrofits | 391 | 1797 | Rate Constraint in lbs/MMBtu | FALSE | L | Annual | Allowances Banked | MTons | 0 | 0 | 0 | 0 | 0 | 0 | 0
IL Fac. Spec. - NOX Rate Summer v3.1, Unit 547 and retrofits | 391 | 1797 | Rate Constraint in lbs/MMBtu | FALSE | L | Annual | Allowances Withdrawn (1:1) | MTons | 0 | 0 | 0 | 0 | 0 | 0 | 0
IL Fac. Spec. - NOX Rate Summer v3.1, Unit 547 and retrofits | 391 | 1797 | Rate Constraint in lbs/MMBtu | FALSE | L | Annual | Allowances Withdrawn (n:1) | MTons | 0 | 0 | 0 | 0 | 0 | 0 | 0
IL Fac. Spec. - NOX Rate Summer v3.1, Unit 547 and retrofits | 391 | 1797 | Rate Constraint in lbs/MMBtu | FALSE | L | Annual | Net Emissions Allowance Position | MTons | 0.00077385 | 0.00077385 | 0.00077385 | 0.00077385 | 0.00077385 | 0 | 0
IL Fac. Spec. - NOX Rate Summer v3.1, Unit 547 and retrofits | 391 | 1797 | Rate Constraint in lbs/MMBtu | FALSE | L | Annual | Fuel Consumed | TBtu | 0.032721 | 0.032721 | 0.032721 | 0.032721 | 0.032721 | 0 | 0
IL Fac. Spec. - NOX Rate Summer v3.1, Unit 547 and retrofits | 391 | 1797 | Rate Constraint in lbs/MMBtu | FALSE | L | Annual | Rate | lb/MMBtu | 0.0473 | 0.0473 | 0.0473 | 0.0473 | 0.0473 | 0 | 0
IL Fac. Spec. - NOX Rate Summer v3.1, Unit 547 and retrofits | 391 | 1797 | Rate Constraint in lbs/MMBtu | FALSE | L | Annual | Generation | TWh | 0.0026002 | 0.0026002 | 0.0026002 | 0.0026002 | 0.0026002 | 0 | 0
IL Fac. Spec. - NOX Rate Summer v3.1, Unit 547 and retrofits | 391 | 1797 | Rate Constraint in lbs/MMBtu | FALSE | L | Annual | Qualifying Generation | TWh | 0.0026002 | 0.0026002 | 0.0026002 | 0.0026002 | 0.0026002 | 0 | 0
IL Fac. Spec. - NOX Rate Summer v3.1, Unit 547 and retrofits | 391 | 1797 | Rate Constraint in lbs/MMBtu | FALSE | L | Annual | Rate | lb/MWh | 0.29761 | 0.29761 | 0.29761 | 0.29761 | 0.29761 | 0 | 0
IL Fac. Spec. - NOX Rate Summer v3.1, Unit 547 and retrofits | 391 | 1797 | Rate Constraint in lbs/MMBtu | FALSE | L | Annual | Constraint Shadow Price | US$/Ton | 0 | 0 | 0 | 0 | 0 | 0 | 0
IL Fac. Spec. - NOX Rate Summer v3.1, Unit 548 and retrofits | 392 | 1797 | Rate Constraint in lbs/MMBtu | FALSE | L | Annual | Seasons Included | Seasons | Summer | Summer | Summer | Summer | Summer | Summer | Summer
IL Fac. Spec. - NOX Rate Summer v3.1, Unit 548 and retrofits | 392 | 1797 | Rate Constraint in lbs/MMBtu | FALSE | L | Annual | Standard | lb/MMBtu | 0.25 | 0.25 | 0.25 | 0.25 | 0.25 | 0.25 | 0.25
IL Fac. Spec. - NOX Rate Summer v3.1, Unit 548 and retrofits | 392 | 1797 | Rate Constraint in lbs/MMBtu | FALSE | L | Annual | Emissions at Affected Plants NOX | MTons | 0.00055013 | 0.00055013 | 0.00055013 | 0.00055013 | 0.00055013 | 0 | 0
IL Fac. Spec. - NOX Rate Summer v3.1, Unit 548 and retrofits | 392 | 1797 | Rate Constraint in lbs/MMBtu | FALSE | L | Annual | Allowances Purchased NOX | MTons | 0 | 0 | 0 | 0 | 0 | 0 | 0
IL Fac. Spec. - NOX Rate Summer v3.1, Unit 548 and retrofits | 392 | 1797 | Rate Constraint in lbs/MMBtu | FALSE | L | Annual | Allowances Sold NOX | MTons | 0 | 0 | 0 | 0 | 0 | 0 | 0
IL Fac. Spec. - NOX Rate Summer v3.1, Unit 548 and retrofits | 392 | 1797 | Rate Constraint in lbs/MMBtu | FALSE | L | Annual | Allowances Banked | MTons | 0 | 0 | 0 | 0 | 0 | 0 | 0
IL Fac. Spec. - NOX Rate Summer v3.1, Unit 548 and retrofits | 392 | 1797 | Rate Constraint in lbs/MMBtu | FALSE | L | Annual | Allowances Withdrawn (1:1) | MTons | 0 | 0 | 0 | 0 | 0 | 0 | 0
IL Fac. Spec. - NOX Rate Summer v3.1, Unit 548 and retrofits | 392 | 1797 | Rate Constraint in lbs/MMBtu | FALSE | L | Annual | Allowances Withdrawn (n:1) | MTons | 0 | 0 | 0 | 0 | 0 | 0 | 0
IL Fac. Spec. - NOX Rate Summer v3.1, Unit 548 and retrofits | 392 | 1797 | Rate Constraint in lbs/MMBtu | FALSE | L | Annual | Net Emissions Allowance Position | MTons | 0.00055013 | 0.00055013 | 0.00055013 | 0.00055013 | 0.00055013 | 0 | 0
IL Fac. Spec. - NOX Rate Summer v3.1, Unit 548 and retrofits | 392 | 1797 | Rate Constraint in lbs/MMBtu | FALSE | L | Annual | Fuel Consumed | TBtu | 0.033141 | 0.033141 | 0.033141 | 0.033141 | 0.033141 | 0 | 0
IL Fac. Spec. - NOX Rate Summer v3.1, Unit 548 and retrofits | 392 | 1797 | Rate Constraint in lbs/MMBtu | FALSE | L | Annual | Rate | lb/MMBtu | 0.0332 | 0.0332 | 0.0332 | 0.0332 | 0.0332 | 0 | 0
IL Fac. Spec. - NOX Rate Summer v3.1, Unit 548 and retrofits | 392 | 1797 | Rate Constraint in lbs/MMBtu | FALSE | L | Annual | Generation | TWh | 0.0026335 | 0.0026335 | 0.0026335 | 0.0026335 | 0.0026335 | 0 | 0
IL Fac. Spec. - NOX Rate Summer v3.1, Unit 548 and retrofits | 392 | 1797 | Rate Constraint in lbs/MMBtu | FALSE | L | Annual | Qualifying Generation | TWh | 0.0026335 | 0.0026335 | 0.0026335 | 0.0026335 | 0.0026335 | 0 | 0
IL Fac. Spec. - NOX Rate Summer v3.1, Unit 548 and retrofits | 392 | 1797 | Rate Constraint in lbs/MMBtu | FALSE | L | Annual | Rate | lb/MWh | 0.20889 | 0.20889 | 0.20889 | 0.20889 | 0.20889 | 0 | 0
IL Fac. Spec. - NOX Rate Summer v3.1, Unit 548 and retrofits | 392 | 1797 | Rate Constraint in lbs/MMBtu | FALSE | L | Annual | Constraint Shadow Price | US$/Ton | 0 | 0 | 0 | 0 | 0 | 0 | 0
IL Fac. Spec. - NOX Rate Summer v3.1, Unit 549 and retrofits | 393 | 1797 | Rate Constraint in lbs/MMBtu | FALSE | L | Annual | Seasons Included | Seasons | Summer | Summer | Summer | Summer | Summer | Summer | Summer
IL Fac. Spec. - NOX Rate Summer v3.1, Unit 549 and retrofits | 393 | 1797 | Rate Constraint in lbs/MMBtu | FALSE | L | Annual | Standard | lb/MMBtu | 0.25 | 0.25 | 0.25 | 0.25 | 0.25 | 0.25 | 0.25
IL Fac. Spec. - NOX Rate Summer v3.1, Unit 549 and retrofits | 393 | 1797 | Rate Constraint in lbs/MMBtu | FALSE | L | Annual | Emissions at Affected Plants NOX | MTons | 0.0040049 | 0.0040049 | 0.0040049 | 0.0040049 | 0.0040049 | 0.0040049 | 0.0040049
IL Fac. Spec. - NOX Rate Summer v3.1, Unit 549 and retrofits | 393 | 1797 | Rate Constraint in lbs/MMBtu | FALSE | L | Annual | Allowances Purchased NOX | MTons | 0 | 0 | 0 | 0 | 0 | 0 | 0
IL Fac. Spec. - NOX Rate Summer v3.1, Unit 549 and retrofits | 393 | 1797 | Rate Constraint in lbs/MMBtu | FALSE | L | Annual | Allowances Sold NOX | MTons | 0 | 0 | 0 | 0 | 0 | 0 | 0
IL Fac. Spec. - NOX Rate Summer v3.1, Unit 549 and retrofits | 393 | 1797 | Rate Constraint in lbs/MMBtu | FALSE | L | Annual | Allowances Banked | MTons | 0 | 0 | 0 | 0 | 0 | 0 | 0
IL Fac. Spec. - NOX Rate Summer v3.1, Unit 549 and retrofits | 393 | 1797 | Rate Constraint in lbs/MMBtu | FALSE | L | Annual | Allowances Withdrawn (1:1) | MTons | 0 | 0 | 0 | 0 | 0 | 0 | 0
IL Fac. Spec. - NOX Rate Summer v3.1, Unit 549 and retrofits | 393 | 1797 | Rate Constraint in lbs/MMBtu | FALSE | L | Annual | Allowances Withdrawn (n:1) | MTons | 0 | 0 | 0 | 0 | 0 | 0 | 0
IL Fac. Spec. - NOX Rate Summer v3.1, Unit 549 and retrofits | 393 | 1797 | Rate Constraint in lbs/MMBtu | FALSE | L | Annual | Net Emissions Allowance Position | MTons | 0.0040049 | 0.0040049 | 0.0040049 | 0.0040049 | 0.0040049 | 0.0040049 | 0.0040049
IL Fac. Spec. - NOX Rate Summer v3.1, Unit 549 and retrofits | 393 | 1797 | Rate Constraint in lbs/MMBtu | FALSE | L | Annual | Fuel Consumed | TBtu | 0.27658 | 0.27658 | 0.27658 | 0.27658 | 0.27658 | 0.27658 | 0.27658
IL Fac. Spec. - NOX Rate Summer v3.1, Unit 549 and retrofits | 393 | 1797 | Rate Constraint in lbs/MMBtu | FALSE | L | Annual | Rate | lb/MMBtu | 0.02896 | 0.02896 | 0.02896 | 0.02896 | 0.02896 | 0.02896 | 0.02896
IL Fac. Spec. - NOX Rate Summer v3.1, Unit 549 and retrofits | 393 | 1797 | Rate Constraint in lbs/MMBtu | FALSE | L | Annual | Generation | TWh | 0.025419 | 0.025419 | 0.025419 | 0.025419 | 0.025419 | 0.025419 | 0.025419
IL Fac. Spec. - NOX Rate Summer v3.1, Unit 549 and retrofits | 393 | 1797 | Rate Constraint in lbs/MMBtu | FALSE | L | Annual | Qualifying Generation | TWh | 0.025419 | 0.025419 | 0.025419 | 0.025419 | 0.025419 | 0.025419 | 0.025419
IL Fac. Spec. - NOX Rate Summer v3.1, Unit 549 and retrofits | 393 | 1797 | Rate Constraint in lbs/MMBtu | FALSE | L | Annual | Rate | lb/MWh | 0.15756 | 0.15756 | 0.15756 | 0.15756 | 0.15756 | 0.15756 | 0.15756
IL Fac. Spec. - NOX Rate Summer v3.1, Unit 549 and retrofits | 393 | 1797 | Rate Constraint in lbs/MMBtu | FALSE | L | Annual | Constraint Shadow Price | US$/Ton | 0 | 0 | 0 | 0 | 0 | 0 | 0
IL Fac. Spec. - NOX Rate Summer v3.1, Unit 550 and retrofits | 394 | 1797 | Rate Constraint in lbs/MMBtu | FALSE | L | Annual | Seasons Included | Seasons | Summer | Summer | Summer | Summer | Summer | Summer | Summer
IL Fac. Spec. - NOX Rate Summer v3.1, Unit 550 and retrofits | 394 | 1797 | Rate Constraint in lbs/MMBtu | FALSE | L | Annual | Standard | lb/MMBtu | 0.25 | 0.25 | 0.25 | 0.25 | 0.25 | 0.25 | 0.25
IL Fac. Spec. - NOX Rate Summer v3.1, Unit 550 and retrofits | 394 | 1797 | Rate Constraint in lbs/MMBtu | FALSE | L | Annual | Emissions at Affected Plants NOX | MTons | 0.004242 | 0.004242 | 0.004242 | 0.004242 | 0.004242 | 0.004242 | 0.004242
IL Fac. Spec. - NOX Rate Summer v3.1, Unit 550 and retrofits | 394 | 1797 | Rate Constraint in lbs/MMBtu | FALSE | L | Annual | Allowances Purchased NOX | MTons | 0 | 0 | 0 | 0 | 0 | 0 | 0
IL Fac. Spec. - NOX Rate Summer v3.1, Unit 550 and retrofits | 394 | 1797 | Rate Constraint in lbs/MMBtu | FALSE | L | Annual | Allowances Sold NOX | MTons | 0 | 0 | 0 | 0 | 0 | 0 | 0
IL Fac. Spec. - NOX Rate Summer v3.1, Unit 550 and retrofits | 394 | 1797 | Rate Constraint in lbs/MMBtu | FALSE | L | Annual | Allowances Banked | MTons | 0 | 0 | 0 | 0 | 0 | 0 | 0
IL Fac. Spec. - NOX Rate Summer v3.1, Unit 550 and retrofits | 394 | 1797 | Rate Constraint in lbs/MMBtu | FALSE | L | Annual | Allowances Withdrawn (1:1) | MTons | 0 | 0 | 0 | 0 | 0 | 0 | 0
IL Fac. Spec. - NOX Rate Summer v3.1, Unit 550 and retrofits | 394 | 1797 | Rate Constraint in lbs/MMBtu | FALSE | L | Annual | Allowances Withdrawn (n:1) | MTons | 0 | 0 | 0 | 0 | 0 | 0 | 0
IL Fac. Spec. - NOX Rate Summer v3.1, Unit 550 and retrofits | 394 | 1797 | Rate Constraint in lbs/MMBtu | FALSE | L | Annual | Net Emissions Allowance Position | MTons | 0.004242 | 0.004242 | 0.004242 | 0.004242 | 0.004242 | 0.004242 | 0.004242
IL Fac. Spec. - NOX Rate Summer v3.1, Unit 550 and retrofits | 394 | 1797 | Rate Constraint in lbs/MMBtu | FALSE | L | Annual | Fuel Consumed | TBtu | 0.27658 | 0.27658 | 0.27658 | 0.27658 | 0.27658 | 0.27658 | 0.27658
IL Fac. Spec. - NOX Rate Summer v3.1, Unit 550 and retrofits | 394 | 1797 | Rate Constraint in lbs/MMBtu | FALSE | L | Annual | Rate | lb/MMBtu | 0.030674 | 0.030674 | 0.030674 | 0.030674 | 0.030674 | 0.030674 | 0.030674
IL Fac. Spec. - NOX Rate Summer v3.1, Unit 550 and retrofits | 394 | 1797 | Rate Constraint in lbs/MMBtu | FALSE | L | Annual | Generation | TWh | 0.025419 | 0.025419 | 0.025419 | 0.025419 | 0.025419 | 0.025419 | 0.025419
IL Fac. Spec. - NOX Rate Summer v3.1, Unit 550 and retrofits | 394 | 1797 | Rate Constraint in lbs/MMBtu | FALSE | L | Annual | Qualifying Generation | TWh | 0.025419 | 0.025419 | 0.025419 | 0.025419 | 0.025419 | 0.025419 | 0.025419
IL Fac. Spec. - NOX Rate Summer v3.1, Unit 550 and retrofits | 394 | 1797 | Rate Constraint in lbs/MMBtu | FALSE | L | Annual | Rate | lb/MWh | 0.16688 | 0.16688 | 0.16688 | 0.16688 | 0.16688 | 0.16688 | 0.16688
IL Fac. Spec. - NOX Rate Summer v3.1, Unit 550 and retrofits | 394 | 1797 | Rate Constraint in lbs/MMBtu | FALSE | L | Annual | Constraint Shadow Price | US$/Ton | 0 | 0 | 0 | 0 | 0 | 0 | 0
IL Fac. Spec. - NOX Rate Summer v3.1, Unit 551 and retrofits | 395 | 1797 | Rate Constraint in lbs/MMBtu | FALSE | L | Annual | Seasons Included | Seasons | Summer | Summer | Summer | Summer | Summer | Summer | Summer
IL Fac. Spec. - NOX Rate Summer v3.1, Unit 551 and retrofits | 395 | 1797 | Rate Constraint in lbs/MMBtu | FALSE | L | Annual | Standard | lb/MMBtu | 0.25 | 0.25 | 0.25 | 0.25 | 0.25 | 0.25 | 0.25
IL Fac. Spec. - NOX Rate Summer v3.1, Unit 551 and retrofits | 395 | 1797 | Rate Constraint in lbs/MMBtu | FALSE | L | Annual | Emissions at Affected Plants NOX | MTons | 0.0040455 | 0.0040455 | 0.0040455 | 0.0040455 | 0.0040455 | 0.0040455 | 0.0040455
IL Fac. Spec. - NOX Rate Summer v3.1, Unit 551 and retrofits | 395 | 1797 | Rate Constraint in lbs/MMBtu | FALSE | L | Annual | Allowances Purchased NOX | MTons | 0 | 0 | 0 | 0 | 0 | 0 | 0
IL Fac. Spec. - NOX Rate Summer v3.1, Unit 551 and retrofits | 395 | 1797 | Rate Constraint in lbs/MMBtu | FALSE | L | Annual | Allowances Sold NOX | MTons | 0 | 0 | 0 | 0 | 0 | 0 | 0
IL Fac. Spec. - NOX Rate Summer v3.1, Unit 551 and retrofits | 395 | 1797 | Rate Constraint in lbs/MMBtu | FALSE | L | Annual | Allowances Banked | MTons | 0 | 0 | 0 | 0 | 0 | 0 | 0
IL Fac. Spec. - NOX Rate Summer v3.1, Unit 551 and retrofits | 395 | 1797 | Rate Constraint in lbs/MMBtu | FALSE | L | Annual | Allowances Withdrawn (1:1) | MTons | 0 | 0 | 0 | 0 | 0 | 0 | 0
IL Fac. Spec. - NOX Rate Summer v3.1, Unit 551 and retrofits | 395 | 1797 | Rate Constraint in lbs/MMBtu | FALSE | L | Annual | Allowances Withdrawn (n:1) | MTons | 0 | 0 | 0 | 0 | 0 | 0 | 0
IL Fac. Spec. - NOX Rate Summer v3.1, Unit 551 and retrofits | 395 | 1797 | Rate Constraint in lbs/MMBtu | FALSE | L | Annual | Net Emissions Allowance Position | MTons | 0.0040455 | 0.0040455 | 0.0040455 | 0.0040455 | 0.0040455 | 0.0040455 | 0.0040455
IL Fac. Spec. - NOX Rate Summer v3.1, Unit 551 and retrofits | 395 | 1797 | Rate Constraint in lbs/MMBtu | FALSE | L | Annual | Fuel Consumed | TBtu | 0.27658 | 0.27658 | 0.27658 | 0.27658 | 0.27658 | 0.27658 | 0.27658
IL Fac. Spec. - NOX Rate Summer v3.1, Unit 551 and retrofits | 395 | 1797 | Rate Constraint in lbs/MMBtu | FALSE | L | Annual | Rate | lb/MMBtu | 0.029254 | 0.029254 | 0.029254 | 0.029254 | 0.029254 | 0.029254 | 0.029254
IL Fac. Spec. - NOX Rate Summer v3.1, Unit 551 and retrofits | 395 | 1797 | Rate Constraint in lbs/MMBtu | FALSE | L | Annual | Generation | TWh | 0.025419 | 0.025419 | 0.025419 | 0.025419 | 0.025419 | 0.025419 | 0.025419
IL Fac. Spec. - NOX Rate Summer v3.1, Unit 551 and retrofits | 395 | 1797 | Rate Constraint in lbs/MMBtu | FALSE | L | Annual | Qualifying Generation | TWh | 0.025419 | 0.025419 | 0.025419 | 0.025419 | 0.025419 | 0.025419 | 0.025419
IL Fac. Spec. - NOX Rate Summer v3.1, Unit 551 and retrofits | 395 | 1797 | Rate Constraint in lbs/MMBtu | FALSE | L | Annual | Rate | lb/MWh | 0.15915 | 0.15915 | 0.15915 | 0.15915 | 0.15915 | 0.15915 | 0.15915
IL Fac. Spec. - NOX Rate Summer v3.1, Unit 551 and retrofits | 395 | 1797 | Rate Constraint in lbs/MMBtu | FALSE | L | Annual | Constraint Shadow Price | US$/Ton | 0 | 0 | 0 | 0 | 0 | 0 | 0
IL Fac. Spec. - NOX Rate Summer v3.1, Unit 552 and retrofits | 396 | 1797 | Rate Constraint in lbs/MMBtu | FALSE | L | Annual | Seasons Included | Seasons | Summer | Summer | Summer | Summer | Summer | Summer | Summer
IL Fac. Spec. - NOX Rate Summer v3.1, Unit 552 and retrofits | 396 | 1797 | Rate Constraint in lbs/MMBtu | FALSE | L | Annual | Standard | lb/MMBtu | 0.25 | 0.25 | 0.25 | 0.25 | 0.25 | 0.25 | 0.25
IL Fac. Spec. - NOX Rate Summer v3.1, Unit 552 and retrofits | 396 | 1797 | Rate Constraint in lbs/MMBtu | FALSE | L | Annual | Emissions at Affected Plants NOX | MTons | 0.0080614 | 0.0080614 | 0.0080614 | 0.0080614 | 0.0080614 | 0.0080614 | 0.0080614
IL Fac. Spec. - NOX Rate Summer v3.1, Unit 552 and retrofits | 396 | 1797 | Rate Constraint in lbs/MMBtu | FALSE | L | Annual | Allowances Purchased NOX | MTons | 0 | 0 | 0 | 0 | 0 | 0 | 0
IL Fac. Spec. - NOX Rate Summer v3.1, Unit 552 and retrofits | 396 | 1797 | Rate Constraint in lbs/MMBtu | FALSE | L | Annual | Allowances Sold NOX | MTons | 0 | 0 | 0 | 0 | 0 | 0 | 0
IL Fac. Spec. - NOX Rate Summer v3.1, Unit 552 and retrofits | 396 | 1797 | Rate Constraint in lbs/MMBtu | FALSE | L | Annual | Allowances Banked | MTons | 0 | 0 | 0 | 0 | 0 | 0 | 0
IL Fac. Spec. - NOX Rate Summer v3.1, Unit 552 and retrofits | 396 | 1797 | Rate Constraint in lbs/MMBtu | FALSE | L | Annual | Allowances Withdrawn (1:1) | MTons | 0 | 0 | 0 | 0 | 0 | 0 | 0
IL Fac. Spec. - NOX Rate Summer v3.1, Unit 552 and retrofits | 396 | 1797 | Rate Constraint in lbs/MMBtu | FALSE | L | Annual | Allowances Withdrawn (n:1) | MTons | 0 | 0 | 0 | 0 | 0 | 0 | 0
IL Fac. Spec. - NOX Rate Summer v3.1, Unit 552 and retrofits | 396 | 1797 | Rate Constraint in lbs/MMBtu | FALSE | L | Annual | Net Emissions Allowance Position | MTons | 0.0080614 | 0.0080614 | 0.0080614 | 0.0080614 | 0.0080614 | 0.0080614 | 0.0080614
IL Fac. Spec. - NOX Rate Summer v3.1, Unit 552 and retrofits | 396 | 1797 | Rate Constraint in lbs/MMBtu | FALSE | L | Annual | Fuel Consumed | TBtu | 0.55316 | 0.55316 | 0.55316 | 0.55316 | 0.55316 | 0.55316 | 0.55316
IL Fac. Spec. - NOX Rate Summer v3.1, Unit 552 and retrofits | 396 | 1797 | Rate Constraint in lbs/MMBtu | FALSE | L | Annual | Rate | lb/MMBtu | 0.029147 | 0.029147 | 0.029147 | 0.029147 | 0.029147 | 0.029147 | 0.029147
IL Fac. Spec. - NOX Rate Summer v3.1, Unit 552 and retrofits | 396 | 1797 | Rate Constraint in lbs/MMBtu | FALSE | L | Annual | Generation | TWh | 0.050837 | 0.050837 | 0.050837 | 0.050837 | 0.050837 | 0.050837 | 0.050837
IL Fac. Spec. - NOX Rate Summer v3.1, Unit 552 and retrofits | 396 | 1797 | Rate Constraint in lbs/MMBtu | FALSE | L | Annual | Qualifying Generation | TWh | 0.050837 | 0.050837 | 0.050837 | 0.050837 | 0.050837 | 0.050837 | 0.050837
IL Fac. Spec. - NOX Rate Summer v3.1, Unit 552 and retrofits | 396 | 1797 | Rate Constraint in lbs/MMBtu | FALSE | L | Annual | Rate | lb/MWh | 0.15857 | 0.15857 | 0.15857 | 0.15857 | 0.15857 | 0.15857 | 0.15857
IL Fac. Spec. - NOX Rate Summer v3.1, Unit 552 and retrofits | 396 | 1797 | Rate Constraint in lbs/MMBtu | FALSE | L | Annual | Constraint Shadow Price | US$/Ton | 0 | 0 | 0 | 0 | 0 | 0 | 0
IL Fac. Spec. - NOX Rate Summer v3.1, Unit 553 and retrofits | 397 | 1797 | Rate Constraint in lbs/MMBtu | FALSE | L | Annual | Seasons Included | Seasons | Summer | Summer | Summer | Summer | Summer | Summer | Summer
IL Fac. Spec. - NOX Rate Summer v3.1, Unit 553 and retrofits | 397 | 1797 | Rate Constraint in lbs/MMBtu | FALSE | L | Annual | Standard | lb/MMBtu | 0.25 | 0.25 | 0.25 | 0.25 | 0.25 | 0.25 | 0.25
IL Fac. Spec. - NOX Rate Summer v3.1, Unit 553 and retrofits | 397 | 1797 | Rate Constraint in lbs/MMBtu | FALSE | L | Annual | Emissions at Affected Plants NOX | MTons | 0 | 0 | 0.00055239 | 0.00055239 | 0.00055239 | 0 | 0
IL Fac. Spec. - NOX Rate Summer v3.1, Unit 553 and retrofits | 397 | 1797 | Rate Constraint in lbs/MMBtu | FALSE | L | Annual | Allowances Purchased NOX | MTons | 0 | 0 | 0 | 0 | 0 | 0 | 0
IL Fac. Spec. - NOX Rate Summer v3.1, Unit 553 and retrofits | 397 | 1797 | Rate Constraint in lbs/MMBtu | FALSE | L | Annual | Allowances Sold NOX | MTons | 0 | 0 | 0 | 0 | 0 | 0 | 0
IL Fac. Spec. - NOX Rate Summer v3.1, Unit 553 and retrofits | 397 | 1797 | Rate Constraint in lbs/MMBtu | FALSE | L | Annual | Allowances Banked | MTons | 0 | 0 | 0 | 0 | 0 | 0 | 0
IL Fac. Spec. - NOX Rate Summer v3.1, Unit 553 and retrofits | 397 | 1797 | Rate Constraint in lbs/MMBtu | FALSE | L | Annual | Allowances Withdrawn (1:1) | MTons | 0 | 0 | 0 | 0 | 0 | 0 | 0
IL Fac. Spec. - NOX Rate Summer v3.1, Unit 553 and retrofits | 397 | 1797 | Rate Constraint in lbs/MMBtu | FALSE | L | Annual | Allowances Withdrawn (n:1) | MTons | 0 | 0 | 0 | 0 | 0 | 0 | 0
IL Fac. Spec. - NOX Rate Summer v3.1, Unit 553 and retrofits | 397 | 1797 | Rate Constraint in lbs/MMBtu | FALSE | L | Annual | Net Emissions Allowance Position | MTons | 0 | 0 | 0.00055239 | 0.00055239 | 0.00055239 | 0 | 0
IL Fac. Spec. - NOX Rate Summer v3.1, Unit 553 and retrofits | 397 | 1797 | Rate Constraint in lbs/MMBtu | FALSE | L | Annual | Fuel Consumed | TBtu | 0 | 0 | 0.031171 | 0.031171 | 0.031171 | 0 | 0
IL Fac. Spec. - NOX Rate Summer v3.1, Unit 553 and retrofits | 397 | 1797 | Rate Constraint in lbs/MMBtu | FALSE | L | Annual | Rate | lb/MMBtu | 0 | 0 | 0.035442 | 0.035442 | 0.035442 | 0 | 0
IL Fac. Spec. - NOX Rate Summer v3.1, Unit 553 and retrofits | 397 | 1797 | Rate Constraint in lbs/MMBtu | FALSE | L | Annual | Generation | TWh | 0 | 0 | 0.0023669 | 0.0023669 | 0.0023669 | 0 | 0
IL Fac. Spec. - NOX Rate Summer v3.1, Unit 553 and retrofits | 397 | 1797 | Rate Constraint in lbs/MMBtu | FALSE | L | Annual | Qualifying Generation | TWh | 0 | 0 | 0.0023669 | 0.0023669 | 0.0023669 | 0 | 0
IL Fac. Spec. - NOX Rate Summer v3.1, Unit 553 and retrofits | 397 | 1797 | Rate Constraint in lbs/MMBtu | FALSE | L | Annual | Rate | lb/MWh | 0 | 0 | 0.23339 | 0.23339 | 0.23339 | 0 | 0
IL Fac. Spec. - NOX Rate Summer v3.1, Unit 553 and retrofits | 397 | 1797 | Rate Constraint in lbs/MMBtu | FALSE | L | Annual | Constraint Shadow Price | US$/Ton | 0 | 0 | 0 | 0 | 0 | 0 | 0
IL Fac. Spec. - NOX Rate Summer v3.1, Unit 554 and retrofits | 398 | 1797 | Rate Constraint in lbs/MMBtu | FALSE | L | Annual | Seasons Included | Seasons | Summer | Summer | Summer | Summer | Summer | Summer | Summer
IL Fac. Spec. - NOX Rate Summer v3.1, Unit 554 and retrofits | 398 | 1797 | Rate Constraint in lbs/MMBtu | FALSE | L | Annual | Standard | lb/MMBtu | 0.25 | 0.25 | 0.25 | 0.25 | 0.25 | 0.25 | 0.25
IL Fac. Spec. - NOX Rate Summer v3.1, Unit 554 and retrofits | 398 | 1797 | Rate Constraint in lbs/MMBtu | FALSE | L | Annual | Emissions at Affected Plants NOX | MTons | 0 | 0 | 0.00040143 | 0.00040143 | 0.00040143 | 0 | 0
IL Fac. Spec. - NOX Rate Summer v3.1, Unit 554 and retrofits | 398 | 1797 | Rate Constraint in lbs/MMBtu | FALSE | L | Annual | Allowances Purchased NOX | MTons | 0 | 0 | 0 | 0 | 0 | 0 | 0
IL Fac. Spec. - NOX Rate Summer v3.1, Unit 554 and retrofits | 398 | 1797 | Rate Constraint in lbs/MMBtu | FALSE | L | Annual | Allowances Sold NOX | MTons | 0 | 0 | 0 | 0 | 0 | 0 | 0
IL Fac. Spec. - NOX Rate Summer v3.1, Unit 554 and retrofits | 398 | 1797 | Rate Constraint in lbs/MMBtu | FALSE | L | Annual | Allowances Banked | MTons | 0 | 0 | 0 | 0 | 0 | 0 | 0
IL Fac. Spec. - NOX Rate Summer v3.1, Unit 554 and retrofits | 398 | 1797 | Rate Constraint in lbs/MMBtu | FALSE | L | Annual | Allowances Withdrawn (1:1) | MTons | 0 | 0 | 0 | 0 | 0 | 0 | 0
IL Fac. Spec. - NOX Rate Summer v3.1, Unit 554 and retrofits | 398 | 1797 | Rate Constraint in lbs/MMBtu | FALSE | L | Annual | Allowances Withdrawn (n:1) | MTons | 0 | 0 | 0 | 0 | 0 | 0 | 0
IL Fac. Spec. - NOX Rate Summer v3.1, Unit 554 and retrofits | 398 | 1797 | Rate Constraint in lbs/MMBtu | FALSE | L | Annual | Net Emissions Allowance Position | MTons | 0 | 0 | 0.00040143 | 0.00040143 | 0.00040143 | 0 | 0
IL Fac. Spec. - NOX Rate Summer v3.1, Unit 554 and retrofits | 398 | 1797 | Rate Constraint in lbs/MMBtu | FALSE | L | Annual | Fuel Consumed | TBtu | 0 | 0 | 0.031179 | 0.031179 | 0.031179 | 0 | 0
IL Fac. Spec. - NOX Rate Summer v3.1, Unit 554 and retrofits | 398 | 1797 | Rate Constraint in lbs/MMBtu | FALSE | L | Annual | Rate | lb/MMBtu | 0 | 0 | 0.02575 | 0.02575 | 0.02575 | 0 | 0
IL Fac. Spec. - NOX Rate Summer v3.1, Unit 554 and retrofits | 398 | 1797 | Rate Constraint in lbs/MMBtu | FALSE | L | Annual | Generation | TWh | 0 | 0 | 0.0023669 | 0.0023669 | 0.0023669 | 0 | 0
IL Fac. Spec. - NOX Rate Summer v3.1, Unit 554 and retrofits | 398 | 1797 | Rate Constraint in lbs/MMBtu | FALSE | L | Annual | Qualifying Generation | TWh | 0 | 0 | 0.0023669 | 0.0023669 | 0.0023669 | 0 | 0
IL Fac. Spec. - NOX Rate Summer v3.1, Unit 554 and retrofits | 398 | 1797 | Rate Constraint in lbs/MMBtu | FALSE | L | Annual | Rate | lb/MWh | 0 | 0 | 0.1696 | 0.1696 | 0.1696 | 0 | 0
IL Fac. Spec. - NOX Rate Summer v3.1, Unit 554 and retrofits | 398 | 1797 | Rate Constraint in lbs/MMBtu | FALSE | L | Annual | Constraint Shadow Price | US$/Ton | 0 | 0 | 0 | 0 | 0 | 0 | 0
IL Fac. Spec. - NOX Rate Summer v3.1, Unit 555 and retrofits | 399 | 1797 | Rate Constraint in lbs/MMBtu | FALSE | L | Annual | Seasons Included | Seasons | Summer | Summer | Summer | Summer | Summer | Summer | Summer
IL Fac. Spec. - NOX Rate Summer v3.1, Unit 555 and retrofits | 399 | 1797 | Rate Constraint in lbs/MMBtu | FALSE | L | Annual | Standard | lb/MMBtu | 0.25 | 0.25 | 0.25 | 0.25 | 0.25 | 0.25 | 0.25
IL Fac. Spec. - NOX Rate Summer v3.1, Unit 555 and retrofits | 399 | 1797 | Rate Constraint in lbs/MMBtu | FALSE | L | Annual | Emissions at Affected Plants NOX | MTons | 0 | 0 | 0.00053684 | 0.00053684 | 0.00053684 | 0 | 0
IL Fac. Spec. - NOX Rate Summer v3.1, Unit 555 and retrofits | 399 | 1797 | Rate Constraint in lbs/MMBtu | FALSE | L | Annual | Allowances Purchased NOX | MTons | 0 | 0 | 0 | 0 | 0 | 0 | 0
IL Fac. Spec. - NOX Rate Summer v3.1, Unit 555 and retrofits | 399 | 1797 | Rate Constraint in lbs/MMBtu | FALSE | L | Annual | Allowances Sold NOX | MTons | 0 | 0 | 0 | 0 | 0 | 0 | 0
IL Fac. Spec. - NOX Rate Summer v3.1, Unit 555 and retrofits | 399 | 1797 | Rate Constraint in lbs/MMBtu | FALSE | L | Annual | Allowances Banked | MTons | 0 | 0 | 0 | 0 | 0 | 0 | 0
IL Fac. Spec. - NOX Rate Summer v3.1, Unit 555 and retrofits | 399 | 1797 | Rate Constraint in lbs/MMBtu | FALSE | L | Annual | Allowances Withdrawn (1:1) | MTons | 0 | 0 | 0 | 0 | 0 | 0 | 0
IL Fac. Spec. - NOX Rate Summer v3.1, Unit 555 and retrofits | 399 | 1797 | Rate Constraint in lbs/MMBtu | FALSE | L | Annual | Allowances Withdrawn (n:1) | MTons | 0 | 0 | 0 | 0 | 0 | 0 | 0
IL Fac. Spec. - NOX Rate Summer v3.1, Unit 555 and retrofits | 399 | 1797 | Rate Constraint in lbs/MMBtu | FALSE | L | Annual | Net Emissions Allowance Position | MTons | 0 | 0 | 0.00053684 | 0.00053684 | 0.00053684 | 0 | 0
IL Fac. Spec. - NOX Rate Summer v3.1, Unit 555 and retrofits | 399 | 1797 | Rate Constraint in lbs/MMBtu | FALSE | L | Annual | Fuel Consumed | TBtu | 0 | 0 | 0.031141 | 0.031141 | 0.031141 | 0 | 0
IL Fac. Spec. - NOX Rate Summer v3.1, Unit 555 and retrofits | 399 | 1797 | Rate Constraint in lbs/MMBtu | FALSE | L | Annual | Rate | lb/MMBtu | 0 | 0 | 0.034478 | 0.034478 | 0.034478 | 0 | 0
IL Fac. Spec. - NOX Rate Summer v3.1, Unit 555 and retrofits | 399 | 1797 | Rate Constraint in lbs/MMBtu | FALSE | L | Annual | Generation | TWh | 0 | 0 | 0.0023669 | 0.0023669 | 0.0023669 | 0 | 0
IL Fac. Spec. - NOX Rate Summer v3.1, Unit 555 and retrofits | 399 | 1797 | Rate Constraint in lbs/MMBtu | FALSE | L | Annual | Qualifying Generation | TWh | 0 | 0 | 0.0023669 | 0.0023669 | 0.0023669 | 0 | 0
IL Fac. Spec. - NOX Rate Summer v3.1, Unit 555 and retrofits | 399 | 1797 | Rate Constraint in lbs/MMBtu | FALSE | L | Annual | Rate | lb/MWh | 0 | 0 | 0.22682 | 0.22682 | 0.22682 | 0 | 0
IL Fac. Spec. - NOX Rate Summer v3.1, Unit 555 and retrofits | 399 | 1797 | Rate Constraint in lbs/MMBtu | FALSE | L | Annual | Constraint Shadow Price | US$/Ton | 0 | 0 | 0 | 0 | 0 | 0 | 0
IL Fac. Spec. - NOX Rate Summer v3.1, Unit 556 and retrofits | 400 | 1797 | Rate Constraint in lbs/MMBtu | FALSE | L | Annual | Seasons Included | Seasons | Summer | Summer | Summer | Summer | Summer | Summer | Summer
IL Fac. Spec. - NOX Rate Summer v3.1, Unit 556 and retrofits | 400 | 1797 | Rate Constraint in lbs/MMBtu | FALSE | L | Annual | Standard | lb/MMBtu | 0.25 | 0.25 | 0.25 | 0.25 | 0.25 | 0.25 | 0.25
IL Fac. Spec. - NOX Rate Summer v3.1, Unit 556 and retrofits | 400 | 1797 | Rate Constraint in lbs/MMBtu | FALSE | L | Annual | Emissions at Affected Plants NOX | MTons | 0 | 0 | 0.0014661 | 0.0014661 | 0.0014661 | 0 | 0
IL Fac. Spec. - NOX Rate Summer v3.1, Unit 556 and retrofits | 400 | 1797 | Rate Constraint in lbs/MMBtu | FALSE | L | Annual | Allowances Purchased NOX | MTons | 0 | 0 | 0 | 0 | 0 | 0 | 0
IL Fac. Spec. - NOX Rate Summer v3.1, Unit 556 and retrofits | 400 | 1797 | Rate Constraint in lbs/MMBtu | FALSE | L | Annual | Allowances Sold NOX | MTons | 0 | 0 | 0 | 0 | 0 | 0 | 0
IL Fac. Spec. - NOX Rate Summer v3.1, Unit 556 and retrofits | 400 | 1797 | Rate Constraint in lbs/MMBtu | FALSE | L | Annual | Allowances Banked | MTons | 0 | 0 | 0 | 0 | 0 | 0 | 0
IL Fac. Spec. - NOX Rate Summer v3.1, Unit 556 and retrofits | 400 | 1797 | Rate Constraint in lbs/MMBtu | FALSE | L | Annual | Allowances Withdrawn (1:1) | MTons | 0 | 0 | 0 | 0 | 0 | 0 | 0
IL Fac. Spec. - NOX Rate Summer v3.1, Unit 556 and retrofits | 400 | 1797 | Rate Constraint in lbs/MMBtu | FALSE | L | Annual | Allowances Withdrawn (n:1) | MTons | 0 | 0 | 0 | 0 | 0 | 0 | 0
IL Fac. Spec. - NOX Rate Summer v3.1, Unit 556 and retrofits | 400 | 1797 | Rate Constraint in lbs/MMBtu | FALSE | L | Annual | Net Emissions Allowance Position | MTons | 0 | 0 | 0.0014661 | 0.0014661 | 0.0014661 | 0 | 0
IL Fac. Spec. - NOX Rate Summer v3.1, Unit 556 and retrofits | 400 | 1797 | Rate Constraint in lbs/MMBtu | FALSE | L | Annual | Fuel Consumed | TBtu | 0 | 0 | 0.062329 | 0.062329 | 0.062329 | 0 | 0
IL Fac. Spec. - NOX Rate Summer v3.1, Unit 556 and retrofits | 400 | 1797 | Rate Constraint in lbs/MMBtu | FALSE | L | Annual | Rate | lb/MMBtu | 0 | 0 | 0.047045 | 0.047045 | 0.047045 | 0 | 0
IL Fac. Spec. - NOX Rate Summer v3.1, Unit 556 and retrofits | 400 | 1797 | Rate Constraint in lbs/MMBtu | FALSE | L | Annual | Generation | TWh | 0 | 0 | 0.0047337 | 0.0047337 | 0.0047337 | 0 | 0
IL Fac. Spec. - NOX Rate Summer v3.1, Unit 556 and retrofits | 400 | 1797 | Rate Constraint in lbs/MMBtu | FALSE | L | Annual | Qualifying Generation | TWh | 0 | 0 | 0.0047337 | 0.0047337 | 0.0047337 | 0 | 0
IL Fac. Spec. - NOX Rate Summer v3.1, Unit 556 and retrofits | 400 | 1797 | Rate Constraint in lbs/MMBtu | FALSE | L | Annual | Rate | lb/MWh | 0 | 0 | 0.30972 | 0.30972 | 0.30972 | 0 | 0
IL Fac. Spec. - NOX Rate Summer v3.1, Unit 556 and retrofits | 400 | 1797 | Rate Constraint in lbs/MMBtu | FALSE | L | Annual | Constraint Shadow Price | US$/Ton | 0 | 0 | 0 | 0 | 0 | 0 | 0
IL Fac. Spec. - NOX Rate Summer v3.1, Unit 557 and retrofits | 401 | 1797 | Rate Constraint in lbs/MMBtu | FALSE | L | Annual | Seasons Included | Seasons | Summer | Summer | Summer | Summer | Summer | Summer | Summer
IL Fac. Spec. - NOX Rate Summer v3.1, Unit 557 and retrofits | 401 | 1797 | Rate Constraint in lbs/MMBtu | FALSE | L | Annual | Standard | lb/MMBtu | 0.25 | 0.25 | 0.25 | 0.25 | 0.25 | 0.25 | 0.25
IL Fac. Spec. - NOX Rate Summer v3.1, Unit 557 and retrofits | 401 | 1797 | Rate Constraint in lbs/MMBtu | FALSE | L | Annual | Emissions at Affected Plants NOX | MTons | 0 | 0 | 0.00048467 | 0.00048467 | 0.00048467 | 0 | 0
IL Fac. Spec. - NOX Rate Summer v3.1, Unit 557 and retrofits | 401 | 1797 | Rate Constraint in lbs/MMBtu | FALSE | L | Annual | Allowances Purchased NOX | MTons | 0 | 0 | 0 | 0 | 0 | 0 | 0
IL Fac. Spec. - NOX Rate Summer v3.1, Unit 557 and retrofits | 401 | 1797 | Rate Constraint in lbs/MMBtu | FALSE | L | Annual | Allowances Sold NOX | MTons | 0 | 0 | 0 | 0 | 0 | 0 | 0
IL Fac. Spec. - NOX Rate Summer v3.1, Unit 557 and retrofits | 401 | 1797 | Rate Constraint in lbs/MMBtu | FALSE | L | Annual | Allowances Banked | MTons | 0 | 0 | 0 | 0 | 0 | 0 | 0
IL Fac. Spec. - NOX Rate Summer v3.1, Unit 557 and retrofits | 401 | 1797 | Rate Constraint in lbs/MMBtu | FALSE | L | Annual | Allowances Withdrawn (1:1) | MTons | 0 | 0 | 0 | 0 | 0 | 0 | 0
IL Fac. Spec. - NOX Rate Summer v3.1, Unit 557 and retrofits | 401 | 1797 | Rate Constraint in lbs/MMBtu | FALSE | L | Annual | Allowances Withdrawn (n:1) | MTons | 0 | 0 | 0 | 0 | 0 | 0 | 0
IL Fac. Spec. - NOX Rate Summer v3.1, Unit 557 and retrofits | 401 | 1797 | Rate Constraint in lbs/MMBtu | FALSE | L | Annual | Net Emissions Allowance Position | MTons | 0 | 0 | 0.00048467 | 0.00048467 | 0.00048467 | 0 | 0
IL Fac. Spec. - NOX Rate Summer v3.1, Unit 557 and retrofits | 401 | 1797 | Rate Constraint in lbs/MMBtu | FALSE | L | Annual | Fuel Consumed | TBtu | 0 | 0 | 0.031181 | 0.031181 | 0.031181 | 0 | 0
IL Fac. Spec. - NOX Rate Summer v3.1, Unit 557 and retrofits | 401 | 1797 | Rate Constraint in lbs/MMBtu | FALSE | L | Annual | Rate | lb/MMBtu | 0 | 0 | 0.031088 | 0.031088 | 0.031088 | 0 | 0
IL Fac. Spec. - NOX Rate Summer v3.1, Unit 557 and retrofits | 401 | 1797 | Rate Constraint in lbs/MMBtu | FALSE | L | Annual | Generation | TWh | 0 | 0 | 0.0023669 | 0.0023669 | 0.0023669 | 0 | 0
IL Fac. Spec. - NOX Rate Summer v3.1, Unit 557 and retrofits | 401 | 1797 | Rate Constraint in lbs/MMBtu | FALSE | L | Annual | Qualifying Generation | TWh | 0 | 0 | 0.0023669 | 0.0023669 | 0.0023669 | 0 | 0
IL Fac. Spec. - NOX Rate Summer v3.1, Unit 557 and retrofits | 401 | 1797 | Rate Constraint in lbs/MMBtu | FALSE | L | Annual | Rate | lb/MWh | 0 | 0 | 0.20478 | 0.20478 | 0.20478 | 0 | 0
IL Fac. Spec. - NOX Rate Summer v3.1, Unit 557 and retrofits | 401 | 1797 | Rate Constraint in lbs/MMBtu | FALSE | L | Annual | Constraint Shadow Price | US$/Ton | 0 | 0 | 0 | 0 | 0 | 0 | 0
IL Fac. Spec. - NOX Rate Summer v3.1, Unit 558 and retrofits | 402 | 1797 | Rate Constraint in lbs/MMBtu | FALSE | L | Annual | Seasons Included | Seasons | Summer | Summer | Summer | Summer | Summer | Summer | Summer
IL Fac. Spec. - NOX Rate Summer v3.1, Unit 558 and retrofits | 402 | 1797 | Rate Constraint in lbs/MMBtu | FALSE | L | Annual | Standard | lb/MMBtu | 0.25 | 0.25 | 0.25 | 0.25 | 0.25 | 0.25 | 0.25
IL Fac. Spec. - NOX Rate Summer v3.1, Unit 558 and retrofits | 402 | 1797 | Rate Constraint in lbs/MMBtu | FALSE | L | Annual | Emissions at Affected Plants NOX | MTons | 0 | 0 | 0.0010215 | 0.0010215 | 0.0010215 | 0 | 0
IL Fac. Spec. - NOX Rate Summer v3.1, Unit 558 and retrofits | 402 | 1797 | Rate Constraint in lbs/MMBtu | FALSE | L | Annual | Allowances Purchased NOX | MTons | 0 | 0 | 0 | 0 | 0 | 0 | 0
IL Fac. Spec. - NOX Rate Summer v3.1, Unit 558 and retrofits | 402 | 1797 | Rate Constraint in lbs/MMBtu | FALSE | L | Annual | Allowances Sold NOX | MTons | 0 | 0 | 0 | 0 | 0 | 0 | 0
IL Fac. Spec. - NOX Rate Summer v3.1, Unit 558 and retrofits | 402 | 1797 | Rate Constraint in lbs/MMBtu | FALSE | L | Annual | Allowances Banked | MTons | 0 | 0 | 0 | 0 | 0 | 0 | 0
IL Fac. Spec. - NOX Rate Summer v3.1, Unit 558 and retrofits | 402 | 1797 | Rate Constraint in lbs/MMBtu | FALSE | L | Annual | Allowances Withdrawn (1:1) | MTons | 0 | 0 | 0 | 0 | 0 | 0 | 0
IL Fac. Spec. - NOX Rate Summer v3.1, Unit 558 and retrofits | 402 | 1797 | Rate Constraint in lbs/MMBtu | FALSE | L | Annual | Allowances Withdrawn (n:1) | MTons | 0 | 0 | 0 | 0 | 0 | 0 | 0
IL Fac. Spec. - NOX Rate Summer v3.1, Unit 558 and retrofits | 402 | 1797 | Rate Constraint in lbs/MMBtu | FALSE | L | Annual | Net Emissions Allowance Position | MTons | 0 | 0 | 0.0010215 | 0.0010215 | 0.0010215 | 0 | 0
IL Fac. Spec. - NOX Rate Summer v3.1, Unit 558 and retrofits | 402 | 1797 | Rate Constraint in lbs/MMBtu | FALSE | L | Annual | Fuel Consumed | TBtu | 0 | 0 | 0.062279 | 0.062279 | 0.062279 | 0 | 0
IL Fac. Spec. - NOX Rate Summer v3.1, Unit 558 and retrofits | 402 | 1797 | Rate Constraint in lbs/MMBtu | FALSE | L | Annual | Rate | lb/MMBtu | 0 | 0 | 0.032805 | 0.032805 | 0.032805 | 0 | 0
IL Fac. Spec. - NOX Rate Summer v3.1, Unit 558 and retrofits | 402 | 1797 | Rate Constraint in lbs/MMBtu | FALSE | L | Annual | Generation | TWh | 0 | 0 | 0.0047337 | 0.0047337 | 0.0047337 | 0 | 0
IL Fac. Spec. - NOX Rate Summer v3.1, Unit 558 and retrofits | 402 | 1797 | Rate Constraint in lbs/MMBtu | FALSE | L | Annual | Qualifying Generation | TWh | 0 | 0 | 0.0047337 | 0.0047337 | 0.0047337 | 0 | 0
IL Fac. Spec. - NOX Rate Summer v3.1, Unit 558 and retrofits | 402 | 1797 | Rate Constraint in lbs/MMBtu | FALSE | L | Annual | Rate | lb/MWh | 0 | 0 | 0.2158 | 0.2158 | 0.2158 | 0 | 0
IL Fac. Spec. - NOX Rate Summer v3.1, Unit 558 and retrofits | 402 | 1797 | Rate Constraint in lbs/MMBtu | FALSE | L | Annual | Constraint Shadow Price | US$/Ton | 0 | 0 | 0 | 0 | 0 | 0 | 0
IL Fac. Spec. - NOX Rate Summer v3.1, Unit 559 and retrofits | 403 | 1797 | Rate Constraint in lbs/MMBtu | FALSE | L | Annual | Seasons Included | Seasons | Summer | Summer | Summer | Summer | Summer | Summer | Summer
IL Fac. Spec. - NOX Rate Summer v3.1, Unit 559 and retrofits | 403 | 1797 | Rate Constraint in lbs/MMBtu | FALSE | L | Annual | Standard | lb/MMBtu | 0.25 | 0.25 | 0.25 | 0.25 | 0.25 | 0.25 | 0.25
IL Fac. Spec. - NOX Rate Summer v3.1, Unit 559 and retrofits | 403 | 1797 | Rate Constraint in lbs/MMBtu | FALSE | L | Annual | Emissions at Affected Plants NOX | MTons | 0.0038753 | 0.00076235 | 0.0038753 | 0.0038753 | 0.0038753 | 0.0038753 | 0
IL Fac. Spec. - NOX Rate Summer v3.1, Unit 559 and retrofits | 403 | 1797 | Rate Constraint in lbs/MMBtu | FALSE | L | Annual | Allowances Purchased NOX | MTons | 0 | 0 | 0 | 0 | 0 | 0 | 0
IL Fac. Spec. - NOX Rate Summer v3.1, Unit 559 and retrofits | 403 | 1797 | Rate Constraint in lbs/MMBtu | FALSE | L | Annual | Allowances Sold NOX | MTons | 0 | 0 | 0 | 0 | 0 | 0 | 0
IL Fac. Spec. - NOX Rate Summer v3.1, Unit 559 and retrofits | 403 | 1797 | Rate Constraint in lbs/MMBtu | FALSE | L | Annual | Allowances Banked | MTons | 0 | 0 | 0 | 0 | 0 | 0 | 0
IL Fac. Spec. - NOX Rate Summer v3.1, Unit 559 and retrofits | 403 | 1797 | Rate Constraint in lbs/MMBtu | FALSE | L | Annual | Allowances Withdrawn (1:1) | MTons | 0 | 0 | 0 | 0 | 0 | 0 | 0
IL Fac. Spec. - NOX Rate Summer v3.1, Unit 559 and retrofits | 403 | 1797 | Rate Constraint in lbs/MMBtu | FALSE | L | Annual | Allowances Withdrawn (n:1) | MTons | 0 | 0 | 0 | 0 | 0 | 0 | 0
IL Fac. Spec. - NOX Rate Summer v3.1, Unit 559 and retrofits | 403 | 1797 | Rate Constraint in lbs/MMBtu | FALSE | L | Annual | Net Emissions Allowance Position | MTons | 0.0038753 | 0.00076235 | 0.0038753 | 0.0038753 | 0.0038753 | 0.0038753 | 0
IL Fac. Spec. - NOX Rate Summer v3.1, Unit 559 and retrofits | 403 | 1797 | Rate Constraint in lbs/MMBtu | FALSE | L | Annual | Fuel Consumed | TBtu | 0.097811 | 0.019242 | 0.097811 | 0.097811 | 0.097811 | 0.097811 | 0
IL Fac. Spec. - NOX Rate Summer v3.1, Unit 559 and retrofits | 403 | 1797 | Rate Constraint in lbs/MMBtu | FALSE | L | Annual | Rate | lb/MMBtu | 0.07924 | 0.07924 | 0.07924 | 0.07924 | 0.07924 | 0.07924 | 0
IL Fac. Spec. - NOX Rate Summer v3.1, Unit 559 and retrofits | 403 | 1797 | Rate Constraint in lbs/MMBtu | FALSE | L | Annual | Generation | TWh | 0.0084729 | 0.0016668 | 0.0084729 | 0.0084729 | 0.0084729 | 0.0084729 | 0
IL Fac. Spec. - NOX Rate Summer v3.1, Unit 559 and retrofits | 403 | 1797 | Rate Constraint in lbs/MMBtu | FALSE | L | Annual | Qualifying Generation | TWh | 0.0084729 | 0.0016668 | 0.0084729 | 0.0084729 | 0.0084729 | 0.0084729 | 0
IL Fac. Spec. - NOX Rate Summer v3.1, Unit 559 and retrofits | 403 | 1797 | Rate Constraint in lbs/MMBtu | FALSE | L | Annual | Rate | lb/MWh | 0.45737 | 0.45737 | 0.45737 | 0.45737 | 0.45737 | 0.45737 | 0
IL Fac. Spec. - NOX Rate Summer v3.1, Unit 559 and retrofits | 403 | 1797 | Rate Constraint in lbs/MMBtu | FALSE | L | Annual | Constraint Shadow Price | US$/Ton | 0 | 0 | 0 | 0 | 0 | 0 | 0
IL Fac. Spec. - NOX Rate Summer v3.1, Unit 560 and retrofits | 404 | 1797 | Rate Constraint in lbs/MMBtu | FALSE | L | Annual | Seasons Included | Seasons | Summer | Summer | Summer | Summer | Summer | Summer | Summer
IL Fac. Spec. - NOX Rate Summer v3.1, Unit 560 and retrofits | 404 | 1797 | Rate Constraint in lbs/MMBtu | FALSE | L | Annual | Standard | lb/MMBtu | 0.25 | 0.25 | 0.25 | 0.25 | 0.25 | 0.25 | 0.25
IL Fac. Spec. - NOX Rate Summer v3.1, Unit 560 and retrofits | 404 | 1797 | Rate Constraint in lbs/MMBtu | FALSE | L | Annual | Emissions at Affected Plants NOX | MTons | 0.0039363 | 0.00077435 | 0.0039363 | 0.0039363 | 0.0039363 | 0.0039363 | 0
IL Fac. Spec. - NOX Rate Summer v3.1, Unit 560 and retrofits | 404 | 1797 | Rate Constraint in lbs/MMBtu | FALSE | L | Annual | Allowances Purchased NOX | MTons | 0 | 0 | 0 | 0 | 0 | 0 | 0
IL Fac. Spec. - NOX Rate Summer v3.1, Unit 560 and retrofits | 404 | 1797 | Rate Constraint in lbs/MMBtu | FALSE | L | Annual | Allowances Sold NOX | MTons | 0 | 0 | 0 | 0 | 0 | 0 | 0
IL Fac. Spec. - NOX Rate Summer v3.1, Unit 560 and retrofits | 404 | 1797 | Rate Constraint in lbs/MMBtu | FALSE | L | Annual | Allowances Banked | MTons | 0 | 0 | 0 | 0 | 0 | 0 | 0
IL Fac. Spec. - NOX Rate Summer v3.1, Unit 560 and retrofits | 404 | 1797 | Rate Constraint in lbs/MMBtu | FALSE | L | Annual | Allowances Withdrawn (1:1) | MTons | 0 | 0 | 0 | 0 | 0 | 0 | 0
IL Fac. Spec. - NOX Rate Summer v3.1, Unit 560 and retrofits | 404 | 1797 | Rate Constraint in lbs/MMBtu | FALSE | L | Annual | Allowances Withdrawn (n:1) | MTons | 0 | 0 | 0 | 0 | 0 | 0 | 0
IL Fac. Spec. - NOX Rate Summer v3.1, Unit 560 and retrofits | 404 | 1797 | Rate Constraint in lbs/MMBtu | FALSE | L | Annual | Net Emissions Allowance Position | MTons | 0.0039363 | 0.00077435 | 0.0039363 | 0.0039363 | 0.0039363 | 0.0039363 | 0
IL Fac. Spec. - NOX Rate Summer v3.1, Unit 560 and retrofits | 404 | 1797 | Rate Constraint in lbs/MMBtu | FALSE | L | Annual | Fuel Consumed | TBtu | 0.09782 | 0.019243 | 0.09782 | 0.09782 | 0.09782 | 0.09782 | 0
IL Fac. Spec. - NOX Rate Summer v3.1, Unit 560 and retrofits | 404 | 1797 | Rate Constraint in lbs/MMBtu | FALSE | L | Annual | Rate | lb/MMBtu | 0.080481 | 0.080481 | 0.080481 | 0.080481 | 0.080481 | 0.080481 | 0
IL Fac. Spec. - NOX Rate Summer v3.1, Unit 560 and retrofits | 404 | 1797 | Rate Constraint in lbs/MMBtu | FALSE | L | Annual | Generation | TWh | 0.0084729 | 0.0016668 | 0.0084729 | 0.0084729 | 0.0084729 | 0.0084729 | 0
IL Fac. Spec. - NOX Rate Summer v3.1, Unit 560 and retrofits | 404 | 1797 | Rate Constraint in lbs/MMBtu | FALSE | L | Annual | Qualifying Generation | TWh | 0.0084729 | 0.0016668 | 0.0084729 | 0.0084729 | 0.0084729 | 0.0084729 | 0
IL Fac. Spec. - NOX Rate Summer v3.1, Unit 560 and retrofits | 404 | 1797 | Rate Constraint in lbs/MMBtu | FALSE | L | Annual | Rate | lb/MWh | 0.46458 | 0.46458 | 0.46458 | 0.46458 | 0.46458 | 0.46458 | 0
IL Fac. Spec. - NOX Rate Summer v3.1, Unit 560 and retrofits | 404 | 1797 | Rate Constraint in lbs/MMBtu | FALSE | L | Annual | Constraint Shadow Price | US$/Ton | 0 | 0 | 0 | 0 | 0 | 0 | 0
IL Fac. Spec. - NOX Rate Summer v3.1, Unit 561 and retrofits | 405 | 1797 | Rate Constraint in lbs/MMBtu | FALSE | L | Annual | Seasons Included | Seasons | Summer | Summer | Summer | Summer | Summer | Summer | Summer
IL Fac. Spec. - NOX Rate Summer v3.1, Unit 561 and retrofits | 405 | 1797 | Rate Constraint in lbs/MMBtu | FALSE | L | Annual | Standard | lb/MMBtu | 0.25 | 0.25 | 0.25 | 0.25 | 0.25 | 0.25 | 0.25
IL Fac. Spec. - NOX Rate Summer v3.1, Unit 561 and retrofits | 405 | 1797 | Rate Constraint in lbs/MMBtu | FALSE | L | Annual | Emissions at Affected Plants NOX | MTons | 0.0038823 | 0.00076374 | 0.0038823 | 0.0038823 | 0.0038823 | 0.0038823 | 0
IL Fac. Spec. - NOX Rate Summer v3.1, Unit 561 and retrofits | 405 | 1797 | Rate Constraint in lbs/MMBtu | FALSE | L | Annual | Allowances Purchased NOX | MTons | 0 | 0 | 0 | 0 | 0 | 0 | 0
IL Fac. Spec. - NOX Rate Summer v3.1, Unit 561 and retrofits | 405 | 1797 | Rate Constraint in lbs/MMBtu | FALSE | L | Annual | Allowances Sold NOX | MTons | 0 | 0 | 0 | 0 | 0 | 0 | 0
IL Fac. Spec. - NOX Rate Summer v3.1, Unit 561 and retrofits | 405 | 1797 | Rate Constraint in lbs/MMBtu | FALSE | L | Annual | Allowances Banked | MTons | 0 | 0 | 0 | 0 | 0 | 0 | 0
IL Fac. Spec. - NOX Rate Summer v3.1, Unit 561 and retrofits | 405 | 1797 | Rate Constraint in lbs/MMBtu | FALSE | L | Annual | Allowances Withdrawn (1:1) | MTons | 0 | 0 | 0 | 0 | 0 | 0 | 0
IL Fac. Spec. - NOX Rate Summer v3.1, Unit 561 and retrofits | 405 | 1797 | Rate Constraint in lbs/MMBtu | FALSE | L | Annual | Allowances Withdrawn (n:1) | MTons | 0 | 0 | 0 | 0 | 0 | 0 | 0
IL Fac. Spec. - NOX Rate Summer v3.1, Unit 561 and retrofits | 405 | 1797 | Rate Constraint in lbs/MMBtu | FALSE | L | Annual | Net Emissions Allowance Position | MTons | 0.0038823 | 0.00076374 | 0.0038823 | 0.0038823 | 0.0038823 | 0.0038823 | 0
IL Fac. Spec. - NOX Rate Summer v3.1, Unit 561 and retrofits | 405 | 1797 | Rate Constraint in lbs/MMBtu | FALSE | L | Annual | Fuel Consumed | TBtu | 0.09782 | 0.019243 | 0.09782 | 0.09782 | 0.09782 | 0.09782 | 0
IL Fac. Spec. - NOX Rate Summer v3.1, Unit 561 and retrofits | 405 | 1797 | Rate Constraint in lbs/MMBtu | FALSE | L | Annual | Rate | lb/MMBtu | 0.079377 | 0.079377 | 0.079377 | 0.079377 | 0.079377 | 0.079377 | 0
IL Fac. Spec. - NOX Rate Summer v3.1, Unit 561 and retrofits | 405 | 1797 | Rate Constraint in lbs/MMBtu | FALSE | L | Annual | Generation | TWh | 0.0084729 | 0.0016668 | 0.0084729 | 0.0084729 | 0.0084729 | 0.0084729 | 0
IL Fac. Spec. - NOX Rate Summer v3.1, Unit 561 and retrofits | 405 | 1797 | Rate Constraint in lbs/MMBtu | FALSE | L | Annual | Qualifying Generation | TWh | 0.0084729 | 0.0016668 | 0.0084729 | 0.0084729 | 0.0084729 | 0.0084729 | 0
IL Fac. Spec. - NOX Rate Summer v3.1, Unit 561 and retrofits | 405 | 1797 | Rate Constraint in lbs/MMBtu | FALSE | L | Annual | Rate | lb/MWh | 0.4582 | 0.4582 | 0.4582 | 0.4582 | 0.4582 | 0.4582 | 0
IL Fac. Spec. - NOX Rate Summer v3.1, Unit 561 and retrofits | 405 | 1797 | Rate Constraint in lbs/MMBtu | FALSE | L | Annual | Constraint Shadow Price | US$/Ton | 0 | 0 | 0 | 0 | 0 | 0 | 0
IL Fac. Spec. - NOX Rate Summer v3.1, Unit 562 and retrofits | 406 | 1797 | Rate Constraint in lbs/MMBtu | FALSE | L | Annual | Seasons Included | Seasons | Summer | Summer | Summer | Summer | Summer | Summer | Summer
IL Fac. Spec. - NOX Rate Summer v3.1, Unit 562 and retrofits | 406 | 1797 | Rate Constraint in lbs/MMBtu | FALSE | L | Annual | Standard | lb/MMBtu | 0.25 | 0.25 | 0.25 | 0.25 | 0.25 | 0.25 | 0.25
IL Fac. Spec. - NOX Rate Summer v3.1, Unit 562 and retrofits | 406 | 1797 | Rate Constraint in lbs/MMBtu | FALSE | L | Annual | Emissions at Affected Plants NOX | MTons | 0.0039374 | 0.00077457 | 0.0039374 | 0.0039374 | 0.0039374 | 0.0039374 | 0
IL Fac. Spec. - NOX Rate Summer v3.1, Unit 562 and retrofits | 406 | 1797 | Rate Constraint in lbs/MMBtu | FALSE | L | Annual | Allowances Purchased NOX | MTons | 0 | 0 | 0 | 0 | 0 | 0 | 0
IL Fac. Spec. - NOX Rate Summer v3.1, Unit 562 and retrofits | 406 | 1797 | Rate Constraint in lbs/MMBtu | FALSE | L | Annual | Allowances Sold NOX | MTons | 0 | 0 | 0 | 0 | 0 | 0 | 0
IL Fac. Spec. - NOX Rate Summer v3.1, Unit 562 and retrofits | 406 | 1797 | Rate Constraint in lbs/MMBtu | FALSE | L | Annual | Allowances Banked | MTons | 0 | 0 | 0 | 0 | 0 | 0 | 0
IL Fac. Spec. - NOX Rate Summer v3.1, Unit 562 and retrofits | 406 | 1797 | Rate Constraint in lbs/MMBtu | FALSE | L | Annual | Allowances Withdrawn (1:1) | MTons | 0 | 0 | 0 | 0 | 0 | 0 | 0
IL Fac. Spec. - NOX Rate Summer v3.1, Unit 562 and retrofits | 406 | 1797 | Rate Constraint in lbs/MMBtu | FALSE | L | Annual | Allowances Withdrawn (n:1) | MTons | 0 | 0 | 0 | 0 | 0 | 0 | 0
IL Fac. Spec. - NOX Rate Summer v3.1, Unit 562 and retrofits | 406 | 1797 | Rate Constraint in lbs/MMBtu | FALSE | L | Annual | Net Emissions Allowance Position | MTons | 0.0039374 | 0.00077457 | 0.0039374 | 0.0039374 | 0.0039374 | 0.0039374 | 0
IL Fac. Spec. - NOX Rate Summer v3.1, Unit 562 and retrofits | 406 | 1797 | Rate Constraint in lbs/MMBtu | FALSE | L | Annual | Fuel Consumed | TBtu | 0.09782 | 0.019243 | 0.09782 | 0.09782 | 0.09782 | 0.09782 | 0
IL Fac. Spec. - NOX Rate Summer v3.1, Unit 562 and retrofits | 406 | 1797 | Rate Constraint in lbs/MMBtu | FALSE | L | Annual | Rate | lb/MMBtu | 0.080503 | 0.080503 | 0.080503 | 0.080503 | 0.080503 | 0.080503 | 0
IL Fac. Spec. - NOX Rate Summer v3.1, Unit 562 and retrofits | 406 | 1797 | Rate Constraint in lbs/MMBtu | FALSE | L | Annual | Generation | TWh | 0.0084729 | 0.0016668 | 0.0084729 | 0.0084729 | 0.0084729 | 0.0084729 | 0
IL Fac. Spec. - NOX Rate Summer v3.1, Unit 562 and retrofits | 406 | 1797 | Rate Constraint in lbs/MMBtu | FALSE | L | Annual | Qualifying Generation | TWh | 0.0084729 | 0.0016668 | 0.0084729 | 0.0084729 | 0.0084729 | 0.0084729 | 0
IL Fac. Spec. - NOX Rate Summer v3.1, Unit 562 and retrofits | 406 | 1797 | Rate Constraint in lbs/MMBtu | FALSE | L | Annual | Rate | lb/MWh | 0.46471 | 0.46471 | 0.46471 | 0.46471 | 0.46471 | 0.46471 | 0
IL Fac. Spec. - NOX Rate Summer v3.1, Unit 562 and retrofits | 406 | 1797 | Rate Constraint in lbs/MMBtu | FALSE | L | Annual | Constraint Shadow Price | US$/Ton | 0 | 0 | 0 | 0 | 0 | 0 | 0
IL Fac. Spec. - NOX Rate Summer v3.1, Unit 563 and retrofits | 407 | 1797 | Rate Constraint in lbs/MMBtu | FALSE | L | Annual | Seasons Included | Seasons | Summer | Summer | Summer | Summer | Summer | Summer | Summer
IL Fac. Spec. - NOX Rate Summer v3.1, Unit 563 and retrofits | 407 | 1797 | Rate Constraint in lbs/MMBtu | FALSE | L | Annual | Standard | lb/MMBtu | 0.25 | 0.25 | 0.25 | 0.25 | 0.25 | 0.25 | 0.25
IL Fac. Spec. - NOX Rate Summer v3.1, Unit 563 and retrofits | 407 | 1797 | Rate Constraint in lbs/MMBtu | FALSE | L | Annual | Emissions at Affected Plants NOX | MTons | 0.0078104 | 0.0015365 | 0.0078104 | 0.0078104 | 0.0078104 | 0.0078104 | 0
IL Fac. Spec. - NOX Rate Summer v3.1, Unit 563 and retrofits | 407 | 1797 | Rate Constraint in lbs/MMBtu | FALSE | L | Annual | Allowances Purchased NOX | MTons | 0 | 0 | 0 | 0 | 0 | 0 | 0
IL Fac. Spec. - NOX Rate Summer v3.1, Unit 563 and retrofits | 407 | 1797 | Rate Constraint in lbs/MMBtu | FALSE | L | Annual | Allowances Sold NOX | MTons | 0 | 0 | 0 | 0 | 0 | 0 | 0
IL Fac. Spec. - NOX Rate Summer v3.1, Unit 563 and retrofits | 407 | 1797 | Rate Constraint in lbs/MMBtu | FALSE | L | Annual | Allowances Banked | MTons | 0 | 0 | 0 | 0 | 0 | 0 | 0
IL Fac. Spec. - NOX Rate Summer v3.1, Unit 563 and retrofits | 407 | 1797 | Rate Constraint in lbs/MMBtu | FALSE | L | Annual | Allowances Withdrawn (1:1) | MTons | 0 | 0 | 0 | 0 | 0 | 0 | 0
IL Fac. Spec. - NOX Rate Summer v3.1, Unit 563 and retrofits | 407 | 1797 | Rate Constraint in lbs/MMBtu | FALSE | L | Annual | Allowances Withdrawn (n:1) | MTons | 0 | 0 | 0 | 0 | 0 | 0 | 0
IL Fac. Spec. - NOX Rate Summer v3.1, Unit 563 and retrofits | 407 | 1797 | Rate Constraint in lbs/MMBtu | FALSE | L | Annual | Net Emissions Allowance Position | MTons | 0.0078104 | 0.0015365 | 0.0078104 | 0.0078104 | 0.0078104 | 0.0078104 | 0
IL Fac. Spec. - NOX Rate Summer v3.1, Unit 563 and retrofits | 407 | 1797 | Rate Constraint in lbs/MMBtu | FALSE | L | Annual | Fuel Consumed | TBtu | 0.19564 | 0.038486 | 0.19564 | 0.19564 | 0.19564 | 0.19564 | 0
IL Fac. Spec. - NOX Rate Summer v3.1, Unit 563 and retrofits | 407 | 1797 | Rate Constraint in lbs/MMBtu | FALSE | L | Annual | Rate | lb/MMBtu | 0.079845 | 0.079845 | 0.079845 | 0.079845 | 0.079845 | 0.079845 | 0
IL Fac. Spec. - NOX Rate Summer v3.1, Unit 563 and retrofits | 407 | 1797 | Rate Constraint in lbs/MMBtu | FALSE | L | Annual | Generation | TWh | 0.016946 | 0.0033336 | 0.016946 | 0.016946 | 0.016946 | 0.016946 | 0
IL Fac. Spec. - NOX Rate Summer v3.1, Unit 563 and retrofits | 407 | 1797 | Rate Constraint in lbs/MMBtu | FALSE | L | Annual | Qualifying Generation | TWh | 0.016946 | 0.0033336 | 0.016946 | 0.016946 | 0.016946 | 0.016946 | 0
IL Fac. Spec. - NOX Rate Summer v3.1, Unit 563 and retrofits | 407 | 1797 | Rate Constraint in lbs/MMBtu | FALSE | L | Annual | Rate | lb/MWh | 0.4609 | 0.4609 | 0.4609 | 0.4609 | 0.4609 | 0.4609 | 0
IL Fac. Spec. - NOX Rate Summer v3.1, Unit 563 and retrofits | 407 | 1797 | Rate Constraint in lbs/MMBtu | FALSE | L | Annual | Constraint Shadow Price | US$/Ton | 0 | 0 | 0 | 0 | 0 | 0 | 0
IL Fac. Spec. - NOX Rate Summer v3.1, Unit 564 and retrofits | 408 | 1797 | Rate Constraint in lbs/MMBtu | FALSE | L | Annual | Seasons Included | Seasons | Summer | Summer | Summer | Summer | Summer | Summer | Summer
IL Fac. Spec. - NOX Rate Summer v3.1, Unit 564 and retrofits | 408 | 1797 | Rate Constraint in lbs/MMBtu | FALSE | L | Annual | Standard | lb/MMBtu | 0.25 | 0.25 | 0.25 | 0.25 | 0.25 | 0.25 | 0.25
IL Fac. Spec. - NOX Rate Summer v3.1, Unit 564 and retrofits | 408 | 1797 | Rate Constraint in lbs/MMBtu | FALSE | L | Annual | Emissions at Affected Plants NOX | MTons | 0.00040962 | 0.00040962 | 0.00040962 | 0.00040962 | 0.00040962 | 0 | 0
IL Fac. Spec. - NOX Rate Summer v3.1, Unit 564 and retrofits | 408 | 1797 | Rate Constraint in lbs/MMBtu | FALSE | L | Annual | Allowances Purchased NOX | MTons | 0 | 0 | 0 | 0 | 0 | 0 | 0
IL Fac. Spec. - NOX Rate Summer v3.1, Unit 564 and retrofits | 408 | 1797 | Rate Constraint in lbs/MMBtu | FALSE | L | Annual | Allowances Sold NOX | MTons | 0 | 0 | 0 | 0 | 0 | 0 | 0
IL Fac. Spec. - NOX Rate Summer v3.1, Unit 564 and retrofits | 408 | 1797 | Rate Constraint in lbs/MMBtu | FALSE | L | Annual | Allowances Banked | MTons | 0 | 0 | 0 | 0 | 0 | 0 | 0
IL Fac. Spec. - NOX Rate Summer v3.1, Unit 564 and retrofits | 408 | 1797 | Rate Constraint in lbs/MMBtu | FALSE | L | Annual | Allowances Withdrawn (1:1) | MTons | 0 | 0 | 0 | 0 | 0 | 0 | 0
IL Fac. Spec. - NOX Rate Summer v3.1, Unit 564 and retrofits | 408 | 1797 | Rate Constraint in lbs/MMBtu | FALSE | L | Annual | Allowances Withdrawn (n:1) | MTons | 0 | 0 | 0 | 0 | 0 | 0 | 0
IL Fac. Spec. - NOX Rate Summer v3.1, Unit 564 and retrofits | 408 | 1797 | Rate Constraint in lbs/MMBtu | FALSE | L | Annual | Net Emissions Allowance Position | MTons | 0.00040962 | 0.00040962 | 0.00040962 | 0.00040962 | 0.00040962 | 0 | 0
IL Fac. Spec. - NOX Rate Summer v3.1, Unit 564 and retrofits | 408 | 1797 | Rate Constraint in lbs/MMBtu | FALSE | L | Annual | Fuel Consumed | TBtu | 0.030915 | 0.030915 | 0.030915 | 0.030915 | 0.030915 | 0 | 0
IL Fac. Spec. - NOX Rate Summer v3.1, Unit 564 and retrofits | 408 | 1797 | Rate Constraint in lbs/MMBtu | FALSE | L | Annual | Rate | lb/MMBtu | 0.0265 | 0.0265 | 0.0265 | 0.0265 | 0.0265 | 0 | 0
IL Fac. Spec. - NOX Rate Summer v3.1, Unit 564 and retrofits | 408 | 1797 | Rate Constraint in lbs/MMBtu | FALSE | L | Annual | Generation | TWh | 0.0025002 | 0.0025002 | 0.0025002 | 0.0025002 | 0.0025002 | 0 | 0
IL Fac. Spec. - NOX Rate Summer v3.1, Unit 564 and retrofits | 408 | 1797 | Rate Constraint in lbs/MMBtu | FALSE | L | Annual | Qualifying Generation | TWh | 0.0025002 | 0.0025002 | 0.0025002 | 0.0025002 | 0.0025002 | 0 | 0
IL Fac. Spec. - NOX Rate Summer v3.1, Unit 564 and retrofits | 408 | 1797 | Rate Constraint in lbs/MMBtu | FALSE | L | Annual | Rate | lb/MWh | 0.16384 | 0.16384 | 0.16384 | 0.16384 | 0.16384 | 0 | 0
IL Fac. Spec. - NOX Rate Summer v3.1, Unit 564 and retrofits | 408 | 1797 | Rate Constraint in lbs/MMBtu | FALSE | L | Annual | Constraint Shadow Price | US$/Ton | 0 | 0 | 0 | 0 | 0 | 0 | 0
IL Fac. Spec. - NOX Rate Summer v3.1, Unit 565 and retrofits | 409 | 1797 | Rate Constraint in lbs/MMBtu | FALSE | L | Annual | Seasons Included | Seasons | Summer | Summer | Summer | Summer | Summer | Summer | Summer
IL Fac. Spec. - NOX Rate Summer v3.1, Unit 565 and retrofits | 409 | 1797 | Rate Constraint in lbs/MMBtu | FALSE | L | Annual | Standard | lb/MMBtu | 0.25 | 0.25 | 0.25 | 0.25 | 0.25 | 0.25 | 0.25
IL Fac. Spec. - NOX Rate Summer v3.1, Unit 565 and retrofits | 409 | 1797 | Rate Constraint in lbs/MMBtu | FALSE | L | Annual | Emissions at Affected Plants NOX | MTons | 0.00030917 | 0.00030917 | 0.00030917 | 0.00030917 | 0.00030917 | 0 | 0
IL Fac. Spec. - NOX Rate Summer v3.1, Unit 565 and retrofits | 409 | 1797 | Rate Constraint in lbs/MMBtu | FALSE | L | Annual | Allowances Purchased NOX | MTons | 0 | 0 | 0 | 0 | 0 | 0 | 0
IL Fac. Spec. - NOX Rate Summer v3.1, Unit 565 and retrofits | 409 | 1797 | Rate Constraint in lbs/MMBtu | FALSE | L | Annual | Allowances Sold NOX | MTons | 0 | 0 | 0 | 0 | 0 | 0 | 0
IL Fac. Spec. - NOX Rate Summer v3.1, Unit 565 and retrofits | 409 | 1797 | Rate Constraint in lbs/MMBtu | FALSE | L | Annual | Allowances Banked | MTons | 0 | 0 | 0 | 0 | 0 | 0 | 0
IL Fac. Spec. - NOX Rate Summer v3.1, Unit 565 and retrofits | 409 | 1797 | Rate Constraint in lbs/MMBtu | FALSE | L | Annual | Allowances Withdrawn (1:1) | MTons | 0 | 0 | 0 | 0 | 0 | 0 | 0
IL Fac. Spec. - NOX Rate Summer v3.1, Unit 565 and retrofits | 409 | 1797 | Rate Constraint in lbs/MMBtu | FALSE | L | Annual | Allowances Withdrawn (n:1) | MTons | 0 | 0 | 0 | 0 | 0 | 0 | 0
IL Fac. Spec. - NOX Rate Summer v3.1, Unit 565 and retrofits | 409 | 1797 | Rate Constraint in lbs/MMBtu | FALSE | L | Annual | Net Emissions Allowance Position | MTons | 0.00030917 | 0.00030917 | 0.00030917 | 0.00030917 | 0.00030917 | 0 | 0
IL Fac. Spec. - NOX Rate Summer v3.1, Unit 565 and retrofits | 409 | 1797 | Rate Constraint in lbs/MMBtu | FALSE | L | Annual | Fuel Consumed | TBtu | 0.030917 | 0.030917 | 0.030917 | 0.030917 | 0.030917 | 0 | 0
IL Fac. Spec. - NOX Rate Summer v3.1, Unit 565 and retrofits | 409 | 1797 | Rate Constraint in lbs/MMBtu | FALSE | L | Annual | Rate | lb/MMBtu | 0.02 | 0.02 | 0.02 | 0.02 | 0.02 | 0 | 0
IL Fac. Spec. - NOX Rate Summer v3.1, Unit 565 and retrofits | 409 | 1797 | Rate Constraint in lbs/MMBtu | FALSE | L | Annual | Generation | TWh | 0.0025002 | 0.0025002 | 0.0025002 | 0.0025002 | 0.0025002 | 0 | 0
IL Fac. Spec. - NOX Rate Summer v3.1, Unit 565 and retrofits | 409 | 1797 | Rate Constraint in lbs/MMBtu | FALSE | L | Annual | Qualifying Generation | TWh | 0.0025002 | 0.0025002 | 0.0025002 | 0.0025002 | 0.0025002 | 0 | 0
IL Fac. Spec. - NOX Rate Summer v3.1, Unit 565 and retrofits | 409 | 1797 | Rate Constraint in lbs/MMBtu | FALSE | L | Annual | Rate | lb/MWh | 0.12366 | 0.12366 | 0.12366 | 0.12366 | 0.12366 | 0 | 0
IL Fac. Spec. - NOX Rate Summer v3.1, Unit 565 and retrofits | 409 | 1797 | Rate Constraint in lbs/MMBtu | FALSE | L | Annual | Constraint Shadow Price | US$/Ton | 0 | 0 | 0 | 0 | 0 | 0 | 0
IL Fac. Spec. - NOX Rate Summer v3.1, Unit 566 and retrofits | 410 | 1797 | Rate Constraint in lbs/MMBtu | FALSE | L | Annual | Seasons Included | Seasons | Summer | Summer | Summer | Summer | Summer | Summer | Summer
IL Fac. Spec. - NOX Rate Summer v3.1, Unit 566 and retrofits | 410 | 1797 | Rate Constraint in lbs/MMBtu | FALSE | L | Annual | Standard | lb/MMBtu | 0.25 | 0.25 | 0.25 | 0.25 | 0.25 | 0.25 | 0.25
IL Fac. Spec. - NOX Rate Summer v3.1, Unit 566 and retrofits | 410 | 1797 | Rate Constraint in lbs/MMBtu | FALSE | L | Annual | Emissions at Affected Plants NOX | MTons | 0.0006199 | 0.0006199 | 0.0006199 | 0.0006199 | 0.0006199 | 0 | 0
IL Fac. Spec. - NOX Rate Summer v3.1, Unit 566 and retrofits | 410 | 1797 | Rate Constraint in lbs/MMBtu | FALSE | L | Annual | Allowances Purchased NOX | MTons | 0 | 0 | 0 | 0 | 0 | 0 | 0
IL Fac. Spec. - NOX Rate Summer v3.1, Unit 566 and retrofits | 410 | 1797 | Rate Constraint in lbs/MMBtu | FALSE | L | Annual | Allowances Sold NOX | MTons | 0 | 0 | 0 | 0 | 0 | 0 | 0
IL Fac. Spec. - NOX Rate Summer v3.1, Unit 566 and retrofits | 410 | 1797 | Rate Constraint in lbs/MMBtu | FALSE | L | Annual | Allowances Banked | MTons | 0 | 0 | 0 | 0 | 0 | 0 | 0
IL Fac. Spec. - NOX Rate Summer v3.1, Unit 566 and retrofits | 410 | 1797 | Rate Constraint in lbs/MMBtu | FALSE | L | Annual | Allowances Withdrawn (1:1) | MTons | 0 | 0 | 0 | 0 | 0 | 0 | 0
IL Fac. Spec. - NOX Rate Summer v3.1, Unit 566 and retrofits | 410 | 1797 | Rate Constraint in lbs/MMBtu | FALSE | L | Annual | Allowances Withdrawn (n:1) | MTons | 0 | 0 | 0 | 0 | 0 | 0 | 0
IL Fac. Spec. - NOX Rate Summer v3.1, Unit 566 and retrofits | 410 | 1797 | Rate Constraint in lbs/MMBtu | FALSE | L | Annual | Net Emissions Allowance Position | MTons | 0.0006199 | 0.0006199 | 0.0006199 | 0.0006199 | 0.0006199 | 0 | 0
IL Fac. Spec. - NOX Rate Summer v3.1, Unit 566 and retrofits | 410 | 1797 | Rate Constraint in lbs/MMBtu | FALSE | L | Annual | Fuel Consumed | TBtu | 0.061835 | 0.061835 | 0.061835 | 0.061835 | 0.061835 | 0 | 0
IL Fac. Spec. - NOX Rate Summer v3.1, Unit 566 and retrofits | 410 | 1797 | Rate Constraint in lbs/MMBtu | FALSE | L | Annual | Rate | lb/MMBtu | 0.02005 | 0.02005 | 0.02005 | 0.02005 | 0.02005 | 0 | 0
IL Fac. Spec. - NOX Rate Summer v3.1, Unit 566 and retrofits | 410 | 1797 | Rate Constraint in lbs/MMBtu | FALSE | L | Annual | Generation | TWh | 0.0050004 | 0.0050004 | 0.0050004 | 0.0050004 | 0.0050004 | 0 | 0
IL Fac. Spec. - NOX Rate Summer v3.1, Unit 566 and retrofits | 410 | 1797 | Rate Constraint in lbs/MMBtu | FALSE | L | Annual | Qualifying Generation | TWh | 0.0050004 | 0.0050004 | 0.0050004 | 0.0050004 | 0.0050004 | 0 | 0
IL Fac. Spec. - NOX Rate Summer v3.1, Unit 566 and retrofits | 410 | 1797 | Rate Constraint in lbs/MMBtu | FALSE | L | Annual | Rate | lb/MWh | 0.12397 | 0.12397 | 0.12397 | 0.12397 | 0.12397 | 0 | 0
IL Fac. Spec. - NOX Rate Summer v3.1, Unit 566 and retrofits | 410 | 1797 | Rate Constraint in lbs/MMBtu | FALSE | L | Annual | Constraint Shadow Price | US$/Ton | 0 | 0 | 0 | 0 | 0 | 0 | 0
IL Fac. Spec. - NOX Rate Summer v3.1, Unit 567 and retrofits | 411 | 1797 | Rate Constraint in lbs/MMBtu | FALSE | L | Annual | Seasons Included | Seasons | Summer | Summer | Summer | Summer | Summer | Summer | Summer
IL Fac. Spec. - NOX Rate Summer v3.1, Unit 567 and retrofits | 411 | 1797 | Rate Constraint in lbs/MMBtu | FALSE | L | Annual | Standard | lb/MMBtu | 0.25 | 0.25 | 0.25 | 0.25 | 0.25 | 0.25 | 0.25
IL Fac. Spec. - NOX Rate Summer v3.1, Unit 567 and retrofits | 411 | 1797 | Rate Constraint in lbs/MMBtu | FALSE | L | Annual | Emissions at Affected Plants NOX | MTons | 0 | 0.0026497 | 0.0026497 | 0.0026497 | 0.0026497 | 0 | 0
IL Fac. Spec. - NOX Rate Summer v3.1, Unit 567 and retrofits | 411 | 1797 | Rate Constraint in lbs/MMBtu | FALSE | L | Annual | Allowances Purchased NOX | MTons | 0 | 0 | 0 | 0 | 0 | 0 | 0
IL Fac. Spec. - NOX Rate Summer v3.1, Unit 567 and retrofits | 411 | 1797 | Rate Constraint in lbs/MMBtu | FALSE | L | Annual | Allowances Sold NOX | MTons | 0 | 0 | 0 | 0 | 0 | 0 | 0
IL Fac. Spec. - NOX Rate Summer v3.1, Unit 567 and retrofits | 411 | 1797 | Rate Constraint in lbs/MMBtu | FALSE | L | Annual | Allowances Banked | MTons | 0 | 0 | 0 | 0 | 0 | 0 | 0
IL Fac. Spec. - NOX Rate Summer v3.1, Unit 567 and retrofits | 411 | 1797 | Rate Constraint in lbs/MMBtu | FALSE | L | Annual | Allowances Withdrawn (1:1) | MTons | 0 | 0 | 0 | 0 | 0 | 0 | 0
IL Fac. Spec. - NOX Rate Summer v3.1, Unit 567 and retrofits | 411 | 1797 | Rate Constraint in lbs/MMBtu | FALSE | L | Annual | Allowances Withdrawn (n:1) | MTons | 0 | 0 | 0 | 0 | 0 | 0 | 0
IL Fac. Spec. - NOX Rate Summer v3.1, Unit 567 and retrofits | 411 | 1797 | Rate Constraint in lbs/MMBtu | FALSE | L | Annual | Net Emissions Allowance Position | MTons | 0 | 0.0026497 | 0.0026497 | 0.0026497 | 0.0026497 | 0 | 0
IL Fac. Spec. - NOX Rate Summer v3.1, Unit 567 and retrofits | 411 | 1797 | Rate Constraint in lbs/MMBtu | FALSE | L | Annual | Fuel Consumed | TBtu | 0 | 0.030801 | 0.030801 | 0.030801 | 0.030801 | 0 | 0
IL Fac. Spec. - NOX Rate Summer v3.1, Unit 567 and retrofits | 411 | 1797 | Rate Constraint in lbs/MMBtu | FALSE | L | Annual | Rate | lb/MMBtu | 0 | 0.17205 | 0.17205 | 0.17205 | 0.17205 | 0 | 0
IL Fac. Spec. - NOX Rate Summer v3.1, Unit 567 and retrofits | 411 | 1797 | Rate Constraint in lbs/MMBtu | FALSE | L | Annual | Generation | TWh | 0 | 0.0023968 | 0.0023968 | 0.0023968 | 0.0023968 | 0 | 0
IL Fac. Spec. - NOX Rate Summer v3.1, Unit 567 and retrofits | 411 | 1797 | Rate Constraint in lbs/MMBtu | FALSE | L | Annual | Qualifying Generation | TWh | 0 | 0.0023968 | 0.0023968 | 0.0023968 | 0.0023968 | 0 | 0
IL Fac. Spec. - NOX Rate Summer v3.1, Unit 567 and retrofits | 411 | 1797 | Rate Constraint in lbs/MMBtu | FALSE | L | Annual | Rate | lb/MWh | 0 | 1.1055 | 1.1055 | 1.1055 | 1.1055 | 0 | 0
IL Fac. Spec. - NOX Rate Summer v3.1, Unit 567 and retrofits | 411 | 1797 | Rate Constraint in lbs/MMBtu | FALSE | L | Annual | Constraint Shadow Price | US$/Ton | 0 | 0 | 0 | 0 | 0 | 0 | 0
IL Fac. Spec. - NOX Rate Summer v3.1, Unit 568 and retrofits | 412 | 1797 | Rate Constraint in lbs/MMBtu | FALSE | L | Annual | Seasons Included | Seasons | Summer | Summer | Summer | Summer | Summer | Summer | Summer
IL Fac. Spec. - NOX Rate Summer v3.1, Unit 568 and retrofits | 412 | 1797 | Rate Constraint in lbs/MMBtu | FALSE | L | Annual | Standard | lb/MMBtu | 0.25 | 0.25 | 0.25 | 0.25 | 0.25 | 0.25 | 0.25
IL Fac. Spec. - NOX Rate Summer v3.1, Unit 568 and retrofits | 412 | 1797 | Rate Constraint in lbs/MMBtu | FALSE | L | Annual | Emissions at Affected Plants NOX | MTons | 0 | 0.0012065 | 0.0012065 | 0.0012065 | 0.0012065 | 0 | 0
IL Fac. Spec. - NOX Rate Summer v3.1, Unit 568 and retrofits | 412 | 1797 | Rate Constraint in lbs/MMBtu | FALSE | L | Annual | Allowances Purchased NOX | MTons | 0 | 0 | 0 | 0 | 0 | 0 | 0
IL Fac. Spec. - NOX Rate Summer v3.1, Unit 568 and retrofits | 412 | 1797 | Rate Constraint in lbs/MMBtu | FALSE | L | Annual | Allowances Sold NOX | MTons | 0 | 0 | 0 | 0 | 0 | 0 | 0
IL Fac. Spec. - NOX Rate Summer v3.1, Unit 568 and retrofits | 412 | 1797 | Rate Constraint in lbs/MMBtu | FALSE | L | Annual | Allowances Banked | MTons | 0 | 0 | 0 | 0 | 0 | 0 | 0
IL Fac. Spec. - NOX Rate Summer v3.1, Unit 568 and retrofits | 412 | 1797 | Rate Constraint in lbs/MMBtu | FALSE | L | Annual | Allowances Withdrawn (1:1) | MTons | 0 | 0 | 0 | 0 | 0 | 0 | 0
IL Fac. Spec. - NOX Rate Summer v3.1, Unit 568 and retrofits | 412 | 1797 | Rate Constraint in lbs/MMBtu | FALSE | L | Annual | Allowances Withdrawn (n:1) | MTons | 0 | 0 | 0 | 0 | 0 | 0 | 0
IL Fac. Spec. - NOX Rate Summer v3.1, Unit 568 and retrofits | 412 | 1797 | Rate Constraint in lbs/MMBtu | FALSE | L | Annual | Net Emissions Allowance Position | MTons | 0 | 0.0012065 | 0.0012065 | 0.0012065 | 0.0012065 | 0 | 0
IL Fac. Spec. - NOX Rate Summer v3.1, Unit 568 and retrofits | 412 | 1797 | Rate Constraint in lbs/MMBtu | FALSE | L | Annual | Fuel Consumed | TBtu | 0 | 0.015399 | 0.015399 | 0.015399 | 0.015399 | 0 | 0
IL Fac. Spec. - NOX Rate Summer v3.1, Unit 568 and retrofits | 412 | 1797 | Rate Constraint in lbs/MMBtu | FALSE | L | Annual | Rate | lb/MMBtu | 0 | 0.1567 | 0.1567 | 0.1567 | 0.1567 | 0 | 0
IL Fac. Spec. - NOX Rate Summer v3.1, Unit 568 and retrofits | 412 | 1797 | Rate Constraint in lbs/MMBtu | FALSE | L | Annual | Generation | TWh | 0 | 0.0011984 | 0.0011984 | 0.0011984 | 0.0011984 | 0 | 0
IL Fac. Spec. - NOX Rate Summer v3.1, Unit 568 and retrofits | 412 | 1797 | Rate Constraint in lbs/MMBtu | FALSE | L | Annual | Qualifying Generation | TWh | 0 | 0.0011984 | 0.0011984 | 0.0011984 | 0.0011984 | 0 | 0
IL Fac. Spec. - NOX Rate Summer v3.1, Unit 568 and retrofits | 412 | 1797 | Rate Constraint in lbs/MMBtu | FALSE | L | Annual | Rate | lb/MWh | 0 | 1.0068 | 1.0068 | 1.0068 | 1.0068 | 0 | 0
IL Fac. Spec. - NOX Rate Summer v3.1, Unit 568 and retrofits | 412 | 1797 | Rate Constraint in lbs/MMBtu | FALSE | L | Annual | Constraint Shadow Price | US$/Ton | 0 | 0 | 0 | 0 | 0 | 0 | 0
IL Fac. Spec. - NOX Rate Summer v3.1, Unit 569 and retrofits | 413 | 1797 | Rate Constraint in lbs/MMBtu | FALSE | L | Annual | Seasons Included | Seasons | Summer | Summer | Summer | Summer | Summer | Summer | Summer
IL Fac. Spec. - NOX Rate Summer v3.1, Unit 569 and retrofits | 413 | 1797 | Rate Constraint in lbs/MMBtu | FALSE | L | Annual | Standard | lb/MMBtu | 0.25 | 0.25 | 0.25 | 0.25 | 0.25 | 0.25 | 0.25
IL Fac. Spec. - NOX Rate Summer v3.1, Unit 569 and retrofits | 413 | 1797 | Rate Constraint in lbs/MMBtu | FALSE | L | Annual | Emissions at Affected Plants NOX | MTons | 0 | 0.0014848 | 0.0014848 | 0.0014848 | 0.0014848 | 0 | 0
IL Fac. Spec. - NOX Rate Summer v3.1, Unit 569 and retrofits | 413 | 1797 | Rate Constraint in lbs/MMBtu | FALSE | L | Annual | Allowances Purchased NOX | MTons | 0 | 0 | 0 | 0 | 0 | 0 | 0
IL Fac. Spec. - NOX Rate Summer v3.1, Unit 569 and retrofits | 413 | 1797 | Rate Constraint in lbs/MMBtu | FALSE | L | Annual | Allowances Sold NOX | MTons | 0 | 0 | 0 | 0 | 0 | 0 | 0
IL Fac. Spec. - NOX Rate Summer v3.1, Unit 569 and retrofits | 413 | 1797 | Rate Constraint in lbs/MMBtu | FALSE | L | Annual | Allowances Banked | MTons | 0 | 0 | 0 | 0 | 0 | 0 | 0
IL Fac. Spec. - NOX Rate Summer v3.1, Unit 569 and retrofits | 413 | 1797 | Rate Constraint in lbs/MMBtu | FALSE | L | Annual | Allowances Withdrawn (1:1) | MTons | 0 | 0 | 0 | 0 | 0 | 0 | 0
IL Fac. Spec. - NOX Rate Summer v3.1, Unit 569 and retrofits | 413 | 1797 | Rate Constraint in lbs/MMBtu | FALSE | L | Annual | Allowances Withdrawn (n:1) | MTons | 0 | 0 | 0 | 0 | 0 | 0 | 0
IL Fac. Spec. - NOX Rate Summer v3.1, Unit 569 and retrofits | 413 | 1797 | Rate Constraint in lbs/MMBtu | FALSE | L | Annual | Net Emissions Allowance Position | MTons | 0 | 0.0014848 | 0.0014848 | 0.0014848 | 0.0014848 | 0 | 0
IL Fac. Spec. - NOX Rate Summer v3.1, Unit 569 and retrofits | 413 | 1797 | Rate Constraint in lbs/MMBtu | FALSE | L | Annual | Fuel Consumed | TBtu | 0 | 0.015399 | 0.015399 | 0.015399 | 0.015399 | 0 | 0
IL Fac. Spec. - NOX Rate Summer v3.1, Unit 569 and retrofits | 413 | 1797 | Rate Constraint in lbs/MMBtu | FALSE | L | Annual | Rate | lb/MMBtu | 0 | 0.19284 | 0.19284 | 0.19284 | 0.19284 | 0 | 0
IL Fac. Spec. - NOX Rate Summer v3.1, Unit 569 and retrofits | 413 | 1797 | Rate Constraint in lbs/MMBtu | FALSE | L | Annual | Generation | TWh | 0 | 0.0011984 | 0.0011984 | 0.0011984 | 0.0011984 | 0 | 0
IL Fac. Spec. - NOX Rate Summer v3.1, Unit 569 and retrofits | 413 | 1797 | Rate Constraint in lbs/MMBtu | FALSE | L | Annual | Qualifying Generation | TWh | 0 | 0.0011984 | 0.0011984 | 0.0011984 | 0.0011984 | 0 | 0
IL Fac. Spec. - NOX Rate Summer v3.1, Unit 569 and retrofits | 413 | 1797 | Rate Constraint in lbs/MMBtu | FALSE | L | Annual | Rate | lb/MWh | 0 | 1.239 | 1.239 | 1.239 | 1.239 | 0 | 0
IL Fac. Spec. - NOX Rate Summer v3.1, Unit 569 and retrofits | 413 | 1797 | Rate Constraint in lbs/MMBtu | FALSE | L | Annual | Constraint Shadow Price | US$/Ton | 0 | 0 | 0 | 0 | 0 | 0 | 0
IL Fac. Spec. - NOX Rate Summer v3.1, Unit 570 and retrofits | 414 | 1797 | Rate Constraint in lbs/MMBtu | FALSE | L | Annual | Seasons Included | Seasons | Summer | Summer | Summer | Summer | Summer | Summer | Summer
IL Fac. Spec. - NOX Rate Summer v3.1, Unit 570 and retrofits | 414 | 1797 | Rate Constraint in lbs/MMBtu | FALSE | L | Annual | Standard | lb/MMBtu | 0.25 | 0.25 | 0.25 | 0.25 | 0.25 | 0.25 | 0.25
IL Fac. Spec. - NOX Rate Summer v3.1, Unit 570 and retrofits | 414 | 1797 | Rate Constraint in lbs/MMBtu | FALSE | L | Annual | Emissions at Affected Plants NOX | MTons | 0 | 0.0011627 | 0.0011627 | 0.0011627 | 0.0011627 | 0 | 0
IL Fac. Spec. - NOX Rate Summer v3.1, Unit 570 and retrofits | 414 | 1797 | Rate Constraint in lbs/MMBtu | FALSE | L | Annual | Allowances Purchased NOX | MTons | 0 | 0 | 0 | 0 | 0 | 0 | 0
IL Fac. Spec. - NOX Rate Summer v3.1, Unit 570 and retrofits | 414 | 1797 | Rate Constraint in lbs/MMBtu | FALSE | L | Annual | Allowances Sold NOX | MTons | 0 | 0 | 0 | 0 | 0 | 0 | 0
IL Fac. Spec. - NOX Rate Summer v3.1, Unit 570 and retrofits | 414 | 1797 | Rate Constraint in lbs/MMBtu | FALSE | L | Annual | Allowances Banked | MTons | 0 | 0 | 0 | 0 | 0 | 0 | 0
IL Fac. Spec. - NOX Rate Summer v3.1, Unit 570 and retrofits | 414 | 1797 | Rate Constraint in lbs/MMBtu | FALSE | L | Annual | Allowances Withdrawn (1:1) | MTons | 0 | 0 | 0 | 0 | 0 | 0 | 0
IL Fac. Spec. - NOX Rate Summer v3.1, Unit 570 and retrofits | 414 | 1797 | Rate Constraint in lbs/MMBtu | FALSE | L | Annual | Allowances Withdrawn (n:1) | MTons | 0 | 0 | 0 | 0 | 0 | 0 | 0
IL Fac. Spec. - NOX Rate Summer v3.1, Unit 570 and retrofits | 414 | 1797 | Rate Constraint in lbs/MMBtu | FALSE | L | Annual | Net Emissions Allowance Position | MTons | 0 | 0.0011627 | 0.0011627 | 0.0011627 | 0.0011627 | 0 | 0
IL Fac. Spec. - NOX Rate Summer v3.1, Unit 570 and retrofits | 414 | 1797 | Rate Constraint in lbs/MMBtu | FALSE | L | Annual | Fuel Consumed | TBtu | 0 | 0.015399 | 0.015399 | 0.015399 | 0.015399 | 0 | 0
IL Fac. Spec. - NOX Rate Summer v3.1, Unit 570 and retrofits | 414 | 1797 | Rate Constraint in lbs/MMBtu | FALSE | L | Annual | Rate | lb/MMBtu | 0 | 0.151 | 0.151 | 0.151 | 0.151 | 0 | 0
IL Fac. Spec. - NOX Rate Summer v3.1, Unit 570 and retrofits | 414 | 1797 | Rate Constraint in lbs/MMBtu | FALSE | L | Annual | Generation | TWh | 0 | 0.0011984 | 0.0011984 | 0.0011984 | 0.0011984 | 0 | 0
IL Fac. Spec. - NOX Rate Summer v3.1, Unit 570 and retrofits | 414 | 1797 | Rate Constraint in lbs/MMBtu | FALSE | L | Annual | Qualifying Generation | TWh | 0 | 0.0011984 | 0.0011984 | 0.0011984 | 0.0011984 | 0 | 0
IL Fac. Spec. - NOX Rate Summer v3.1, Unit 570 and retrofits | 414 | 1797 | Rate Constraint in lbs/MMBtu | FALSE | L | Annual | Rate | lb/MWh | 0 | 0.97018 | 0.97018 | 0.97018 | 0.97018 | 0 | 0
IL Fac. Spec. - NOX Rate Summer v3.1, Unit 570 and retrofits | 414 | 1797 | Rate Constraint in lbs/MMBtu | FALSE | L | Annual | Constraint Shadow Price | US$/Ton | 0 | 0 | 0 | 0 | 0 | 0 | 0
IL Fac. Spec. - NOX Rate Summer v3.1, Unit 571 and retrofits | 415 | 1797 | Rate Constraint in lbs/MMBtu | FALSE | L | Annual | Seasons Included | Seasons | Summer | Summer | Summer | Summer | Summer | Summer | Summer
IL Fac. Spec. - NOX Rate Summer v3.1, Unit 571 and retrofits | 415 | 1797 | Rate Constraint in lbs/MMBtu | FALSE | L | Annual | Standard | lb/MMBtu | 0.25 | 0.25 | 0.25 | 0.25 | 0.25 | 0.25 | 0.25
IL Fac. Spec. - NOX Rate Summer v3.1, Unit 571 and retrofits | 415 | 1797 | Rate Constraint in lbs/MMBtu | FALSE | L | Annual | Emissions at Affected Plants NOX | MTons | 0 | 0.0011206 | 0.0011206 | 0.0011206 | 0.0011206 | 0 | 0
IL Fac. Spec. - NOX Rate Summer v3.1, Unit 571 and retrofits | 415 | 1797 | Rate Constraint in lbs/MMBtu | FALSE | L | Annual | Allowances Purchased NOX | MTons | 0 | 0 | 0 | 0 | 0 | 0 | 0
IL Fac. Spec. - NOX Rate Summer v3.1, Unit 571 and retrofits | 415 | 1797 | Rate Constraint in lbs/MMBtu | FALSE | L | Annual | Allowances Sold NOX | MTons | 0 | 0 | 0 | 0 | 0 | 0 | 0
IL Fac. Spec. - NOX Rate Summer v3.1, Unit 571 and retrofits | 415 | 1797 | Rate Constraint in lbs/MMBtu | FALSE | L | Annual | Allowances Banked | MTons | 0 | 0 | 0 | 0 | 0 | 0 | 0
IL Fac. Spec. - NOX Rate Summer v3.1, Unit 571 and retrofits | 415 | 1797 | Rate Constraint in lbs/MMBtu | FALSE | L | Annual | Allowances Withdrawn (1:1) | MTons | 0 | 0 | 0 | 0 | 0 | 0 | 0
IL Fac. Spec. - NOX Rate Summer v3.1, Unit 571 and retrofits | 415 | 1797 | Rate Constraint in lbs/MMBtu | FALSE | L | Annual | Allowances Withdrawn (n:1) | MTons | 0 | 0 | 0 | 0 | 0 | 0 | 0
IL Fac. Spec. - NOX Rate Summer v3.1, Unit 571 and retrofits | 415 | 1797 | Rate Constraint in lbs/MMBtu | FALSE | L | Annual | Net Emissions Allowance Position | MTons | 0 | 0.0011206 | 0.0011206 | 0.0011206 | 0.0011206 | 0 | 0
IL Fac. Spec. - NOX Rate Summer v3.1, Unit 571 and retrofits | 415 | 1797 | Rate Constraint in lbs/MMBtu | FALSE | L | Annual | Fuel Consumed | TBtu | 0 | 0.015399 | 0.015399 | 0.015399 | 0.015399 | 0 | 0
IL Fac. Spec. - NOX Rate Summer v3.1, Unit 571 and retrofits | 415 | 1797 | Rate Constraint in lbs/MMBtu | FALSE | L | Annual | Rate | lb/MMBtu | 0 | 0.14554 | 0.14554 | 0.14554 | 0.14554 | 0 | 0
IL Fac. Spec. - NOX Rate Summer v3.1, Unit 571 and retrofits | 415 | 1797 | Rate Constraint in lbs/MMBtu | FALSE | L | Annual | Generation | TWh | 0 | 0.0011984 | 0.0011984 | 0.0011984 | 0.0011984 | 0 | 0
IL Fac. Spec. - NOX Rate Summer v3.1, Unit 571 and retrofits | 415 | 1797 | Rate Constraint in lbs/MMBtu | FALSE | L | Annual | Qualifying Generation | TWh | 0 | 0.0011984 | 0.0011984 | 0.0011984 | 0.0011984 | 0 | 0
IL Fac. Spec. - NOX Rate Summer v3.1, Unit 571 and retrofits | 415 | 1797 | Rate Constraint in lbs/MMBtu | FALSE | L | Annual | Rate | lb/MWh | 0 | 0.93507 | 0.93507 | 0.93507 | 0.93507 | 0 | 0
IL Fac. Spec. - NOX Rate Summer v3.1, Unit 571 and retrofits | 415 | 1797 | Rate Constraint in lbs/MMBtu | FALSE | L | Annual | Constraint Shadow Price | US$/Ton | 0 | 0 | 0 | 0 | 0 | 0 | 0
IL Fac. Spec. - NOX Rate Summer v3.1, Unit 572 and retrofits | 416 | 1797 | Rate Constraint in lbs/MMBtu | FALSE | L | Annual | Seasons Included | Seasons | Summer | Summer | Summer | Summer | Summer | Summer | Summer
IL Fac. Spec. - NOX Rate Summer v3.1, Unit 572 and retrofits | 416 | 1797 | Rate Constraint in lbs/MMBtu | FALSE | L | Annual | Standard | lb/MMBtu | 0.25 | 0.25 | 0.25 | 0.25 | 0.25 | 0.25 | 0.25
IL Fac. Spec. - NOX Rate Summer v3.1, Unit 572 and retrofits | 416 | 1797 | Rate Constraint in lbs/MMBtu | FALSE | L | Annual | Emissions at Affected Plants NOX | MTons | 0 | 0.0025442 | 0.0025442 | 0.0025442 | 0.0025442 | 0 | 0
IL Fac. Spec. - NOX Rate Summer v3.1, Unit 572 and retrofits | 416 | 1797 | Rate Constraint in lbs/MMBtu | FALSE | L | Annual | Allowances Purchased NOX | MTons | 0 | 0 | 0 | 0 | 0 | 0 | 0
IL Fac. Spec. - NOX Rate Summer v3.1, Unit 572 and retrofits | 416 | 1797 | Rate Constraint in lbs/MMBtu | FALSE | L | Annual | Allowances Sold NOX | MTons | 0 | 0 | 0 | 0 | 0 | 0 | 0
IL Fac. Spec. - NOX Rate Summer v3.1, Unit 572 and retrofits | 416 | 1797 | Rate Constraint in lbs/MMBtu | FALSE | L | Annual | Allowances Banked | MTons | 0 | 0 | 0 | 0 | 0 | 0 | 0
IL Fac. Spec. - NOX Rate Summer v3.1, Unit 572 and retrofits | 416 | 1797 | Rate Constraint in lbs/MMBtu | FALSE | L | Annual | Allowances Withdrawn (1:1) | MTons | 0 | 0 | 0 | 0 | 0 | 0 | 0
IL Fac. Spec. - NOX Rate Summer v3.1, Unit 572 and retrofits | 416 | 1797 | Rate Constraint in lbs/MMBtu | FALSE | L | Annual | Allowances Withdrawn (n:1) | MTons | 0 | 0 | 0 | 0 | 0 | 0 | 0
IL Fac. Spec. - NOX Rate Summer v3.1, Unit 572 and retrofits | 416 | 1797 | Rate Constraint in lbs/MMBtu | FALSE | L | Annual | Net Emissions Allowance Position | MTons | 0 | 0.0025442 | 0.0025442 | 0.0025442 | 0.0025442 | 0 | 0
IL Fac. Spec. - NOX Rate Summer v3.1, Unit 572 and retrofits | 416 | 1797 | Rate Constraint in lbs/MMBtu | FALSE | L | Annual | Fuel Consumed | TBtu | 0 | 0.030799 | 0.030799 | 0.030799 | 0.030799 | 0 | 0
IL Fac. Spec. - NOX Rate Summer v3.1, Unit 572 and retrofits | 416 | 1797 | Rate Constraint in lbs/MMBtu | FALSE | L | Annual | Rate | lb/MMBtu | 0 | 0.16522 | 0.16522 | 0.16522 | 0.16522 | 0 | 0
IL Fac. Spec. - NOX Rate Summer v3.1, Unit 572 and retrofits | 416 | 1797 | Rate Constraint in lbs/MMBtu | FALSE | L | Annual | Generation | TWh | 0 | 0.0023968 | 0.0023968 | 0.0023968 | 0.0023968 | 0 | 0
IL Fac. Spec. - NOX Rate Summer v3.1, Unit 572 and retrofits | 416 | 1797 | Rate Constraint in lbs/MMBtu | FALSE | L | Annual | Qualifying Generation | TWh | 0 | 0.0023968 | 0.0023968 | 0.0023968 | 0.0023968 | 0 | 0
IL Fac. Spec. - NOX Rate Summer v3.1, Unit 572 and retrofits | 416 | 1797 | Rate Constraint in lbs/MMBtu | FALSE | L | Annual | Rate | lb/MWh | 0 | 1.0615 | 1.0615 | 1.0615 | 1.0615 | 0 | 0
IL Fac. Spec. - NOX Rate Summer v3.1, Unit 572 and retrofits | 416 | 1797 | Rate Constraint in lbs/MMBtu | FALSE | L | Annual | Constraint Shadow Price | US$/Ton | 0 | 0 | 0 | 0 | 0 | 0 | 0
IL Fac. Spec. - NOX Rate Summer v3.1, Unit 573 and retrofits | 417 | 1797 | Rate Constraint in lbs/MMBtu | FALSE | L | Annual | Seasons Included | Seasons | Summer | Summer | Summer | Summer | Summer | Summer | Summer
IL Fac. Spec. - NOX Rate Summer v3.1, Unit 573 and retrofits | 417 | 1797 | Rate Constraint in lbs/MMBtu | FALSE | L | Annual | Standard | lb/MMBtu | 0.25 | 0.25 | 0.25 | 0.25 | 0.25 | 0.25 | 0.25
IL Fac. Spec. - NOX Rate Summer v3.1, Unit 573 and retrofits | 417 | 1797 | Rate Constraint in lbs/MMBtu | FALSE | L | Annual | Emissions at Affected Plants NOX | MTons | 0.013192 | 0.0025951 | 0.013192 | 0.013192 | 0.013192 | 0.013192 | 0
IL Fac. Spec. - NOX Rate Summer v3.1, Unit 573 and retrofits | 417 | 1797 | Rate Constraint in lbs/MMBtu | FALSE | L | Annual | Allowances Purchased NOX | MTons | 0 | 0 | 0 | 0 | 0 | 0 | 0
IL Fac. Spec. - NOX Rate Summer v3.1, Unit 573 and retrofits | 417 | 1797 | Rate Constraint in lbs/MMBtu | FALSE | L | Annual | Allowances Sold NOX | MTons | 0 | 0 | 0 | 0 | 0 | 0 | 0
IL Fac. Spec. - NOX Rate Summer v3.1, Unit 573 and retrofits | 417 | 1797 | Rate Constraint in lbs/MMBtu | FALSE | L | Annual | Allowances Banked | MTons | 0 | 0 | 0 | 0 | 0 | 0 | 0
IL Fac. Spec. - NOX Rate Summer v3.1, Unit 573 and retrofits | 417 | 1797 | Rate Constraint in lbs/MMBtu | FALSE | L | Annual | Allowances Withdrawn (1:1) | MTons | 0 | 0 | 0 | 0 | 0 | 0 | 0
IL Fac. Spec. - NOX Rate Summer v3.1, Unit 573 and retrofits | 417 | 1797 | Rate Constraint in lbs/MMBtu | FALSE | L | Annual | Allowances Withdrawn (n:1) | MTons | 0 | 0 | 0 | 0 | 0 | 0 | 0
IL Fac. Spec. - NOX Rate Summer v3.1, Unit 573 and retrofits | 417 | 1797 | Rate Constraint in lbs/MMBtu | FALSE | L | Annual | Net Emissions Allowance Position | MTons | 0.013192 | 0.0025951 | 0.013192 | 0.013192 | 0.013192 | 0.013192 | 0
IL Fac. Spec. - NOX Rate Summer v3.1, Unit 573 and retrofits | 417 | 1797 | Rate Constraint in lbs/MMBtu | FALSE | L | Annual | Fuel Consumed | TBtu | 0.30306 | 0.059618 | 0.30306 | 0.30306 | 0.30306 | 0.30306 | 0
IL Fac. Spec. - NOX Rate Summer v3.1, Unit 573 and retrofits | 417 | 1797 | Rate Constraint in lbs/MMBtu | FALSE | L | Annual | Rate | lb/MMBtu | 0.087058 | 0.087058 | 0.087058 | 0.087058 | 0.087058 | 0.087058 | 0
IL Fac. Spec. - NOX Rate Summer v3.1, Unit 573 and retrofits | 417 | 1797 | Rate Constraint in lbs/MMBtu | FALSE | L | Annual | Generation | TWh | 0.026605 | 0.0052338 | 0.026605 | 0.026605 | 0.026605 | 0.026605 | 0
IL Fac. Spec. - NOX Rate Summer v3.1, Unit 573 and retrofits | 417 | 1797 | Rate Constraint in lbs/MMBtu | FALSE | L | Annual | Qualifying Generation | TWh | 0.026605 | 0.0052338 | 0.026605 | 0.026605 | 0.026605 | 0.026605 | 0
IL Fac. Spec. - NOX Rate Summer v3.1, Unit 573 and retrofits | 417 | 1797 | Rate Constraint in lbs/MMBtu | FALSE | L | Annual | Rate | lb/MWh | 0.49584 | 0.49584 | 0.49584 | 0.49584 | 0.49584 | 0.49584 | 0
IL Fac. Spec. - NOX Rate Summer v3.1, Unit 573 and retrofits | 417 | 1797 | Rate Constraint in lbs/MMBtu | FALSE | L | Annual | Constraint Shadow Price | US$/Ton | 0 | 0 | 0 | 0 | 0 | 0 | 0
IL Fac. Spec. - NOX Rate Summer v3.1, Unit 574 and retrofits | 418 | 1797 | Rate Constraint in lbs/MMBtu | FALSE | L | Annual | Seasons Included | Seasons | Summer | Summer | Summer | Summer | Summer | Summer | Summer
IL Fac. Spec. - NOX Rate Summer v3.1, Unit 574 and retrofits | 418 | 1797 | Rate Constraint in lbs/MMBtu | FALSE | L | Annual | Standard | lb/MMBtu | 0.25 | 0.25 | 0.25 | 0.25 | 0.25 | 0.25 | 0.25
IL Fac. Spec. - NOX Rate Summer v3.1, Unit 574 and retrofits | 418 | 1797 | Rate Constraint in lbs/MMBtu | FALSE | L | Annual | Emissions at Affected Plants NOX | MTons | 0.011678 | 0.0022973 | 0.011678 | 0.011678 | 0.011678 | 0.011678 | 0
IL Fac. Spec. - NOX Rate Summer v3.1, Unit 574 and retrofits | 418 | 1797 | Rate Constraint in lbs/MMBtu | FALSE | L | Annual | Allowances Purchased NOX | MTons | 0 | 0 | 0 | 0 | 0 | 0 | 0
IL Fac. Spec. - NOX Rate Summer v3.1, Unit 574 and retrofits | 418 | 1797 | Rate Constraint in lbs/MMBtu | FALSE | L | Annual | Allowances Sold NOX | MTons | 0 | 0 | 0 | 0 | 0 | 0 | 0
IL Fac. Spec. - NOX Rate Summer v3.1, Unit 574 and retrofits | 418 | 1797 | Rate Constraint in lbs/MMBtu | FALSE | L | Annual | Allowances Banked | MTons | 0 | 0 | 0 | 0 | 0 | 0 | 0
IL Fac. Spec. - NOX Rate Summer v3.1, Unit 574 and retrofits | 418 | 1797 | Rate Constraint in lbs/MMBtu | FALSE | L | Annual | Allowances Withdrawn (1:1) | MTons | 0 | 0 | 0 | 0 | 0 | 0 | 0
IL Fac. Spec. - NOX Rate Summer v3.1, Unit 574 and retrofits | 418 | 1797 | Rate Constraint in lbs/MMBtu | FALSE | L | Annual | Allowances Withdrawn (n:1) | MTons | 0 | 0 | 0 | 0 | 0 | 0 | 0
IL Fac. Spec. - NOX Rate Summer v3.1, Unit 574 and retrofits | 418 | 1797 | Rate Constraint in lbs/MMBtu | FALSE | L | Annual | Net Emissions Allowance Position | MTons | 0.011678 | 0.0022973 | 0.011678 | 0.011678 | 0.011678 | 0.011678 | 0
IL Fac. Spec. - NOX Rate Summer v3.1, Unit 574 and retrofits | 418 | 1797 | Rate Constraint in lbs/MMBtu | FALSE | L | Annual | Fuel Consumed | TBtu | 0.31657 | 0.062276 | 0.31657 | 0.31657 | 0.31657 | 0.31657 | 0
IL Fac. Spec. - NOX Rate Summer v3.1, Unit 574 and retrofits | 418 | 1797 | Rate Constraint in lbs/MMBtu | FALSE | L | Annual | Rate | lb/MMBtu | 0.073779 | 0.073779 | 0.073779 | 0.073779 | 0.073779 | 0.073779 | 0
IL Fac. Spec. - NOX Rate Summer v3.1, Unit 574 and retrofits | 418 | 1797 | Rate Constraint in lbs/MMBtu | FALSE | L | Annual | Generation | TWh | 0.027791 | 0.0054671 | 0.027791 | 0.027791 | 0.027791 | 0.027791 | 0
IL Fac. Spec. - NOX Rate Summer v3.1, Unit 574 and retrofits | 418 | 1797 | Rate Constraint in lbs/MMBtu | FALSE | L | Annual | Qualifying Generation | TWh | 0.027791 | 0.0054671 | 0.027791 | 0.027791 | 0.027791 | 0.027791 | 0
IL Fac. Spec. - NOX Rate Summer v3.1, Unit 574 and retrofits | 418 | 1797 | Rate Constraint in lbs/MMBtu | FALSE | L | Annual | Rate | lb/MWh | 0.42021 | 0.42021 | 0.42021 | 0.42021 | 0.42021 | 0.42021 | 0
IL Fac. Spec. - NOX Rate Summer v3.1, Unit 574 and retrofits | 418 | 1797 | Rate Constraint in lbs/MMBtu | FALSE | L | Annual | Constraint Shadow Price | US$/Ton | 0 | 0 | 0 | 0 | 0 | 0 | 0
IL Fac. Spec. - NOX Rate Summer v3.1, Unit 577 and retrofits | 419 | 1797 | Rate Constraint in lbs/MMBtu | FALSE | L | Annual | Seasons Included | Seasons | Summer | Summer | Summer | Summer | Summer | Summer | Summer
IL Fac. Spec. - NOX Rate Summer v3.1, Unit 577 and retrofits | 419 | 1797 | Rate Constraint in lbs/MMBtu | FALSE | L | Annual | Standard | lb/MMBtu | 0.25 | 0.25 | 0.25 | 0.25 | 0.25 | 0.25 | 0.25
IL Fac. Spec. - NOX Rate Summer v3.1, Unit 577 and retrofits | 419 | 1797 | Rate Constraint in lbs/MMBtu | FALSE | L | Annual | Emissions at Affected Plants NOX | MTons | 0.001969 | 0.001969 | 0.001969 | 0.010009 | 0.010009 | 0 | 0
IL Fac. Spec. - NOX Rate Summer v3.1, Unit 577 and retrofits | 419 | 1797 | Rate Constraint in lbs/MMBtu | FALSE | L | Annual | Allowances Purchased NOX | MTons | 0 | 0 | 0 | 0 | 0 | 0 | 0
IL Fac. Spec. - NOX Rate Summer v3.1, Unit 577 and retrofits | 419 | 1797 | Rate Constraint in lbs/MMBtu | FALSE | L | Annual | Allowances Sold NOX | MTons | 0 | 0 | 0 | 0 | 0 | 0 | 0
IL Fac. Spec. - NOX Rate Summer v3.1, Unit 577 and retrofits | 419 | 1797 | Rate Constraint in lbs/MMBtu | FALSE | L | Annual | Allowances Banked | MTons | 0 | 0 | 0 | 0 | 0 | 0 | 0
IL Fac. Spec. - NOX Rate Summer v3.1, Unit 577 and retrofits | 419 | 1797 | Rate Constraint in lbs/MMBtu | FALSE | L | Annual | Allowances Withdrawn (1:1) | MTons | 0 | 0 | 0 | 0 | 0 | 0 | 0
IL Fac. Spec. - NOX Rate Summer v3.1, Unit 577 and retrofits | 419 | 1797 | Rate Constraint in lbs/MMBtu | FALSE | L | Annual | Allowances Withdrawn (n:1) | MTons | 0 | 0 | 0 | 0 | 0 | 0 | 0
IL Fac. Spec. - NOX Rate Summer v3.1, Unit 577 and retrofits | 419 | 1797 | Rate Constraint in lbs/MMBtu | FALSE | L | Annual | Net Emissions Allowance Position | MTons | 0.001969 | 0.001969 | 0.001969 | 0.010009 | 0.010009 | 0 | 0
IL Fac. Spec. - NOX Rate Summer v3.1, Unit 577 and retrofits | 419 | 1797 | Rate Constraint in lbs/MMBtu | FALSE | L | Annual | Fuel Consumed | TBtu | 0.11802 | 0.11802 | 0.11802 | 0.59995 | 0.59995 | 0 | 0
IL Fac. Spec. - NOX Rate Summer v3.1, Unit 577 and retrofits | 419 | 1797 | Rate Constraint in lbs/MMBtu | FALSE | L | Annual | Rate | lb/MMBtu | 0.033366 | 0.033366 | 0.033366 | 0.033366 | 0.033366 | 0 | 0
IL Fac. Spec. - NOX Rate Summer v3.1, Unit 577 and retrofits | 419 | 1797 | Rate Constraint in lbs/MMBtu | FALSE | L | Annual | Generation | TWh | 0.010134 | 0.010134 | 0.010134 | 0.051515 | 0.051515 | 0 | 0
IL Fac. Spec. - NOX Rate Summer v3.1, Unit 577 and retrofits | 419 | 1797 | Rate Constraint in lbs/MMBtu | FALSE | L | Annual | Qualifying Generation | TWh | 0.010134 | 0.010134 | 0.010134 | 0.051515 | 0.051515 | 0 | 0
IL Fac. Spec. - NOX Rate Summer v3.1, Unit 577 and retrofits | 419 | 1797 | Rate Constraint in lbs/MMBtu | FALSE | L | Annual | Rate | lb/MWh | 0.19429 | 0.19429 | 0.19429 | 0.19429 | 0.19429 | 0 | 0
IL Fac. Spec. - NOX Rate Summer v3.1, Unit 577 and retrofits | 419 | 1797 | Rate Constraint in lbs/MMBtu | FALSE | L | Annual | Constraint Shadow Price | US$/Ton | 0 | 0 | 0 | 0 | 0 | 0 | 0
IL Fac. Spec. - NOX Rate Summer v3.1, Unit 578 and retrofits | 420 | 1797 | Rate Constraint in lbs/MMBtu | FALSE | L | Annual | Seasons Included | Seasons | Summer | Summer | Summer | Summer | Summer | Summer | Summer
IL Fac. Spec. - NOX Rate Summer v3.1, Unit 578 and retrofits | 420 | 1797 | Rate Constraint in lbs/MMBtu | FALSE | L | Annual | Standard | lb/MMBtu | 0.25 | 0.25 | 0.25 | 0.25 | 0.25 | 0.25 | 0.25
IL Fac. Spec. - NOX Rate Summer v3.1, Unit 578 and retrofits | 420 | 1797 | Rate Constraint in lbs/MMBtu | FALSE | L | Annual | Emissions at Affected Plants NOX | MTons | 0.0009667 | 0.0009667 | 0.0009667 | 0.0049141 | 0.0049141 | 0 | 0
IL Fac. Spec. - NOX Rate Summer v3.1, Unit 578 and retrofits | 420 | 1797 | Rate Constraint in lbs/MMBtu | FALSE | L | Annual | Allowances Purchased NOX | MTons | 0 | 0 | 0 | 0 | 0 | 0 | 0
IL Fac. Spec. - NOX Rate Summer v3.1, Unit 578 and retrofits | 420 | 1797 | Rate Constraint in lbs/MMBtu | FALSE | L | Annual | Allowances Sold NOX | MTons | 0 | 0 | 0 | 0 | 0 | 0 | 0
IL Fac. Spec. - NOX Rate Summer v3.1, Unit 578 and retrofits | 420 | 1797 | Rate Constraint in lbs/MMBtu | FALSE | L | Annual | Allowances Banked | MTons | 0 | 0 | 0 | 0 | 0 | 0 | 0
IL Fac. Spec. - NOX Rate Summer v3.1, Unit 578 and retrofits | 420 | 1797 | Rate Constraint in lbs/MMBtu | FALSE | L | Annual | Allowances Withdrawn (1:1) | MTons | 0 | 0 | 0 | 0 | 0 | 0 | 0
IL Fac. Spec. - NOX Rate Summer v3.1, Unit 578 and retrofits | 420 | 1797 | Rate Constraint in lbs/MMBtu | FALSE | L | Annual | Allowances Withdrawn (n:1) | MTons | 0 | 0 | 0 | 0 | 0 | 0 | 0
IL Fac. Spec. - NOX Rate Summer v3.1, Unit 578 and retrofits | 420 | 1797 | Rate Constraint in lbs/MMBtu | FALSE | L | Annual | Net Emissions Allowance Position | MTons | 0.0009667 | 0.0009667 | 0.0009667 | 0.0049141 | 0.0049141 | 0 | 0
IL Fac. Spec. - NOX Rate Summer v3.1, Unit 578 and retrofits | 420 | 1797 | Rate Constraint in lbs/MMBtu | FALSE | L | Annual | Fuel Consumed | TBtu | 0.059011 | 0.059011 | 0.059011 | 0.29997 | 0.29997 | 0 | 0
IL Fac. Spec. - NOX Rate Summer v3.1, Unit 578 and retrofits | 420 | 1797 | Rate Constraint in lbs/MMBtu | FALSE | L | Annual | Rate | lb/MMBtu | 0.032763 | 0.032763 | 0.032763 | 0.032763 | 0.032763 | 0 | 0
IL Fac. Spec. - NOX Rate Summer v3.1, Unit 578 and retrofits | 420 | 1797 | Rate Constraint in lbs/MMBtu | FALSE | L | Annual | Generation | TWh | 0.0050671 | 0.0050671 | 0.0050671 | 0.025758 | 0.025758 | 0 | 0
IL Fac. Spec. - NOX Rate Summer v3.1, Unit 578 and retrofits | 420 | 1797 | Rate Constraint in lbs/MMBtu | FALSE | L | Annual | Qualifying Generation | TWh | 0.0050671 | 0.0050671 | 0.0050671 | 0.025758 | 0.025758 | 0 | 0
IL Fac. Spec. - NOX Rate Summer v3.1, Unit 578 and retrofits | 420 | 1797 | Rate Constraint in lbs/MMBtu | FALSE | L | Annual | Rate | lb/MWh | 0.19078 | 0.19078 | 0.19078 | 0.19078 | 0.19078 | 0 | 0
IL Fac. Spec. - NOX Rate Summer v3.1, Unit 578 and retrofits | 420 | 1797 | Rate Constraint in lbs/MMBtu | FALSE | L | Annual | Constraint Shadow Price | US$/Ton | 0 | 0 | 0 | 0 | 0 | 0 | 0
IL Fac. Spec. - NOX Rate Summer v3.1, Unit 718 and retrofits | 421 | 1797 | Rate Constraint in lbs/MMBtu | FALSE | L | Annual | Seasons Included | Seasons | Summer | Summer | Summer | Summer | Summer | Summer | Summer
IL Fac. Spec. - NOX Rate Summer v3.1, Unit 718 and retrofits | 421 | 1797 | Rate Constraint in lbs/MMBtu | FALSE | L | Annual | Standard | lb/MMBtu | 0.25 | 0.25 | 0.25 | 0.25 | 0.25 | 0.25 | 0.25
IL Fac. Spec. - NOX Rate Summer v3.1, Unit 718 and retrofits | 421 | 1797 | Rate Constraint in lbs/MMBtu | FALSE | L | Annual | Emissions at Affected Plants NOX | MTons | 0.0033115 | 0.0033115 | 0.0099527 | 0.0099527 | 0.0099527 | 0.0033115 | 0.0033115
IL Fac. Spec. - NOX Rate Summer v3.1, Unit 718 and retrofits | 421 | 1797 | Rate Constraint in lbs/MMBtu | FALSE | L | Annual | Allowances Purchased NOX | MTons | 0 | 0 | 0 | 0 | 0 | 0 | 0
IL Fac. Spec. - NOX Rate Summer v3.1, Unit 718 and retrofits | 421 | 1797 | Rate Constraint in lbs/MMBtu | FALSE | L | Annual | Allowances Sold NOX | MTons | 0 | 0 | 0 | 0 | 0 | 0 | 0
IL Fac. Spec. - NOX Rate Summer v3.1, Unit 718 and retrofits | 421 | 1797 | Rate Constraint in lbs/MMBtu | FALSE | L | Annual | Allowances Banked | MTons | 0 | 0 | 0 | 0 | 0 | 0 | 0
IL Fac. Spec. - NOX Rate Summer v3.1, Unit 718 and retrofits | 421 | 1797 | Rate Constraint in lbs/MMBtu | FALSE | L | Annual | Allowances Withdrawn (1:1) | MTons | 0 | 0 | 0 | 0 | 0 | 0 | 0
IL Fac. Spec. - NOX Rate Summer v3.1, Unit 718 and retrofits | 421 | 1797 | Rate Constraint in lbs/MMBtu | FALSE | L | Annual | Allowances Withdrawn (n:1) | MTons | 0 | 0 | 0 | 0 | 0 | 0 | 0
IL Fac. Spec. - NOX Rate Summer v3.1, Unit 718 and retrofits | 421 | 1797 | Rate Constraint in lbs/MMBtu | FALSE | L | Annual | Net Emissions Allowance Position | MTons | 0.0033115 | 0.0033115 | 0.0099527 | 0.0099527 | 0.0099527 | 0.0033115 | 0.0033115
IL Fac. Spec. - NOX Rate Summer v3.1, Unit 718 and retrofits | 421 | 1797 | Rate Constraint in lbs/MMBtu | FALSE | L | Annual | Fuel Consumed | TBtu | 0.080978 | 0.080978 | 0.24338 | 0.24338 | 0.24338 | 0.080978 | 0.080978
IL Fac. Spec. - NOX Rate Summer v3.1, Unit 718 and retrofits | 421 | 1797 | Rate Constraint in lbs/MMBtu | FALSE | L | Annual | Rate | lb/MMBtu | 0.081789 | 0.081789 | 0.081789 | 0.081789 | 0.081789 | 0.081789 | 0.081789
IL Fac. Spec. - NOX Rate Summer v3.1, Unit 718 and retrofits | 421 | 1797 | Rate Constraint in lbs/MMBtu | FALSE | L | Annual | Generation | TWh | 0.0072444 | 0.0072444 | 0.021773 | 0.021773 | 0.021773 | 0.0072444 | 0.0072444
IL Fac. Spec. - NOX Rate Summer v3.1, Unit 718 and retrofits | 421 | 1797 | Rate Constraint in lbs/MMBtu | FALSE | L | Annual | Qualifying Generation | TWh | 0.0072444 | 0.0072444 | 0.021773 | 0.021773 | 0.021773 | 0.0072444 | 0.0072444
IL Fac. Spec. - NOX Rate Summer v3.1, Unit 718 and retrofits | 421 | 1797 | Rate Constraint in lbs/MMBtu | FALSE | L | Annual | Rate | lb/MWh | 0.45712 | 0.45712 | 0.45712 | 0.45712 | 0.45712 | 0.45712 | 0.45712
IL Fac. Spec. - NOX Rate Summer v3.1, Unit 718 and retrofits | 421 | 1797 | Rate Constraint in lbs/MMBtu | FALSE | L | Annual | Constraint Shadow Price | US$/Ton | 0 | 0 | 0 | 0 | 0 | 0 | 0
IL Fac. Spec. - NOX Rate Summer v3.1, Unit 719 and retrofits | 422 | 1797 | Rate Constraint in lbs/MMBtu | FALSE | L | Annual | Seasons Included | Seasons | Summer | Summer | Summer | Summer | Summer | Summer | Summer
IL Fac. Spec. - NOX Rate Summer v3.1, Unit 719 and retrofits | 422 | 1797 | Rate Constraint in lbs/MMBtu | FALSE | L | Annual | Standard | lb/MMBtu | 0.25 | 0.25 | 0.25 | 0.25 | 0.25 | 0.25 | 0.25
IL Fac. Spec. - NOX Rate Summer v3.1, Unit 719 and retrofits | 422 | 1797 | Rate Constraint in lbs/MMBtu | FALSE | L | Annual | Emissions at Affected Plants NOX | MTons | 0.0032902 | 0.0032902 | 0.0098885 | 0.0098885 | 0.0098885 | 0.0032902 | 0.0032902
IL Fac. Spec. - NOX Rate Summer v3.1, Unit 719 and retrofits | 422 | 1797 | Rate Constraint in lbs/MMBtu | FALSE | L | Annual | Allowances Purchased NOX | MTons | 0 | 0 | 0 | 0 | 0 | 0 | 0
IL Fac. Spec. - NOX Rate Summer v3.1, Unit 719 and retrofits | 422 | 1797 | Rate Constraint in lbs/MMBtu | FALSE | L | Annual | Allowances Sold NOX | MTons | 0 | 0 | 0 | 0 | 0 | 0 | 0
IL Fac. Spec. - NOX Rate Summer v3.1, Unit 719 and retrofits | 422 | 1797 | Rate Constraint in lbs/MMBtu | FALSE | L | Annual | Allowances Banked | MTons | 0 | 0 | 0 | 0 | 0 | 0 | 0
IL Fac. Spec. - NOX Rate Summer v3.1, Unit 719 and retrofits | 422 | 1797 | Rate Constraint in lbs/MMBtu | FALSE | L | Annual | Allowances Withdrawn (1:1) | MTons | 0 | 0 | 0 | 0 | 0 | 0 | 0
IL Fac. Spec. - NOX Rate Summer v3.1, Unit 719 and retrofits | 422 | 1797 | Rate Constraint in lbs/MMBtu | FALSE | L | Annual | Allowances Withdrawn (n:1) | MTons | 0 | 0 | 0 | 0 | 0 | 0 | 0
IL Fac. Spec. - NOX Rate Summer v3.1, Unit 719 and retrofits | 422 | 1797 | Rate Constraint in lbs/MMBtu | FALSE | L | Annual | Net Emissions Allowance Position | MTons | 0.0032902 | 0.0032902 | 0.0098885 | 0.0098885 | 0.0098885 | 0.0032902 | 0.0032902
IL Fac. Spec. - NOX Rate Summer v3.1, Unit 719 and retrofits | 422 | 1797 | Rate Constraint in lbs/MMBtu | FALSE | L | Annual | Fuel Consumed | TBtu | 0.080985 | 0.080985 | 0.2434 | 0.2434 | 0.2434 | 0.080985 | 0.080985
IL Fac. Spec. - NOX Rate Summer v3.1, Unit 719 and retrofits | 422 | 1797 | Rate Constraint in lbs/MMBtu | FALSE | L | Annual | Rate | lb/MMBtu | 0.081254 | 0.081254 | 0.081254 | 0.081254 | 0.081254 | 0.081254 | 0.081254
IL Fac. Spec. - NOX Rate Summer v3.1, Unit 719 and retrofits | 422 | 1797 | Rate Constraint in lbs/MMBtu | FALSE | L | Annual | Generation | TWh | 0.0072444 | 0.0072444 | 0.021773 | 0.021773 | 0.021773 | 0.0072444 | 0.0072444
IL Fac. Spec. - NOX Rate Summer v3.1, Unit 719 and retrofits | 422 | 1797 | Rate Constraint in lbs/MMBtu | FALSE | L | Annual | Qualifying Generation | TWh | 0.0072444 | 0.0072444 | 0.021773 | 0.021773 | 0.021773 | 0.0072444 | 0.0072444
IL Fac. Spec. - NOX Rate Summer v3.1, Unit 719 and retrofits | 422 | 1797 | Rate Constraint in lbs/MMBtu | FALSE | L | Annual | Rate | lb/MWh | 0.45417 | 0.45417 | 0.45417 | 0.45417 | 0.45417 | 0.45417 | 0.45417
IL Fac. Spec. - NOX Rate Summer v3.1, Unit 719 and retrofits | 422 | 1797 | Rate Constraint in lbs/MMBtu | FALSE | L | Annual | Constraint Shadow Price | US$/Ton | 0 | 0 | 0 | 0 | 0 | 0 | 0
IL Fac. Spec. - NOX Rate Summer v3.1, Unit 720 and retrofits | 423 | 1797 | Rate Constraint in lbs/MMBtu | FALSE | L | Annual | Seasons Included | Seasons | Summer | Summer | Summer | Summer | Summer | Summer | Summer
IL Fac. Spec. - NOX Rate Summer v3.1, Unit 720 and retrofits | 423 | 1797 | Rate Constraint in lbs/MMBtu | FALSE | L | Annual | Standard | lb/MMBtu | 0.25 | 0.25 | 0.25 | 0.25 | 0.25 | 0.25 | 0.25
IL Fac. Spec. - NOX Rate Summer v3.1, Unit 720 and retrofits | 423 | 1797 | Rate Constraint in lbs/MMBtu | FALSE | L | Annual | Emissions at Affected Plants NOX | MTons | 0.0033006 | 0.0033006 | 0.0099198 | 0.0099198 | 0.0099198 | 0.0033006 | 0.0033006
IL Fac. Spec. - NOX Rate Summer v3.1, Unit 720 and retrofits | 423 | 1797 | Rate Constraint in lbs/MMBtu | FALSE | L | Annual | Allowances Purchased NOX | MTons | 0 | 0 | 0 | 0 | 0 | 0 | 0
IL Fac. Spec. - NOX Rate Summer v3.1, Unit 720 and retrofits | 423 | 1797 | Rate Constraint in lbs/MMBtu | FALSE | L | Annual | Allowances Sold NOX | MTons | 0 | 0 | 0 | 0 | 0 | 0 | 0
IL Fac. Spec. - NOX Rate Summer v3.1, Unit 720 and retrofits | 423 | 1797 | Rate Constraint in lbs/MMBtu | FALSE | L | Annual | Allowances Banked | MTons | 0 | 0 | 0 | 0 | 0 | 0 | 0
IL Fac. Spec. - NOX Rate Summer v3.1, Unit 720 and retrofits | 423 | 1797 | Rate Constraint in lbs/MMBtu | FALSE | L | Annual | Allowances Withdrawn (1:1) | MTons | 0 | 0 | 0 | 0 | 0 | 0 | 0
IL Fac. Spec. - NOX Rate Summer v3.1, Unit 720 and retrofits | 423 | 1797 | Rate Constraint in lbs/MMBtu | FALSE | L | Annual | Allowances Withdrawn (n:1) | MTons | 0 | 0 | 0 | 0 | 0 | 0 | 0
IL Fac. Spec. - NOX Rate Summer v3.1, Unit 720 and retrofits | 423 | 1797 | Rate Constraint in lbs/MMBtu | FALSE | L | Annual | Net Emissions Allowance Position | MTons | 0.0033006 | 0.0033006 | 0.0099198 | 0.0099198 | 0.0099198 | 0.0033006 | 0.0033006
IL Fac. Spec. - NOX Rate Summer v3.1, Unit 720 and retrofits | 423 | 1797 | Rate Constraint in lbs/MMBtu | FALSE | L | Annual | Fuel Consumed | TBtu | 0.080985 | 0.080985 | 0.2434 | 0.2434 | 0.2434 | 0.080985 | 0.080985
IL Fac. Spec. - NOX Rate Summer v3.1, Unit 720 and retrofits | 423 | 1797 | Rate Constraint in lbs/MMBtu | FALSE | L | Annual | Rate | lb/MMBtu | 0.081511 | 0.081511 | 0.081511 | 0.081511 | 0.081511 | 0.081511 | 0.081511
IL Fac. Spec. - NOX Rate Summer v3.1, Unit 720 and retrofits | 423 | 1797 | Rate Constraint in lbs/MMBtu | FALSE | L | Annual | Generation | TWh | 0.0072444 | 0.0072444 | 0.021773 | 0.021773 | 0.021773 | 0.0072444 | 0.0072444
IL Fac. Spec. - NOX Rate Summer v3.1, Unit 720 and retrofits | 423 | 1797 | Rate Constraint in lbs/MMBtu | FALSE | L | Annual | Qualifying Generation | TWh | 0.0072444 | 0.0072444 | 0.021773 | 0.021773 | 0.021773 | 0.0072444 | 0.0072444
IL Fac. Spec. - NOX Rate Summer v3.1, Unit 720 and retrofits | 423 | 1797 | Rate Constraint in lbs/MMBtu | FALSE | L | Annual | Rate | lb/MWh | 0.45561 | 0.45561 | 0.45561 | 0.45561 | 0.45561 | 0.45561 | 0.45561
IL Fac. Spec. - NOX Rate Summer v3.1, Unit 720 and retrofits | 423 | 1797 | Rate Constraint in lbs/MMBtu | FALSE | L | Annual | Constraint Shadow Price | US$/Ton | 0 | 0 | 0 | 0 | 0 | 0 | 0
IL Fac. Spec. - NOX Rate Summer v3.1, Unit 721 and retrofits | 424 | 1797 | Rate Constraint in lbs/MMBtu | FALSE | L | Annual | Seasons Included | Seasons | Summer | Summer | Summer | Summer | Summer | Summer | Summer
IL Fac. Spec. - NOX Rate Summer v3.1, Unit 721 and retrofits | 424 | 1797 | Rate Constraint in lbs/MMBtu | FALSE | L | Annual | Standard | lb/MMBtu | 0.25 | 0.25 | 0.25 | 0.25 | 0.25 | 0.25 | 0.25
IL Fac. Spec. - NOX Rate Summer v3.1, Unit 721 and retrofits | 424 | 1797 | Rate Constraint in lbs/MMBtu | FALSE | L | Annual | Emissions at Affected Plants NOX | MTons | 0.0033114 | 0.0033114 | 0.0099524 | 0.0099524 | 0.0099524 | 0.0033114 | 0.0033114
IL Fac. Spec. - NOX Rate Summer v3.1, Unit 721 and retrofits | 424 | 1797 | Rate Constraint in lbs/MMBtu | FALSE | L | Annual | Allowances Purchased NOX | MTons | 0 | 0 | 0 | 0 | 0 | 0 | 0
IL Fac. Spec. - NOX Rate Summer v3.1, Unit 721 and retrofits | 424 | 1797 | Rate Constraint in lbs/MMBtu | FALSE | L | Annual | Allowances Sold NOX | MTons | 0 | 0 | 0 | 0 | 0 | 0 | 0
IL Fac. Spec. - NOX Rate Summer v3.1, Unit 721 and retrofits | 424 | 1797 | Rate Constraint in lbs/MMBtu | FALSE | L | Annual | Allowances Banked | MTons | 0 | 0 | 0 | 0 | 0 | 0 | 0
IL Fac. Spec. - NOX Rate Summer v3.1, Unit 721 and retrofits | 424 | 1797 | Rate Constraint in lbs/MMBtu | FALSE | L | Annual | Allowances Withdrawn (1:1) | MTons | 0 | 0 | 0 | 0 | 0 | 0 | 0
IL Fac. Spec. - NOX Rate Summer v3.1, Unit 721 and retrofits | 424 | 1797 | Rate Constraint in lbs/MMBtu | FALSE | L | Annual | Allowances Withdrawn (n:1) | MTons | 0 | 0 | 0 | 0 | 0 | 0 | 0
IL Fac. Spec. - NOX Rate Summer v3.1, Unit 721 and retrofits | 424 | 1797 | Rate Constraint in lbs/MMBtu | FALSE | L | Annual | Net Emissions Allowance Position | MTons | 0.0033114 | 0.0033114 | 0.0099524 | 0.0099524 | 0.0099524 | 0.0033114 | 0.0033114
IL Fac. Spec. - NOX Rate Summer v3.1, Unit 721 and retrofits | 424 | 1797 | Rate Constraint in lbs/MMBtu | FALSE | L | Annual | Fuel Consumed | TBtu | 0.080985 | 0.080985 | 0.2434 | 0.2434 | 0.2434 | 0.080985 | 0.080985
IL Fac. Spec. - NOX Rate Summer v3.1, Unit 721 and retrofits | 424 | 1797 | Rate Constraint in lbs/MMBtu | FALSE | L | Annual | Rate | lb/MMBtu | 0.081779 | 0.081779 | 0.081779 | 0.081779 | 0.081779 | 0.081779 | 0.081779
IL Fac. Spec. - NOX Rate Summer v3.1, Unit 721 and retrofits | 424 | 1797 | Rate Constraint in lbs/MMBtu | FALSE | L | Annual | Generation | TWh | 0.0072444 | 0.0072444 | 0.021773 | 0.021773 | 0.021773 | 0.0072444 | 0.0072444
IL Fac. Spec. - NOX Rate Summer v3.1, Unit 721 and retrofits | 424 | 1797 | Rate Constraint in lbs/MMBtu | FALSE | L | Annual | Qualifying Generation | TWh | 0.0072444 | 0.0072444 | 0.021773 | 0.021773 | 0.021773 | 0.0072444 | 0.0072444
IL Fac. Spec. - NOX Rate Summer v3.1, Unit 721 and retrofits | 424 | 1797 | Rate Constraint in lbs/MMBtu | FALSE | L | Annual | Rate | lb/MWh | 0.45711 | 0.45711 | 0.45711 | 0.45711 | 0.45711 | 0.45711 | 0.45711
IL Fac. Spec. - NOX Rate Summer v3.1, Unit 721 and retrofits | 424 | 1797 | Rate Constraint in lbs/MMBtu | FALSE | L | Annual | Constraint Shadow Price | US$/Ton | 0 | 0 | 0 | 0 | 0 | 0 | 0
IL Fac. Spec. - NOX Rate Summer v3.1, Unit 722 and retrofits | 425 | 1797 | Rate Constraint in lbs/MMBtu | FALSE | L | Annual | Seasons Included | Seasons | Summer | Summer | Summer | Summer | Summer | Summer | Summer
IL Fac. Spec. - NOX Rate Summer v3.1, Unit 722 and retrofits | 425 | 1797 | Rate Constraint in lbs/MMBtu | FALSE | L | Annual | Standard | lb/MMBtu | 0.25 | 0.25 | 0.25 | 0.25 | 0.25 | 0.25 | 0.25
IL Fac. Spec. - NOX Rate Summer v3.1, Unit 722 and retrofits | 425 | 1797 | Rate Constraint in lbs/MMBtu | FALSE | L | Annual | Emissions at Affected Plants NOX | MTons | 0.00099851 | 0.00099851 | 0.003001 | 0.003001 | 0.003001 | 0.00099851 | 0.00099851
IL Fac. Spec. - NOX Rate Summer v3.1, Unit 722 and retrofits | 425 | 1797 | Rate Constraint in lbs/MMBtu | FALSE | L | Annual | Allowances Purchased NOX | MTons | 0 | 0 | 0 | 0 | 0 | 0 | 0
IL Fac. Spec. - NOX Rate Summer v3.1, Unit 722 and retrofits | 425 | 1797 | Rate Constraint in lbs/MMBtu | FALSE | L | Annual | Allowances Sold NOX | MTons | 0 | 0 | 0 | 0 | 0 | 0 | 0
IL Fac. Spec. - NOX Rate Summer v3.1, Unit 722 and retrofits | 425 | 1797 | Rate Constraint in lbs/MMBtu | FALSE | L | Annual | Allowances Banked | MTons | 0 | 0 | 0 | 0 | 0 | 0 | 0
IL Fac. Spec. - NOX Rate Summer v3.1, Unit 722 and retrofits | 425 | 1797 | Rate Constraint in lbs/MMBtu | FALSE | L | Annual | Allowances Withdrawn (1:1) | MTons | 0 | 0 | 0 | 0 | 0 | 0 | 0
IL Fac. Spec. - NOX Rate Summer v3.1, Unit 722 and retrofits | 425 | 1797 | Rate Constraint in lbs/MMBtu | FALSE | L | Annual | Allowances Withdrawn (n:1) | MTons | 0 | 0 | 0 | 0 | 0 | 0 | 0
IL Fac. Spec. - NOX Rate Summer v3.1, Unit 722 and retrofits | 425 | 1797 | Rate Constraint in lbs/MMBtu | FALSE | L | Annual | Net Emissions Allowance Position | MTons | 0.00099851 | 0.00099851 | 0.003001 | 0.003001 | 0.003001 | 0.00099851 | 0.00099851
IL Fac. Spec. - NOX Rate Summer v3.1, Unit 722 and retrofits | 425 | 1797 | Rate Constraint in lbs/MMBtu | FALSE | L | Annual | Fuel Consumed | TBtu | 0.06442 | 0.06442 | 0.19361 | 0.19361 | 0.19361 | 0.06442 | 0.06442
IL Fac. Spec. - NOX Rate Summer v3.1, Unit 722 and retrofits | 425 | 1797 | Rate Constraint in lbs/MMBtu | FALSE | L | Annual | Rate | lb/MMBtu | 0.031 | 0.031 | 0.031 | 0.031 | 0.031 | 0.031 | 0.031
IL Fac. Spec. - NOX Rate Summer v3.1, Unit 722 and retrofits | 425 | 1797 | Rate Constraint in lbs/MMBtu | FALSE | L | Annual | Generation | TWh | 0.0057626 | 0.0057626 | 0.017319 | 0.017319 | 0.017319 | 0.0057626 | 0.0057626
IL Fac. Spec. - NOX Rate Summer v3.1, Unit 722 and retrofits | 425 | 1797 | Rate Constraint in lbs/MMBtu | FALSE | L | Annual | Qualifying Generation | TWh | 0.0057626 | 0.0057626 | 0.017319 | 0.017319 | 0.017319 | 0.0057626 | 0.0057626
IL Fac. Spec. - NOX Rate Summer v3.1, Unit 722 and retrofits | 425 | 1797 | Rate Constraint in lbs/MMBtu | FALSE | L | Annual | Rate | lb/MWh | 0.17327 | 0.17327 | 0.17327 | 0.17327 | 0.17327 | 0.17327 | 0.17327
IL Fac. Spec. - NOX Rate Summer v3.1, Unit 722 and retrofits | 425 | 1797 | Rate Constraint in lbs/MMBtu | FALSE | L | Annual | Constraint Shadow Price | US$/Ton | 0 | 0 | 0 | 0 | 0 | 0 | 0
IL Fac. Spec. - NOX Rate Summer v3.1, Unit 723 and retrofits | 426 | 1797 | Rate Constraint in lbs/MMBtu | FALSE | L | Annual | Seasons Included | Seasons | Summer | Summer | Summer | Summer | Summer | Summer | Summer
IL Fac. Spec. - NOX Rate Summer v3.1, Unit 723 and retrofits | 426 | 1797 | Rate Constraint in lbs/MMBtu | FALSE | L | Annual | Standard | lb/MMBtu | 0.25 | 0.25 | 0.25 | 0.25 | 0.25 | 0.25 | 0.25
IL Fac. Spec. - NOX Rate Summer v3.1, Unit 723 and retrofits | 426 | 1797 | Rate Constraint in lbs/MMBtu | FALSE | L | Annual | Emissions at Affected Plants NOX | MTons | 0.0010211 | 0.0010211 | 0.0030687 | 0.0030687 | 0.0030687 | 0.0010211 | 0.0010211
IL Fac. Spec. - NOX Rate Summer v3.1, Unit 723 and retrofits | 426 | 1797 | Rate Constraint in lbs/MMBtu | FALSE | L | Annual | Allowances Purchased NOX | MTons | 0 | 0 | 0 | 0 | 0 | 0 | 0
IL Fac. Spec. - NOX Rate Summer v3.1, Unit 723 and retrofits | 426 | 1797 | Rate Constraint in lbs/MMBtu | FALSE | L | Annual | Allowances Sold NOX | MTons | 0 | 0 | 0 | 0 | 0 | 0 | 0
IL Fac. Spec. - NOX Rate Summer v3.1, Unit 723 and retrofits | 426 | 1797 | Rate Constraint in lbs/MMBtu | FALSE | L | Annual | Allowances Banked | MTons | 0 | 0 | 0 | 0 | 0 | 0 | 0
IL Fac. Spec. - NOX Rate Summer v3.1, Unit 723 and retrofits | 426 | 1797 | Rate Constraint in lbs/MMBtu | FALSE | L | Annual | Allowances Withdrawn (1:1) | MTons | 0 | 0 | 0 | 0 | 0 | 0 | 0
IL Fac. Spec. - NOX Rate Summer v3.1, Unit 723 and retrofits | 426 | 1797 | Rate Constraint in lbs/MMBtu | FALSE | L | Annual | Allowances Withdrawn (n:1) | MTons | 0 | 0 | 0 | 0 | 0 | 0 | 0
IL Fac. Spec. - NOX Rate Summer v3.1, Unit 723 and retrofits | 426 | 1797 | Rate Constraint in lbs/MMBtu | FALSE | L | Annual | Net Emissions Allowance Position | MTons | 0.0010211 | 0.0010211 | 0.0030687 | 0.0030687 | 0.0030687 | 0.0010211 | 0.0010211
IL Fac. Spec. - NOX Rate Summer v3.1, Unit 723 and retrofits | 426 | 1797 | Rate Constraint in lbs/MMBtu | FALSE | L | Annual | Fuel Consumed | TBtu | 0.06442 | 0.06442 | 0.19361 | 0.19361 | 0.19361 | 0.06442 | 0.06442
IL Fac. Spec. - NOX Rate Summer v3.1, Unit 723 and retrofits | 426 | 1797 | Rate Constraint in lbs/MMBtu | FALSE | L | Annual | Rate | lb/MMBtu | 0.0317 | 0.0317 | 0.0317 | 0.0317 | 0.0317 | 0.0317 | 0.0317
IL Fac. Spec. - NOX Rate Summer v3.1, Unit 723 and retrofits | 426 | 1797 | Rate Constraint in lbs/MMBtu | FALSE | L | Annual | Generation | TWh | 0.0057626 | 0.0057626 | 0.017319 | 0.017319 | 0.017319 | 0.0057626 | 0.0057626
IL Fac. Spec. - NOX Rate Summer v3.1, Unit 723 and retrofits | 426 | 1797 | Rate Constraint in lbs/MMBtu | FALSE | L | Annual | Qualifying Generation | TWh | 0.0057626 | 0.0057626 | 0.017319 | 0.017319 | 0.017319 | 0.0057626 | 0.0057626
IL Fac. Spec. - NOX Rate Summer v3.1, Unit 723 and retrofits | 426 | 1797 | Rate Constraint in lbs/MMBtu | FALSE | L | Annual | Rate | lb/MWh | 0.17719 | 0.17719 | 0.17719 | 0.17719 | 0.17719 | 0.17719 | 0.17719
IL Fac. Spec. - NOX Rate Summer v3.1, Unit 723 and retrofits | 426 | 1797 | Rate Constraint in lbs/MMBtu | FALSE | L | Annual | Constraint Shadow Price | US$/Ton | 0 | 0 | 0 | 0 | 0 | 0 | 0
IL Fac. Spec. - NOX Rate Summer v3.1, Unit 724 and retrofits | 427 | 1797 | Rate Constraint in lbs/MMBtu | FALSE | L | Annual | Seasons Included | Seasons | Summer | Summer | Summer | Summer | Summer | Summer | Summer
IL Fac. Spec. - NOX Rate Summer v3.1, Unit 724 and retrofits | 427 | 1797 | Rate Constraint in lbs/MMBtu | FALSE | L | Annual | Standard | lb/MMBtu | 0.25 | 0.25 | 0.25 | 0.25 | 0.25 | 0.25 | 0.25
IL Fac. Spec. - NOX Rate Summer v3.1, Unit 724 and retrofits | 427 | 1797 | Rate Constraint in lbs/MMBtu | FALSE | L | Annual | Emissions at Affected Plants NOX | MTons | 0.0026799 | 0.0026799 | 0.0080542 | 0.0080542 | 0.0080542 | 0.0026799 | 0.0026799
IL Fac. Spec. - NOX Rate Summer v3.1, Unit 724 and retrofits | 427 | 1797 | Rate Constraint in lbs/MMBtu | FALSE | L | Annual | Allowances Purchased NOX | MTons | 0 | 0 | 0 | 0 | 0 | 0 | 0
IL Fac. Spec. - NOX Rate Summer v3.1, Unit 724 and retrofits | 427 | 1797 | Rate Constraint in lbs/MMBtu | FALSE | L | Annual | Allowances Sold NOX | MTons | 0 | 0 | 0 | 0 | 0 | 0 | 0
IL Fac. Spec. - NOX Rate Summer v3.1, Unit 724 and retrofits | 427 | 1797 | Rate Constraint in lbs/MMBtu | FALSE | L | Annual | Allowances Banked | MTons | 0 | 0 | 0 | 0 | 0 | 0 | 0
IL Fac. Spec. - NOX Rate Summer v3.1, Unit 724 and retrofits | 427 | 1797 | Rate Constraint in lbs/MMBtu | FALSE | L | Annual | Allowances Withdrawn (1:1) | MTons | 0 | 0 | 0 | 0 | 0 | 0 | 0
IL Fac. Spec. - NOX Rate Summer v3.1, Unit 724 and retrofits | 427 | 1797 | Rate Constraint in lbs/MMBtu | FALSE | L | Annual | Allowances Withdrawn (n:1) | MTons | 0 | 0 | 0 | 0 | 0 | 0 | 0
IL Fac. Spec. - NOX Rate Summer v3.1, Unit 724 and retrofits | 427 | 1797 | Rate Constraint in lbs/MMBtu | FALSE | L | Annual | Net Emissions Allowance Position | MTons | 0.0026799 | 0.0026799 | 0.0080542 | 0.0080542 | 0.0080542 | 0.0026799 | 0.0026799
IL Fac. Spec. - NOX Rate Summer v3.1, Unit 724 and retrofits | 427 | 1797 | Rate Constraint in lbs/MMBtu | FALSE | L | Annual | Fuel Consumed | TBtu | 0.06442 | 0.06442 | 0.19361 | 0.19361 | 0.19361 | 0.06442 | 0.06442
IL Fac. Spec. - NOX Rate Summer v3.1, Unit 724 and retrofits | 427 | 1797 | Rate Constraint in lbs/MMBtu | FALSE | L | Annual | Rate | lb/MMBtu | 0.0832 | 0.0832 | 0.0832 | 0.0832 | 0.0832 | 0.0832 | 0.0832
IL Fac. Spec. - NOX Rate Summer v3.1, Unit 724 and retrofits | 427 | 1797 | Rate Constraint in lbs/MMBtu | FALSE | L | Annual | Generation | TWh | 0.0057626 | 0.0057626 | 0.017319 | 0.017319 | 0.017319 | 0.0057626 | 0.0057626
IL Fac. Spec. - NOX Rate Summer v3.1, Unit 724 and retrofits | 427 | 1797 | Rate Constraint in lbs/MMBtu | FALSE | L | Annual | Qualifying Generation | TWh | 0.0057626 | 0.0057626 | 0.017319 | 0.017319 | 0.017319 | 0.0057626 | 0.0057626
IL Fac. Spec. - NOX Rate Summer v3.1, Unit 724 and retrofits | 427 | 1797 | Rate Constraint in lbs/MMBtu | FALSE | L | Annual | Rate | lb/MWh | 0.46505 | 0.46505 | 0.46505 | 0.46505 | 0.46505 | 0.46505 | 0.46505
IL Fac. Spec. - NOX Rate Summer v3.1, Unit 724 and retrofits | 427 | 1797 | Rate Constraint in lbs/MMBtu | FALSE | L | Annual | Constraint Shadow Price | US$/Ton | 0 | 0 | 0 | 0 | 0 | 0 | 0
IL Fac. Spec. - NOX Rate Summer v3.1, Unit 725 and retrofits | 428 | 1797 | Rate Constraint in lbs/MMBtu | FALSE | L | Annual | Seasons Included | Seasons | Summer | Summer | Summer | Summer | Summer | Summer | Summer
IL Fac. Spec. - NOX Rate Summer v3.1, Unit 725 and retrofits | 428 | 1797 | Rate Constraint in lbs/MMBtu | FALSE | L | Annual | Standard | lb/MMBtu | 0.25 | 0.25 | 0.25 | 0.25 | 0.25 | 0.25 | 0.25
IL Fac. Spec. - NOX Rate Summer v3.1, Unit 725 and retrofits | 428 | 1797 | Rate Constraint in lbs/MMBtu | FALSE | L | Annual | Emissions at Affected Plants NOX | MTons | 0.001443 | 0.001443 | 0.0043369 | 0.0043369 | 0.0043369 | 0.001443 | 0.001443
IL Fac. Spec. - NOX Rate Summer v3.1, Unit 725 and retrofits | 428 | 1797 | Rate Constraint in lbs/MMBtu | FALSE | L | Annual | Allowances Purchased NOX | MTons | 0 | 0 | 0 | 0 | 0 | 0 | 0
IL Fac. Spec. - NOX Rate Summer v3.1, Unit 725 and retrofits | 428 | 1797 | Rate Constraint in lbs/MMBtu | FALSE | L | Annual | Allowances Sold NOX | MTons | 0 | 0 | 0 | 0 | 0 | 0 | 0
IL Fac. Spec. - NOX Rate Summer v3.1, Unit 725 and retrofits | 428 | 1797 | Rate Constraint in lbs/MMBtu | FALSE | L | Annual | Allowances Banked | MTons | 0 | 0 | 0 | 0 | 0 | 0 | 0
IL Fac. Spec. - NOX Rate Summer v3.1, Unit 725 and retrofits | 428 | 1797 | Rate Constraint in lbs/MMBtu | FALSE | L | Annual | Allowances Withdrawn (1:1) | MTons | 0 | 0 | 0 | 0 | 0 | 0 | 0
IL Fac. Spec. - NOX Rate Summer v3.1, Unit 725 and retrofits | 428 | 1797 | Rate Constraint in lbs/MMBtu | FALSE | L | Annual | Allowances Withdrawn (n:1) | MTons | 0 | 0 | 0 | 0 | 0 | 0 | 0
IL Fac. Spec. - NOX Rate Summer v3.1, Unit 725 and retrofits | 428 | 1797 | Rate Constraint in lbs/MMBtu | FALSE | L | Annual | Net Emissions Allowance Position | MTons | 0.001443 | 0.001443 | 0.0043369 | 0.0043369 | 0.0043369 | 0.001443 | 0.001443
IL Fac. Spec. - NOX Rate Summer v3.1, Unit 725 and retrofits | 428 | 1797 | Rate Constraint in lbs/MMBtu | FALSE | L | Annual | Fuel Consumed | TBtu | 0.06442 | 0.06442 | 0.19361 | 0.19361 | 0.19361 | 0.06442 | 0.06442
IL Fac. Spec. - NOX Rate Summer v3.1, Unit 725 and retrofits | 428 | 1797 | Rate Constraint in lbs/MMBtu | FALSE | L | Annual | Rate | lb/MMBtu | 0.0448 | 0.0448 | 0.0448 | 0.0448 | 0.0448 | 0.0448 | 0.0448
IL Fac. Spec. - NOX Rate Summer v3.1, Unit 725 and retrofits | 428 | 1797 | Rate Constraint in lbs/MMBtu | FALSE | L | Annual | Generation | TWh | 0.0057626 | 0.0057626 | 0.017319 | 0.017319 | 0.017319 | 0.0057626 | 0.0057626
IL Fac. Spec. - NOX Rate Summer v3.1, Unit 725 and retrofits | 428 | 1797 | Rate Constraint in lbs/MMBtu | FALSE | L | Annual | Qualifying Generation | TWh | 0.0057626 | 0.0057626 | 0.017319 | 0.017319 | 0.017319 | 0.0057626 | 0.0057626
IL Fac. Spec. - NOX Rate Summer v3.1, Unit 725 and retrofits | 428 | 1797 | Rate Constraint in lbs/MMBtu | FALSE | L | Annual | Rate | lb/MWh | 0.25041 | 0.25041 | 0.25041 | 0.25041 | 0.25041 | 0.25041 | 0.25041
IL Fac. Spec. - NOX Rate Summer v3.1, Unit 725 and retrofits | 428 | 1797 | Rate Constraint in lbs/MMBtu | FALSE | L | Annual | Constraint Shadow Price | US$/Ton | 0 | 0 | 0 | 0 | 0 | 0 | 0
IL Fac. Spec. - NOX Rate Summer v3.1, Unit 726 and retrofits | 429 | 1797 | Rate Constraint in lbs/MMBtu | FALSE | L | Annual | Seasons Included | Seasons | Summer | Summer | Summer | Summer | Summer | Summer | Summer
IL Fac. Spec. - NOX Rate Summer v3.1, Unit 726 and retrofits | 429 | 1797 | Rate Constraint in lbs/MMBtu | FALSE | L | Annual | Standard | lb/MMBtu | 0.25 | 0.25 | 0.25 | 0.25 | 0.25 | 0.25 | 0.25
IL Fac. Spec. - NOX Rate Summer v3.1, Unit 726 and retrofits | 429 | 1797 | Rate Constraint in lbs/MMBtu | FALSE | L | Annual | Emissions at Affected Plants NOX | MTons | 0 | 0 | 0 | 0.00062618 | 0.00062618 | 0 | 0
IL Fac. Spec. - NOX Rate Summer v3.1, Unit 726 and retrofits | 429 | 1797 | Rate Constraint in lbs/MMBtu | FALSE | L | Annual | Allowances Purchased NOX | MTons | 0 | 0 | 0 | 0 | 0 | 0 | 0
IL Fac. Spec. - NOX Rate Summer v3.1, Unit 726 and retrofits | 429 | 1797 | Rate Constraint in lbs/MMBtu | FALSE | L | Annual | Allowances Sold NOX | MTons | 0 | 0 | 0 | 0 | 0 | 0 | 0
IL Fac. Spec. - NOX Rate Summer v3.1, Unit 726 and retrofits | 429 | 1797 | Rate Constraint in lbs/MMBtu | FALSE | L | Annual | Allowances Banked | MTons | 0 | 0 | 0 | 0 | 0 | 0 | 0
IL Fac. Spec. - NOX Rate Summer v3.1, Unit 726 and retrofits | 429 | 1797 | Rate Constraint in lbs/MMBtu | FALSE | L | Annual | Allowances Withdrawn (1:1) | MTons | 0 | 0 | 0 | 0 | 0 | 0 | 0
IL Fac. Spec. - NOX Rate Summer v3.1, Unit 726 and retrofits | 429 | 1797 | Rate Constraint in lbs/MMBtu | FALSE | L | Annual | Allowances Withdrawn (n:1) | MTons | 0 | 0 | 0 | 0 | 0 | 0 | 0
IL Fac. Spec. - NOX Rate Summer v3.1, Unit 726 and retrofits | 429 | 1797 | Rate Constraint in lbs/MMBtu | FALSE | L | Annual | Net Emissions Allowance Position | MTons | 0 | 0 | 0 | 0.00062618 | 0.00062618 | 0 | 0
IL Fac. Spec. - NOX Rate Summer v3.1, Unit 726 and retrofits | 429 | 1797 | Rate Constraint in lbs/MMBtu | FALSE | L | Annual | Fuel Consumed | TBtu | 0 | 0 | 0 | 0.04114 | 0.04114 | 0 | 0
IL Fac. Spec. - NOX Rate Summer v3.1, Unit 726 and retrofits | 429 | 1797 | Rate Constraint in lbs/MMBtu | FALSE | L | Annual | Rate | lb/MMBtu | 0 | 0 | 0 | 0.030442 | 0.030442 | 0 | 0
IL Fac. Spec. - NOX Rate Summer v3.1, Unit 726 and retrofits | 429 | 1797 | Rate Constraint in lbs/MMBtu | FALSE | L | Annual | Generation | TWh | 0 | 0 | 0 | 0.0025335 | 0.0025335 | 0 | 0
IL Fac. Spec. - NOX Rate Summer v3.1, Unit 726 and retrofits | 429 | 1797 | Rate Constraint in lbs/MMBtu | FALSE | L | Annual | Qualifying Generation | TWh | 0 | 0 | 0 | 0.0025335 | 0.0025335 | 0 | 0
IL Fac. Spec. - NOX Rate Summer v3.1, Unit 726 and retrofits | 429 | 1797 | Rate Constraint in lbs/MMBtu | FALSE | L | Annual | Rate | lb/MWh | 0 | 0 | 0 | 0.24716 | 0.24716 | 0 | 0
IL Fac. Spec. - NOX Rate Summer v3.1, Unit 726 and retrofits | 429 | 1797 | Rate Constraint in lbs/MMBtu | FALSE | L | Annual | Constraint Shadow Price | US$/Ton | 0 | 0 | 0 | 0 | 0 | 0 | 0
IL Fac. Spec. - NOX Rate Summer v3.1, Unit 727 and retrofits | 430 | 1797 | Rate Constraint in lbs/MMBtu | FALSE | L | Annual | Seasons Included | Seasons | Summer | Summer | Summer | Summer | Summer | Summer | Summer
IL Fac. Spec. - NOX Rate Summer v3.1, Unit 727 and retrofits | 430 | 1797 | Rate Constraint in lbs/MMBtu | FALSE | L | Annual | Standard | lb/MMBtu | 0.25 | 0.25 | 0.25 | 0.25 | 0.25 | 0.25 | 0.25
IL Fac. Spec. - NOX Rate Summer v3.1, Unit 727 and retrofits | 430 | 1797 | Rate Constraint in lbs/MMBtu | FALSE | L | Annual | Emissions at Affected Plants NOX | MTons | 0 | 0 | 0 | 0.00054159 | 0.00054159 | 0 | 0
IL Fac. Spec. - NOX Rate Summer v3.1, Unit 727 and retrofits | 430 | 1797 | Rate Constraint in lbs/MMBtu | FALSE | L | Annual | Allowances Purchased NOX | MTons | 0 | 0 | 0 | 0 | 0 | 0 | 0
IL Fac. Spec. - NOX Rate Summer v3.1, Unit 727 and retrofits | 430 | 1797 | Rate Constraint in lbs/MMBtu | FALSE | L | Annual | Allowances Sold NOX | MTons | 0 | 0 | 0 | 0 | 0 | 0 | 0
IL Fac. Spec. - NOX Rate Summer v3.1, Unit 727 and retrofits | 430 | 1797 | Rate Constraint in lbs/MMBtu | FALSE | L | Annual | Allowances Banked | MTons | 0 | 0 | 0 | 0 | 0 | 0 | 0
IL Fac. Spec. - NOX Rate Summer v3.1, Unit 727 and retrofits | 430 | 1797 | Rate Constraint in lbs/MMBtu | FALSE | L | Annual | Allowances Withdrawn (1:1) | MTons | 0 | 0 | 0 | 0 | 0 | 0 | 0
IL Fac. Spec. - NOX Rate Summer v3.1, Unit 727 and retrofits | 430 | 1797 | Rate Constraint in lbs/MMBtu | FALSE | L | Annual | Allowances Withdrawn (n:1) | MTons | 0 | 0 | 0 | 0 | 0 | 0 | 0
IL Fac. Spec. - NOX Rate Summer v3.1, Unit 727 and retrofits | 430 | 1797 | Rate Constraint in lbs/MMBtu | FALSE | L | Annual | Net Emissions Allowance Position | MTons | 0 | 0 | 0 | 0.00054159 | 0.00054159 | 0 | 0
IL Fac. Spec. - NOX Rate Summer v3.1, Unit 727 and retrofits | 430 | 1797 | Rate Constraint in lbs/MMBtu | FALSE | L | Annual | Fuel Consumed | TBtu | 0 | 0 | 0 | 0.041142 | 0.041142 | 0 | 0
IL Fac. Spec. - NOX Rate Summer v3.1, Unit 727 and retrofits | 430 | 1797 | Rate Constraint in lbs/MMBtu | FALSE | L | Annual | Rate | lb/MMBtu | 0 | 0 | 0 | 0.026328 | 0.026328 | 0 | 0
IL Fac. Spec. - NOX Rate Summer v3.1, Unit 727 and retrofits | 430 | 1797 | Rate Constraint in lbs/MMBtu | FALSE | L | Annual | Generation | TWh | 0 | 0 | 0 | 0.0025335 | 0.0025335 | 0 | 0
IL Fac. Spec. - NOX Rate Summer v3.1, Unit 727 and retrofits | 430 | 1797 | Rate Constraint in lbs/MMBtu | FALSE | L | Annual | Qualifying Generation | TWh | 0 | 0 | 0 | 0.0025335 | 0.0025335 | 0 | 0
IL Fac. Spec. - NOX Rate Summer v3.1, Unit 727 and retrofits | 430 | 1797 | Rate Constraint in lbs/MMBtu | FALSE | L | Annual | Rate | lb/MWh | 0 | 0 | 0 | 0.21377 | 0.21377 | 0 | 0
IL Fac. Spec. - NOX Rate Summer v3.1, Unit 727 and retrofits | 430 | 1797 | Rate Constraint in lbs/MMBtu | FALSE | L | Annual | Constraint Shadow Price | US$/Ton | 0 | 0 | 0 | 0 | 0 | 0 | 0
IL Fac. Spec. - NOX Rate Summer v3.1, Unit 728 and retrofits | 431 | 1797 | Rate Constraint in lbs/MMBtu | FALSE | L | Annual | Seasons Included | Seasons | Summer | Summer | Summer | Summer | Summer | Summer | Summer
IL Fac. Spec. - NOX Rate Summer v3.1, Unit 728 and retrofits | 431 | 1797 | Rate Constraint in lbs/MMBtu | FALSE | L | Annual | Standard | lb/MMBtu | 0.25 | 0.25 | 0.25 | 0.25 | 0.25 | 0.25 | 0.25
IL Fac. Spec. - NOX Rate Summer v3.1, Unit 728 and retrofits | 431 | 1797 | Rate Constraint in lbs/MMBtu | FALSE | L | Annual | Emissions at Affected Plants NOX | MTons | 0 | 0 | 0 | 0.00052129 | 0.00052129 | 0 | 0
IL Fac. Spec. - NOX Rate Summer v3.1, Unit 728 and retrofits | 431 | 1797 | Rate Constraint in lbs/MMBtu | FALSE | L | Annual | Allowances Purchased NOX | MTons | 0 | 0 | 0 | 0 | 0 | 0 | 0
IL Fac. Spec. - NOX Rate Summer v3.1, Unit 728 and retrofits | 431 | 1797 | Rate Constraint in lbs/MMBtu | FALSE | L | Annual | Allowances Sold NOX | MTons | 0 | 0 | 0 | 0 | 0 | 0 | 0
IL Fac. Spec. - NOX Rate Summer v3.1, Unit 728 and retrofits | 431 | 1797 | Rate Constraint in lbs/MMBtu | FALSE | L | Annual | Allowances Banked | MTons | 0 | 0 | 0 | 0 | 0 | 0 | 0
IL Fac. Spec. - NOX Rate Summer v3.1, Unit 728 and retrofits | 431 | 1797 | Rate Constraint in lbs/MMBtu | FALSE | L | Annual | Allowances Withdrawn (1:1) | MTons | 0 | 0 | 0 | 0 | 0 | 0 | 0
IL Fac. Spec. - NOX Rate Summer v3.1, Unit 728 and retrofits | 431 | 1797 | Rate Constraint in lbs/MMBtu | FALSE | L | Annual | Allowances Withdrawn (n:1) | MTons | 0 | 0 | 0 | 0 | 0 | 0 | 0
IL Fac. Spec. - NOX Rate Summer v3.1, Unit 728 and retrofits | 431 | 1797 | Rate Constraint in lbs/MMBtu | FALSE | L | Annual | Net Emissions Allowance Position | MTons | 0 | 0 | 0 | 0.00052129 | 0.00052129 | 0 | 0
IL Fac. Spec. - NOX Rate Summer v3.1, Unit 728 and retrofits | 431 | 1797 | Rate Constraint in lbs/MMBtu | FALSE | L | Annual | Fuel Consumed | TBtu | 0 | 0 | 0 | 0.041142 | 0.041142 | 0 | 0
IL Fac. Spec. - NOX Rate Summer v3.1, Unit 728 and retrofits | 431 | 1797 | Rate Constraint in lbs/MMBtu | FALSE | L | Annual | Rate | lb/MMBtu | 0 | 0 | 0 | 0.025341 | 0.025341 | 0 | 0
IL Fac. Spec. - NOX Rate Summer v3.1, Unit 728 and retrofits | 431 | 1797 | Rate Constraint in lbs/MMBtu | FALSE | L | Annual | Generation | TWh | 0 | 0 | 0 | 0.0025335 | 0.0025335 | 0 | 0
IL Fac. Spec. - NOX Rate Summer v3.1, Unit 728 and retrofits | 431 | 1797 | Rate Constraint in lbs/MMBtu | FALSE | L | Annual | Qualifying Generation | TWh | 0 | 0 | 0 | 0.0025335 | 0.0025335 | 0 | 0
IL Fac. Spec. - NOX Rate Summer v3.1, Unit 728 and retrofits | 431 | 1797 | Rate Constraint in lbs/MMBtu | FALSE | L | Annual | Rate | lb/MWh | 0 | 0 | 0 | 0.20575 | 0.20575 | 0 | 0
IL Fac. Spec. - NOX Rate Summer v3.1, Unit 728 and retrofits | 431 | 1797 | Rate Constraint in lbs/MMBtu | FALSE | L | Annual | Constraint Shadow Price | US$/Ton | 0 | 0 | 0 | 0 | 0 | 0 | 0
IL Fac. Spec. - NOX Rate Summer v3.1, Unit 729 and retrofits | 432 | 1797 | Rate Constraint in lbs/MMBtu | FALSE | L | Annual | Seasons Included | Seasons | Summer | Summer | Summer | Summer | Summer | Summer | Summer
IL Fac. Spec. - NOX Rate Summer v3.1, Unit 729 and retrofits | 432 | 1797 | Rate Constraint in lbs/MMBtu | FALSE | L | Annual | Standard | lb/MMBtu | 0.25 | 0.25 | 0.25 | 0.25 | 0.25 | 0.25 | 0.25
IL Fac. Spec. - NOX Rate Summer v3.1, Unit 729 and retrofits | 432 | 1797 | Rate Constraint in lbs/MMBtu | FALSE | L | Annual | Emissions at Affected Plants NOX | MTons | 0 | 0 | 0 | 0.0005945 | 0.0005945 | 0 | 0
IL Fac. Spec. - NOX Rate Summer v3.1, Unit 729 and retrofits | 432 | 1797 | Rate Constraint in lbs/MMBtu | FALSE | L | Annual | Allowances Purchased NOX | MTons | 0 | 0 | 0 | 0 | 0 | 0 | 0
IL Fac. Spec. - NOX Rate Summer v3.1, Unit 729 and retrofits | 432 | 1797 | Rate Constraint in lbs/MMBtu | FALSE | L | Annual | Allowances Sold NOX | MTons | 0 | 0 | 0 | 0 | 0 | 0 | 0
IL Fac. Spec. - NOX Rate Summer v3.1, Unit 729 and retrofits | 432 | 1797 | Rate Constraint in lbs/MMBtu | FALSE | L | Annual | Allowances Banked | MTons | 0 | 0 | 0 | 0 | 0 | 0 | 0
IL Fac. Spec. - NOX Rate Summer v3.1, Unit 729 and retrofits | 432 | 1797 | Rate Constraint in lbs/MMBtu | FALSE | L | Annual | Allowances Withdrawn (1:1) | MTons | 0 | 0 | 0 | 0 | 0 | 0 | 0
IL Fac. Spec. - NOX Rate Summer v3.1, Unit 729 and retrofits | 432 | 1797 | Rate Constraint in lbs/MMBtu | FALSE | L | Annual | Allowances Withdrawn (n:1) | MTons | 0 | 0 | 0 | 0 | 0 | 0 | 0
IL Fac. Spec. - NOX Rate Summer v3.1, Unit 729 and retrofits | 432 | 1797 | Rate Constraint in lbs/MMBtu | FALSE | L | Annual | Net Emissions Allowance Position | MTons | 0 | 0 | 0 | 0.0005945 | 0.0005945 | 0 | 0
IL Fac. Spec. - NOX Rate Summer v3.1, Unit 729 and retrofits | 432 | 1797 | Rate Constraint in lbs/MMBtu | FALSE | L | Annual | Fuel Consumed | TBtu | 0 | 0 | 0 | 0.041142 | 0.041142 | 0 | 0
IL Fac. Spec. - NOX Rate Summer v3.1, Unit 729 and retrofits | 432 | 1797 | Rate Constraint in lbs/MMBtu | FALSE | L | Annual | Rate | lb/MMBtu | 0 | 0 | 0 | 0.0289 | 0.0289 | 0 | 0
IL Fac. Spec. - NOX Rate Summer v3.1, Unit 729 and retrofits | 432 | 1797 | Rate Constraint in lbs/MMBtu | FALSE | L | Annual | Generation | TWh | 0 | 0 | 0 | 0.0025335 | 0.0025335 | 0 | 0
IL Fac. Spec. - NOX Rate Summer v3.1, Unit 729 and retrofits | 432 | 1797 | Rate Constraint in lbs/MMBtu | FALSE | L | Annual | Qualifying Generation | TWh | 0 | 0 | 0 | 0.0025335 | 0.0025335 | 0 | 0
IL Fac. Spec. - NOX Rate Summer v3.1, Unit 729 and retrofits | 432 | 1797 | Rate Constraint in lbs/MMBtu | FALSE | L | Annual | Rate | lb/MWh | 0 | 0 | 0 | 0.23465 | 0.23465 | 0 | 0
IL Fac. Spec. - NOX Rate Summer v3.1, Unit 729 and retrofits | 432 | 1797 | Rate Constraint in lbs/MMBtu | FALSE | L | Annual | Constraint Shadow Price | US$/Ton | 0 | 0 | 0 | 0 | 0 | 0 | 0
IL Fac. Spec. - NOX Rate Summer v3.1, Unit 730 and retrofits | 433 | 1797 | Rate Constraint in lbs/MMBtu | FALSE | L | Annual | Seasons Included | Seasons | Summer | Summer | Summer | Summer | Summer | Summer | Summer
IL Fac. Spec. - NOX Rate Summer v3.1, Unit 730 and retrofits | 433 | 1797 | Rate Constraint in lbs/MMBtu | FALSE | L | Annual | Standard | lb/MMBtu | 0.25 | 0.25 | 0.25 | 0.25 | 0.25 | 0.25 | 0.25
IL Fac. Spec. - NOX Rate Summer v3.1, Unit 730 and retrofits | 433 | 1797 | Rate Constraint in lbs/MMBtu | FALSE | L | Annual | Emissions at Affected Plants NOX | MTons | 0.013386 | 0.013386 | 0.013386 | 0.013386 | 0.013386 | 0.0044537 | 0.0044537
IL Fac. Spec. - NOX Rate Summer v3.1, Unit 730 and retrofits | 433 | 1797 | Rate Constraint in lbs/MMBtu | FALSE | L | Annual | Allowances Purchased NOX | MTons | 0 | 0 | 0 | 0 | 0 | 0 | 0
IL Fac. Spec. - NOX Rate Summer v3.1, Unit 730 and retrofits | 433 | 1797 | Rate Constraint in lbs/MMBtu | FALSE | L | Annual | Allowances Sold NOX | MTons | 0 | 0 | 0 | 0 | 0 | 0 | 0
IL Fac. Spec. - NOX Rate Summer v3.1, Unit 730 and retrofits | 433 | 1797 | Rate Constraint in lbs/MMBtu | FALSE | L | Annual | Allowances Banked | MTons | 0 | 0 | 0 | 0 | 0 | 0 | 0
IL Fac. Spec. - NOX Rate Summer v3.1, Unit 730 and retrofits | 433 | 1797 | Rate Constraint in lbs/MMBtu | FALSE | L | Annual | Allowances Withdrawn (1:1) | MTons | 0 | 0 | 0 | 0 | 0 | 0 | 0
IL Fac. Spec. - NOX Rate Summer v3.1, Unit 730 and retrofits | 433 | 1797 | Rate Constraint in lbs/MMBtu | FALSE | L | Annual | Allowances Withdrawn (n:1) | MTons | 0 | 0 | 0 | 0 | 0 | 0 | 0
IL Fac. Spec. - NOX Rate Summer v3.1, Unit 730 and retrofits | 433 | 1797 | Rate Constraint in lbs/MMBtu | FALSE | L | Annual | Net Emissions Allowance Position | MTons | 0.013386 | 0.013386 | 0.013386 | 0.013386 | 0.013386 | 0.0044537 | 0.0044537
IL Fac. Spec. - NOX Rate Summer v3.1, Unit 730 and retrofits | 433 | 1797 | Rate Constraint in lbs/MMBtu | FALSE | L | Annual | Fuel Consumed | TBtu | 0.24458 | 0.24458 | 0.24458 | 0.24458 | 0.24458 | 0.081379 | 0.081379
IL Fac. Spec. - NOX Rate Summer v3.1, Unit 730 and retrofits | 433 | 1797 | Rate Constraint in lbs/MMBtu | FALSE | L | Annual | Rate | lb/MMBtu | 0.10946 | 0.10946 | 0.10946 | 0.10946 | 0.10946 | 0.10946 | 0.10946
IL Fac. Spec. - NOX Rate Summer v3.1, Unit 730 and retrofits | 433 | 1797 | Rate Constraint in lbs/MMBtu | FALSE | L | Annual | Generation | TWh | 0.022762 | 0.022762 | 0.022762 | 0.022762 | 0.022762 | 0.0075737 | 0.0075737
IL Fac. Spec. - NOX Rate Summer v3.1, Unit 730 and retrofits | 433 | 1797 | Rate Constraint in lbs/MMBtu | FALSE | L | Annual | Qualifying Generation | TWh | 0.022762 | 0.022762 | 0.022762 | 0.022762 | 0.022762 | 0.0075737 | 0.0075737
IL Fac. Spec. - NOX Rate Summer v3.1, Unit 730 and retrofits | 433 | 1797 | Rate Constraint in lbs/MMBtu | FALSE | L | Annual | Rate | lb/MWh | 0.58805 | 0.58805 | 0.58805 | 0.58805 | 0.58805 | 0.58805 | 0.58805
IL Fac. Spec. - NOX Rate Summer v3.1, Unit 730 and retrofits | 433 | 1797 | Rate Constraint in lbs/MMBtu | FALSE | L | Annual | Constraint Shadow Price | US$/Ton | 0 | 0 | 0 | 0 | 0 | 0 | 0
IL Fac. Spec. - NOX Rate Summer v3.1, Unit 731 and retrofits | 434 | 1797 | Rate Constraint in lbs/MMBtu | FALSE | L | Annual | Seasons Included | Seasons | Summer | Summer | Summer | Summer | Summer | Summer | Summer
IL Fac. Spec. - NOX Rate Summer v3.1, Unit 731 and retrofits | 434 | 1797 | Rate Constraint in lbs/MMBtu | FALSE | L | Annual | Standard | lb/MMBtu | 0.25 | 0.25 | 0.25 | 0.25 | 0.25 | 0.25 | 0.25
IL Fac. Spec. - NOX Rate Summer v3.1, Unit 731 and retrofits | 434 | 1797 | Rate Constraint in lbs/MMBtu | FALSE | L | Annual | Emissions at Affected Plants NOX | MTons | 0.014369 | 0.014369 | 0.014369 | 0.014369 | 0.014369 | 0.0047809 | 0.0047809
IL Fac. Spec. - NOX Rate Summer v3.1, Unit 731 and retrofits | 434 | 1797 | Rate Constraint in lbs/MMBtu | FALSE | L | Annual | Allowances Purchased NOX | MTons | 0 | 0 | 0 | 0 | 0 | 0 | 0
IL Fac. Spec. - NOX Rate Summer v3.1, Unit 731 and retrofits | 434 | 1797 | Rate Constraint in lbs/MMBtu | FALSE | L | Annual | Allowances Sold NOX | MTons | 0 | 0 | 0 | 0 | 0 | 0 | 0
IL Fac. Spec. - NOX Rate Summer v3.1, Unit 731 and retrofits | 434 | 1797 | Rate Constraint in lbs/MMBtu | FALSE | L | Annual | Allowances Banked | MTons | 0 | 0 | 0 | 0 | 0 | 0 | 0
IL Fac. Spec. - NOX Rate Summer v3.1, Unit 731 and retrofits | 434 | 1797 | Rate Constraint in lbs/MMBtu | FALSE | L | Annual | Allowances Withdrawn (1:1) | MTons | 0 | 0 | 0 | 0 | 0 | 0 | 0
IL Fac. Spec. - NOX Rate Summer v3.1, Unit 731 and retrofits | 434 | 1797 | Rate Constraint in lbs/MMBtu | FALSE | L | Annual | Allowances Withdrawn (n:1) | MTons | 0 | 0 | 0 | 0 | 0 | 0 | 0
IL Fac. Spec. - NOX Rate Summer v3.1, Unit 731 and retrofits | 434 | 1797 | Rate Constraint in lbs/MMBtu | FALSE | L | Annual | Net Emissions Allowance Position | MTons | 0.014369 | 0.014369 | 0.014369 | 0.014369 | 0.014369 | 0.0047809 | 0.0047809
IL Fac. Spec. - NOX Rate Summer v3.1, Unit 731 and retrofits | 434 | 1797 | Rate Constraint in lbs/MMBtu | FALSE | L | Annual | Fuel Consumed | TBtu | 0.23927 | 0.23927 | 0.23927 | 0.23927 | 0.23927 | 0.07961 | 0.07961
IL Fac. Spec. - NOX Rate Summer v3.1, Unit 731 and retrofits | 434 | 1797 | Rate Constraint in lbs/MMBtu | FALSE | L | Annual | Rate | lb/MMBtu | 0.12011 | 0.12011 | 0.12011 | 0.12011 | 0.12011 | 0.12011 | 0.12011
IL Fac. Spec. - NOX Rate Summer v3.1, Unit 731 and retrofits | 434 | 1797 | Rate Constraint in lbs/MMBtu | FALSE | L | Annual | Generation | TWh | 0.022268 | 0.022268 | 0.022268 | 0.022268 | 0.022268 | 0.007409 | 0.007409
IL Fac. Spec. - NOX Rate Summer v3.1, Unit 731 and retrofits | 434 | 1797 | Rate Constraint in lbs/MMBtu | FALSE | L | Annual | Qualifying Generation | TWh | 0.022268 | 0.022268 | 0.022268 | 0.022268 | 0.022268 | 0.007409 | 0.007409
IL Fac. Spec. - NOX Rate Summer v3.1, Unit 731 and retrofits | 434 | 1797 | Rate Constraint in lbs/MMBtu | FALSE | L | Annual | Rate | lb/MWh | 0.64529 | 0.64529 | 0.64529 | 0.64529 | 0.64529 | 0.64529 | 0.64529
IL Fac. Spec. - NOX Rate Summer v3.1, Unit 731 and retrofits | 434 | 1797 | Rate Constraint in lbs/MMBtu | FALSE | L | Annual | Constraint Shadow Price | US$/Ton | 0 | 0 | 0 | 0 | 0 | 0 | 0
IL Fac. Spec. - NOX Rate Summer v3.1, Unit 732 and retrofits | 435 | 1797 | Rate Constraint in lbs/MMBtu | FALSE | L | Annual | Seasons Included | Seasons | Summer | Summer | Summer | Summer | Summer | Summer | Summer
IL Fac. Spec. - NOX Rate Summer v3.1, Unit 732 and retrofits | 435 | 1797 | Rate Constraint in lbs/MMBtu | FALSE | L | Annual | Standard | lb/MMBtu | 0.25 | 0.25 | 0.25 | 0.25 | 0.25 | 0.25 | 0.25
IL Fac. Spec. - NOX Rate Summer v3.1, Unit 732 and retrofits | 435 | 1797 | Rate Constraint in lbs/MMBtu | FALSE | L | Annual | Emissions at Affected Plants NOX | MTons | 0.025537 | 0.025537 | 0.025537 | 0.025537 | 0.025537 | 0.0084969 | 0.0084969
IL Fac. Spec. - NOX Rate Summer v3.1, Unit 732 and retrofits | 435 | 1797 | Rate Constraint in lbs/MMBtu | FALSE | L | Annual | Allowances Purchased NOX | MTons | 0 | 0 | 0 | 0 | 0 | 0 | 0
IL Fac. Spec. - NOX Rate Summer v3.1, Unit 732 and retrofits | 435 | 1797 | Rate Constraint in lbs/MMBtu | FALSE | L | Annual | Allowances Sold NOX | MTons | 0 | 0 | 0 | 0 | 0 | 0 | 0
IL Fac. Spec. - NOX Rate Summer v3.1, Unit 732 and retrofits | 435 | 1797 | Rate Constraint in lbs/MMBtu | FALSE | L | Annual | Allowances Banked | MTons | 0 | 0 | 0 | 0 | 0 | 0 | 0
IL Fac. Spec. - NOX Rate Summer v3.1, Unit 732 and retrofits | 435 | 1797 | Rate Constraint in lbs/MMBtu | FALSE | L | Annual | Allowances Withdrawn (1:1) | MTons | 0 | 0 | 0 | 0 | 0 | 0 | 0
IL Fac. Spec. - NOX Rate Summer v3.1, Unit 732 and retrofits | 435 | 1797 | Rate Constraint in lbs/MMBtu | FALSE | L | Annual | Allowances Withdrawn (n:1) | MTons | 0 | 0 | 0 | 0 | 0 | 0 | 0
IL Fac. Spec. - NOX Rate Summer v3.1, Unit 732 and retrofits | 435 | 1797 | Rate Constraint in lbs/MMBtu | FALSE | L | Annual | Net Emissions Allowance Position | MTons | 0.025537 | 0.025537 | 0.025537 | 0.025537 | 0.025537 | 0.0084969 | 0.0084969
IL Fac. Spec. - NOX Rate Summer v3.1, Unit 732 and retrofits | 435 | 1797 | Rate Constraint in lbs/MMBtu | FALSE | L | Annual | Fuel Consumed | TBtu | 0.48916 | 0.48916 | 0.48916 | 0.48916 | 0.48916 | 0.16276 | 0.16276
IL Fac. Spec. - NOX Rate Summer v3.1, Unit 732 and retrofits | 435 | 1797 | Rate Constraint in lbs/MMBtu | FALSE | L | Annual | Rate | lb/MMBtu | 0.10441 | 0.10441 | 0.10441 | 0.10441 | 0.10441 | 0.10441 | 0.10441
IL Fac. Spec. - NOX Rate Summer v3.1, Unit 732 and retrofits | 435 | 1797 | Rate Constraint in lbs/MMBtu | FALSE | L | Annual | Generation | TWh | 0.045525 | 0.045525 | 0.045525 | 0.045525 | 0.045525 | 0.015147 | 0.015147
IL Fac. Spec. - NOX Rate Summer v3.1, Unit 732 and retrofits | 435 | 1797 | Rate Constraint in lbs/MMBtu | FALSE | L | Annual | Qualifying Generation | TWh | 0.045525 | 0.045525 | 0.045525 | 0.045525 | 0.045525 | 0.015147 | 0.015147
IL Fac. Spec. - NOX Rate Summer v3.1, Unit 732 and retrofits | 435 | 1797 | Rate Constraint in lbs/MMBtu | FALSE | L | Annual | Rate | lb/MWh | 0.56095 | 0.56095 | 0.56095 | 0.56095 | 0.56095 | 0.56095 | 0.56095
IL Fac. Spec. - NOX Rate Summer v3.1, Unit 732 and retrofits | 435 | 1797 | Rate Constraint in lbs/MMBtu | FALSE | L | Annual | Constraint Shadow Price | US$/Ton | 0 | 0 | 0 | 0 | 0 | 0 | 0
IL Fac. Spec. - NOX Rate Summer v3.1, Unit 733 and retrofits | 436 | 1797 | Rate Constraint in lbs/MMBtu | FALSE | L | Annual | Seasons Included | Seasons | Summer | Summer | Summer | Summer | Summer | Summer | Summer
IL Fac. Spec. - NOX Rate Summer v3.1, Unit 733 and retrofits | 436 | 1797 | Rate Constraint in lbs/MMBtu | FALSE | L | Annual | Standard | lb/MMBtu | 0.25 | 0.25 | 0.25 | 0.25 | 0.25 | 0.25 | 0.25
IL Fac. Spec. - NOX Rate Summer v3.1, Unit 733 and retrofits | 436 | 1797 | Rate Constraint in lbs/MMBtu | FALSE | L | Annual | Emissions at Affected Plants NOX | MTons | 0.023153 | 0.023153 | 0.023153 | 0.023153 | 0.023153 | 0.0077035 | 0.0077035
IL Fac. Spec. - NOX Rate Summer v3.1, Unit 733 and retrofits | 436 | 1797 | Rate Constraint in lbs/MMBtu | FALSE | L | Annual | Allowances Purchased NOX | MTons | 0 | 0 | 0 | 0 | 0 | 0 | 0
IL Fac. Spec. - NOX Rate Summer v3.1, Unit 733 and retrofits | 436 | 1797 | Rate Constraint in lbs/MMBtu | FALSE | L | Annual | Allowances Sold NOX | MTons | 0 | 0 | 0 | 0 | 0 | 0 | 0
IL Fac. Spec. - NOX Rate Summer v3.1, Unit 733 and retrofits | 436 | 1797 | Rate Constraint in lbs/MMBtu | FALSE | L | Annual | Allowances Banked | MTons | 0 | 0 | 0 | 0 | 0 | 0 | 0
IL Fac. Spec. - NOX Rate Summer v3.1, Unit 733 and retrofits | 436 | 1797 | Rate Constraint in lbs/MMBtu | FALSE | L | Annual | Allowances Withdrawn (1:1) | MTons | 0 | 0 | 0 | 0 | 0 | 0 | 0
IL Fac. Spec. - NOX Rate Summer v3.1, Unit 733 and retrofits | 436 | 1797 | Rate Constraint in lbs/MMBtu | FALSE | L | Annual | Allowances Withdrawn (n:1) | MTons | 0 | 0 | 0 | 0 | 0 | 0 | 0
IL Fac. Spec. - NOX Rate Summer v3.1, Unit 733 and retrofits | 436 | 1797 | Rate Constraint in lbs/MMBtu | FALSE | L | Annual | Net Emissions Allowance Position | MTons | 0.023153 | 0.023153 | 0.023153 | 0.023153 | 0.023153 | 0.0077035 | 0.0077035
IL Fac. Spec. - NOX Rate Summer v3.1, Unit 733 and retrofits | 436 | 1797 | Rate Constraint in lbs/MMBtu | FALSE | L | Annual | Fuel Consumed | TBtu | 0.4998 | 0.4998 | 0.4998 | 0.4998 | 0.4998 | 0.1663 | 0.1663
IL Fac. Spec. - NOX Rate Summer v3.1, Unit 733 and retrofits | 436 | 1797 | Rate Constraint in lbs/MMBtu | FALSE | L | Annual | Rate | lb/MMBtu | 0.092648 | 0.092648 | 0.092648 | 0.092648 | 0.092648 | 0.092648 | 0.092648
IL Fac. Spec. - NOX Rate Summer v3.1, Unit 733 and retrofits | 436 | 1797 | Rate Constraint in lbs/MMBtu | FALSE | L | Annual | Generation | TWh | 0.046514 | 0.046514 | 0.046514 | 0.046514 | 0.046514 | 0.015477 | 0.015477
IL Fac. Spec. - NOX Rate Summer v3.1, Unit 733 and retrofits | 436 | 1797 | Rate Constraint in lbs/MMBtu | FALSE | L | Annual | Qualifying Generation | TWh | 0.046514 | 0.046514 | 0.046514 | 0.046514 | 0.046514 | 0.015477 | 0.015477
IL Fac. Spec. - NOX Rate Summer v3.1, Unit 733 and retrofits | 436 | 1797 | Rate Constraint in lbs/MMBtu | FALSE | L | Annual | Rate | lb/MWh | 0.49775 | 0.49775 | 0.49775 | 0.49775 | 0.49775 | 0.49775 | 0.49775
IL Fac. Spec. - NOX Rate Summer v3.1, Unit 733 and retrofits | 436 | 1797 | Rate Constraint in lbs/MMBtu | FALSE | L | Annual | Constraint Shadow Price | US$/Ton | 0 | 0 | 0 | 0 | 0 | 0 | 0
IL Fac. Spec. - NOX Rate Summer v3.1, Unit 734 and retrofits | 437 | 1797 | Rate Constraint in lbs/MMBtu | FALSE | L | Annual | Seasons Included | Seasons | Summer | Summer | Summer | Summer | Summer | Summer | Summer
IL Fac. Spec. - NOX Rate Summer v3.1, Unit 734 and retrofits | 437 | 1797 | Rate Constraint in lbs/MMBtu | FALSE | L | Annual | Standard | lb/MMBtu | 0.25 | 0.25 | 0.25 | 0.25 | 0.25 | 0.25 | 0.25
IL Fac. Spec. - NOX Rate Summer v3.1, Unit 734 and retrofits | 437 | 1797 | Rate Constraint in lbs/MMBtu | FALSE | L | Annual | Emissions at Affected Plants NOX | MTons | 0.016513 | 0.016513 | 0.016513 | 0.016513 | 0.016513 | 0.0054945 | 0.0054945
IL Fac. Spec. - NOX Rate Summer v3.1, Unit 734 and retrofits | 437 | 1797 | Rate Constraint in lbs/MMBtu | FALSE | L | Annual | Allowances Purchased NOX | MTons | 0 | 0 | 0 | 0 | 0 | 0 | 0
IL Fac. Spec. - NOX Rate Summer v3.1, Unit 734 and retrofits | 437 | 1797 | Rate Constraint in lbs/MMBtu | FALSE | L | Annual | Allowances Sold NOX | MTons | 0 | 0 | 0 | 0 | 0 | 0 | 0
IL Fac. Spec. - NOX Rate Summer v3.1, Unit 734 and retrofits | 437 | 1797 | Rate Constraint in lbs/MMBtu | FALSE | L | Annual | Allowances Banked | MTons | 0 | 0 | 0 | 0 | 0 | 0 | 0
IL Fac. Spec. - NOX Rate Summer v3.1, Unit 734 and retrofits | 437 | 1797 | Rate Constraint in lbs/MMBtu | FALSE | L | Annual | Allowances Withdrawn (1:1) | MTons | 0 | 0 | 0 | 0 | 0 | 0 | 0
IL Fac. Spec. - NOX Rate Summer v3.1, Unit 734 and retrofits | 437 | 1797 | Rate Constraint in lbs/MMBtu | FALSE | L | Annual | Allowances Withdrawn (n:1) | MTons | 0 | 0 | 0 | 0 | 0 | 0 | 0
IL Fac. Spec. - NOX Rate Summer v3.1, Unit 734 and retrofits | 437 | 1797 | Rate Constraint in lbs/MMBtu | FALSE | L | Annual | Net Emissions Allowance Position | MTons | 0.016513 | 0.016513 | 0.016513 | 0.016513 | 0.016513 | 0.0054945 | 0.0054945
IL Fac. Spec. - NOX Rate Summer v3.1, Unit 734 and retrofits | 437 | 1797 | Rate Constraint in lbs/MMBtu | FALSE | L | Annual | Fuel Consumed | TBtu | 0.2499 | 0.2499 | 0.2499 | 0.2499 | 0.2499 | 0.083148 | 0.083148
IL Fac. Spec. - NOX Rate Summer v3.1, Unit 734 and retrofits | 437 | 1797 | Rate Constraint in lbs/MMBtu | FALSE | L | Annual | Rate | lb/MMBtu | 0.13216 | 0.13216 | 0.13216 | 0.13216 | 0.13216 | 0.13216 | 0.13216
IL Fac. Spec. - NOX Rate Summer v3.1, Unit 734 and retrofits | 437 | 1797 | Rate Constraint in lbs/MMBtu | FALSE | L | Annual | Generation | TWh | 0.023257 | 0.023257 | 0.023257 | 0.023257 | 0.023257 | 0.0077383 | 0.0077383
IL Fac. Spec. - NOX Rate Summer v3.1, Unit 734 and retrofits | 437 | 1797 | Rate Constraint in lbs/MMBtu | FALSE | L | Annual | Qualifying Generation | TWh | 0.023257 | 0.023257 | 0.023257 | 0.023257 | 0.023257 | 0.0077383 | 0.0077383
IL Fac. Spec. - NOX Rate Summer v3.1, Unit 734 and retrofits | 437 | 1797 | Rate Constraint in lbs/MMBtu | FALSE | L | Annual | Rate | lb/MWh | 0.71003 | 0.71003 | 0.71003 | 0.71003 | 0.71003 | 0.71003 | 0.71003
IL Fac. Spec. - NOX Rate Summer v3.1, Unit 734 and retrofits | 437 | 1797 | Rate Constraint in lbs/MMBtu | FALSE | L | Annual | Constraint Shadow Price | US$/Ton | 0 | 0 | 0 | 0 | 0 | 0 | 0
IL Fac. Spec. - NOX Rate Summer v3.1, Unit 735 and retrofits | 438 | 1797 | Rate Constraint in lbs/MMBtu | FALSE | L | Annual | Seasons Included | Seasons | Summer | Summer | Summer | Summer | Summer | Summer | Summer
IL Fac. Spec. - NOX Rate Summer v3.1, Unit 735 and retrofits | 438 | 1797 | Rate Constraint in lbs/MMBtu | FALSE | L | Annual | Standard | lb/MMBtu | 0.25 | 0.25 | 0.25 | 0.25 | 0.25 | 0.25 | 0.25
IL Fac. Spec. - NOX Rate Summer v3.1, Unit 735 and retrofits | 438 | 1797 | Rate Constraint in lbs/MMBtu | FALSE | L | Annual | Emissions at Affected Plants NOX | MTons | 0.013811 | 0.013811 | 0.013811 | 0.013811 | 0.013811 | 0.0045955 | 0.0045955
IL Fac. Spec. - NOX Rate Summer v3.1, Unit 735 and retrofits | 438 | 1797 | Rate Constraint in lbs/MMBtu | FALSE | L | Annual | Allowances Purchased NOX | MTons | 0 | 0 | 0 | 0 | 0 | 0 | 0
IL Fac. Spec. - NOX Rate Summer v3.1, Unit 735 and retrofits | 438 | 1797 | Rate Constraint in lbs/MMBtu | FALSE | L | Annual | Allowances Sold NOX | MTons | 0 | 0 | 0 | 0 | 0 | 0 | 0
IL Fac. Spec. - NOX Rate Summer v3.1, Unit 735 and retrofits | 438 | 1797 | Rate Constraint in lbs/MMBtu | FALSE | L | Annual | Allowances Banked | MTons | 0 | 0 | 0 | 0 | 0 | 0 | 0
IL Fac. Spec. - NOX Rate Summer v3.1, Unit 735 and retrofits | 438 | 1797 | Rate Constraint in lbs/MMBtu | FALSE | L | Annual | Allowances Withdrawn (1:1) | MTons | 0 | 0 | 0 | 0 | 0 | 0 | 0
IL Fac. Spec. - NOX Rate Summer v3.1, Unit 735 and retrofits | 438 | 1797 | Rate Constraint in lbs/MMBtu | FALSE | L | Annual | Allowances Withdrawn (n:1) | MTons | 0 | 0 | 0 | 0 | 0 | 0 | 0
IL Fac. Spec. - NOX Rate Summer v3.1, Unit 735 and retrofits | 438 | 1797 | Rate Constraint in lbs/MMBtu | FALSE | L | Annual | Net Emissions Allowance Position | MTons | 0.013811 | 0.013811 | 0.013811 | 0.013811 | 0.013811 | 0.0045955 | 0.0045955
IL Fac. Spec. - NOX Rate Summer v3.1, Unit 735 and retrofits | 438 | 1797 | Rate Constraint in lbs/MMBtu | FALSE | L | Annual | Fuel Consumed | TBtu | 0.25522 | 0.25522 | 0.25522 | 0.25522 | 0.25522 | 0.084917 | 0.084917
IL Fac. Spec. - NOX Rate Summer v3.1, Unit 735 and retrofits | 438 | 1797 | Rate Constraint in lbs/MMBtu | FALSE | L | Annual | Rate | lb/MMBtu | 0.10823 | 0.10823 | 0.10823 | 0.10823 | 0.10823 | 0.10823 | 0.10823
IL Fac. Spec. - NOX Rate Summer v3.1, Unit 735 and retrofits | 438 | 1797 | Rate Constraint in lbs/MMBtu | FALSE | L | Annual | Generation | TWh | 0.023752 | 0.023752 | 0.023752 | 0.023752 | 0.023752 | 0.007903 | 0.007903
IL Fac. Spec. - NOX Rate Summer v3.1, Unit 735 and retrofits | 438 | 1797 | Rate Constraint in lbs/MMBtu | FALSE | L | Annual | Qualifying Generation | TWh | 0.023752 | 0.023752 | 0.023752 | 0.023752 | 0.023752 | 0.007903 | 0.007903
IL Fac. Spec. - NOX Rate Summer v3.1, Unit 735 and retrofits | 438 | 1797 | Rate Constraint in lbs/MMBtu | FALSE | L | Annual | Rate | lb/MWh | 0.58148 | 0.58148 | 0.58148 | 0.58148 | 0.58148 | 0.58148 | 0.58148
IL Fac. Spec. - NOX Rate Summer v3.1, Unit 735 and retrofits | 438 | 1797 | Rate Constraint in lbs/MMBtu | FALSE | L | Annual | Constraint Shadow Price | US$/Ton | 0 | 0 | 0 | 0 | 0 | 0 | 0
IL Fac. Spec. - NOX Rate Summer v3.1, Unit 737 and retrofits | 439 | 1797 | Rate Constraint in lbs/MMBtu | FALSE | L | Annual | Seasons Included | Seasons | Summer | Summer | Summer | Summer | Summer | Summer | Summer
IL Fac. Spec. - NOX Rate Summer v3.1, Unit 737 and retrofits | 439 | 1797 | Rate Constraint in lbs/MMBtu | FALSE | L | Annual | Standard | lb/MMBtu | 0.25 | 0.25 | 0.25 | 0.25 | 0.25 | 0.25 | 0.25
IL Fac. Spec. - NOX Rate Summer v3.1, Unit 737 and retrofits | 439 | 1797 | Rate Constraint in lbs/MMBtu | FALSE | L | Annual | Emissions at Affected Plants NOX | MTons | 0.011841 | 0.011841 | 0.011841 | 0.011841 | 0.011841 | 0.00394 | 0.00394
IL Fac. Spec. - NOX Rate Summer v3.1, Unit 737 and retrofits | 439 | 1797 | Rate Constraint in lbs/MMBtu | FALSE | L | Annual | Allowances Purchased NOX | MTons | 0 | 0 | 0 | 0 | 0 | 0 | 0
IL Fac. Spec. - NOX Rate Summer v3.1, Unit 737 and retrofits | 439 | 1797 | Rate Constraint in lbs/MMBtu | FALSE | L | Annual | Allowances Sold NOX | MTons | 0 | 0 | 0 | 0 | 0 | 0 | 0
IL Fac. Spec. - NOX Rate Summer v3.1, Unit 737 and retrofits | 439 | 1797 | Rate Constraint in lbs/MMBtu | FALSE | L | Annual | Allowances Banked | MTons | 0 | 0 | 0 | 0 | 0 | 0 | 0
IL Fac. Spec. - NOX Rate Summer v3.1, Unit 737 and retrofits | 439 | 1797 | Rate Constraint in lbs/MMBtu | FALSE | L | Annual | Allowances Withdrawn (1:1) | MTons | 0 | 0 | 0 | 0 | 0 | 0 | 0
IL Fac. Spec. - NOX Rate Summer v3.1, Unit 737 and retrofits | 439 | 1797 | Rate Constraint in lbs/MMBtu | FALSE | L | Annual | Allowances Withdrawn (n:1) | MTons | 0 | 0 | 0 | 0 | 0 | 0 | 0
IL Fac. Spec. - NOX Rate Summer v3.1, Unit 737 and retrofits | 439 | 1797 | Rate Constraint in lbs/MMBtu | FALSE | L | Annual | Net Emissions Allowance Position | MTons | 0.011841 | 0.011841 | 0.011841 | 0.011841 | 0.011841 | 0.00394 | 0.00394
IL Fac. Spec. - NOX Rate Summer v3.1, Unit 737 and retrofits | 439 | 1797 | Rate Constraint in lbs/MMBtu | FALSE | L | Annual | Fuel Consumed | TBtu | 0.2499 | 0.2499 | 0.2499 | 0.2499 | 0.2499 | 0.083148 | 0.083148
IL Fac. Spec. - NOX Rate Summer v3.1, Unit 737 and retrofits | 439 | 1797 | Rate Constraint in lbs/MMBtu | FALSE | L | Annual | Rate | lb/MMBtu | 0.09477 | 0.09477 | 0.09477 | 0.09477 | 0.09477 | 0.09477 | 0.09477
IL Fac. Spec. - NOX Rate Summer v3.1, Unit 737 and retrofits | 439 | 1797 | Rate Constraint in lbs/MMBtu | FALSE | L | Annual | Generation | TWh | 0.023257 | 0.023257 | 0.023257 | 0.023257 | 0.023257 | 0.0077383 | 0.0077383
IL Fac. Spec. - NOX Rate Summer v3.1, Unit 737 and retrofits | 439 | 1797 | Rate Constraint in lbs/MMBtu | FALSE | L | Annual | Qualifying Generation | TWh | 0.023257 | 0.023257 | 0.023257 | 0.023257 | 0.023257 | 0.0077383 | 0.0077383
IL Fac. Spec. - NOX Rate Summer v3.1, Unit 737 and retrofits | 439 | 1797 | Rate Constraint in lbs/MMBtu | FALSE | L | Annual | Rate | lb/MWh | 0.50915 | 0.50915 | 0.50915 | 0.50915 | 0.50915 | 0.50915 | 0.50915
IL Fac. Spec. - NOX Rate Summer v3.1, Unit 737 and retrofits | 439 | 1797 | Rate Constraint in lbs/MMBtu | FALSE | L | Annual | Constraint Shadow Price | US$/Ton | 0 | 0 | 0 | 0 | 0 | 0 | 0
IL Fac. Spec. - NOX Rate Summer v3.1, Unit 738 and retrofits | 440 | 1797 | Rate Constraint in lbs/MMBtu | FALSE | L | Annual | Seasons Included | Seasons | Summer | Summer | Summer | Summer | Summer | Summer | Summer
IL Fac. Spec. - NOX Rate Summer v3.1, Unit 738 and retrofits | 440 | 1797 | Rate Constraint in lbs/MMBtu | FALSE | L | Annual | Standard | lb/MMBtu | 0.25 | 0.25 | 0.25 | 0.25 | 0.25 | 0.25 | 0.25
IL Fac. Spec. - NOX Rate Summer v3.1, Unit 738 and retrofits | 440 | 1797 | Rate Constraint in lbs/MMBtu | FALSE | L | Annual | Emissions at Affected Plants NOX | MTons | 0 | 0 | 0.00091395 | 0.00091395 | 0.00091395 | 0.0046459 | 0
IL Fac. Spec. - NOX Rate Summer v3.1, Unit 738 and retrofits | 440 | 1797 | Rate Constraint in lbs/MMBtu | FALSE | L | Annual | Allowances Purchased NOX | MTons | 0 | 0 | 0 | 0 | 0 | 0 | 0
IL Fac. Spec. - NOX Rate Summer v3.1, Unit 738 and retrofits | 440 | 1797 | Rate Constraint in lbs/MMBtu | FALSE | L | Annual | Allowances Sold NOX | MTons | 0 | 0 | 0 | 0 | 0 | 0 | 0
IL Fac. Spec. - NOX Rate Summer v3.1, Unit 738 and retrofits | 440 | 1797 | Rate Constraint in lbs/MMBtu | FALSE | L | Annual | Allowances Banked | MTons | 0 | 0 | 0 | 0 | 0 | 0 | 0
IL Fac. Spec. - NOX Rate Summer v3.1, Unit 738 and retrofits | 440 | 1797 | Rate Constraint in lbs/MMBtu | FALSE | L | Annual | Allowances Withdrawn (1:1) | MTons | 0 | 0 | 0 | 0 | 0 | 0 | 0
IL Fac. Spec. - NOX Rate Summer v3.1, Unit 738 and retrofits | 440 | 1797 | Rate Constraint in lbs/MMBtu | FALSE | L | Annual | Allowances Withdrawn (n:1) | MTons | 0 | 0 | 0 | 0 | 0 | 0 | 0
IL Fac. Spec. - NOX Rate Summer v3.1, Unit 738 and retrofits | 440 | 1797 | Rate Constraint in lbs/MMBtu | FALSE | L | Annual | Net Emissions Allowance Position | MTons | 0 | 0 | 0.00091395 | 0.00091395 | 0.00091395 | 0.0046459 | 0
IL Fac. Spec. - NOX Rate Summer v3.1, Unit 738 and retrofits | 440 | 1797 | Rate Constraint in lbs/MMBtu | FALSE | L | Annual | Fuel Consumed | TBtu | 0 | 0 | 0.016925 | 0.016925 | 0.016925 | 0.086035 | 0
IL Fac. Spec. - NOX Rate Summer v3.1, Unit 738 and retrofits | 440 | 1797 | Rate Constraint in lbs/MMBtu | FALSE | L | Annual | Rate | lb/MMBtu | 0 | 0 | 0.108 | 0.108 | 0.108 | 0.108 | 0
IL Fac. Spec. - NOX Rate Summer v3.1, Unit 738 and retrofits | 440 | 1797 | Rate Constraint in lbs/MMBtu | FALSE | L | Annual | Generation | TWh | 0 | 0 | 0.0011984 | 0.0011984 | 0.0011984 | 0.0060919 | 0
IL Fac. Spec. - NOX Rate Summer v3.1, Unit 738 and retrofits | 440 | 1797 | Rate Constraint in lbs/MMBtu | FALSE | L | Annual | Qualifying Generation | TWh | 0 | 0 | 0.0011984 | 0.0011984 | 0.0011984 | 0.0060919 | 0
IL Fac. Spec. - NOX Rate Summer v3.1, Unit 738 and retrofits | 440 | 1797 | Rate Constraint in lbs/MMBtu | FALSE | L | Annual | Rate | lb/MWh | 0 | 0 | 0.76264 | 0.76264 | 0.76264 | 0.76264 | 0
IL Fac. Spec. - NOX Rate Summer v3.1, Unit 738 and retrofits | 440 | 1797 | Rate Constraint in lbs/MMBtu | FALSE | L | Annual | Constraint Shadow Price | US$/Ton | 0 | 0 | 0 | 0 | 0 | 0 | 0
IL Fac. Spec. - NOX Rate Summer v3.1, Unit 739 and retrofits | 441 | 1797 | Rate Constraint in lbs/MMBtu | FALSE | L | Annual | Seasons Included | Seasons | Summer | Summer | Summer | Summer | Summer | Summer | Summer
IL Fac. Spec. - NOX Rate Summer v3.1, Unit 739 and retrofits | 441 | 1797 | Rate Constraint in lbs/MMBtu | FALSE | L | Annual | Standard | lb/MMBtu | 0.25 | 0.25 | 0.25 | 0.25 | 0.25 | 0.25 | 0.25
IL Fac. Spec. - NOX Rate Summer v3.1, Unit 739 and retrofits | 441 | 1797 | Rate Constraint in lbs/MMBtu | FALSE | L | Annual | Emissions at Affected Plants NOX | MTons | 0 | 0 | 0.00093088 | 0.00093088 | 0.00093088 | 0.004732 | 0
IL Fac. Spec. - NOX Rate Summer v3.1, Unit 739 and retrofits | 441 | 1797 | Rate Constraint in lbs/MMBtu | FALSE | L | Annual | Allowances Purchased NOX | MTons | 0 | 0 | 0 | 0 | 0 | 0 | 0
IL Fac. Spec. - NOX Rate Summer v3.1, Unit 739 and retrofits | 441 | 1797 | Rate Constraint in lbs/MMBtu | FALSE | L | Annual | Allowances Sold NOX | MTons | 0 | 0 | 0 | 0 | 0 | 0 | 0
IL Fac. Spec. - NOX Rate Summer v3.1, Unit 739 and retrofits | 441 | 1797 | Rate Constraint in lbs/MMBtu | FALSE | L | Annual | Allowances Banked | MTons | 0 | 0 | 0 | 0 | 0 | 0 | 0
IL Fac. Spec. - NOX Rate Summer v3.1, Unit 739 and retrofits | 441 | 1797 | Rate Constraint in lbs/MMBtu | FALSE | L | Annual | Allowances Withdrawn (1:1) | MTons | 0 | 0 | 0 | 0 | 0 | 0 | 0
IL Fac. Spec. - NOX Rate Summer v3.1, Unit 739 and retrofits | 441 | 1797 | Rate Constraint in lbs/MMBtu | FALSE | L | Annual | Allowances Withdrawn (n:1) | MTons | 0 | 0 | 0 | 0 | 0 | 0 | 0
IL Fac. Spec. - NOX Rate Summer v3.1, Unit 739 and retrofits | 441 | 1797 | Rate Constraint in lbs/MMBtu | FALSE | L | Annual | Net Emissions Allowance Position | MTons | 0 | 0 | 0.00093088 | 0.00093088 | 0.00093088 | 0.004732 | 0
IL Fac. Spec. - NOX Rate Summer v3.1, Unit 739 and retrofits | 441 | 1797 | Rate Constraint in lbs/MMBtu | FALSE | L | Annual | Fuel Consumed | TBtu | 0 | 0 | 0.016925 | 0.016925 | 0.016925 | 0.086035 | 0
IL Fac. Spec. - NOX Rate Summer v3.1, Unit 739 and retrofits | 441 | 1797 | Rate Constraint in lbs/MMBtu | FALSE | L | Annual | Rate | lb/MMBtu | 0 | 0 | 0.11 | 0.11 | 0.11 | 0.11 | 0
IL Fac. Spec. - NOX Rate Summer v3.1, Unit 739 and retrofits | 441 | 1797 | Rate Constraint in lbs/MMBtu | FALSE | L | Annual | Generation | TWh | 0 | 0 | 0.0011984 | 0.0011984 | 0.0011984 | 0.0060919 | 0
IL Fac. Spec. - NOX Rate Summer v3.1, Unit 739 and retrofits | 441 | 1797 | Rate Constraint in lbs/MMBtu | FALSE | L | Annual | Qualifying Generation | TWh | 0 | 0 | 0.0011984 | 0.0011984 | 0.0011984 | 0.0060919 | 0
IL Fac. Spec. - NOX Rate Summer v3.1, Unit 739 and retrofits | 441 | 1797 | Rate Constraint in lbs/MMBtu | FALSE | L | Annual | Rate | lb/MWh | 0 | 0 | 0.77677 | 0.77677 | 0.77677 | 0.77677 | 0
IL Fac. Spec. - NOX Rate Summer v3.1, Unit 739 and retrofits | 441 | 1797 | Rate Constraint in lbs/MMBtu | FALSE | L | Annual | Constraint Shadow Price | US$/Ton | 0 | 0 | 0 | 0 | 0 | 0 | 0
IL Fac. Spec. - NOX Rate Summer v3.1, Unit 740 and retrofits | 442 | 1797 | Rate Constraint in lbs/MMBtu | FALSE | L | Annual | Seasons Included | Seasons | Summer | Summer | Summer | Summer | Summer | Summer | Summer
IL Fac. Spec. - NOX Rate Summer v3.1, Unit 740 and retrofits | 442 | 1797 | Rate Constraint in lbs/MMBtu | FALSE | L | Annual | Standard | lb/MMBtu | 0.25 | 0.25 | 0.25 | 0.25 | 0.25 | 0.25 | 0.25
IL Fac. Spec. - NOX Rate Summer v3.1, Unit 740 and retrofits | 442 | 1797 | Rate Constraint in lbs/MMBtu | FALSE | L | Annual | Emissions at Affected Plants NOX | MTons | 0 | 0 | 0.0015318 | 0.0015318 | 0.0015318 | 0.0077864 | 0
IL Fac. Spec. - NOX Rate Summer v3.1, Unit 740 and retrofits | 442 | 1797 | Rate Constraint in lbs/MMBtu | FALSE | L | Annual | Allowances Purchased NOX | MTons | 0 | 0 | 0 | 0 | 0 | 0 | 0
IL Fac. Spec. - NOX Rate Summer v3.1, Unit 740 and retrofits | 442 | 1797 | Rate Constraint in lbs/MMBtu | FALSE | L | Annual | Allowances Sold NOX | MTons | 0 | 0 | 0 | 0 | 0 | 0 | 0
IL Fac. Spec. - NOX Rate Summer v3.1, Unit 740 and retrofits | 442 | 1797 | Rate Constraint in lbs/MMBtu | FALSE | L | Annual | Allowances Banked | MTons | 0 | 0 | 0 | 0 | 0 | 0 | 0
IL Fac. Spec. - NOX Rate Summer v3.1, Unit 740 and retrofits | 442 | 1797 | Rate Constraint in lbs/MMBtu | FALSE | L | Annual | Allowances Withdrawn (1:1) | MTons | 0 | 0 | 0 | 0 | 0 | 0 | 0
IL Fac. Spec. - NOX Rate Summer v3.1, Unit 740 and retrofits | 442 | 1797 | Rate Constraint in lbs/MMBtu | FALSE | L | Annual | Allowances Withdrawn (n:1) | MTons | 0 | 0 | 0 | 0 | 0 | 0 | 0
IL Fac. Spec. - NOX Rate Summer v3.1, Unit 740 and retrofits | 442 | 1797 | Rate Constraint in lbs/MMBtu | FALSE | L | Annual | Net Emissions Allowance Position | MTons | 0 | 0 | 0.0015318 | 0.0015318 | 0.0015318 | 0.0077864 | 0
IL Fac. Spec. - NOX Rate Summer v3.1, Unit 740 and retrofits | 442 | 1797 | Rate Constraint in lbs/MMBtu | FALSE | L | Annual | Fuel Consumed | TBtu | 0 | 0 | 0.025896 | 0.025896 | 0.025896 | 0.13164 | 0
IL Fac. Spec. - NOX Rate Summer v3.1, Unit 740 and retrofits | 442 | 1797 | Rate Constraint in lbs/MMBtu | FALSE | L | Annual | Rate | lb/MMBtu | 0 | 0 | 0.1183 | 0.1183 | 0.1183 | 0.1183 | 0
IL Fac. Spec. - NOX Rate Summer v3.1, Unit 740 and retrofits | 442 | 1797 | Rate Constraint in lbs/MMBtu | FALSE | L | Annual | Generation | TWh | 0 | 0 | 0.0018335 | 0.0018335 | 0.0018335 | 0.0093202 | 0
IL Fac. Spec. - NOX Rate Summer v3.1, Unit 740 and retrofits | 442 | 1797 | Rate Constraint in lbs/MMBtu | FALSE | L | Annual | Qualifying Generation | TWh | 0 | 0 | 0.0018335 | 0.0018335 | 0.0018335 | 0.0093202 | 0
IL Fac. Spec. - NOX Rate Summer v3.1, Unit 740 and retrofits | 442 | 1797 | Rate Constraint in lbs/MMBtu | FALSE | L | Annual | Rate | lb/MWh | 0 | 0 | 0.83543 | 0.83543 | 0.83543 | 0.83543 | 0
IL Fac. Spec. - NOX Rate Summer v3.1, Unit 740 and retrofits | 442 | 1797 | Rate Constraint in lbs/MMBtu | FALSE | L | Annual | Constraint Shadow Price | US$/Ton | 0 | 0 | 0 | 0 | 0 | 0 | 0
IL Fac. Spec. - NOX Rate Summer v3.1, Unit 741 and retrofits | 443 | 1797 | Rate Constraint in lbs/MMBtu | FALSE | L | Annual | Seasons Included | Seasons | Summer | Summer | Summer | Summer | Summer | Summer | Summer
IL Fac. Spec. - NOX Rate Summer v3.1, Unit 741 and retrofits | 443 | 1797 | Rate Constraint in lbs/MMBtu | FALSE | L | Annual | Standard | lb/MMBtu | 0.25 | 0.25 | 0.25 | 0.25 | 0.25 | 0.25 | 0.25
IL Fac. Spec. - NOX Rate Summer v3.1, Unit 741 and retrofits | 443 | 1797 | Rate Constraint in lbs/MMBtu | FALSE | L | Annual | Emissions at Affected Plants NOX | MTons | 0 | 0.0014933 | 0.0015729 | 0.0015729 | 0.0015729 | 0.0079953 | 0
IL Fac. Spec. - NOX Rate Summer v3.1, Unit 741 and retrofits | 443 | 1797 | Rate Constraint in lbs/MMBtu | FALSE | L | Annual | Allowances Purchased NOX | MTons | 0 | 0 | 0 | 0 | 0 | 0 | 0
IL Fac. Spec. - NOX Rate Summer v3.1, Unit 741 and retrofits | 443 | 1797 | Rate Constraint in lbs/MMBtu | FALSE | L | Annual | Allowances Sold NOX | MTons | 0 | 0 | 0 | 0 | 0 | 0 | 0
IL Fac. Spec. - NOX Rate Summer v3.1, Unit 741 and retrofits | 443 | 1797 | Rate Constraint in lbs/MMBtu | FALSE | L | Annual | Allowances Banked | MTons | 0 | 0 | 0 | 0 | 0 | 0 | 0
IL Fac. Spec. - NOX Rate Summer v3.1, Unit 741 and retrofits | 443 | 1797 | Rate Constraint in lbs/MMBtu | FALSE | L | Annual | Allowances Withdrawn (1:1) | MTons | 0 | 0 | 0 | 0 | 0 | 0 | 0
IL Fac. Spec. - NOX Rate Summer v3.1, Unit 741 and retrofits | 443 | 1797 | Rate Constraint in lbs/MMBtu | FALSE | L | Annual | Allowances Withdrawn (n:1) | MTons | 0 | 0 | 0 | 0 | 0 | 0 | 0
IL Fac. Spec. - NOX Rate Summer v3.1, Unit 741 and retrofits | 443 | 1797 | Rate Constraint in lbs/MMBtu | FALSE | L | Annual | Net Emissions Allowance Position | MTons | 0 | 0.0014933 | 0.0015729 | 0.0015729 | 0.0015729 | 0.0079953 | 0
IL Fac. Spec. - NOX Rate Summer v3.1, Unit 741 and retrofits | 443 | 1797 | Rate Constraint in lbs/MMBtu | FALSE | L | Annual | Fuel Consumed | TBtu | 0 | 0.024581 | 0.025891 | 0.025891 | 0.025891 | 0.13161 | 0
IL Fac. Spec. - NOX Rate Summer v3.1, Unit 741 and retrofits | 443 | 1797 | Rate Constraint in lbs/MMBtu | FALSE | L | Annual | Rate | lb/MMBtu | 0 | 0.1215 | 0.1215 | 0.1215 | 0.1215 | 0.1215 | 0
IL Fac. Spec. - NOX Rate Summer v3.1, Unit 741 and retrofits | 443 | 1797 | Rate Constraint in lbs/MMBtu | FALSE | L | Annual | Generation | TWh | 0 | 0.0017407 | 0.0018335 | 0.0018335 | 0.0018335 | 0.0093202 | 0
IL Fac. Spec. - NOX Rate Summer v3.1, Unit 741 and retrofits | 443 | 1797 | Rate Constraint in lbs/MMBtu | FALSE | L | Annual | Qualifying Generation | TWh | 0 | 0.0017407 | 0.0018335 | 0.0018335 | 0.0018335 | 0.0093202 | 0
IL Fac. Spec. - NOX Rate Summer v3.1, Unit 741 and retrofits | 443 | 1797 | Rate Constraint in lbs/MMBtu | FALSE | L | Annual | Rate | lb/MWh | 0 | 0.85785 | 0.85785 | 0.85785 | 0.85785 | 0.85785 | 0
IL Fac. Spec. - NOX Rate Summer v3.1, Unit 741 and retrofits | 443 | 1797 | Rate Constraint in lbs/MMBtu | FALSE | L | Annual | Constraint Shadow Price | US$/Ton | 0 | 0 | 0 | 0 | 0 | 0 | 0
IL Fac. Spec. - NOX Rate Summer v3.1, Unit 742 and retrofits | 444 | 1797 | Rate Constraint in lbs/MMBtu | FALSE | L | Annual | Seasons Included | Seasons | Summer | Summer | Summer | Summer | Summer | Summer | Summer
IL Fac. Spec. - NOX Rate Summer v3.1, Unit 742 and retrofits | 444 | 1797 | Rate Constraint in lbs/MMBtu | FALSE | L | Annual | Standard | lb/MMBtu | 0.25 | 0.25 | 0.25 | 0.25 | 0.25 | 0.25 | 0.25
IL Fac. Spec. - NOX Rate Summer v3.1, Unit 742 and retrofits | 444 | 1797 | Rate Constraint in lbs/MMBtu | FALSE | L | Annual | Emissions at Affected Plants NOX | MTons | 0 | 0 | 0.0015521 | 0.0015521 | 0.0015521 | 0.00789 | 0
IL Fac. Spec. - NOX Rate Summer v3.1, Unit 742 and retrofits | 444 | 1797 | Rate Constraint in lbs/MMBtu | FALSE | L | Annual | Allowances Purchased NOX | MTons | 0 | 0 | 0 | 0 | 0 | 0 | 0
IL Fac. Spec. - NOX Rate Summer v3.1, Unit 742 and retrofits | 444 | 1797 | Rate Constraint in lbs/MMBtu | FALSE | L | Annual | Allowances Sold NOX | MTons | 0 | 0 | 0 | 0 | 0 | 0 | 0
IL Fac. Spec. - NOX Rate Summer v3.1, Unit 742 and retrofits | 444 | 1797 | Rate Constraint in lbs/MMBtu | FALSE | L | Annual | Allowances Banked | MTons | 0 | 0 | 0 | 0 | 0 | 0 | 0
IL Fac. Spec. - NOX Rate Summer v3.1, Unit 742 and retrofits | 444 | 1797 | Rate Constraint in lbs/MMBtu | FALSE | L | Annual | Allowances Withdrawn (1:1) | MTons | 0 | 0 | 0 | 0 | 0 | 0 | 0
IL Fac. Spec. - NOX Rate Summer v3.1, Unit 742 and retrofits | 444 | 1797 | Rate Constraint in lbs/MMBtu | FALSE | L | Annual | Allowances Withdrawn (n:1) | MTons | 0 | 0 | 0 | 0 | 0 | 0 | 0
IL Fac. Spec. - NOX Rate Summer v3.1, Unit 742 and retrofits | 444 | 1797 | Rate Constraint in lbs/MMBtu | FALSE | L | Annual | Net Emissions Allowance Position | MTons | 0 | 0 | 0.0015521 | 0.0015521 | 0.0015521 | 0.00789 | 0
IL Fac. Spec. - NOX Rate Summer v3.1, Unit 742 and retrofits | 444 | 1797 | Rate Constraint in lbs/MMBtu | FALSE | L | Annual | Fuel Consumed | TBtu | 0 | 0 | 0.025891 | 0.025891 | 0.025891 | 0.13161 | 0
IL Fac. Spec. - NOX Rate Summer v3.1, Unit 742 and retrofits | 444 | 1797 | Rate Constraint in lbs/MMBtu | FALSE | L | Annual | Rate | lb/MMBtu | 0 | 0 | 0.1199 | 0.1199 | 0.1199 | 0.1199 | 0
IL Fac. Spec. - NOX Rate Summer v3.1, Unit 742 and retrofits | 444 | 1797 | Rate Constraint in lbs/MMBtu | FALSE | L | Annual | Generation | TWh | 0 | 0 | 0.0018335 | 0.0018335 | 0.0018335 | 0.0093202 | 0
IL Fac. Spec. - NOX Rate Summer v3.1, Unit 742 and retrofits | 444 | 1797 | Rate Constraint in lbs/MMBtu | FALSE | L | Annual | Qualifying Generation | TWh | 0 | 0 | 0.0018335 | 0.0018335 | 0.0018335 | 0.0093202 | 0
IL Fac. Spec. - NOX Rate Summer v3.1, Unit 742 and retrofits | 444 | 1797 | Rate Constraint in lbs/MMBtu | FALSE | L | Annual | Rate | lb/MWh | 0 | 0 | 0.84655 | 0.84655 | 0.84655 | 0.84655 | 0
IL Fac. Spec. - NOX Rate Summer v3.1, Unit 742 and retrofits | 444 | 1797 | Rate Constraint in lbs/MMBtu | FALSE | L | Annual | Constraint Shadow Price | US$/Ton | 0 | 0 | 0 | 0 | 0 | 0 | 0
IL Fac. Spec. - NOX Rate Summer v3.1, Unit 744 and retrofits | 445 | 1797 | Rate Constraint in lbs/MMBtu | FALSE | L | Annual | Seasons Included | Seasons | Summer | Summer | Summer | Summer | Summer | Summer | Summer
IL Fac. Spec. - NOX Rate Summer v3.1, Unit 744 and retrofits | 445 | 1797 | Rate Constraint in lbs/MMBtu | FALSE | L | Annual | Standard | lb/MMBtu | 0.25 | 0.25 | 0.25 | 0.25 | 0.25 | 0.25 | 0.25
IL Fac. Spec. - NOX Rate Summer v3.1, Unit 744 and retrofits | 445 | 1797 | Rate Constraint in lbs/MMBtu | FALSE | L | Annual | Emissions at Affected Plants NOX | MTons | 0.0023586 | 0.0023586 | 0.0023586 | 0.0023586 | 0.0023586 | 0.0023586 | 0.0023586
IL Fac. Spec. - NOX Rate Summer v3.1, Unit 744 and retrofits | 445 | 1797 | Rate Constraint in lbs/MMBtu | FALSE | L | Annual | Allowances Purchased NOX | MTons | 0 | 0 | 0 | 0 | 0 | 0 | 0
IL Fac. Spec. - NOX Rate Summer v3.1, Unit 744 and retrofits | 445 | 1797 | Rate Constraint in lbs/MMBtu | FALSE | L | Annual | Allowances Sold NOX | MTons | 0 | 0 | 0 | 0 | 0 | 0 | 0
IL Fac. Spec. - NOX Rate Summer v3.1, Unit 744 and retrofits | 445 | 1797 | Rate Constraint in lbs/MMBtu | FALSE | L | Annual | Allowances Banked | MTons | 0 | 0 | 0 | 0 | 0 | 0 | 0
IL Fac. Spec. - NOX Rate Summer v3.1, Unit 744 and retrofits | 445 | 1797 | Rate Constraint in lbs/MMBtu | FALSE | L | Annual | Allowances Withdrawn (1:1) | MTons | 0 | 0 | 0 | 0 | 0 | 0 | 0
IL Fac. Spec. - NOX Rate Summer v3.1, Unit 744 and retrofits | 445 | 1797 | Rate Constraint in lbs/MMBtu | FALSE | L | Annual | Allowances Withdrawn (n:1) | MTons | 0 | 0 | 0 | 0 | 0 | 0 | 0
IL Fac. Spec. - NOX Rate Summer v3.1, Unit 744 and retrofits | 445 | 1797 | Rate Constraint in lbs/MMBtu | FALSE | L | Annual | Net Emissions Allowance Position | MTons | 0.0023586 | 0.0023586 | 0.0023586 | 0.0023586 | 0.0023586 | 0.0023586 | 0.0023586
IL Fac. Spec. - NOX Rate Summer v3.1, Unit 744 and retrofits | 445 | 1797 | Rate Constraint in lbs/MMBtu | FALSE | L | Annual | Fuel Consumed | TBtu | 0.16423 | 0.16423 | 0.16423 | 0.16423 | 0.16423 | 0.16423 | 0.16423
IL Fac. Spec. - NOX Rate Summer v3.1, Unit 744 and retrofits | 445 | 1797 | Rate Constraint in lbs/MMBtu | FALSE | L | Annual | Rate | lb/MMBtu | 0.028723 | 0.028723 | 0.028723 | 0.028723 | 0.028723 | 0.028723 | 0.028723
IL Fac. Spec. - NOX Rate Summer v3.1, Unit 744 and retrofits | 445 | 1797 | Rate Constraint in lbs/MMBtu | FALSE | L | Annual | Generation | TWh | 0.01237 | 0.01237 | 0.01237 | 0.01237 | 0.01237 | 0.01237 | 0.01237
IL Fac. Spec. - NOX Rate Summer v3.1, Unit 744 and retrofits | 445 | 1797 | Rate Constraint in lbs/MMBtu | FALSE | L | Annual | Qualifying Generation | TWh | 0.01237 | 0.01237 | 0.01237 | 0.01237 | 0.01237 | 0.01237 | 0.01237
IL Fac. Spec. - NOX Rate Summer v3.1, Unit 744 and retrofits | 445 | 1797 | Rate Constraint in lbs/MMBtu | FALSE | L | Annual | Rate | lb/MWh | 0.19066 | 0.19066 | 0.19066 | 0.19066 | 0.19066 | 0.19066 | 0.19066
IL Fac. Spec. - NOX Rate Summer v3.1, Unit 744 and retrofits | 445 | 1797 | Rate Constraint in lbs/MMBtu | FALSE | L | Annual | Constraint Shadow Price | US$/Ton | 0 | 0 | 0 | 0 | 0 | 0 | 0
IL Fac. Spec. - NOX Rate Summer v3.1, Unit 745 and retrofits | 446 | 1797 | Rate Constraint in lbs/MMBtu | FALSE | L | Annual | Seasons Included | Seasons | Summer | Summer | Summer | Summer | Summer | Summer | Summer
IL Fac. Spec. - NOX Rate Summer v3.1, Unit 745 and retrofits | 446 | 1797 | Rate Constraint in lbs/MMBtu | FALSE | L | Annual | Standard | lb/MMBtu | 0.25 | 0.25 | 0.25 | 0.25 | 0.25 | 0.25 | 0.25
IL Fac. Spec. - NOX Rate Summer v3.1, Unit 745 and retrofits | 446 | 1797 | Rate Constraint in lbs/MMBtu | FALSE | L | Annual | Emissions at Affected Plants NOX | MTons | 0.0021962 | 0.0021962 | 0.0021962 | 0.0021962 | 0.0021962 | 0.0021962 | 0.0021962
IL Fac. Spec. - NOX Rate Summer v3.1, Unit 745 and retrofits | 446 | 1797 | Rate Constraint in lbs/MMBtu | FALSE | L | Annual | Allowances Purchased NOX | MTons | 0 | 0 | 0 | 0 | 0 | 0 | 0
IL Fac. Spec. - NOX Rate Summer v3.1, Unit 745 and retrofits | 446 | 1797 | Rate Constraint in lbs/MMBtu | FALSE | L | Annual | Allowances Sold NOX | MTons | 0 | 0 | 0 | 0 | 0 | 0 | 0
IL Fac. Spec. - NOX Rate Summer v3.1, Unit 745 and retrofits | 446 | 1797 | Rate Constraint in lbs/MMBtu | FALSE | L | Annual | Allowances Banked | MTons | 0 | 0 | 0 | 0 | 0 | 0 | 0
IL Fac. Spec. - NOX Rate Summer v3.1, Unit 745 and retrofits | 446 | 1797 | Rate Constraint in lbs/MMBtu | FALSE | L | Annual | Allowances Withdrawn (1:1) | MTons | 0 | 0 | 0 | 0 | 0 | 0 | 0
IL Fac. Spec. - NOX Rate Summer v3.1, Unit 745 and retrofits | 446 | 1797 | Rate Constraint in lbs/MMBtu | FALSE | L | Annual | Allowances Withdrawn (n:1) | MTons | 0 | 0 | 0 | 0 | 0 | 0 | 0
IL Fac. Spec. - NOX Rate Summer v3.1, Unit 745 and retrofits | 446 | 1797 | Rate Constraint in lbs/MMBtu | FALSE | L | Annual | Net Emissions Allowance Position | MTons | 0.0021962 | 0.0021962 | 0.0021962 | 0.0021962 | 0.0021962 | 0.0021962 | 0.0021962
IL Fac. Spec. - NOX Rate Summer v3.1, Unit 745 and retrofits | 446 | 1797 | Rate Constraint in lbs/MMBtu | FALSE | L | Annual | Fuel Consumed | TBtu | 0.16424 | 0.16424 | 0.16424 | 0.16424 | 0.16424 | 0.16424 | 0.16424
IL Fac. Spec. - NOX Rate Summer v3.1, Unit 745 and retrofits | 446 | 1797 | Rate Constraint in lbs/MMBtu | FALSE | L | Annual | Rate | lb/MMBtu | 0.026743 | 0.026743 | 0.026743 | 0.026743 | 0.026743 | 0.026743 | 0.026743
IL Fac. Spec. - NOX Rate Summer v3.1, Unit 745 and retrofits | 446 | 1797 | Rate Constraint in lbs/MMBtu | FALSE | L | Annual | Generation | TWh | 0.01237 | 0.01237 | 0.01237 | 0.01237 | 0.01237 | 0.01237 | 0.01237
IL Fac. Spec. - NOX Rate Summer v3.1, Unit 745 and retrofits | 446 | 1797 | Rate Constraint in lbs/MMBtu | FALSE | L | Annual | Qualifying Generation | TWh | 0.01237 | 0.01237 | 0.01237 | 0.01237 | 0.01237 | 0.01237 | 0.01237
IL Fac. Spec. - NOX Rate Summer v3.1, Unit 745 and retrofits | 446 | 1797 | Rate Constraint in lbs/MMBtu | FALSE | L | Annual | Rate | lb/MWh | 0.17753 | 0.17753 | 0.17753 | 0.17753 | 0.17753 | 0.17753 | 0.17753
IL Fac. Spec. - NOX Rate Summer v3.1, Unit 745 and retrofits | 446 | 1797 | Rate Constraint in lbs/MMBtu | FALSE | L | Annual | Constraint Shadow Price | US$/Ton | 0 | 0 | 0 | 0 | 0 | 0 | 0
IL Fac. Spec. - NOX Rate Summer v3.1, Unit 746 and retrofits | 447 | 1797 | Rate Constraint in lbs/MMBtu | FALSE | L | Annual | Seasons Included | Seasons | Summer | Summer | Summer | Summer | Summer | Summer | Summer
IL Fac. Spec. - NOX Rate Summer v3.1, Unit 746 and retrofits | 447 | 1797 | Rate Constraint in lbs/MMBtu | FALSE | L | Annual | Standard | lb/MMBtu | 0.25 | 0.25 | 0.25 | 0.25 | 0.25 | 0.25 | 0.25
IL Fac. Spec. - NOX Rate Summer v3.1, Unit 746 and retrofits | 447 | 1797 | Rate Constraint in lbs/MMBtu | FALSE | L | Annual | Emissions at Affected Plants NOX | MTons | 0.00043877 | 0.0012501 | 0.0022304 | 0.0022304 | 0.0022304 | 0.0022304 | 0.0022304
IL Fac. Spec. - NOX Rate Summer v3.1, Unit 746 and retrofits | 447 | 1797 | Rate Constraint in lbs/MMBtu | FALSE | L | Annual | Allowances Purchased NOX | MTons | 0 | 0 | 0 | 0 | 0 | 0 | 0
IL Fac. Spec. - NOX Rate Summer v3.1, Unit 746 and retrofits | 447 | 1797 | Rate Constraint in lbs/MMBtu | FALSE | L | Annual | Allowances Sold NOX | MTons | 0 | 0 | 0 | 0 | 0 | 0 | 0
IL Fac. Spec. - NOX Rate Summer v3.1, Unit 746 and retrofits | 447 | 1797 | Rate Constraint in lbs/MMBtu | FALSE | L | Annual | Allowances Banked | MTons | 0 | 0 | 0 | 0 | 0 | 0 | 0
IL Fac. Spec. - NOX Rate Summer v3.1, Unit 746 and retrofits | 447 | 1797 | Rate Constraint in lbs/MMBtu | FALSE | L | Annual | Allowances Withdrawn (1:1) | MTons | 0 | 0 | 0 | 0 | 0 | 0 | 0
IL Fac. Spec. - NOX Rate Summer v3.1, Unit 746 and retrofits | 447 | 1797 | Rate Constraint in lbs/MMBtu | FALSE | L | Annual | Allowances Withdrawn (n:1) | MTons | 0 | 0 | 0 | 0 | 0 | 0 | 0
IL Fac. Spec. - NOX Rate Summer v3.1, Unit 746 and retrofits | 447 | 1797 | Rate Constraint in lbs/MMBtu | FALSE | L | Annual | Net Emissions Allowance Position | MTons | 0.00043877 | 0.0012501 | 0.0022304 | 0.0022304 | 0.0022304 | 0.0022304 | 0.0022304
IL Fac. Spec. - NOX Rate Summer v3.1, Unit 746 and retrofits | 447 | 1797 | Rate Constraint in lbs/MMBtu | FALSE | L | Annual | Fuel Consumed | TBtu | 0.03231 | 0.092058 | 0.16424 | 0.16424 | 0.16424 | 0.16424 | 0.16424
IL Fac. Spec. - NOX Rate Summer v3.1, Unit 746 and retrofits | 447 | 1797 | Rate Constraint in lbs/MMBtu | FALSE | L | Annual | Rate | lb/MMBtu | 0.02716 | 0.02716 | 0.02716 | 0.02716 | 0.02716 | 0.02716 | 0.02716
IL Fac. Spec. - NOX Rate Summer v3.1, Unit 746 and retrofits | 447 | 1797 | Rate Constraint in lbs/MMBtu | FALSE | L | Annual | Generation | TWh | 0.0024335 | 0.0069337 | 0.01237 | 0.01237 | 0.01237 | 0.01237 | 0.01237
IL Fac. Spec. - NOX Rate Summer v3.1, Unit 746 and retrofits | 447 | 1797 | Rate Constraint in lbs/MMBtu | FALSE | L | Annual | Qualifying Generation | TWh | 0.0024335 | 0.0069337 | 0.01237 | 0.01237 | 0.01237 | 0.01237 | 0.01237
IL Fac. Spec. - NOX Rate Summer v3.1, Unit 746 and retrofits | 447 | 1797 | Rate Constraint in lbs/MMBtu | FALSE | L | Annual | Rate | lb/MWh | 0.1803 | 0.1803 | 0.1803 | 0.1803 | 0.1803 | 0.1803 | 0.1803
IL Fac. Spec. - NOX Rate Summer v3.1, Unit 746 and retrofits | 447 | 1797 | Rate Constraint in lbs/MMBtu | FALSE | L | Annual | Constraint Shadow Price | US$/Ton | 0 | 0 | 0 | 0 | 0 | 0 | 0
IL Fac. Spec. - NOX Rate Summer v3.1, Unit 747 and retrofits | 448 | 1797 | Rate Constraint in lbs/MMBtu | FALSE | L | Annual | Seasons Included | Seasons | Summer | Summer | Summer | Summer | Summer | Summer | Summer
IL Fac. Spec. - NOX Rate Summer v3.1, Unit 747 and retrofits | 448 | 1797 | Rate Constraint in lbs/MMBtu | FALSE | L | Annual | Standard | lb/MMBtu | 0.25 | 0.25 | 0.25 | 0.25 | 0.25 | 0.25 | 0.25
IL Fac. Spec. - NOX Rate Summer v3.1, Unit 747 and retrofits | 448 | 1797 | Rate Constraint in lbs/MMBtu | FALSE | L | Annual | Emissions at Affected Plants NOX | MTons | 0.00044033 | 0.00044033 | 0.0022383 | 0.0022383 | 0.0022383 | 0.0022383 | 0.0022383
IL Fac. Spec. - NOX Rate Summer v3.1, Unit 747 and retrofits | 448 | 1797 | Rate Constraint in lbs/MMBtu | FALSE | L | Annual | Allowances Purchased NOX | MTons | 0 | 0 | 0 | 0 | 0 | 0 | 0
IL Fac. Spec. - NOX Rate Summer v3.1, Unit 747 and retrofits | 448 | 1797 | Rate Constraint in lbs/MMBtu | FALSE | L | Annual | Allowances Sold NOX | MTons | 0 | 0 | 0 | 0 | 0 | 0 | 0
IL Fac. Spec. - NOX Rate Summer v3.1, Unit 747 and retrofits | 448 | 1797 | Rate Constraint in lbs/MMBtu | FALSE | L | Annual | Allowances Banked | MTons | 0 | 0 | 0 | 0 | 0 | 0 | 0
IL Fac. Spec. - NOX Rate Summer v3.1, Unit 747 and retrofits | 448 | 1797 | Rate Constraint in lbs/MMBtu | FALSE | L | Annual | Allowances Withdrawn (1:1) | MTons | 0 | 0 | 0 | 0 | 0 | 0 | 0
IL Fac. Spec. - NOX Rate Summer v3.1, Unit 747 and retrofits | 448 | 1797 | Rate Constraint in lbs/MMBtu | FALSE | L | Annual | Allowances Withdrawn (n:1) | MTons | 0 | 0 | 0 | 0 | 0 | 0 | 0
IL Fac. Spec. - NOX Rate Summer v3.1, Unit 747 and retrofits | 448 | 1797 | Rate Constraint in lbs/MMBtu | FALSE | L | Annual | Net Emissions Allowance Position | MTons | 0.00044033 | 0.00044033 | 0.0022383 | 0.0022383 | 0.0022383 | 0.0022383 | 0.0022383
IL Fac. Spec. - NOX Rate Summer v3.1, Unit 747 and retrofits | 448 | 1797 | Rate Constraint in lbs/MMBtu | FALSE | L | Annual | Fuel Consumed | TBtu | 0.03231 | 0.03231 | 0.16424 | 0.16424 | 0.16424 | 0.16424 | 0.16424
IL Fac. Spec. - NOX Rate Summer v3.1, Unit 747 and retrofits | 448 | 1797 | Rate Constraint in lbs/MMBtu | FALSE | L | Annual | Rate | lb/MMBtu | 0.027256 | 0.027256 | 0.027256 | 0.027256 | 0.027256 | 0.027256 | 0.027256
IL Fac. Spec. - NOX Rate Summer v3.1, Unit 747 and retrofits | 448 | 1797 | Rate Constraint in lbs/MMBtu | FALSE | L | Annual | Generation | TWh | 0.0024335 | 0.0024335 | 0.01237 | 0.01237 | 0.01237 | 0.01237 | 0.01237
IL Fac. Spec. - NOX Rate Summer v3.1, Unit 747 and retrofits | 448 | 1797 | Rate Constraint in lbs/MMBtu | FALSE | L | Annual | Qualifying Generation | TWh | 0.0024335 | 0.0024335 | 0.01237 | 0.01237 | 0.01237 | 0.01237 | 0.01237
IL Fac. Spec. - NOX Rate Summer v3.1, Unit 747 and retrofits | 448 | 1797 | Rate Constraint in lbs/MMBtu | FALSE | L | Annual | Rate | lb/MWh | 0.18094 | 0.18094 | 0.18094 | 0.18094 | 0.18094 | 0.18094 | 0.18094
IL Fac. Spec. - NOX Rate Summer v3.1, Unit 747 and retrofits | 448 | 1797 | Rate Constraint in lbs/MMBtu | FALSE | L | Annual | Constraint Shadow Price | US$/Ton | 0 | 0 | 0 | 0 | 0 | 0 | 0
IL Fac. Spec. - NOX Rate Summer v3.1, Unit 748 and retrofits | 449 | 1797 | Rate Constraint in lbs/MMBtu | FALSE | L | Annual | Seasons Included | Seasons | Summer | Summer | Summer | Summer | Summer | Summer | Summer
IL Fac. Spec. - NOX Rate Summer v3.1, Unit 748 and retrofits | 449 | 1797 | Rate Constraint in lbs/MMBtu | FALSE | L | Annual | Standard | lb/MMBtu | 0.25 | 0.25 | 0.25 | 0.25 | 0.25 | 0.25 | 0.25
IL Fac. Spec. - NOX Rate Summer v3.1, Unit 748 and retrofits | 449 | 1797 | Rate Constraint in lbs/MMBtu | FALSE | L | Annual | Emissions at Affected Plants NOX | MTons | 0.0013822 | 0.00041252 | 0.002097 | 0.002097 | 0.002097 | 0.002097 | 0.002097
IL Fac. Spec. - NOX Rate Summer v3.1, Unit 748 and retrofits | 449 | 1797 | Rate Constraint in lbs/MMBtu | FALSE | L | Annual | Allowances Purchased NOX | MTons | 0 | 0 | 0 | 0 | 0 | 0 | 0
IL Fac. Spec. - NOX Rate Summer v3.1, Unit 748 and retrofits | 449 | 1797 | Rate Constraint in lbs/MMBtu | FALSE | L | Annual | Allowances Sold NOX | MTons | 0 | 0 | 0 | 0 | 0 | 0 | 0
IL Fac. Spec. - NOX Rate Summer v3.1, Unit 748 and retrofits | 449 | 1797 | Rate Constraint in lbs/MMBtu | FALSE | L | Annual | Allowances Banked | MTons | 0 | 0 | 0 | 0 | 0 | 0 | 0
IL Fac. Spec. - NOX Rate Summer v3.1, Unit 748 and retrofits | 449 | 1797 | Rate Constraint in lbs/MMBtu | FALSE | L | Annual | Allowances Withdrawn (1:1) | MTons | 0 | 0 | 0 | 0 | 0 | 0 | 0
IL Fac. Spec. - NOX Rate Summer v3.1, Unit 748 and retrofits | 449 | 1797 | Rate Constraint in lbs/MMBtu | FALSE | L | Annual | Allowances Withdrawn (n:1) | MTons | 0 | 0 | 0 | 0 | 0 | 0 | 0
IL Fac. Spec. - NOX Rate Summer v3.1, Unit 748 and retrofits | 449 | 1797 | Rate Constraint in lbs/MMBtu | FALSE | L | Annual | Net Emissions Allowance Position | MTons | 0.0013822 | 0.00041252 | 0.002097 | 0.002097 | 0.002097 | 0.002097 | 0.002097
IL Fac. Spec. - NOX Rate Summer v3.1, Unit 748 and retrofits | 449 | 1797 | Rate Constraint in lbs/MMBtu | FALSE | L | Annual | Fuel Consumed | TBtu | 0.10826 | 0.03231 | 0.16424 | 0.16424 | 0.16424 | 0.16424 | 0.16424
IL Fac. Spec. - NOX Rate Summer v3.1, Unit 748 and retrofits | 449 | 1797 | Rate Constraint in lbs/MMBtu | FALSE | L | Annual | Rate | lb/MMBtu | 0.025535 | 0.025535 | 0.025535 | 0.025535 | 0.025535 | 0.025535 | 0.025535
IL Fac. Spec. - NOX Rate Summer v3.1, Unit 748 and retrofits | 449 | 1797 | Rate Constraint in lbs/MMBtu | FALSE | L | Annual | Generation | TWh | 0.0081537 | 0.0024335 | 0.01237 | 0.01237 | 0.01237 | 0.01237 | 0.01237
IL Fac. Spec. - NOX Rate Summer v3.1, Unit 748 and retrofits | 449 | 1797 | Rate Constraint in lbs/MMBtu | FALSE | L | Annual | Qualifying Generation | TWh | 0.0081537 | 0.0024335 | 0.01237 | 0.01237 | 0.01237 | 0.01237 | 0.01237
IL Fac. Spec. - NOX Rate Summer v3.1, Unit 748 and retrofits | 449 | 1797 | Rate Constraint in lbs/MMBtu | FALSE | L | Annual | Rate | lb/MWh | 0.16952 | 0.16952 | 0.16952 | 0.16952 | 0.16952 | 0.16952 | 0.16952
IL Fac. Spec. - NOX Rate Summer v3.1, Unit 748 and retrofits | 449 | 1797 | Rate Constraint in lbs/MMBtu | FALSE | L | Annual | Constraint Shadow Price | US$/Ton | 0 | 0 | 0 | 0 | 0 | 0 | 0
IL Fac. Spec. - NOX Rate Summer v3.1, Unit 749 and retrofits | 450 | 1797 | Rate Constraint in lbs/MMBtu | FALSE | L | Annual | Seasons Included | Seasons | Summer | Summer | Summer | Summer | Summer | Summer | Summer
IL Fac. Spec. - NOX Rate Summer v3.1, Unit 749 and retrofits | 450 | 1797 | Rate Constraint in lbs/MMBtu | FALSE | L | Annual | Standard | lb/MMBtu | 0.25 | 0.25 | 0.25 | 0.25 | 0.25 | 0.25 | 0.25
IL Fac. Spec. - NOX Rate Summer v3.1, Unit 749 and retrofits | 450 | 1797 | Rate Constraint in lbs/MMBtu | FALSE | L | Annual | Emissions at Affected Plants NOX | MTons | 0.00031791 | 0.0016161 | 0.0016161 | 0.0016161 | 0.0016161 | 0.0016161 | 0.0016161
IL Fac. Spec. - NOX Rate Summer v3.1, Unit 749 and retrofits | 450 | 1797 | Rate Constraint in lbs/MMBtu | FALSE | L | Annual | Allowances Purchased NOX | MTons | 0 | 0 | 0 | 0 | 0 | 0 | 0
IL Fac. Spec. - NOX Rate Summer v3.1, Unit 749 and retrofits | 450 | 1797 | Rate Constraint in lbs/MMBtu | FALSE | L | Annual | Allowances Sold NOX | MTons | 0 | 0 | 0 | 0 | 0 | 0 | 0
IL Fac. Spec. - NOX Rate Summer v3.1, Unit 749 and retrofits | 450 | 1797 | Rate Constraint in lbs/MMBtu | FALSE | L | Annual | Allowances Banked | MTons | 0 | 0 | 0 | 0 | 0 | 0 | 0
IL Fac. Spec. - NOX Rate Summer v3.1, Unit 749 and retrofits | 450 | 1797 | Rate Constraint in lbs/MMBtu | FALSE | L | Annual | Allowances Withdrawn (1:1) | MTons | 0 | 0 | 0 | 0 | 0 | 0 | 0
IL Fac. Spec. - NOX Rate Summer v3.1, Unit 749 and retrofits | 450 | 1797 | Rate Constraint in lbs/MMBtu | FALSE | L | Annual | Allowances Withdrawn (n:1) | MTons | 0 | 0 | 0 | 0 | 0 | 0 | 0
IL Fac. Spec. - NOX Rate Summer v3.1, Unit 749 and retrofits | 450 | 1797 | Rate Constraint in lbs/MMBtu | FALSE | L | Annual | Net Emissions Allowance Position | MTons | 0.00031791 | 0.0016161 | 0.0016161 | 0.0016161 | 0.0016161 | 0.0016161 | 0.0016161
IL Fac. Spec. - NOX Rate Summer v3.1, Unit 749 and retrofits | 450 | 1797 | Rate Constraint in lbs/MMBtu | FALSE | L | Annual | Fuel Consumed | TBtu | 0.03231 | 0.16424 | 0.16424 | 0.16424 | 0.16424 | 0.16424 | 0.16424
IL Fac. Spec. - NOX Rate Summer v3.1, Unit 749 and retrofits | 450 | 1797 | Rate Constraint in lbs/MMBtu | FALSE | L | Annual | Rate | lb/MMBtu | 0.019679 | 0.019679 | 0.019679 | 0.019679 | 0.019679 | 0.019679 | 0.019679
IL Fac. Spec. - NOX Rate Summer v3.1, Unit 749 and retrofits | 450 | 1797 | Rate Constraint in lbs/MMBtu | FALSE | L | Annual | Generation | TWh | 0.0024335 | 0.01237 | 0.01237 | 0.01237 | 0.01237 | 0.01237 | 0.01237
IL Fac. Spec. - NOX Rate Summer v3.1, Unit 749 and retrofits | 450 | 1797 | Rate Constraint in lbs/MMBtu | FALSE | L | Annual | Qualifying Generation | TWh | 0.0024335 | 0.01237 | 0.01237 | 0.01237 | 0.01237 | 0.01237 | 0.01237
IL Fac. Spec. - NOX Rate Summer v3.1, Unit 749 and retrofits | 450 | 1797 | Rate Constraint in lbs/MMBtu | FALSE | L | Annual | Rate | lb/MWh | 0.13064 | 0.13064 | 0.13064 | 0.13064 | 0.13064 | 0.13064 | 0.13064
IL Fac. Spec. - NOX Rate Summer v3.1, Unit 749 and retrofits | 450 | 1797 | Rate Constraint in lbs/MMBtu | FALSE | L | Annual | Constraint Shadow Price | US$/Ton | 0 | 0 | 0 | 0 | 0 | 0 | 0
IL Fac. Spec. - NOX Rate Summer v3.1, Unit 750 and retrofits | 451 | 1797 | Rate Constraint in lbs/MMBtu | FALSE | L | Annual | Seasons Included | Seasons | Summer | Summer | Summer | Summer | Summer | Summer | Summer
IL Fac. Spec. - NOX Rate Summer v3.1, Unit 750 and retrofits | 451 | 1797 | Rate Constraint in lbs/MMBtu | FALSE | L | Annual | Standard | lb/MMBtu | 0.25 | 0.25 | 0.25 | 0.25 | 0.25 | 0.25 | 0.25
IL Fac. Spec. - NOX Rate Summer v3.1, Unit 750 and retrofits | 451 | 1797 | Rate Constraint in lbs/MMBtu | FALSE | L | Annual | Emissions at Affected Plants NOX | MTons | 0.0036953 | 0.0036953 | 0.0036953 | 0.018784 | 0.0036953 | 0.018784 | 0.018784
IL Fac. Spec. - NOX Rate Summer v3.1, Unit 750 and retrofits | 451 | 1797 | Rate Constraint in lbs/MMBtu | FALSE | L | Annual | Allowances Purchased NOX | MTons | 0 | 0 | 0 | 0 | 0 | 0 | 0
IL Fac. Spec. - NOX Rate Summer v3.1, Unit 750 and retrofits | 451 | 1797 | Rate Constraint in lbs/MMBtu | FALSE | L | Annual | Allowances Sold NOX | MTons | 0 | 0 | 0 | 0 | 0 | 0 | 0
IL Fac. Spec. - NOX Rate Summer v3.1, Unit 750 and retrofits | 451 | 1797 | Rate Constraint in lbs/MMBtu | FALSE | L | Annual | Allowances Banked | MTons | 0 | 0 | 0 | 0 | 0 | 0 | 0
IL Fac. Spec. - NOX Rate Summer v3.1, Unit 750 and retrofits | 451 | 1797 | Rate Constraint in lbs/MMBtu | FALSE | L | Annual | Allowances Withdrawn (1:1) | MTons | 0 | 0 | 0 | 0 | 0 | 0 | 0
IL Fac. Spec. - NOX Rate Summer v3.1, Unit 750 and retrofits | 451 | 1797 | Rate Constraint in lbs/MMBtu | FALSE | L | Annual | Allowances Withdrawn (n:1) | MTons | 0 | 0 | 0 | 0 | 0 | 0 | 0
IL Fac. Spec. - NOX Rate Summer v3.1, Unit 750 and retrofits | 451 | 1797 | Rate Constraint in lbs/MMBtu | FALSE | L | Annual | Net Emissions Allowance Position | MTons | 0.0036953 | 0.0036953 | 0.0036953 | 0.018784 | 0.0036953 | 0.018784 | 0.018784
IL Fac. Spec. - NOX Rate Summer v3.1, Unit 750 and retrofits | 451 | 1797 | Rate Constraint in lbs/MMBtu | FALSE | L | Annual | Fuel Consumed | TBtu | 0.078266 | 0.078266 | 0.078266 | 0.39785 | 0.078266 | 0.39785 | 0.39785
IL Fac. Spec. - NOX Rate Summer v3.1, Unit 750 and retrofits | 451 | 1797 | Rate Constraint in lbs/MMBtu | FALSE | L | Annual | Rate | lb/MMBtu | 0.094428 | 0.094428 | 0.094428 | 0.094428 | 0.094428 | 0.094428 | 0.094428
IL Fac. Spec. - NOX Rate Summer v3.1, Unit 750 and retrofits | 451 | 1797 | Rate Constraint in lbs/MMBtu | FALSE | L | Annual | Generation | TWh | 0.0057005 | 0.0057005 | 0.0057005 | 0.028978 | 0.0057005 | 0.028978 | 0.028978
IL Fac. Spec. - NOX Rate Summer v3.1, Unit 750 and retrofits | 451 | 1797 | Rate Constraint in lbs/MMBtu | FALSE | L | Annual | Qualifying Generation | TWh | 0.0057005 | 0.0057005 | 0.0057005 | 0.028978 | 0.0057005 | 0.028978 | 0.028978
IL Fac. Spec. - NOX Rate Summer v3.1, Unit 750 and retrofits | 451 | 1797 | Rate Constraint in lbs/MMBtu | FALSE | L | Annual | Rate | lb/MWh | 0.64823 | 0.64823 | 0.64823 | 0.64823 | 0.64823 | 0.64823 | 0.64823
IL Fac. Spec. - NOX Rate Summer v3.1, Unit 750 and retrofits | 451 | 1797 | Rate Constraint in lbs/MMBtu | FALSE | L | Annual | Constraint Shadow Price | US$/Ton | 0 | 0 | 0 | 0 | 0 | 0 | 0
IL Fac. Spec. - NOX Rate Summer v3.1, Unit 784 and retrofits | 452 | 1797 | Rate Constraint in lbs/MMBtu | FALSE | L | Annual | Seasons Included | Seasons | Summer | Summer | Summer | Summer | Summer | Summer | Summer
IL Fac. Spec. - NOX Rate Summer v3.1, Unit 784 and retrofits | 452 | 1797 | Rate Constraint in lbs/MMBtu | FALSE | L | Annual | Standard | lb/MMBtu | 0.25 | 0.25 | 0.25 | 0.25 | 0.25 | 0.25 | 0.25
IL Fac. Spec. - NOX Rate Summer v3.1, Unit 784 and retrofits | 452 | 1797 | Rate Constraint in lbs/MMBtu | FALSE | L | Annual | Emissions at Affected Plants NOX | MTons | 0.012293 | 0.012293 | 0.012293 | 0.012293 | 0.012293 | 0.012293 | 0.012293
IL Fac. Spec. - NOX Rate Summer v3.1, Unit 784 and retrofits | 452 | 1797 | Rate Constraint in lbs/MMBtu | FALSE | L | Annual | Allowances Purchased NOX | MTons | 0 | 0 | 0 | 0 | 0 | 0 | 0
IL Fac. Spec. - NOX Rate Summer v3.1, Unit 784 and retrofits | 452 | 1797 | Rate Constraint in lbs/MMBtu | FALSE | L | Annual | Allowances Sold NOX | MTons | 0 | 0 | 0 | 0 | 0 | 0 | 0
IL Fac. Spec. - NOX Rate Summer v3.1, Unit 784 and retrofits | 452 | 1797 | Rate Constraint in lbs/MMBtu | FALSE | L | Annual | Allowances Banked | MTons | 0 | 0 | 0 | 0 | 0 | 0 | 0
IL Fac. Spec. - NOX Rate Summer v3.1, Unit 784 and retrofits | 452 | 1797 | Rate Constraint in lbs/MMBtu | FALSE | L | Annual | Allowances Withdrawn (1:1) | MTons | 0 | 0 | 0 | 0 | 0 | 0 | 0
IL Fac. Spec. - NOX Rate Summer v3.1, Unit 784 and retrofits | 452 | 1797 | Rate Constraint in lbs/MMBtu | FALSE | L | Annual | Allowances Withdrawn (n:1) | MTons | 0 | 0 | 0 | 0 | 0 | 0 | 0
IL Fac. Spec. - NOX Rate Summer v3.1, Unit 784 and retrofits | 452 | 1797 | Rate Constraint in lbs/MMBtu | FALSE | L | Annual | Net Emissions Allowance Position | MTons | 0.012293 | 0.012293 | 0.012293 | 0.012293 | 0.012293 | 0.012293 | 0.012293
IL Fac. Spec. - NOX Rate Summer v3.1, Unit 784 and retrofits | 452 | 1797 | Rate Constraint in lbs/MMBtu | FALSE | L | Annual | Fuel Consumed | TBtu | 0.25123 | 0.25123 | 0.25123 | 0.25123 | 0.25123 | 0.25123 | 0.25123
IL Fac. Spec. - NOX Rate Summer v3.1, Unit 784 and retrofits | 452 | 1797 | Rate Constraint in lbs/MMBtu | FALSE | L | Annual | Rate | lb/MMBtu | 0.09786 | 0.09786 | 0.09786 | 0.09786 | 0.09786 | 0.09786 | 0.09786
IL Fac. Spec. - NOX Rate Summer v3.1, Unit 784 and retrofits | 452 | 1797 | Rate Constraint in lbs/MMBtu | FALSE | L | Annual | Generation | TWh | 0.019318 | 0.019318 | 0.019318 | 0.019318 | 0.019318 | 0.019318 | 0.019318
IL Fac. Spec. - NOX Rate Summer v3.1, Unit 784 and retrofits | 452 | 1797 | Rate Constraint in lbs/MMBtu | FALSE | L | Annual | Qualifying Generation | TWh | 0.019318 | 0.019318 | 0.019318 | 0.019318 | 0.019318 | 0.019318 | 0.019318
IL Fac. Spec. - NOX Rate Summer v3.1, Unit 784 and retrofits | 452 | 1797 | Rate Constraint in lbs/MMBtu | FALSE | L | Annual | Rate | lb/MWh | 0.63634 | 0.63634 | 0.63634 | 0.63634 | 0.63634 | 0.63634 | 0.63634
IL Fac. Spec. - NOX Rate Summer v3.1, Unit 784 and retrofits | 452 | 1797 | Rate Constraint in lbs/MMBtu | FALSE | L | Annual | Constraint Shadow Price | US$/Ton | 0 | 0 | 0 | 0 | 0 | 0 | 0
IL Fac. Spec. - NOX Rate Summer v3.1, Unit 785 and retrofits | 453 | 1797 | Rate Constraint in lbs/MMBtu | FALSE | L | Annual | Seasons Included | Seasons | Summer | Summer | Summer | Summer | Summer | Summer | Summer
IL Fac. Spec. - NOX Rate Summer v3.1, Unit 785 and retrofits | 453 | 1797 | Rate Constraint in lbs/MMBtu | FALSE | L | Annual | Standard | lb/MMBtu | 0.25 | 0.25 | 0.25 | 0.25 | 0.25 | 0.25 | 0.25
IL Fac. Spec. - NOX Rate Summer v3.1, Unit 785 and retrofits | 453 | 1797 | Rate Constraint in lbs/MMBtu | FALSE | L | Annual | Emissions at Affected Plants NOX | MTons | 0 | 0 | 0.0015819 | 0.0015819 | 0.0015819 | 0.0080414 | 0
IL Fac. Spec. - NOX Rate Summer v3.1, Unit 785 and retrofits | 453 | 1797 | Rate Constraint in lbs/MMBtu | FALSE | L | Annual | Allowances Purchased NOX | MTons | 0 | 0 | 0 | 0 | 0 | 0 | 0
IL Fac. Spec. - NOX Rate Summer v3.1, Unit 785 and retrofits | 453 | 1797 | Rate Constraint in lbs/MMBtu | FALSE | L | Annual | Allowances Sold NOX | MTons | 0 | 0 | 0 | 0 | 0 | 0 | 0
IL Fac. Spec. - NOX Rate Summer v3.1, Unit 785 and retrofits | 453 | 1797 | Rate Constraint in lbs/MMBtu | FALSE | L | Annual | Allowances Banked | MTons | 0 | 0 | 0 | 0 | 0 | 0 | 0
IL Fac. Spec. - NOX Rate Summer v3.1, Unit 785 and retrofits | 453 | 1797 | Rate Constraint in lbs/MMBtu | FALSE | L | Annual | Allowances Withdrawn (1:1) | MTons | 0 | 0 | 0 | 0 | 0 | 0 | 0
IL Fac. Spec. - NOX Rate Summer v3.1, Unit 785 and retrofits | 453 | 1797 | Rate Constraint in lbs/MMBtu | FALSE | L | Annual | Allowances Withdrawn (n:1) | MTons | 0 | 0 | 0 | 0 | 0 | 0 | 0
IL Fac. Spec. - NOX Rate Summer v3.1, Unit 785 and retrofits | 453 | 1797 | Rate Constraint in lbs/MMBtu | FALSE | L | Annual | Net Emissions Allowance Position | MTons | 0 | 0 | 0.0015819 | 0.0015819 | 0.0015819 | 0.0080414 | 0
IL Fac. Spec. - NOX Rate Summer v3.1, Unit 785 and retrofits | 453 | 1797 | Rate Constraint in lbs/MMBtu | FALSE | L | Annual | Fuel Consumed | TBtu | 0 | 0 | 0.014281 | 0.014281 | 0.014281 | 0.072594 | 0
IL Fac. Spec. - NOX Rate Summer v3.1, Unit 785 and retrofits | 453 | 1797 | Rate Constraint in lbs/MMBtu | FALSE | L | Annual | Rate | lb/MMBtu | 0 | 0 | 0.22155 | 0.22155 | 0.22155 | 0.22155 | 0
IL Fac. Spec. - NOX Rate Summer v3.1, Unit 785 and retrofits | 453 | 1797 | Rate Constraint in lbs/MMBtu | FALSE | L | Annual | Generation | TWh | 0 | 0 | 0.00097168 | 0.00097168 | 0.00097168 | 0.0049394 | 0
IL Fac. Spec. - NOX Rate Summer v3.1, Unit 785 and retrofits | 453 | 1797 | Rate Constraint in lbs/MMBtu | FALSE | L | Annual | Qualifying Generation | TWh | 0 | 0 | 0.00097168 | 0.00097168 | 0.00097168 | 0.0049394 | 0
IL Fac. Spec. - NOX Rate Summer v3.1, Unit 785 and retrofits | 453 | 1797 | Rate Constraint in lbs/MMBtu | FALSE | L | Annual | Rate | lb/MWh | 0 | 0 | 1.628 | 1.628 | 1.628 | 1.628 | 0
IL Fac. Spec. - NOX Rate Summer v3.1, Unit 785 and retrofits | 453 | 1797 | Rate Constraint in lbs/MMBtu | FALSE | L | Annual | Constraint Shadow Price | US$/Ton | 0 | 0 | 0 | 0 | 0 | 0 | 0
IL Fac. Spec. - NOX Rate Summer v3.1, Unit 786 and retrofits | 454 | 1797 | Rate Constraint in lbs/MMBtu | FALSE | L | Annual | Seasons Included | Seasons | Summer | Summer | Summer | Summer | Summer | Summer | Summer
IL Fac. Spec. - NOX Rate Summer v3.1, Unit 786 and retrofits | 454 | 1797 | Rate Constraint in lbs/MMBtu | FALSE | L | Annual | Standard | lb/MMBtu | 0.25 | 0.25 | 0.25 | 0.25 | 0.25 | 0.25 | 0.25
IL Fac. Spec. - NOX Rate Summer v3.1, Unit 786 and retrofits | 454 | 1797 | Rate Constraint in lbs/MMBtu | FALSE | L | Annual | Emissions at Affected Plants NOX | MTons | 0 | 0 | 0.0016846 | 0.0016846 | 0.0016846 | 0.0085635 | 0
IL Fac. Spec. - NOX Rate Summer v3.1, Unit 786 and retrofits | 454 | 1797 | Rate Constraint in lbs/MMBtu | FALSE | L | Annual | Allowances Purchased NOX | MTons | 0 | 0 | 0 | 0 | 0 | 0 | 0
IL Fac. Spec. - NOX Rate Summer v3.1, Unit 786 and retrofits | 454 | 1797 | Rate Constraint in lbs/MMBtu | FALSE | L | Annual | Allowances Sold NOX | MTons | 0 | 0 | 0 | 0 | 0 | 0 | 0
IL Fac. Spec. - NOX Rate Summer v3.1, Unit 786 and retrofits | 454 | 1797 | Rate Constraint in lbs/MMBtu | FALSE | L | Annual | Allowances Banked | MTons | 0 | 0 | 0 | 0 | 0 | 0 | 0
IL Fac. Spec. - NOX Rate Summer v3.1, Unit 786 and retrofits | 454 | 1797 | Rate Constraint in lbs/MMBtu | FALSE | L | Annual | Allowances Withdrawn (1:1) | MTons | 0 | 0 | 0 | 0 | 0 | 0 | 0
IL Fac. Spec. - NOX Rate Summer v3.1, Unit 786 and retrofits | 454 | 1797 | Rate Constraint in lbs/MMBtu | FALSE | L | Annual | Allowances Withdrawn (n:1) | MTons | 0 | 0 | 0 | 0 | 0 | 0 | 0
IL Fac. Spec. - NOX Rate Summer v3.1, Unit 786 and retrofits | 454 | 1797 | Rate Constraint in lbs/MMBtu | FALSE | L | Annual | Net Emissions Allowance Position | MTons | 0 | 0 | 0.0016846 | 0.0016846 | 0.0016846 | 0.0085635 | 0
IL Fac. Spec. - NOX Rate Summer v3.1, Unit 786 and retrofits | 454 | 1797 | Rate Constraint in lbs/MMBtu | FALSE | L | Annual | Fuel Consumed | TBtu | 0 | 0 | 0.014287 | 0.014287 | 0.014287 | 0.072623 | 0
IL Fac. Spec. - NOX Rate Summer v3.1, Unit 786 and retrofits | 454 | 1797 | Rate Constraint in lbs/MMBtu | FALSE | L | Annual | Rate | lb/MMBtu | 0 | 0 | 0.23583 | 0.23583 | 0.23583 | 0.23583 | 0
IL Fac. Spec. - NOX Rate Summer v3.1, Unit 786 and retrofits | 454 | 1797 | Rate Constraint in lbs/MMBtu | FALSE | L | Annual | Generation | TWh | 0 | 0 | 0.00097168 | 0.00097168 | 0.00097168 | 0.0049394 | 0
IL Fac. Spec. - NOX Rate Summer v3.1, Unit 786 and retrofits | 454 | 1797 | Rate Constraint in lbs/MMBtu | FALSE | L | Annual | Qualifying Generation | TWh | 0 | 0 | 0.00097168 | 0.00097168 | 0.00097168 | 0.0049394 | 0
IL Fac. Spec. - NOX Rate Summer v3.1, Unit 786 and retrofits | 454 | 1797 | Rate Constraint in lbs/MMBtu | FALSE | L | Annual | Rate | lb/MWh | 0 | 0 | 1.7337 | 1.7337 | 1.7337 | 1.7337 | 0
IL Fac. Spec. - NOX Rate Summer v3.1, Unit 786 and retrofits | 454 | 1797 | Rate Constraint in lbs/MMBtu | FALSE | L | Annual | Constraint Shadow Price | US$/Ton | 0 | 0 | 0 | 0 | 0 | 0 | 0
IL Fac. Spec. - NOX Rate Summer v3.1, Unit 793 and retrofits | 455 | 1797 | Rate Constraint in lbs/MMBtu | FALSE | L | Annual | Seasons Included | Seasons | Summer | Summer | Summer | Summer | Summer | Summer | Summer
IL Fac. Spec. - NOX Rate Summer v3.1, Unit 793 and retrofits | 455 | 1797 | Rate Constraint in lbs/MMBtu | FALSE | L | Annual | Standard | lb/MMBtu | 0.25 | 0.25 | 0.25 | 0.25 | 0.25 | 0.25 | 0.25
IL Fac. Spec. - NOX Rate Summer v3.1, Unit 793 and retrofits | 455 | 1797 | Rate Constraint in lbs/MMBtu | FALSE | L | Annual | Emissions at Affected Plants NOX | MTons | 0.0031355 | 0.0031355 | 0.010271 | 0.015939 | 0.015939 | 0.015939 | 0.015939
IL Fac. Spec. - NOX Rate Summer v3.1, Unit 793 and retrofits | 455 | 1797 | Rate Constraint in lbs/MMBtu | FALSE | L | Annual | Allowances Purchased NOX | MTons | 0 | 0 | 0 | 0 | 0 | 0 | 0
IL Fac. Spec. - NOX Rate Summer v3.1, Unit 793 and retrofits | 455 | 1797 | Rate Constraint in lbs/MMBtu | FALSE | L | Annual | Allowances Sold NOX | MTons | 0 | 0 | 0 | 0 | 0 | 0 | 0
IL Fac. Spec. - NOX Rate Summer v3.1, Unit 793 and retrofits | 455 | 1797 | Rate Constraint in lbs/MMBtu | FALSE | L | Annual | Allowances Banked | MTons | 0 | 0 | 0 | 0 | 0 | 0 | 0
IL Fac. Spec. - NOX Rate Summer v3.1, Unit 793 and retrofits | 455 | 1797 | Rate Constraint in lbs/MMBtu | FALSE | L | Annual | Allowances Withdrawn (1:1) | MTons | 0 | 0 | 0 | 0 | 0 | 0 | 0
IL Fac. Spec. - NOX Rate Summer v3.1, Unit 793 and retrofits | 455 | 1797 | Rate Constraint in lbs/MMBtu | FALSE | L | Annual | Allowances Withdrawn (n:1) | MTons | 0 | 0 | 0 | 0 | 0 | 0 | 0
IL Fac. Spec. - NOX Rate Summer v3.1, Unit 793 and retrofits | 455 | 1797 | Rate Constraint in lbs/MMBtu | FALSE | L | Annual | Net Emissions Allowance Position | MTons | 0.0031355 | 0.0031355 | 0.010271 | 0.015939 | 0.015939 | 0.015939 | 0.015939
IL Fac. Spec. - NOX Rate Summer v3.1, Unit 793 and retrofits | 455 | 1797 | Rate Constraint in lbs/MMBtu | FALSE | L | Annual | Fuel Consumed | TBtu | 0.094162 | 0.094162 | 0.30846 | 0.47866 | 0.47866 | 0.47866 | 0.47866
IL Fac. Spec. - NOX Rate Summer v3.1, Unit 793 and retrofits | 455 | 1797 | Rate Constraint in lbs/MMBtu | FALSE | L | Annual | Rate | lb/MMBtu | 0.066598 | 0.066598 | 0.066598 | 0.066598 | 0.066598 | 0.066598 | 0.066598
IL Fac. Spec. - NOX Rate Summer v3.1, Unit 793 and retrofits | 455 | 1797 | Rate Constraint in lbs/MMBtu | FALSE | L | Annual | Generation | TWh | 0.0069339 | 0.0069339 | 0.022714 | 0.035247 | 0.035247 | 0.035247 | 0.035247
IL Fac. Spec. - NOX Rate Summer v3.1, Unit 793 and retrofits | 455 | 1797 | Rate Constraint in lbs/MMBtu | FALSE | L | Annual | Qualifying Generation | TWh | 0.0069339 | 0.0069339 | 0.022714 | 0.035247 | 0.035247 | 0.035247 | 0.035247
IL Fac. Spec. - NOX Rate Summer v3.1, Unit 793 and retrofits | 455 | 1797 | Rate Constraint in lbs/MMBtu | FALSE | L | Annual | Rate | lb/MWh | 0.4522 | 0.4522 | 0.4522 | 0.4522 | 0.4522 | 0.4522 | 0.4522
IL Fac. Spec. - NOX Rate Summer v3.1, Unit 793 and retrofits | 455 | 1797 | Rate Constraint in lbs/MMBtu | FALSE | L | Annual | Constraint Shadow Price | US$/Ton | 0 | 0 | 0 | 0 | 0 | 0 | 0
IL Fac. Spec. - NOX Rate Summer v3.1, Unit 807 and retrofits | 456 | 1797 | Rate Constraint in lbs/MMBtu | FALSE | L | Annual | Seasons Included | Seasons | Summer | Summer | Summer | Summer | Summer | Summer | Summer
IL Fac. Spec. - NOX Rate Summer v3.1, Unit 807 and retrofits | 456 | 1797 | Rate Constraint in lbs/MMBtu | FALSE | L | Annual | Standard | lb/MMBtu | 0.25 | 0.25 | 0.25 | 0.25 | 0.25 | 0.25 | 0.25
IL Fac. Spec. - NOX Rate Summer v3.1, Unit 807 and retrofits | 456 | 1797 | Rate Constraint in lbs/MMBtu | FALSE | L | Annual | Emissions at Affected Plants NOX | MTons | 0.0019411 | 0.0019411 | 0.0019411 | 0.0042836 | 0.0019411 | 0.0098672 | 0.0098672
IL Fac. Spec. - NOX Rate Summer v3.1, Unit 807 and retrofits | 456 | 1797 | Rate Constraint in lbs/MMBtu | FALSE | L | Annual | Allowances Purchased NOX | MTons | 0 | 0 | 0 | 0 | 0 | 0 | 0
IL Fac. Spec. - NOX Rate Summer v3.1, Unit 807 and retrofits | 456 | 1797 | Rate Constraint in lbs/MMBtu | FALSE | L | Annual | Allowances Sold NOX | MTons | 0 | 0 | 0 | 0 | 0 | 0 | 0
IL Fac. Spec. - NOX Rate Summer v3.1, Unit 807 and retrofits | 456 | 1797 | Rate Constraint in lbs/MMBtu | FALSE | L | Annual | Allowances Banked | MTons | 0 | 0 | 0 | 0 | 0 | 0 | 0
IL Fac. Spec. - NOX Rate Summer v3.1, Unit 807 and retrofits | 456 | 1797 | Rate Constraint in lbs/MMBtu | FALSE | L | Annual | Allowances Withdrawn (1:1) | MTons | 0 | 0 | 0 | 0 | 0 | 0 | 0
IL Fac. Spec. - NOX Rate Summer v3.1, Unit 807 and retrofits | 456 | 1797 | Rate Constraint in lbs/MMBtu | FALSE | L | Annual | Allowances Withdrawn (n:1) | MTons | 0 | 0 | 0 | 0 | 0 | 0 | 0
IL Fac. Spec. - NOX Rate Summer v3.1, Unit 807 and retrofits | 456 | 1797 | Rate Constraint in lbs/MMBtu | FALSE | L | Annual | Net Emissions Allowance Position | MTons | 0.0019411 | 0.0019411 | 0.0019411 | 0.0042836 | 0.0019411 | 0.0098672 | 0.0098672
IL Fac. Spec. - NOX Rate Summer v3.1, Unit 807 and retrofits | 456 | 1797 | Rate Constraint in lbs/MMBtu | FALSE | L | Annual | Fuel Consumed | TBtu | 0.052459 | 0.052459 | 0.052459 | 0.11577 | 0.052459 | 0.26667 | 0.26667
IL Fac. Spec. - NOX Rate Summer v3.1, Unit 807 and retrofits | 456 | 1797 | Rate Constraint in lbs/MMBtu | FALSE | L | Annual | Rate | lb/MMBtu | 0.074003 | 0.074003 | 0.074003 | 0.074003 | 0.074003 | 0.074003 | 0.074003
IL Fac. Spec. - NOX Rate Summer v3.1, Unit 807 and retrofits | 456 | 1797 | Rate Constraint in lbs/MMBtu | FALSE | L | Annual | Generation | TWh | 0.0038003 | 0.0038003 | 0.0038003 | 0.0083865 | 0.0038003 | 0.019318 | 0.019318
IL Fac. Spec. - NOX Rate Summer v3.1, Unit 807 and retrofits | 456 | 1797 | Rate Constraint in lbs/MMBtu | FALSE | L | Annual | Qualifying Generation | TWh | 0.0038003 | 0.0038003 | 0.0038003 | 0.0083865 | 0.0038003 | 0.019318 | 0.019318
IL Fac. Spec. - NOX Rate Summer v3.1, Unit 807 and retrofits | 456 | 1797 | Rate Constraint in lbs/MMBtu | FALSE | L | Annual | Rate | lb/MWh | 0.51077 | 0.51077 | 0.51077 | 0.51077 | 0.51077 | 0.51077 | 0.51077
IL Fac. Spec. - NOX Rate Summer v3.1, Unit 807 and retrofits | 456 | 1797 | Rate Constraint in lbs/MMBtu | FALSE | L | Annual | Constraint Shadow Price | US$/Ton | 0 | 0 | 0 | 0 | 0 | 0 | 0
IL Fac. Spec. - NOX Rate Summer v3.1, Unit 808 and retrofits | 457 | 1797 | Rate Constraint in lbs/MMBtu | FALSE | L | Annual | Seasons Included | Seasons | Summer | Summer | Summer | Summer | Summer | Summer | Summer
IL Fac. Spec. - NOX Rate Summer v3.1, Unit 808 and retrofits | 457 | 1797 | Rate Constraint in lbs/MMBtu | FALSE | L | Annual | Standard | lb/MMBtu | 0.25 | 0.25 | 0.25 | 0.25 | 0.25 | 0.25 | 0.25
IL Fac. Spec. - NOX Rate Summer v3.1, Unit 808 and retrofits | 457 | 1797 | Rate Constraint in lbs/MMBtu | FALSE | L | Annual | Emissions at Affected Plants NOX | MTons | 0.0013217 | 0.0016841 | 0.0016841 | 0.0016841 | 0.0016841 | 0.0085608 | 0.0085608
IL Fac. Spec. - NOX Rate Summer v3.1, Unit 808 and retrofits | 457 | 1797 | Rate Constraint in lbs/MMBtu | FALSE | L | Annual | Allowances Purchased NOX | MTons | 0 | 0 | 0 | 0 | 0 | 0 | 0
IL Fac. Spec. - NOX Rate Summer v3.1, Unit 808 and retrofits | 457 | 1797 | Rate Constraint in lbs/MMBtu | FALSE | L | Annual | Allowances Sold NOX | MTons | 0 | 0 | 0 | 0 | 0 | 0 | 0
IL Fac. Spec. - NOX Rate Summer v3.1, Unit 808 and retrofits | 457 | 1797 | Rate Constraint in lbs/MMBtu | FALSE | L | Annual | Allowances Banked | MTons | 0 | 0 | 0 | 0 | 0 | 0 | 0
IL Fac. Spec. - NOX Rate Summer v3.1, Unit 808 and retrofits | 457 | 1797 | Rate Constraint in lbs/MMBtu | FALSE | L | Annual | Allowances Withdrawn (1:1) | MTons | 0 | 0 | 0 | 0 | 0 | 0 | 0
IL Fac. Spec. - NOX Rate Summer v3.1, Unit 808 and retrofits | 457 | 1797 | Rate Constraint in lbs/MMBtu | FALSE | L | Annual | Allowances Withdrawn (n:1) | MTons | 0 | 0 | 0 | 0 | 0 | 0 | 0
IL Fac. Spec. - NOX Rate Summer v3.1, Unit 808 and retrofits | 457 | 1797 | Rate Constraint in lbs/MMBtu | FALSE | L | Annual | Net Emissions Allowance Position | MTons | 0.0013217 | 0.0016841 | 0.0016841 | 0.0016841 | 0.0016841 | 0.0085608 | 0.0085608
IL Fac. Spec. - NOX Rate Summer v3.1, Unit 808 and retrofits | 457 | 1797 | Rate Constraint in lbs/MMBtu | FALSE | L | Annual | Fuel Consumed | TBtu | 0.041172 | 0.052463 | 0.052463 | 0.052463 | 0.052463 | 0.26669 | 0.26669
IL Fac. Spec. - NOX Rate Summer v3.1, Unit 808 and retrofits | 457 | 1797 | Rate Constraint in lbs/MMBtu | FALSE | L | Annual | Rate | lb/MMBtu | 0.064201 | 0.064201 | 0.064201 | 0.064201 | 0.064201 | 0.064201 | 0.064201
IL Fac. Spec. - NOX Rate Summer v3.1, Unit 808 and retrofits | 457 | 1797 | Rate Constraint in lbs/MMBtu | FALSE | L | Annual | Generation | TWh | 0.0029824 | 0.0038003 | 0.0038003 | 0.0038003 | 0.0038003 | 0.019318 | 0.019318
IL Fac. Spec. - NOX Rate Summer v3.1, Unit 808 and retrofits | 457 | 1797 | Rate Constraint in lbs/MMBtu | FALSE | L | Annual | Qualifying Generation | TWh | 0.0029824 | 0.0038003 | 0.0038003 | 0.0038003 | 0.0038003 | 0.019318 | 0.019318
IL Fac. Spec. - NOX Rate Summer v3.1, Unit 808 and retrofits | 457 | 1797 | Rate Constraint in lbs/MMBtu | FALSE | L | Annual | Rate | lb/MWh | 0.44315 | 0.44315 | 0.44315 | 0.44315 | 0.44315 | 0.44315 | 0.44315
IL Fac. Spec. - NOX Rate Summer v3.1, Unit 808 and retrofits | 457 | 1797 | Rate Constraint in lbs/MMBtu | FALSE | L | Annual | Constraint Shadow Price | US$/Ton | 0 | 0 | 0 | 0 | 0 | 0 | 0
IL Fac. Spec. - NOX Rate Summer v3.1, Unit 2707 and retrofits | 458 | 1797 | Rate Constraint in lbs/MMBtu | FALSE | L | Annual | Seasons Included | Seasons | Summer | Summer | Summer | Summer | Summer | Summer | Summer
IL Fac. Spec. - NOX Rate Summer v3.1, Unit 2707 and retrofits | 458 | 1797 | Rate Constraint in lbs/MMBtu | FALSE | L | Annual | Standard | lb/MMBtu | 0.25 | 0.25 | 0.25 | 0.25 | 0.25 | 0.25 | 0.25
IL Fac. Spec. - NOX Rate Summer v3.1, Unit 2707 and retrofits | 458 | 1797 | Rate Constraint in lbs/MMBtu | FALSE | L | Annual | Emissions at Affected Plants NOX | MTons | 0.02272 | 0.02272 | 0.050501 | 0.050501 | 0.050501 | 0.050501 | 0.050501
IL Fac. Spec. - NOX Rate Summer v3.1, Unit 2707 and retrofits | 458 | 1797 | Rate Constraint in lbs/MMBtu | FALSE | L | Annual | Allowances Purchased NOX | MTons | 0 | 0 | 0 | 0 | 0 | 0 | 0
IL Fac. Spec. - NOX Rate Summer v3.1, Unit 2707 and retrofits | 458 | 1797 | Rate Constraint in lbs/MMBtu | FALSE | L | Annual | Allowances Sold NOX | MTons | 0 | 0 | 0 | 0 | 0 | 0 | 0
IL Fac. Spec. - NOX Rate Summer v3.1, Unit 2707 and retrofits | 458 | 1797 | Rate Constraint in lbs/MMBtu | FALSE | L | Annual | Allowances Banked | MTons | 0 | 0 | 0 | 0 | 0 | 0 | 0
IL Fac. Spec. - NOX Rate Summer v3.1, Unit 2707 and retrofits | 458 | 1797 | Rate Constraint in lbs/MMBtu | FALSE | L | Annual | Allowances Withdrawn (1:1) | MTons | 0 | 0 | 0 | 0 | 0 | 0 | 0
IL Fac. Spec. - NOX Rate Summer v3.1, Unit 2707 and retrofits | 458 | 1797 | Rate Constraint in lbs/MMBtu | FALSE | L | Annual | Allowances Withdrawn (n:1) | MTons | 0 | 0 | 0 | 0 | 0 | 0 | 0
IL Fac. Spec. - NOX Rate Summer v3.1, Unit 2707 and retrofits | 458 | 1797 | Rate Constraint in lbs/MMBtu | FALSE | L | Annual | Net Emissions Allowance Position | MTons | 0.02272 | 0.02272 | 0.050501 | 0.050501 | 0.050501 | 0.050501 | 0.050501
IL Fac. Spec. - NOX Rate Summer v3.1, Unit 2707 and retrofits | 458 | 1797 | Rate Constraint in lbs/MMBtu | FALSE | L | Annual | Fuel Consumed | TBtu | 1.7772 | 1.7772 | 3.9502 | 3.9502 | 3.9502 | 3.9502 | 3.9502
IL Fac. Spec. - NOX Rate Summer v3.1, Unit 2707 and retrofits | 458 | 1797 | Rate Constraint in lbs/MMBtu | FALSE | L | Annual | Rate | lb/MMBtu | 0.025569 | 0.025569 | 0.025569 | 0.025569 | 0.025569 | 0.025569 | 0.025569
IL Fac. Spec. - NOX Rate Summer v3.1, Unit 2707 and retrofits | 458 | 1797 | Rate Constraint in lbs/MMBtu | FALSE | L | Annual | Generation | TWh | 0.23826 | 0.23826 | 0.52959 | 0.52959 | 0.52959 | 0.52959 | 0.52959
IL Fac. Spec. - NOX Rate Summer v3.1, Unit 2707 and retrofits | 458 | 1797 | Rate Constraint in lbs/MMBtu | FALSE | L | Annual | Qualifying Generation | TWh | 0.23826 | 0.23826 | 0.52959 | 0.52959 | 0.52959 | 0.52959 | 0.52959
IL Fac. Spec. - NOX Rate Summer v3.1, Unit 2707 and retrofits | 458 | 1797 | Rate Constraint in lbs/MMBtu | FALSE | L | Annual | Rate | lb/MWh | 0.095359 | 0.095359 | 0.095359 | 0.095359 | 0.095359 | 0.095359 | 0.095359
IL Fac. Spec. - NOX Rate Summer v3.1, Unit 2707 and retrofits | 458 | 1797 | Rate Constraint in lbs/MMBtu | FALSE | L | Annual | Constraint Shadow Price | US$/Ton | 0 | 0 | 0 | 0 | 0 | 0 | 0
IL Fac. Spec. - NOX Rate Summer v3.1, Unit 2708 and retrofits | 459 | 1797 | Rate Constraint in lbs/MMBtu | FALSE | L | Annual | Seasons Included | Seasons | Summer | Summer | Summer | Summer | Summer | Summer | Summer
IL Fac. Spec. - NOX Rate Summer v3.1, Unit 2708 and retrofits | 459 | 1797 | Rate Constraint in lbs/MMBtu | FALSE | L | Annual | Standard | lb/MMBtu | 0.25 | 0.25 | 0.25 | 0.25 | 0.25 | 0.25 | 0.25
IL Fac. Spec. - NOX Rate Summer v3.1, Unit 2708 and retrofits | 459 | 1797 | Rate Constraint in lbs/MMBtu | FALSE | L | Annual | Emissions at Affected Plants NOX | MTons | 0.022037 | 0.022037 | 0.048983 | 0.048983 | 0.048983 | 0.048983 | 0.048983
IL Fac. Spec. - NOX Rate Summer v3.1, Unit 2708 and retrofits | 459 | 1797 | Rate Constraint in lbs/MMBtu | FALSE | L | Annual | Allowances Purchased NOX | MTons | 0 | 0 | 0 | 0 | 0 | 0 | 0
IL Fac. Spec. - NOX Rate Summer v3.1, Unit 2708 and retrofits | 459 | 1797 | Rate Constraint in lbs/MMBtu | FALSE | L | Annual | Allowances Sold NOX | MTons | 0 | 0 | 0 | 0 | 0 | 0 | 0
IL Fac. Spec. - NOX Rate Summer v3.1, Unit 2708 and retrofits | 459 | 1797 | Rate Constraint in lbs/MMBtu | FALSE | L | Annual | Allowances Banked | MTons | 0 | 0 | 0 | 0 | 0 | 0 | 0
IL Fac. Spec. - NOX Rate Summer v3.1, Unit 2708 and retrofits | 459 | 1797 | Rate Constraint in lbs/MMBtu | FALSE | L | Annual | Allowances Withdrawn (1:1) | MTons | 0 | 0 | 0 | 0 | 0 | 0 | 0
IL Fac. Spec. - NOX Rate Summer v3.1, Unit 2708 and retrofits | 459 | 1797 | Rate Constraint in lbs/MMBtu | FALSE | L | Annual | Allowances Withdrawn (n:1) | MTons | 0 | 0 | 0 | 0 | 0 | 0 | 0
IL Fac. Spec. - NOX Rate Summer v3.1, Unit 2708 and retrofits | 459 | 1797 | Rate Constraint in lbs/MMBtu | FALSE | L | Annual | Net Emissions Allowance Position | MTons | 0.022037 | 0.022037 | 0.048983 | 0.048983 | 0.048983 | 0.048983 | 0.048983
IL Fac. Spec. - NOX Rate Summer v3.1, Unit 2708 and retrofits | 459 | 1797 | Rate Constraint in lbs/MMBtu | FALSE | L | Annual | Fuel Consumed | TBtu | 1.7772 | 1.7772 | 3.9502 | 3.9502 | 3.9502 | 3.9502 | 3.9502
IL Fac. Spec. - NOX Rate Summer v3.1, Unit 2708 and retrofits | 459 | 1797 | Rate Constraint in lbs/MMBtu | FALSE | L | Annual | Rate | lb/MMBtu | 0.0248 | 0.0248 | 0.0248 | 0.0248 | 0.0248 | 0.0248 | 0.0248
IL Fac. Spec. - NOX Rate Summer v3.1, Unit 2708 and retrofits | 459 | 1797 | Rate Constraint in lbs/MMBtu | FALSE | L | Annual | Generation | TWh | 0.23826 | 0.23826 | 0.52959 | 0.52959 | 0.52959 | 0.52959 | 0.52959
IL Fac. Spec. - NOX Rate Summer v3.1, Unit 2708 and retrofits | 459 | 1797 | Rate Constraint in lbs/MMBtu | FALSE | L | Annual | Qualifying Generation | TWh | 0.23826 | 0.23826 | 0.52959 | 0.52959 | 0.52959 | 0.52959 | 0.52959
IL Fac. Spec. - NOX Rate Summer v3.1, Unit 2708 and retrofits | 459 | 1797 | Rate Constraint in lbs/MMBtu | FALSE | L | Annual | Rate | lb/MWh | 0.092492 | 0.092492 | 0.092492 | 0.092492 | 0.092492 | 0.092492 | 0.092492
IL Fac. Spec. - NOX Rate Summer v3.1, Unit 2708 and retrofits | 459 | 1797 | Rate Constraint in lbs/MMBtu | FALSE | L | Annual | Constraint Shadow Price | US$/Ton | 0 | 0 | 0 | 0 | 0 | 0 | 0
IL Fac. Spec. - NOX Rate Summer v3.1, Unit 2709 and retrofits | 460 | 1797 | Rate Constraint in lbs/MMBtu | FALSE | L | Annual | Seasons Included | Seasons | Summer | Summer | Summer | Summer | Summer | Summer | Summer
IL Fac. Spec. - NOX Rate Summer v3.1, Unit 2709 and retrofits | 460 | 1797 | Rate Constraint in lbs/MMBtu | FALSE | L | Annual | Standard | lb/MMBtu | 0.25 | 0.25 | 0.25 | 0.25 | 0.25 | 0.25 | 0.25
IL Fac. Spec. - NOX Rate Summer v3.1, Unit 2709 and retrofits | 460 | 1797 | Rate Constraint in lbs/MMBtu | FALSE | L | Annual | Emissions at Affected Plants NOX | MTons | 0.024851 | 0.024851 | 0.055239 | 0.055239 | 0.055239 | 0.055239 | 0.055239
IL Fac. Spec. - NOX Rate Summer v3.1, Unit 2709 and retrofits | 460 | 1797 | Rate Constraint in lbs/MMBtu | FALSE | L | Annual | Allowances Purchased NOX | MTons | 0 | 0 | 0 | 0 | 0 | 0 | 0
IL Fac. Spec. - NOX Rate Summer v3.1, Unit 2709 and retrofits | 460 | 1797 | Rate Constraint in lbs/MMBtu | FALSE | L | Annual | Allowances Sold NOX | MTons | 0 | 0 | 0 | 0 | 0 | 0 | 0
IL Fac. Spec. - NOX Rate Summer v3.1, Unit 2709 and retrofits | 460 | 1797 | Rate Constraint in lbs/MMBtu | FALSE | L | Annual | Allowances Banked | MTons | 0 | 0 | 0 | 0 | 0 | 0 | 0
IL Fac. Spec. - NOX Rate Summer v3.1, Unit 2709 and retrofits | 460 | 1797 | Rate Constraint in lbs/MMBtu | FALSE | L | Annual | Allowances Withdrawn (1:1) | MTons | 0 | 0 | 0 | 0 | 0 | 0 | 0
IL Fac. Spec. - NOX Rate Summer v3.1, Unit 2709 and retrofits | 460 | 1797 | Rate Constraint in lbs/MMBtu | FALSE | L | Annual | Allowances Withdrawn (n:1) | MTons | 0 | 0 | 0 | 0 | 0 | 0 | 0
IL Fac. Spec. - NOX Rate Summer v3.1, Unit 2709 and retrofits | 460 | 1797 | Rate Constraint in lbs/MMBtu | FALSE | L | Annual | Net Emissions Allowance Position | MTons | 0.024851 | 0.024851 | 0.055239 | 0.055239 | 0.055239 | 0.055239 | 0.055239
IL Fac. Spec. - NOX Rate Summer v3.1, Unit 2709 and retrofits | 460 | 1797 | Rate Constraint in lbs/MMBtu | FALSE | L | Annual | Fuel Consumed | TBtu | 1.7772 | 1.7772 | 3.9502 | 3.9502 | 3.9502 | 3.9502 | 3.9502
IL Fac. Spec. - NOX Rate Summer v3.1, Unit 2709 and retrofits | 460 | 1797 | Rate Constraint in lbs/MMBtu | FALSE | L | Annual | Rate | lb/MMBtu | 0.027967 | 0.027967 | 0.027967 | 0.027967 | 0.027967 | 0.027967 | 0.027967
IL Fac. Spec. - NOX Rate Summer v3.1, Unit 2709 and retrofits | 460 | 1797 | Rate Constraint in lbs/MMBtu | FALSE | L | Annual | Generation | TWh | 0.23826 | 0.23826 | 0.52959 | 0.52959 | 0.52959 | 0.52959 | 0.52959
IL Fac. Spec. - NOX Rate Summer v3.1, Unit 2709 and retrofits | 460 | 1797 | Rate Constraint in lbs/MMBtu | FALSE | L | Annual | Qualifying Generation | TWh | 0.23826 | 0.23826 | 0.52959 | 0.52959 | 0.52959 | 0.52959 | 0.52959
IL Fac. Spec. - NOX Rate Summer v3.1, Unit 2709 and retrofits | 460 | 1797 | Rate Constraint in lbs/MMBtu | FALSE | L | Annual | Rate | lb/MWh | 0.1043 | 0.1043 | 0.1043 | 0.1043 | 0.1043 | 0.1043 | 0.1043
IL Fac. Spec. - NOX Rate Summer v3.1, Unit 2709 and retrofits | 460 | 1797 | Rate Constraint in lbs/MMBtu | FALSE | L | Annual | Constraint Shadow Price | US$/Ton | 0 | 0 | 0 | 0 | 0 | 0 | 0
IL Fac. Spec. - NOX Rate Summer v3.1, Unit 2710 and retrofits | 461 | 1797 | Rate Constraint in lbs/MMBtu | FALSE | L | Annual | Seasons Included | Seasons | Summer | Summer | Summer | Summer | Summer | Summer | Summer
IL Fac. Spec. - NOX Rate Summer v3.1, Unit 2710 and retrofits | 461 | 1797 | Rate Constraint in lbs/MMBtu | FALSE | L | Annual | Standard | lb/MMBtu | 0.25 | 0.25 | 0.25 | 0.25 | 0.25 | 0.25 | 0.25
IL Fac. Spec. - NOX Rate Summer v3.1, Unit 2710 and retrofits | 461 | 1797 | Rate Constraint in lbs/MMBtu | FALSE | L | Annual | Emissions at Affected Plants NOX | MTons | 0.021587 | 0.021587 | 0.047982 | 0.047982 | 0.047982 | 0.047982 | 0.047982
IL Fac. Spec. - NOX Rate Summer v3.1, Unit 2710 and retrofits | 461 | 1797 | Rate Constraint in lbs/MMBtu | FALSE | L | Annual | Allowances Purchased NOX | MTons | 0 | 0 | 0 | 0 | 0 | 0 | 0
IL Fac. Spec. - NOX Rate Summer v3.1, Unit 2710 and retrofits | 461 | 1797 | Rate Constraint in lbs/MMBtu | FALSE | L | Annual | Allowances Sold NOX | MTons | 0 | 0 | 0 | 0 | 0 | 0 | 0
IL Fac. Spec. - NOX Rate Summer v3.1, Unit 2710 and retrofits | 461 | 1797 | Rate Constraint in lbs/MMBtu | FALSE | L | Annual | Allowances Banked | MTons | 0 | 0 | 0 | 0 | 0 | 0 | 0
IL Fac. Spec. - NOX Rate Summer v3.1, Unit 2710 and retrofits | 461 | 1797 | Rate Constraint in lbs/MMBtu | FALSE | L | Annual | Allowances Withdrawn (1:1) | MTons | 0 | 0 | 0 | 0 | 0 | 0 | 0
IL Fac. Spec. - NOX Rate Summer v3.1, Unit 2710 and retrofits | 461 | 1797 | Rate Constraint in lbs/MMBtu | FALSE | L | Annual | Allowances Withdrawn (n:1) | MTons | 0 | 0 | 0 | 0 | 0 | 0 | 0
IL Fac. Spec. - NOX Rate Summer v3.1, Unit 2710 and retrofits | 461 | 1797 | Rate Constraint in lbs/MMBtu | FALSE | L | Annual | Net Emissions Allowance Position | MTons | 0.021587 | 0.021587 | 0.047982 | 0.047982 | 0.047982 | 0.047982 | 0.047982
IL Fac. Spec. - NOX Rate Summer v3.1, Unit 2710 and retrofits | 461 | 1797 | Rate Constraint in lbs/MMBtu | FALSE | L | Annual | Fuel Consumed | TBtu | 1.7772 | 1.7772 | 3.9502 | 3.9502 | 3.9502 | 3.9502 | 3.9502
IL Fac. Spec. - NOX Rate Summer v3.1, Unit 2710 and retrofits | 461 | 1797 | Rate Constraint in lbs/MMBtu | FALSE | L | Annual | Rate | lb/MMBtu | 0.024293 | 0.024293 | 0.024293 | 0.024293 | 0.024293 | 0.024293 | 0.024293
IL Fac. Spec. - NOX Rate Summer v3.1, Unit 2710 and retrofits | 461 | 1797 | Rate Constraint in lbs/MMBtu | FALSE | L | Annual | Generation | TWh | 0.23826 | 0.23826 | 0.52959 | 0.52959 | 0.52959 | 0.52959 | 0.52959
IL Fac. Spec. - NOX Rate Summer v3.1, Unit 2710 and retrofits | 461 | 1797 | Rate Constraint in lbs/MMBtu | FALSE | L | Annual | Qualifying Generation | TWh | 0.23826 | 0.23826 | 0.52959 | 0.52959 | 0.52959 | 0.52959 | 0.52959
IL Fac. Spec. - NOX Rate Summer v3.1, Unit 2710 and retrofits | 461 | 1797 | Rate Constraint in lbs/MMBtu | FALSE | L | Annual | Rate | lb/MWh | 0.090602 | 0.090602 | 0.090602 | 0.090602 | 0.090602 | 0.090602 | 0.090602
IL Fac. Spec. - NOX Rate Summer v3.1, Unit 2710 and retrofits | 461 | 1797 | Rate Constraint in lbs/MMBtu | FALSE | L | Annual | Constraint Shadow Price | US$/Ton | 0 | 0 | 0 | 0 | 0 | 0 | 0
IL Fac. Spec. - NOX Rate Summer v3.1, Unit 2711 and retrofits | 462 | 1797 | Rate Constraint in lbs/MMBtu | FALSE | L | Annual | Seasons Included | Seasons | Summer | Summer | Summer | Summer | Summer | Summer | Summer
IL Fac. Spec. - NOX Rate Summer v3.1, Unit 2711 and retrofits | 462 | 1797 | Rate Constraint in lbs/MMBtu | FALSE | L | Annual | Standard | lb/MMBtu | 0.25 | 0.25 | 0.25 | 0.25 | 0.25 | 0.25 | 0.25
IL Fac. Spec. - NOX Rate Summer v3.1, Unit 2711 and retrofits | 462 | 1797 | Rate Constraint in lbs/MMBtu | FALSE | L | Annual | Emissions at Affected Plants NOX | MTons | 0.01775 | 0.01775 | 0.039454 | 0.039454 | 0.039454 | 0.039454 | 0.039454
IL Fac. Spec. - NOX Rate Summer v3.1, Unit 2711 and retrofits | 462 | 1797 | Rate Constraint in lbs/MMBtu | FALSE | L | Annual | Allowances Purchased NOX | MTons | 0 | 0 | 0 | 0 | 0 | 0 | 0
IL Fac. Spec. - NOX Rate Summer v3.1, Unit 2711 and retrofits | 462 | 1797 | Rate Constraint in lbs/MMBtu | FALSE | L | Annual | Allowances Sold NOX | MTons | 0 | 0 | 0 | 0 | 0 | 0 | 0
IL Fac. Spec. - NOX Rate Summer v3.1, Unit 2711 and retrofits | 462 | 1797 | Rate Constraint in lbs/MMBtu | FALSE | L | Annual | Allowances Banked | MTons | 0 | 0 | 0 | 0 | 0 | 0 | 0
IL Fac. Spec. - NOX Rate Summer v3.1, Unit 2711 and retrofits | 462 | 1797 | Rate Constraint in lbs/MMBtu | FALSE | L | Annual | Allowances Withdrawn (1:1) | MTons | 0 | 0 | 0 | 0 | 0 | 0 | 0
IL Fac. Spec. - NOX Rate Summer v3.1, Unit 2711 and retrofits | 462 | 1797 | Rate Constraint in lbs/MMBtu | FALSE | L | Annual | Allowances Withdrawn (n:1) | MTons | 0 | 0 | 0 | 0 | 0 | 0 | 0
IL Fac. Spec. - NOX Rate Summer v3.1, Unit 2711 and retrofits | 462 | 1797 | Rate Constraint in lbs/MMBtu | FALSE | L | Annual | Net Emissions Allowance Position | MTons | 0.01775 | 0.01775 | 0.039454 | 0.039454 | 0.039454 | 0.039454 | 0.039454
IL Fac. Spec. - NOX Rate Summer v3.1, Unit 2711 and retrofits | 462 | 1797 | Rate Constraint in lbs/MMBtu | FALSE | L | Annual | Fuel Consumed | TBtu | 1.3884 | 1.3884 | 3.0861 | 3.0861 | 3.0861 | 3.0861 | 3.0861
IL Fac. Spec. - NOX Rate Summer v3.1, Unit 2711 and retrofits | 462 | 1797 | Rate Constraint in lbs/MMBtu | FALSE | L | Annual | Rate | lb/MMBtu | 0.025569 | 0.025569 | 0.025569 | 0.025569 | 0.025569 | 0.025569 | 0.025569
IL Fac. Spec. - NOX Rate Summer v3.1, Unit 2711 and retrofits | 462 | 1797 | Rate Constraint in lbs/MMBtu | FALSE | L | Annual | Generation | TWh | 0.18614 | 0.18614 | 0.41374 | 0.41374 | 0.41374 | 0.41374 | 0.41374
IL Fac. Spec. - NOX Rate Summer v3.1, Unit 2711 and retrofits | 462 | 1797 | Rate Constraint in lbs/MMBtu | FALSE | L | Annual | Qualifying Generation | TWh | 0.18614 | 0.18614 | 0.41374 | 0.41374 | 0.41374 | 0.41374 | 0.41374
IL Fac. Spec. - NOX Rate Summer v3.1, Unit 2711 and retrofits | 462 | 1797 | Rate Constraint in lbs/MMBtu | FALSE | L | Annual | Rate | lb/MWh | 0.095359 | 0.095359 | 0.095359 | 0.095359 | 0.095359 | 0.095359 | 0.095359
IL Fac. Spec. - NOX Rate Summer v3.1, Unit 2711 and retrofits | 462 | 1797 | Rate Constraint in lbs/MMBtu | FALSE | L | Annual | Constraint Shadow Price | US$/Ton | 0 | 0 | 0 | 0 | 0 | 0 | 0
IL Fac. Spec. - NOX Rate Summer v3.1, Unit 2712 and retrofits | 463 | 1797 | Rate Constraint in lbs/MMBtu | FALSE | L | Annual | Seasons Included | Seasons | Summer | Summer | Summer | Summer | Summer | Summer | Summer
IL Fac. Spec. - NOX Rate Summer v3.1, Unit 2712 and retrofits | 463 | 1797 | Rate Constraint in lbs/MMBtu | FALSE | L | Annual | Standard | lb/MMBtu | 0.25 | 0.25 | 0.25 | 0.25 | 0.25 | 0.25 | 0.25
IL Fac. Spec. - NOX Rate Summer v3.1, Unit 2712 and retrofits | 463 | 1797 | Rate Constraint in lbs/MMBtu | FALSE | L | Annual | Emissions at Affected Plants NOX | MTons | 0.017216 | 0.017216 | 0.038268 | 0.038268 | 0.038268 | 0.038268 | 0.038268
IL Fac. Spec. - NOX Rate Summer v3.1, Unit 2712 and retrofits | 463 | 1797 | Rate Constraint in lbs/MMBtu | FALSE | L | Annual | Allowances Purchased NOX | MTons | 0 | 0 | 0 | 0 | 0 | 0 | 0
IL Fac. Spec. - NOX Rate Summer v3.1, Unit 2712 and retrofits | 463 | 1797 | Rate Constraint in lbs/MMBtu | FALSE | L | Annual | Allowances Sold NOX | MTons | 0 | 0 | 0 | 0 | 0 | 0 | 0
IL Fac. Spec. - NOX Rate Summer v3.1, Unit 2712 and retrofits | 463 | 1797 | Rate Constraint in lbs/MMBtu | FALSE | L | Annual | Allowances Banked | MTons | 0 | 0 | 0 | 0 | 0 | 0 | 0
IL Fac. Spec. - NOX Rate Summer v3.1, Unit 2712 and retrofits | 463 | 1797 | Rate Constraint in lbs/MMBtu | FALSE | L | Annual | Allowances Withdrawn (1:1) | MTons | 0 | 0 | 0 | 0 | 0 | 0 | 0
IL Fac. Spec. - NOX Rate Summer v3.1, Unit 2712 and retrofits | 463 | 1797 | Rate Constraint in lbs/MMBtu | FALSE | L | Annual | Allowances Withdrawn (n:1) | MTons | 0 | 0 | 0 | 0 | 0 | 0 | 0
IL Fac. Spec. - NOX Rate Summer v3.1, Unit 2712 and retrofits | 463 | 1797 | Rate Constraint in lbs/MMBtu | FALSE | L | Annual | Net Emissions Allowance Position | MTons | 0.017216 | 0.017216 | 0.038268 | 0.038268 | 0.038268 | 0.038268 | 0.038268
IL Fac. Spec. - NOX Rate Summer v3.1, Unit 2712 and retrofits | 463 | 1797 | Rate Constraint in lbs/MMBtu | FALSE | L | Annual | Fuel Consumed | TBtu | 1.3884 | 1.3884 | 3.0861 | 3.0861 | 3.0861 | 3.0861 | 3.0861
IL Fac. Spec. - NOX Rate Summer v3.1, Unit 2712 and retrofits | 463 | 1797 | Rate Constraint in lbs/MMBtu | FALSE | L | Annual | Rate | lb/MMBtu | 0.0248 | 0.0248 | 0.0248 | 0.0248 | 0.0248 | 0.0248 | 0.0248
IL Fac. Spec. - NOX Rate Summer v3.1, Unit 2712 and retrofits | 463 | 1797 | Rate Constraint in lbs/MMBtu | FALSE | L | Annual | Generation | TWh | 0.18614 | 0.18614 | 0.41374 | 0.41374 | 0.41374 | 0.41374 | 0.41374
IL Fac. Spec. - NOX Rate Summer v3.1, Unit 2712 and retrofits | 463 | 1797 | Rate Constraint in lbs/MMBtu | FALSE | L | Annual | Qualifying Generation | TWh | 0.18614 | 0.18614 | 0.41374 | 0.41374 | 0.41374 | 0.41374 | 0.41374
IL Fac. Spec. - NOX Rate Summer v3.1, Unit 2712 and retrofits | 463 | 1797 | Rate Constraint in lbs/MMBtu | FALSE | L | Annual | Rate | lb/MWh | 0.092492 | 0.092492 | 0.092492 | 0.092492 | 0.092492 | 0.092492 | 0.092492
IL Fac. Spec. - NOX Rate Summer v3.1, Unit 2712 and retrofits | 463 | 1797 | Rate Constraint in lbs/MMBtu | FALSE | L | Annual | Constraint Shadow Price | US$/Ton | 0 | 0 | 0 | 0 | 0 | 0 | 0
IL Fac. Spec. - NOX Rate Summer v3.1, Unit 2713 and retrofits | 464 | 1797 | Rate Constraint in lbs/MMBtu | FALSE | L | Annual | Seasons Included | Seasons | Summer | Summer | Summer | Summer | Summer | Summer | Summer
IL Fac. Spec. - NOX Rate Summer v3.1, Unit 2713 and retrofits | 464 | 1797 | Rate Constraint in lbs/MMBtu | FALSE | L | Annual | Standard | lb/MMBtu | 0.25 | 0.25 | 0.25 | 0.25 | 0.25 | 0.25 | 0.25
IL Fac. Spec. - NOX Rate Summer v3.1, Unit 2713 and retrofits | 464 | 1797 | Rate Constraint in lbs/MMBtu | FALSE | L | Annual | Emissions at Affected Plants NOX | MTons | 0.019415 | 0.019415 | 0.043155 | 0.043155 | 0.043155 | 0.043155 | 0.043155
IL Fac. Spec. - NOX Rate Summer v3.1, Unit 2713 and retrofits | 464 | 1797 | Rate Constraint in lbs/MMBtu | FALSE | L | Annual | Allowances Purchased NOX | MTons | 0 | 0 | 0 | 0 | 0 | 0 | 0
IL Fac. Spec. - NOX Rate Summer v3.1, Unit 2713 and retrofits | 464 | 1797 | Rate Constraint in lbs/MMBtu | FALSE | L | Annual | Allowances Sold NOX | MTons | 0 | 0 | 0 | 0 | 0 | 0 | 0
IL Fac. Spec. - NOX Rate Summer v3.1, Unit 2713 and retrofits | 464 | 1797 | Rate Constraint in lbs/MMBtu | FALSE | L | Annual | Allowances Banked | MTons | 0 | 0 | 0 | 0 | 0 | 0 | 0
IL Fac. Spec. - NOX Rate Summer v3.1, Unit 2713 and retrofits | 464 | 1797 | Rate Constraint in lbs/MMBtu | FALSE | L | Annual | Allowances Withdrawn (1:1) | MTons | 0 | 0 | 0 | 0 | 0 | 0 | 0
IL Fac. Spec. - NOX Rate Summer v3.1, Unit 2713 and retrofits | 464 | 1797 | Rate Constraint in lbs/MMBtu | FALSE | L | Annual | Allowances Withdrawn (n:1) | MTons | 0 | 0 | 0 | 0 | 0 | 0 | 0
IL Fac. Spec. - NOX Rate Summer v3.1, Unit 2713 and retrofits | 464 | 1797 | Rate Constraint in lbs/MMBtu | FALSE | L | Annual | Net Emissions Allowance Position | MTons | 0.019415 | 0.019415 | 0.043155 | 0.043155 | 0.043155 | 0.043155 | 0.043155
IL Fac. Spec. - NOX Rate Summer v3.1, Unit 2713 and retrofits | 464 | 1797 | Rate Constraint in lbs/MMBtu | FALSE | L | Annual | Fuel Consumed | TBtu | 1.3884 | 1.3884 | 3.0861 | 3.0861 | 3.0861 | 3.0861 | 3.0861
IL Fac. Spec. - NOX Rate Summer v3.1, Unit 2713 and retrofits | 464 | 1797 | Rate Constraint in lbs/MMBtu | FALSE | L | Annual | Rate | lb/MMBtu | 0.027967 | 0.027967 | 0.027967 | 0.027967 | 0.027967 | 0.027967 | 0.027967
IL Fac. Spec. - NOX Rate Summer v3.1, Unit 2713 and retrofits | 464 | 1797 | Rate Constraint in lbs/MMBtu | FALSE | L | Annual | Generation | TWh | 0.18614 | 0.18614 | 0.41374 | 0.41374 | 0.41374 | 0.41374 | 0.41374
IL Fac. Spec. - NOX Rate Summer v3.1, Unit 2713 and retrofits | 464 | 1797 | Rate Constraint in lbs/MMBtu | FALSE | L | Annual | Qualifying Generation | TWh | 0.18614 | 0.18614 | 0.41374 | 0.41374 | 0.41374 | 0.41374 | 0.41374
IL Fac. Spec. - NOX Rate Summer v3.1, Unit 2713 and retrofits | 464 | 1797 | Rate Constraint in lbs/MMBtu | FALSE | L | Annual | Rate | lb/MWh | 0.1043 | 0.1043 | 0.1043 | 0.1043 | 0.1043 | 0.1043 | 0.1043
IL Fac. Spec. - NOX Rate Summer v3.1, Unit 2713 and retrofits | 464 | 1797 | Rate Constraint in lbs/MMBtu | FALSE | L | Annual | Constraint Shadow Price | US$/Ton | 0 | 0 | 0 | 0 | 0 | 0 | 0
IL Fac. Spec. - NOX Rate Summer v3.1, Unit 2714 and retrofits | 465 | 1797 | Rate Constraint in lbs/MMBtu | FALSE | L | Annual | Seasons Included | Seasons | Summer | Summer | Summer | Summer | Summer | Summer | Summer
IL Fac. Spec. - NOX Rate Summer v3.1, Unit 2714 and retrofits | 465 | 1797 | Rate Constraint in lbs/MMBtu | FALSE | L | Annual | Standard | lb/MMBtu | 0.25 | 0.25 | 0.25 | 0.25 | 0.25 | 0.25 | 0.25
IL Fac. Spec. - NOX Rate Summer v3.1, Unit 2714 and retrofits | 465 | 1797 | Rate Constraint in lbs/MMBtu | FALSE | L | Annual | Emissions at Affected Plants NOX | MTons | 0.016865 | 0.016865 | 0.037486 | 0.037486 | 0.037486 | 0.037486 | 0.037486
IL Fac. Spec. - NOX Rate Summer v3.1, Unit 2714 and retrofits | 465 | 1797 | Rate Constraint in lbs/MMBtu | FALSE | L | Annual | Allowances Purchased NOX | MTons | 0 | 0 | 0 | 0 | 0 | 0 | 0
IL Fac. Spec. - NOX Rate Summer v3.1, Unit 2714 and retrofits | 465 | 1797 | Rate Constraint in lbs/MMBtu | FALSE | L | Annual | Allowances Sold NOX | MTons | 0 | 0 | 0 | 0 | 0 | 0 | 0
IL Fac. Spec. - NOX Rate Summer v3.1, Unit 2714 and retrofits | 465 | 1797 | Rate Constraint in lbs/MMBtu | FALSE | L | Annual | Allowances Banked | MTons | 0 | 0 | 0 | 0 | 0 | 0 | 0
IL Fac. Spec. - NOX Rate Summer v3.1, Unit 2714 and retrofits | 465 | 1797 | Rate Constraint in lbs/MMBtu | FALSE | L | Annual | Allowances Withdrawn (1:1) | MTons | 0 | 0 | 0 | 0 | 0 | 0 | 0
IL Fac. Spec. - NOX Rate Summer v3.1, Unit 2714 and retrofits | 465 | 1797 | Rate Constraint in lbs/MMBtu | FALSE | L | Annual | Allowances Withdrawn (n:1) | MTons | 0 | 0 | 0 | 0 | 0 | 0 | 0
IL Fac. Spec. - NOX Rate Summer v3.1, Unit 2714 and retrofits | 465 | 1797 | Rate Constraint in lbs/MMBtu | FALSE | L | Annual | Net Emissions Allowance Position | MTons | 0.016865 | 0.016865 | 0.037486 | 0.037486 | 0.037486 | 0.037486 | 0.037486
IL Fac. Spec. - NOX Rate Summer v3.1, Unit 2714 and retrofits | 465 | 1797 | Rate Constraint in lbs/MMBtu | FALSE | L | Annual | Fuel Consumed | TBtu | 1.3884 | 1.3884 | 3.0861 | 3.0861 | 3.0861 | 3.0861 | 3.0861
IL Fac. Spec. - NOX Rate Summer v3.1, Unit 2714 and retrofits | 465 | 1797 | Rate Constraint in lbs/MMBtu | FALSE | L | Annual | Rate | lb/MMBtu | 0.024293 | 0.024293 | 0.024293 | 0.024293 | 0.024293 | 0.024293 | 0.024293
IL Fac. Spec. - NOX Rate Summer v3.1, Unit 2714 and retrofits | 465 | 1797 | Rate Constraint in lbs/MMBtu | FALSE | L | Annual | Generation | TWh | 0.18614 | 0.18614 | 0.41374 | 0.41374 | 0.41374 | 0.41374 | 0.41374
IL Fac. Spec. - NOX Rate Summer v3.1, Unit 2714 and retrofits | 465 | 1797 | Rate Constraint in lbs/MMBtu | FALSE | L | Annual | Qualifying Generation | TWh | 0.18614 | 0.18614 | 0.41374 | 0.41374 | 0.41374 | 0.41374 | 0.41374
IL Fac. Spec. - NOX Rate Summer v3.1, Unit 2714 and retrofits | 465 | 1797 | Rate Constraint in lbs/MMBtu | FALSE | L | Annual | Rate | lb/MWh | 0.090602 | 0.090602 | 0.090602 | 0.090602 | 0.090602 | 0.090602 | 0.090602
IL Fac. Spec. - NOX Rate Summer v3.1, Unit 2714 and retrofits | 465 | 1797 | Rate Constraint in lbs/MMBtu | FALSE | L | Annual | Constraint Shadow Price | US$/Ton | 0 | 0 | 0 | 0 | 0 | 0 | 0
IL Fac. Spec. - NOX Rate Summer v3.1, Unit 2716 and retrofits | 466 | 1797 | Rate Constraint in lbs/MMBtu | FALSE | L | Annual | Seasons Included | Seasons | Summer | Summer | Summer | Summer | Summer | Summer | Summer
IL Fac. Spec. - NOX Rate Summer v3.1, Unit 2716 and retrofits | 466 | 1797 | Rate Constraint in lbs/MMBtu | FALSE | L | Annual | Standard | lb/MMBtu | 0.25 | 0.25 | 0.25 | 0.25 | 0.25 | 0.25 | 0.25
IL Fac. Spec. - NOX Rate Summer v3.1, Unit 2716 and retrofits | 466 | 1797 | Rate Constraint in lbs/MMBtu | FALSE | L | Annual | Emissions at Affected Plants NOX | MTons | 0.010767 | 0.010767 | 0.010767 | 0.010767 | 0.010767 | 0.010767 | 0.010767
IL Fac. Spec. - NOX Rate Summer v3.1, Unit 2716 and retrofits | 466 | 1797 | Rate Constraint in lbs/MMBtu | FALSE | L | Annual | Allowances Purchased NOX | MTons | 0 | 0 | 0 | 0 | 0 | 0 | 0
IL Fac. Spec. - NOX Rate Summer v3.1, Unit 2716 and retrofits | 466 | 1797 | Rate Constraint in lbs/MMBtu | FALSE | L | Annual | Allowances Sold NOX | MTons | 0 | 0 | 0 | 0 | 0 | 0 | 0
IL Fac. Spec. - NOX Rate Summer v3.1, Unit 2716 and retrofits | 466 | 1797 | Rate Constraint in lbs/MMBtu | FALSE | L | Annual | Allowances Banked | MTons | 0 | 0 | 0 | 0 | 0 | 0 | 0
IL Fac. Spec. - NOX Rate Summer v3.1, Unit 2716 and retrofits | 466 | 1797 | Rate Constraint in lbs/MMBtu | FALSE | L | Annual | Allowances Withdrawn (1:1) | MTons | 0 | 0 | 0 | 0 | 0 | 0 | 0
IL Fac. Spec. - NOX Rate Summer v3.1, Unit 2716 and retrofits | 466 | 1797 | Rate Constraint in lbs/MMBtu | FALSE | L | Annual | Allowances Withdrawn (n:1) | MTons | 0 | 0 | 0 | 0 | 0 | 0 | 0
IL Fac. Spec. - NOX Rate Summer v3.1, Unit 2716 and retrofits | 466 | 1797 | Rate Constraint in lbs/MMBtu | FALSE | L | Annual | Net Emissions Allowance Position | MTons | 0.010767 | 0.010767 | 0.010767 | 0.010767 | 0.010767 | 0.010767 | 0.010767
IL Fac. Spec. - NOX Rate Summer v3.1, Unit 2716 and retrofits | 466 | 1797 | Rate Constraint in lbs/MMBtu | FALSE | L | Annual | Fuel Consumed | TBtu | 0.27368 | 0.27368 | 0.27368 | 0.27368 | 0.27368 | 0.27368 | 0.27368
IL Fac. Spec. - NOX Rate Summer v3.1, Unit 2716 and retrofits | 466 | 1797 | Rate Constraint in lbs/MMBtu | FALSE | L | Annual | Rate | lb/MMBtu | 0.078687 | 0.078687 | 0.078687 | 0.078687 | 0.078687 | 0.078687 | 0.078687
IL Fac. Spec. - NOX Rate Summer v3.1, Unit 2716 and retrofits | 466 | 1797 | Rate Constraint in lbs/MMBtu | FALSE | L | Annual | Generation | TWh | 0.04641 | 0.04641 | 0.04641 | 0.04641 | 0.04641 | 0.04641 | 0.04641
IL Fac. Spec. - NOX Rate Summer v3.1, Unit 2716 and retrofits | 466 | 1797 | Rate Constraint in lbs/MMBtu | FALSE | L | Annual | Qualifying Generation | TWh | 0.04641 | 0.04641 | 0.04641 | 0.04641 | 0.04641 | 0.04641 | 0.04641
IL Fac. Spec. - NOX Rate Summer v3.1, Unit 2716 and retrofits | 466 | 1797 | Rate Constraint in lbs/MMBtu | FALSE | L | Annual | Rate | lb/MWh | 0.23201 | 0.23201 | 0.23201 | 0.23201 | 0.23201 | 0.23201 | 0.23201
IL Fac. Spec. - NOX Rate Summer v3.1, Unit 2716 and retrofits | 466 | 1797 | Rate Constraint in lbs/MMBtu | FALSE | L | Annual | Constraint Shadow Price | US$/Ton | 0 | 0 | 0 | 0 | 0 | 0 | 0
IL Fac. Spec. - NOX Rate Summer v3.1, Unit 2717 and retrofits | 467 | 1797 | Rate Constraint in lbs/MMBtu | FALSE | L | Annual | Seasons Included | Seasons | Summer | Summer | Summer | Summer | Summer | Summer | Summer
IL Fac. Spec. - NOX Rate Summer v3.1, Unit 2717 and retrofits | 467 | 1797 | Rate Constraint in lbs/MMBtu | FALSE | L | Annual | Standard | lb/MMBtu | 0.25 | 0.25 | 0.25 | 0.25 | 0.25 | 0.25 | 0.25
IL Fac. Spec. - NOX Rate Summer v3.1, Unit 2717 and retrofits | 467 | 1797 | Rate Constraint in lbs/MMBtu | FALSE | L | Annual | Emissions at Affected Plants NOX | MTons | 0.010767 | 0.010767 | 0.010767 | 0.010767 | 0.010767 | 0.010767 | 0.010767
IL Fac. Spec. - NOX Rate Summer v3.1, Unit 2717 and retrofits | 467 | 1797 | Rate Constraint in lbs/MMBtu | FALSE | L | Annual | Allowances Purchased NOX | MTons | 0 | 0 | 0 | 0 | 0 | 0 | 0
IL Fac. Spec. - NOX Rate Summer v3.1, Unit 2717 and retrofits | 467 | 1797 | Rate Constraint in lbs/MMBtu | FALSE | L | Annual | Allowances Sold NOX | MTons | 0 | 0 | 0 | 0 | 0 | 0 | 0
IL Fac. Spec. - NOX Rate Summer v3.1, Unit 2717 and retrofits | 467 | 1797 | Rate Constraint in lbs/MMBtu | FALSE | L | Annual | Allowances Banked | MTons | 0 | 0 | 0 | 0 | 0 | 0 | 0
IL Fac. Spec. - NOX Rate Summer v3.1, Unit 2717 and retrofits | 467 | 1797 | Rate Constraint in lbs/MMBtu | FALSE | L | Annual | Allowances Withdrawn (1:1) | MTons | 0 | 0 | 0 | 0 | 0 | 0 | 0
IL Fac. Spec. - NOX Rate Summer v3.1, Unit 2717 and retrofits | 467 | 1797 | Rate Constraint in lbs/MMBtu | FALSE | L | Annual | Allowances Withdrawn (n:1) | MTons | 0 | 0 | 0 | 0 | 0 | 0 | 0
IL Fac. Spec. - NOX Rate Summer v3.1, Unit 2717 and retrofits | 467 | 1797 | Rate Constraint in lbs/MMBtu | FALSE | L | Annual | Net Emissions Allowance Position | MTons | 0.010767 | 0.010767 | 0.010767 | 0.010767 | 0.010767 | 0.010767 | 0.010767
IL Fac. Spec. - NOX Rate Summer v3.1, Unit 2717 and retrofits | 467 | 1797 | Rate Constraint in lbs/MMBtu | FALSE | L | Annual | Fuel Consumed | TBtu | 0.27368 | 0.27368 | 0.27368 | 0.27368 | 0.27368 | 0.27368 | 0.27368
IL Fac. Spec. - NOX Rate Summer v3.1, Unit 2717 and retrofits | 467 | 1797 | Rate Constraint in lbs/MMBtu | FALSE | L | Annual | Rate | lb/MMBtu | 0.078687 | 0.078687 | 0.078687 | 0.078687 | 0.078687 | 0.078687 | 0.078687
IL Fac. Spec. - NOX Rate Summer v3.1, Unit 2717 and retrofits | 467 | 1797 | Rate Constraint in lbs/MMBtu | FALSE | L | Annual | Generation | TWh | 0.04641 | 0.04641 | 0.04641 | 0.04641 | 0.04641 | 0.04641 | 0.04641
IL Fac. Spec. - NOX Rate Summer v3.1, Unit 2717 and retrofits | 467 | 1797 | Rate Constraint in lbs/MMBtu | FALSE | L | Annual | Qualifying Generation | TWh | 0.04641 | 0.04641 | 0.04641 | 0.04641 | 0.04641 | 0.04641 | 0.04641
IL Fac. Spec. - NOX Rate Summer v3.1, Unit 2717 and retrofits | 467 | 1797 | Rate Constraint in lbs/MMBtu | FALSE | L | Annual | Rate | lb/MWh | 0.23201 | 0.23201 | 0.23201 | 0.23201 | 0.23201 | 0.23201 | 0.23201
IL Fac. Spec. - NOX Rate Summer v3.1, Unit 2717 and retrofits | 467 | 1797 | Rate Constraint in lbs/MMBtu | FALSE | L | Annual | Constraint Shadow Price | US$/Ton | 0 | 0 | 0 | 0 | 0 | 0 | 0
IL Fac. Spec. - NOX Rate Summer v3.1, Unit 2718 and retrofits | 468 | 1797 | Rate Constraint in lbs/MMBtu | FALSE | L | Annual | Seasons Included | Seasons | Summer | Summer | Summer | Summer | Summer | Summer | Summer
IL Fac. Spec. - NOX Rate Summer v3.1, Unit 2718 and retrofits | 468 | 1797 | Rate Constraint in lbs/MMBtu | FALSE | L | Annual | Standard | lb/MMBtu | 0.25 | 0.25 | 0.25 | 0.25 | 0.25 | 0.25 | 0.25
IL Fac. Spec. - NOX Rate Summer v3.1, Unit 2718 and retrofits | 468 | 1797 | Rate Constraint in lbs/MMBtu | FALSE | L | Annual | Emissions at Affected Plants NOX | MTons | 0.010767 | 0.010767 | 0.010767 | 0.010767 | 0.010767 | 0.010767 | 0.010767
IL Fac. Spec. - NOX Rate Summer v3.1, Unit 2718 and retrofits | 468 | 1797 | Rate Constraint in lbs/MMBtu | FALSE | L | Annual | Allowances Purchased NOX | MTons | 0 | 0 | 0 | 0 | 0 | 0 | 0
IL Fac. Spec. - NOX Rate Summer v3.1, Unit 2718 and retrofits | 468 | 1797 | Rate Constraint in lbs/MMBtu | FALSE | L | Annual | Allowances Sold NOX | MTons | 0 | 0 | 0 | 0 | 0 | 0 | 0
IL Fac. Spec. - NOX Rate Summer v3.1, Unit 2718 and retrofits | 468 | 1797 | Rate Constraint in lbs/MMBtu | FALSE | L | Annual | Allowances Banked | MTons | 0 | 0 | 0 | 0 | 0 | 0 | 0
IL Fac. Spec. - NOX Rate Summer v3.1, Unit 2718 and retrofits | 468 | 1797 | Rate Constraint in lbs/MMBtu | FALSE | L | Annual | Allowances Withdrawn (1:1) | MTons | 0 | 0 | 0 | 0 | 0 | 0 | 0
IL Fac. Spec. - NOX Rate Summer v3.1, Unit 2718 and retrofits | 468 | 1797 | Rate Constraint in lbs/MMBtu | FALSE | L | Annual | Allowances Withdrawn (n:1) | MTons | 0 | 0 | 0 | 0 | 0 | 0 | 0
IL Fac. Spec. - NOX Rate Summer v3.1, Unit 2718 and retrofits | 468 | 1797 | Rate Constraint in lbs/MMBtu | FALSE | L | Annual | Net Emissions Allowance Position | MTons | 0.010767 | 0.010767 | 0.010767 | 0.010767 | 0.010767 | 0.010767 | 0.010767
IL Fac. Spec. - NOX Rate Summer v3.1, Unit 2718 and retrofits | 468 | 1797 | Rate Constraint in lbs/MMBtu | FALSE | L | Annual | Fuel Consumed | TBtu | 0.27368 | 0.27368 | 0.27368 | 0.27368 | 0.27368 | 0.27368 | 0.27368
IL Fac. Spec. - NOX Rate Summer v3.1, Unit 2718 and retrofits | 468 | 1797 | Rate Constraint in lbs/MMBtu | FALSE | L | Annual | Rate | lb/MMBtu | 0.078687 | 0.078687 | 0.078687 | 0.078687 | 0.078687 | 0.078687 | 0.078687
IL Fac. Spec. - NOX Rate Summer v3.1, Unit 2718 and retrofits | 468 | 1797 | Rate Constraint in lbs/MMBtu | FALSE | L | Annual | Generation | TWh | 0.04641 | 0.04641 | 0.04641 | 0.04641 | 0.04641 | 0.04641 | 0.04641
IL Fac. Spec. - NOX Rate Summer v3.1, Unit 2718 and retrofits | 468 | 1797 | Rate Constraint in lbs/MMBtu | FALSE | L | Annual | Qualifying Generation | TWh | 0.04641 | 0.04641 | 0.04641 | 0.04641 | 0.04641 | 0.04641 | 0.04641
IL Fac. Spec. - NOX Rate Summer v3.1, Unit 2718 and retrofits | 468 | 1797 | Rate Constraint in lbs/MMBtu | FALSE | L | Annual | Rate | lb/MWh | 0.23201 | 0.23201 | 0.23201 | 0.23201 | 0.23201 | 0.23201 | 0.23201
IL Fac. Spec. - NOX Rate Summer v3.1, Unit 2718 and retrofits | 468 | 1797 | Rate Constraint in lbs/MMBtu | FALSE | L | Annual | Constraint Shadow Price | US$/Ton | 0 | 0 | 0 | 0 | 0 | 0 | 0
IL Fac. Spec. - NOX Rate Summer v3.1, Unit 2719 and retrofits | 469 | 1797 | Rate Constraint in lbs/MMBtu | FALSE | L | Annual | Seasons Included | Seasons | Summer | Summer | Summer | Summer | Summer | Summer | Summer
IL Fac. Spec. - NOX Rate Summer v3.1, Unit 2719 and retrofits | 469 | 1797 | Rate Constraint in lbs/MMBtu | FALSE | L | Annual | Standard | lb/MMBtu | 0.25 | 0.25 | 0.25 | 0.25 | 0.25 | 0.25 | 0.25
IL Fac. Spec. - NOX Rate Summer v3.1, Unit 2719 and retrofits | 469 | 1797 | Rate Constraint in lbs/MMBtu | FALSE | L | Annual | Emissions at Affected Plants NOX | MTons | 0.017568 | 0.017568 | 0.017568 | 0.017568 | 0.017568 | 0.017568 | 0.017568
IL Fac. Spec. - NOX Rate Summer v3.1, Unit 2719 and retrofits | 469 | 1797 | Rate Constraint in lbs/MMBtu | FALSE | L | Annual | Allowances Purchased NOX | MTons | 0 | 0 | 0 | 0 | 0 | 0 | 0
IL Fac. Spec. - NOX Rate Summer v3.1, Unit 2719 and retrofits | 469 | 1797 | Rate Constraint in lbs/MMBtu | FALSE | L | Annual | Allowances Sold NOX | MTons | 0 | 0 | 0 | 0 | 0 | 0 | 0
IL Fac. Spec. - NOX Rate Summer v3.1, Unit 2719 and retrofits | 469 | 1797 | Rate Constraint in lbs/MMBtu | FALSE | L | Annual | Allowances Banked | MTons | 0 | 0 | 0 | 0 | 0 | 0 | 0
IL Fac. Spec. - NOX Rate Summer v3.1, Unit 2719 and retrofits | 469 | 1797 | Rate Constraint in lbs/MMBtu | FALSE | L | Annual | Allowances Withdrawn (1:1) | MTons | 0 | 0 | 0 | 0 | 0 | 0 | 0
IL Fac. Spec. - NOX Rate Summer v3.1, Unit 2719 and retrofits | 469 | 1797 | Rate Constraint in lbs/MMBtu | FALSE | L | Annual | Allowances Withdrawn (n:1) | MTons | 0 | 0 | 0 | 0 | 0 | 0 | 0
IL Fac. Spec. - NOX Rate Summer v3.1, Unit 2719 and retrofits | 469 | 1797 | Rate Constraint in lbs/MMBtu | FALSE | L | Annual | Net Emissions Allowance Position | MTons | 0.017568 | 0.017568 | 0.017568 | 0.017568 | 0.017568 | 0.017568 | 0.017568
IL Fac. Spec. - NOX Rate Summer v3.1, Unit 2719 and retrofits | 469 | 1797 | Rate Constraint in lbs/MMBtu | FALSE | L | Annual | Fuel Consumed | TBtu | 0.44653 | 0.44653 | 0.44653 | 0.44653 | 0.44653 | 0.44653 | 0.44653
IL Fac. Spec. - NOX Rate Summer v3.1, Unit 2719 and retrofits | 469 | 1797 | Rate Constraint in lbs/MMBtu | FALSE | L | Annual | Rate | lb/MMBtu | 0.078687 | 0.078687 | 0.078687 | 0.078687 | 0.078687 | 0.078687 | 0.078687
IL Fac. Spec. - NOX Rate Summer v3.1, Unit 2719 and retrofits | 469 | 1797 | Rate Constraint in lbs/MMBtu | FALSE | L | Annual | Generation | TWh | 0.075721 | 0.075721 | 0.075721 | 0.075721 | 0.075721 | 0.075721 | 0.075721
IL Fac. Spec. - NOX Rate Summer v3.1, Unit 2719 and retrofits | 469 | 1797 | Rate Constraint in lbs/MMBtu | FALSE | L | Annual | Qualifying Generation | TWh | 0.075721 | 0.075721 | 0.075721 | 0.075721 | 0.075721 | 0.075721 | 0.075721
IL Fac. Spec. - NOX Rate Summer v3.1, Unit 2719 and retrofits | 469 | 1797 | Rate Constraint in lbs/MMBtu | FALSE | L | Annual | Rate | lb/MWh | 0.23201 | 0.23201 | 0.23201 | 0.23201 | 0.23201 | 0.23201 | 0.23201
IL Fac. Spec. - NOX Rate Summer v3.1, Unit 2719 and retrofits | 469 | 1797 | Rate Constraint in lbs/MMBtu | FALSE | L | Annual | Constraint Shadow Price | US$/Ton | 0 | 0 | 0 | 0 | 0 | 0 | 0
IL Fac. Spec. - NOX Rate Summer v3.1, Unit 2853 and retrofits | 470 | 1797 | Rate Constraint in lbs/MMBtu | FALSE | L | Annual | Seasons Included | Seasons | Summer | Summer | Summer | Summer | Summer | Summer | Summer
IL Fac. Spec. - NOX Rate Summer v3.1, Unit 2853 and retrofits | 470 | 1797 | Rate Constraint in lbs/MMBtu | FALSE | L | Annual | Standard | lb/MMBtu | 0.25 | 0.25 | 0.25 | 0.25 | 0.25 | 0.25 | 0.25
IL Fac. Spec. - NOX Rate Summer v3.1, Unit 2853 and retrofits | 470 | 1797 | Rate Constraint in lbs/MMBtu | FALSE | L | Annual | Emissions at Affected Plants NOX | MTons | 0.0061786 | 0.0061786 | 0.030938 | 0.018558 | 0.018558 | 0.018558 | 0.018558
IL Fac. Spec. - NOX Rate Summer v3.1, Unit 2853 and retrofits | 470 | 1797 | Rate Constraint in lbs/MMBtu | FALSE | L | Annual | Allowances Purchased NOX | MTons | 0 | 0 | 0 | 0 | 0 | 0 | 0
IL Fac. Spec. - NOX Rate Summer v3.1, Unit 2853 and retrofits | 470 | 1797 | Rate Constraint in lbs/MMBtu | FALSE | L | Annual | Allowances Sold NOX | MTons | 0 | 0 | 0 | 0 | 0 | 0 | 0
IL Fac. Spec. - NOX Rate Summer v3.1, Unit 2853 and retrofits | 470 | 1797 | Rate Constraint in lbs/MMBtu | FALSE | L | Annual | Allowances Banked | MTons | 0 | 0 | 0 | 0 | 0 | 0 | 0
IL Fac. Spec. - NOX Rate Summer v3.1, Unit 2853 and retrofits | 470 | 1797 | Rate Constraint in lbs/MMBtu | FALSE | L | Annual | Allowances Withdrawn (1:1) | MTons | 0 | 0 | 0 | 0 | 0 | 0 | 0
IL Fac. Spec. - NOX Rate Summer v3.1, Unit 2853 and retrofits | 470 | 1797 | Rate Constraint in lbs/MMBtu | FALSE | L | Annual | Allowances Withdrawn (n:1) | MTons | 0 | 0 | 0 | 0 | 0 | 0 | 0
IL Fac. Spec. - NOX Rate Summer v3.1, Unit 2853 and retrofits | 470 | 1797 | Rate Constraint in lbs/MMBtu | FALSE | L | Annual | Net Emissions Allowance Position | MTons | 0.0061786 | 0.0061786 | 0.030938 | 0.018558 | 0.018558 | 0.018558 | 0.018558
IL Fac. Spec. - NOX Rate Summer v3.1, Unit 2853 and retrofits | 470 | 1797 | Rate Constraint in lbs/MMBtu | FALSE | L | Annual | Fuel Consumed | TBtu | 0.62559 | 0.62559 | 3.1325 | 1.879 | 1.879 | 1.879 | 1.879
IL Fac. Spec. - NOX Rate Summer v3.1, Unit 2853 and retrofits | 470 | 1797 | Rate Constraint in lbs/MMBtu | FALSE | L | Annual | Rate | lb/MMBtu | 0.019753 | 0.019753 | 0.019753 | 0.019753 | 0.019753 | 0.019753 | 0.019753
IL Fac. Spec. - NOX Rate Summer v3.1, Unit 2853 and retrofits | 470 | 1797 | Rate Constraint in lbs/MMBtu | FALSE | L | Annual | Generation | TWh | 0.076844 | 0.076844 | 0.38478 | 0.23081 | 0.23081 | 0.23081 | 0.23081
IL Fac. Spec. - NOX Rate Summer v3.1, Unit 2853 and retrofits | 470 | 1797 | Rate Constraint in lbs/MMBtu | FALSE | L | Annual | Qualifying Generation | TWh | 0.076844 | 0.076844 | 0.38478 | 0.23081 | 0.23081 | 0.23081 | 0.23081
IL Fac. Spec. - NOX Rate Summer v3.1, Unit 2853 and retrofits | 470 | 1797 | Rate Constraint in lbs/MMBtu | FALSE | L | Annual | Rate | lb/MWh | 0.080405 | 0.080405 | 0.080405 | 0.080405 | 0.080405 | 0.080405 | 0.080405
IL Fac. Spec. - NOX Rate Summer v3.1, Unit 2853 and retrofits | 470 | 1797 | Rate Constraint in lbs/MMBtu | FALSE | L | Annual | Constraint Shadow Price | US$/Ton | 0 | 0 | 0 | 0 | 0 | 0 | 0
IL Fac. Spec. - NOX Rate Summer v3.1, Unit 2854 and retrofits | 471 | 1797 | Rate Constraint in lbs/MMBtu | FALSE | L | Annual | Seasons Included | Seasons | Summer | Summer | Summer | Summer | Summer | Summer | Summer
IL Fac. Spec. - NOX Rate Summer v3.1, Unit 2854 and retrofits | 471 | 1797 | Rate Constraint in lbs/MMBtu | FALSE | L | Annual | Standard | lb/MMBtu | 0.25 | 0.25 | 0.25 | 0.25 | 0.25 | 0.25 | 0.25
IL Fac. Spec. - NOX Rate Summer v3.1, Unit 2854 and retrofits | 471 | 1797 | Rate Constraint in lbs/MMBtu | FALSE | L | Annual | Emissions at Affected Plants NOX | MTons | 0.0061786 | 0.0061786 | 0.021735 | 0.018558 | 0.018558 | 0.018558 | 0.018558
IL Fac. Spec. - NOX Rate Summer v3.1, Unit 2854 and retrofits | 471 | 1797 | Rate Constraint in lbs/MMBtu | FALSE | L | Annual | Allowances Purchased NOX | MTons | 0 | 0 | 0 | 0 | 0 | 0 | 0
IL Fac. Spec. - NOX Rate Summer v3.1, Unit 2854 and retrofits | 471 | 1797 | Rate Constraint in lbs/MMBtu | FALSE | L | Annual | Allowances Sold NOX | MTons | 0 | 0 | 0 | 0 | 0 | 0 | 0
IL Fac. Spec. - NOX Rate Summer v3.1, Unit 2854 and retrofits | 471 | 1797 | Rate Constraint in lbs/MMBtu | FALSE | L | Annual | Allowances Banked | MTons | 0 | 0 | 0 | 0 | 0 | 0 | 0
IL Fac. Spec. - NOX Rate Summer v3.1, Unit 2854 and retrofits | 471 | 1797 | Rate Constraint in lbs/MMBtu | FALSE | L | Annual | Allowances Withdrawn (1:1) | MTons | 0 | 0 | 0 | 0 | 0 | 0 | 0
IL Fac. Spec. - NOX Rate Summer v3.1, Unit 2854 and retrofits | 471 | 1797 | Rate Constraint in lbs/MMBtu | FALSE | L | Annual | Allowances Withdrawn (n:1) | MTons | 0 | 0 | 0 | 0 | 0 | 0 | 0
IL Fac. Spec. - NOX Rate Summer v3.1, Unit 2854 and retrofits | 471 | 1797 | Rate Constraint in lbs/MMBtu | FALSE | L | Annual | Net Emissions Allowance Position | MTons | 0.0061786 | 0.0061786 | 0.021735 | 0.018558 | 0.018558 | 0.018558 | 0.018558
IL Fac. Spec. - NOX Rate Summer v3.1, Unit 2854 and retrofits | 471 | 1797 | Rate Constraint in lbs/MMBtu | FALSE | L | Annual | Fuel Consumed | TBtu | 0.62559 | 0.62559 | 2.2007 | 1.879 | 1.879 | 1.879 | 1.879
IL Fac. Spec. - NOX Rate Summer v3.1, Unit 2854 and retrofits | 471 | 1797 | Rate Constraint in lbs/MMBtu | FALSE | L | Annual | Rate | lb/MMBtu | 0.019753 | 0.019753 | 0.019753 | 0.019753 | 0.019753 | 0.019753 | 0.019753
IL Fac. Spec. - NOX Rate Summer v3.1, Unit 2854 and retrofits | 471 | 1797 | Rate Constraint in lbs/MMBtu | FALSE | L | Annual | Generation | TWh | 0.076844 | 0.076844 | 0.27032 | 0.23081 | 0.23081 | 0.23081 | 0.23081
IL Fac. Spec. - NOX Rate Summer v3.1, Unit 2854 and retrofits | 471 | 1797 | Rate Constraint in lbs/MMBtu | FALSE | L | Annual | Qualifying Generation | TWh | 0.076844 | 0.076844 | 0.27032 | 0.23081 | 0.23081 | 0.23081 | 0.23081
IL Fac. Spec. - NOX Rate Summer v3.1, Unit 2854 and retrofits | 471 | 1797 | Rate Constraint in lbs/MMBtu | FALSE | L | Annual | Rate | lb/MWh | 0.080405 | 0.080405 | 0.080405 | 0.080405 | 0.080405 | 0.080405 | 0.080405
IL Fac. Spec. - NOX Rate Summer v3.1, Unit 2854 and retrofits | 471 | 1797 | Rate Constraint in lbs/MMBtu | FALSE | L | Annual | Constraint Shadow Price | US$/Ton | 0 | 0 | 0 | 0 | 0 | 0 | 0
IL Fac. Spec. - NOX Rate Summer v3.1, Unit 2855 and retrofits | 472 | 1797 | Rate Constraint in lbs/MMBtu | FALSE | L | Annual | Seasons Included | Seasons | Summer | Summer | Summer | Summer | Summer | Summer | Summer
IL Fac. Spec. - NOX Rate Summer v3.1, Unit 2855 and retrofits | 472 | 1797 | Rate Constraint in lbs/MMBtu | FALSE | L | Annual | Standard | lb/MMBtu | 0.25 | 0.25 | 0.25 | 0.25 | 0.25 | 0.25 | 0.25
IL Fac. Spec. - NOX Rate Summer v3.1, Unit 2855 and retrofits | 472 | 1797 | Rate Constraint in lbs/MMBtu | FALSE | L | Annual | Emissions at Affected Plants NOX | MTons | 0.013274 | 0.013274 | 0.066467 | 0.039871 | 0.039871 | 0.039871 | 0.039871
IL Fac. Spec. - NOX Rate Summer v3.1, Unit 2855 and retrofits | 472 | 1797 | Rate Constraint in lbs/MMBtu | FALSE | L | Annual | Allowances Purchased NOX | MTons | 0 | 0 | 0 | 0 | 0 | 0 | 0
IL Fac. Spec. - NOX Rate Summer v3.1, Unit 2855 and retrofits | 472 | 1797 | Rate Constraint in lbs/MMBtu | FALSE | L | Annual | Allowances Sold NOX | MTons | 0 | 0 | 0 | 0 | 0 | 0 | 0
IL Fac. Spec. - NOX Rate Summer v3.1, Unit 2855 and retrofits | 472 | 1797 | Rate Constraint in lbs/MMBtu | FALSE | L | Annual | Allowances Banked | MTons | 0 | 0 | 0 | 0 | 0 | 0 | 0
IL Fac. Spec. - NOX Rate Summer v3.1, Unit 2855 and retrofits | 472 | 1797 | Rate Constraint in lbs/MMBtu | FALSE | L | Annual | Allowances Withdrawn (1:1) | MTons | 0 | 0 | 0 | 0 | 0 | 0 | 0
IL Fac. Spec. - NOX Rate Summer v3.1, Unit 2855 and retrofits | 472 | 1797 | Rate Constraint in lbs/MMBtu | FALSE | L | Annual | Allowances Withdrawn (n:1) | MTons | 0 | 0 | 0 | 0 | 0 | 0 | 0
IL Fac. Spec. - NOX Rate Summer v3.1, Unit 2855 and retrofits | 472 | 1797 | Rate Constraint in lbs/MMBtu | FALSE | L | Annual | Net Emissions Allowance Position | MTons | 0.013274 | 0.013274 | 0.066467 | 0.039871 | 0.039871 | 0.039871 | 0.039871
IL Fac. Spec. - NOX Rate Summer v3.1, Unit 2855 and retrofits | 472 | 1797 | Rate Constraint in lbs/MMBtu | FALSE | L | Annual | Fuel Consumed | TBtu | 1.344 | 1.344 | 6.7298 | 4.0369 | 4.0369 | 4.0369 | 4.0369
IL Fac. Spec. - NOX Rate Summer v3.1, Unit 2855 and retrofits | 472 | 1797 | Rate Constraint in lbs/MMBtu | FALSE | L | Annual | Rate | lb/MMBtu | 0.019753 | 0.019753 | 0.019753 | 0.019753 | 0.019753 | 0.019753 | 0.019753
IL Fac. Spec. - NOX Rate Summer v3.1, Unit 2855 and retrofits | 472 | 1797 | Rate Constraint in lbs/MMBtu | FALSE | L | Annual | Generation | TWh | 0.16509 | 0.16509 | 0.82666 | 0.49587 | 0.49587 | 0.49587 | 0.49587
IL Fac. Spec. - NOX Rate Summer v3.1, Unit 2855 and retrofits | 472 | 1797 | Rate Constraint in lbs/MMBtu | FALSE | L | Annual | Qualifying Generation | TWh | 0.16509 | 0.16509 | 0.82666 | 0.49587 | 0.49587 | 0.49587 | 0.49587
IL Fac. Spec. - NOX Rate Summer v3.1, Unit 2855 and retrofits | 472 | 1797 | Rate Constraint in lbs/MMBtu | FALSE | L | Annual | Rate | lb/MWh | 0.080405 | 0.080405 | 0.080405 | 0.080405 | 0.080405 | 0.080405 | 0.080405
IL Fac. Spec. - NOX Rate Summer v3.1, Unit 2855 and retrofits | 472 | 1797 | Rate Constraint in lbs/MMBtu | FALSE | L | Annual | Constraint Shadow Price | US$/Ton | 0 | 0 | 0 | 0 | 0 | 0 | 0
IL Fac. Spec. - NOX Rate Summer v3.1, Unit 2857 and retrofits | 473 | 1797 | Rate Constraint in lbs/MMBtu | FALSE | L | Annual | Seasons Included | Seasons | Summer | Summer | Summer | Summer | Summer | Summer | Summer
IL Fac. Spec. - NOX Rate Summer v3.1, Unit 2857 and retrofits | 473 | 1797 | Rate Constraint in lbs/MMBtu | FALSE | L | Annual | Standard | lb/MMBtu | 0.25 | 0.25 | 0.25 | 0.25 | 0.25 | 0.25 | 0.25
IL Fac. Spec. - NOX Rate Summer v3.1, Unit 2857 and retrofits | 473 | 1797 | Rate Constraint in lbs/MMBtu | FALSE | L | Annual | Emissions at Affected Plants NOX | MTons | 0.040642 | 0.040642 | 0.12207 | 0.12207 | 0.12207 | 0.12207 | 0.12207
IL Fac. Spec. - NOX Rate Summer v3.1, Unit 2857 and retrofits | 473 | 1797 | Rate Constraint in lbs/MMBtu | FALSE | L | Annual | Allowances Purchased NOX | MTons | 0 | 0 | 0 | 0 | 0 | 0 | 0
IL Fac. Spec. - NOX Rate Summer v3.1, Unit 2857 and retrofits | 473 | 1797 | Rate Constraint in lbs/MMBtu | FALSE | L | Annual | Allowances Sold NOX | MTons | 0 | 0 | 0 | 0 | 0 | 0 | 0
IL Fac. Spec. - NOX Rate Summer v3.1, Unit 2857 and retrofits | 473 | 1797 | Rate Constraint in lbs/MMBtu | FALSE | L | Annual | Allowances Banked | MTons | 0 | 0 | 0 | 0 | 0 | 0 | 0
IL Fac. Spec. - NOX Rate Summer v3.1, Unit 2857 and retrofits | 473 | 1797 | Rate Constraint in lbs/MMBtu | FALSE | L | Annual | Allowances Withdrawn (1:1) | MTons | 0 | 0 | 0 | 0 | 0 | 0 | 0
IL Fac. Spec. - NOX Rate Summer v3.1, Unit 2857 and retrofits | 473 | 1797 | Rate Constraint in lbs/MMBtu | FALSE | L | Annual | Allowances Withdrawn (n:1) | MTons | 0 | 0 | 0 | 0 | 0 | 0 | 0
IL Fac. Spec. - NOX Rate Summer v3.1, Unit 2857 and retrofits | 473 | 1797 | Rate Constraint in lbs/MMBtu | FALSE | L | Annual | Net Emissions Allowance Position | MTons | 0.040642 | 0.040642 | 0.12207 | 0.12207 | 0.12207 | 0.12207 | 0.12207
IL Fac. Spec. - NOX Rate Summer v3.1, Unit 2857 and retrofits | 473 | 1797 | Rate Constraint in lbs/MMBtu | FALSE | L | Annual | Fuel Consumed | TBtu | 0.67175 | 0.67175 | 2.0177 | 2.0177 | 2.0177 | 2.0177 | 2.0177
IL Fac. Spec. - NOX Rate Summer v3.1, Unit 2857 and retrofits | 473 | 1797 | Rate Constraint in lbs/MMBtu | FALSE | L | Annual | Rate | lb/MMBtu | 0.121 | 0.121 | 0.121 | 0.121 | 0.121 | 0.121 | 0.121
IL Fac. Spec. - NOX Rate Summer v3.1, Unit 2857 and retrofits | 473 | 1797 | Rate Constraint in lbs/MMBtu | FALSE | L | Annual | Generation | TWh | 0.080315 | 0.080315 | 0.24124 | 0.24124 | 0.24124 | 0.24124 | 0.24124
IL Fac. Spec. - NOX Rate Summer v3.1, Unit 2857 and retrofits | 473 | 1797 | Rate Constraint in lbs/MMBtu | FALSE | L | Annual | Qualifying Generation | TWh | 0.080315 | 0.080315 | 0.24124 | 0.24124 | 0.24124 | 0.24124 | 0.24124
IL Fac. Spec. - NOX Rate Summer v3.1, Unit 2857 and retrofits | 473 | 1797 | Rate Constraint in lbs/MMBtu | FALSE | L | Annual | Rate | lb/MWh | 0.50603 | 0.50603 | 0.50603 | 0.50603 | 0.50603 | 0.50603 | 0.50603
IL Fac. Spec. - NOX Rate Summer v3.1, Unit 2857 and retrofits | 473 | 1797 | Rate Constraint in lbs/MMBtu | FALSE | L | Annual | Constraint Shadow Price | US$/Ton | 0 | 0 | 0 | 0 | 0 | 0 | 0
IL Fac. Spec. - NOX Rate Summer v3.1, Unit 2858 and retrofits | 474 | 1797 | Rate Constraint in lbs/MMBtu | FALSE | L | Annual | Seasons Included | Seasons | Summer | Summer | Summer | Summer | Summer | Summer | Summer
IL Fac. Spec. - NOX Rate Summer v3.1, Unit 2858 and retrofits | 474 | 1797 | Rate Constraint in lbs/MMBtu | FALSE | L | Annual | Standard | lb/MMBtu | 0.25 | 0.25 | 0.25 | 0.25 | 0.25 | 0.25 | 0.25
IL Fac. Spec. - NOX Rate Summer v3.1, Unit 2858 and retrofits | 474 | 1797 | Rate Constraint in lbs/MMBtu | FALSE | L | Annual | Emissions at Affected Plants NOX | MTons | 0.04014 | 0.04014 | 0.12057 | 0.12057 | 0.12057 | 0.12057 | 0.12057
IL Fac. Spec. - NOX Rate Summer v3.1, Unit 2858 and retrofits | 474 | 1797 | Rate Constraint in lbs/MMBtu | FALSE | L | Annual | Allowances Purchased NOX | MTons | 0 | 0 | 0 | 0 | 0 | 0 | 0
IL Fac. Spec. - NOX Rate Summer v3.1, Unit 2858 and retrofits | 474 | 1797 | Rate Constraint in lbs/MMBtu | FALSE | L | Annual | Allowances Sold NOX | MTons | 0 | 0 | 0 | 0 | 0 | 0 | 0
IL Fac. Spec. - NOX Rate Summer v3.1, Unit 2858 and retrofits | 474 | 1797 | Rate Constraint in lbs/MMBtu | FALSE | L | Annual | Allowances Banked | MTons | 0 | 0 | 0 | 0 | 0 | 0 | 0
IL Fac. Spec. - NOX Rate Summer v3.1, Unit 2858 and retrofits | 474 | 1797 | Rate Constraint in lbs/MMBtu | FALSE | L | Annual | Allowances Withdrawn (1:1) | MTons | 0 | 0 | 0 | 0 | 0 | 0 | 0
IL Fac. Spec. - NOX Rate Summer v3.1, Unit 2858 and retrofits | 474 | 1797 | Rate Constraint in lbs/MMBtu | FALSE | L | Annual | Allowances Withdrawn (n:1) | MTons | 0 | 0 | 0 | 0 | 0 | 0 | 0
IL Fac. Spec. - NOX Rate Summer v3.1, Unit 2858 and retrofits | 474 | 1797 | Rate Constraint in lbs/MMBtu | FALSE | L | Annual | Net Emissions Allowance Position | MTons | 0.04014 | 0.04014 | 0.12057 | 0.12057 | 0.12057 | 0.12057 | 0.12057
IL Fac. Spec. - NOX Rate Summer v3.1, Unit 2858 and retrofits | 474 | 1797 | Rate Constraint in lbs/MMBtu | FALSE | L | Annual | Fuel Consumed | TBtu | 0.66346 | 0.66346 | 1.9928 | 1.9928 | 1.9928 | 1.9928 | 1.9928
IL Fac. Spec. - NOX Rate Summer v3.1, Unit 2858 and retrofits | 474 | 1797 | Rate Constraint in lbs/MMBtu | FALSE | L | Annual | Rate | lb/MMBtu | 0.121 | 0.121 | 0.121 | 0.121 | 0.121 | 0.121 | 0.121
IL Fac. Spec. - NOX Rate Summer v3.1, Unit 2858 and retrofits | 474 | 1797 | Rate Constraint in lbs/MMBtu | FALSE | L | Annual | Generation | TWh | 0.079323 | 0.079323 | 0.23826 | 0.23826 | 0.23826 | 0.23826 | 0.23826
IL Fac. Spec. - NOX Rate Summer v3.1, Unit 2858 and retrofits | 474 | 1797 | Rate Constraint in lbs/MMBtu | FALSE | L | Annual | Qualifying Generation | TWh | 0.079323 | 0.079323 | 0.23826 | 0.23826 | 0.23826 | 0.23826 | 0.23826
IL Fac. Spec. - NOX Rate Summer v3.1, Unit 2858 and retrofits | 474 | 1797 | Rate Constraint in lbs/MMBtu | FALSE | L | Annual | Rate | lb/MWh | 0.50603 | 0.50603 | 0.50603 | 0.50603 | 0.50603 | 0.50603 | 0.50603
IL Fac. Spec. - NOX Rate Summer v3.1, Unit 2858 and retrofits | 474 | 1797 | Rate Constraint in lbs/MMBtu | FALSE | L | Annual | Constraint Shadow Price | US$/Ton | 0 | 0 | 0 | 0 | 0 | 0 | 0
IL Fac. Spec. - NOX Rate Summer v3.1, Unit 3219 and retrofits | 475 | 1797 | Rate Constraint in lbs/MMBtu | FALSE | L | Annual | Seasons Included | Seasons | Summer | Summer | Summer | Summer | Summer | Summer | Summer
IL Fac. Spec. - NOX Rate Summer v3.1, Unit 3219 and retrofits | 475 | 1797 | Rate Constraint in lbs/MMBtu | FALSE | L | Annual | Standard | lb/MMBtu | 0.25 | 0.25 | 0.25 | 0.25 | 0.25 | 0.25 | 0.25
IL Fac. Spec. - NOX Rate Summer v3.1, Unit 3219 and retrofits | 475 | 1797 | Rate Constraint in lbs/MMBtu | FALSE | L | Annual | Emissions at Affected Plants NOX | MTons | 0.012732 | 0.012732 | 0.028299 | 0.028299 | 0.028299 | 0.028299 | 0.028299
IL Fac. Spec. - NOX Rate Summer v3.1, Unit 3219 and retrofits | 475 | 1797 | Rate Constraint in lbs/MMBtu | FALSE | L | Annual | Allowances Purchased NOX | MTons | 0 | 0 | 0 | 0 | 0 | 0 | 0
IL Fac. Spec. - NOX Rate Summer v3.1, Unit 3219 and retrofits | 475 | 1797 | Rate Constraint in lbs/MMBtu | FALSE | L | Annual | Allowances Sold NOX | MTons | 0 | 0 | 0 | 0 | 0 | 0 | 0
IL Fac. Spec. - NOX Rate Summer v3.1, Unit 3219 and retrofits | 475 | 1797 | Rate Constraint in lbs/MMBtu | FALSE | L | Annual | Allowances Banked | MTons | 0 | 0 | 0 | 0 | 0 | 0 | 0
IL Fac. Spec. - NOX Rate Summer v3.1, Unit 3219 and retrofits | 475 | 1797 | Rate Constraint in lbs/MMBtu | FALSE | L | Annual | Allowances Withdrawn (1:1) | MTons | 0 | 0 | 0 | 0 | 0 | 0 | 0
IL Fac. Spec. - NOX Rate Summer v3.1, Unit 3219 and retrofits | 475 | 1797 | Rate Constraint in lbs/MMBtu | FALSE | L | Annual | Allowances Withdrawn (n:1) | MTons | 0 | 0 | 0 | 0 | 0 | 0 | 0
IL Fac. Spec. - NOX Rate Summer v3.1, Unit 3219 and retrofits | 475 | 1797 | Rate Constraint in lbs/MMBtu | FALSE | L | Annual | Net Emissions Allowance Position | MTons | 0.012732 | 0.012732 | 0.028299 | 0.028299 | 0.028299 | 0.028299 | 0.028299
IL Fac. Spec. - NOX Rate Summer v3.1, Unit 3219 and retrofits | 475 | 1797 | Rate Constraint in lbs/MMBtu | FALSE | L | Annual | Fuel Consumed | TBtu | 1.7322 | 1.7322 | 3.8503 | 3.8503 | 3.8503 | 3.8503 | 3.8503
IL Fac. Spec. - NOX Rate Summer v3.1, Unit 3219 and retrofits | 475 | 1797 | Rate Constraint in lbs/MMBtu | FALSE | L | Annual | Rate | lb/MMBtu | 0.0147 | 0.0147 | 0.0147 | 0.0147 | 0.0147 | 0.0147 | 0.0147
IL Fac. Spec. - NOX Rate Summer v3.1, Unit 3219 and retrofits | 475 | 1797 | Rate Constraint in lbs/MMBtu | FALSE | L | Annual | Generation | TWh | 0.2457 | 0.2457 | 0.54614 | 0.54614 | 0.54614 | 0.54614 | 0.54614
IL Fac. Spec. - NOX Rate Summer v3.1, Unit 3219 and retrofits | 475 | 1797 | Rate Constraint in lbs/MMBtu | FALSE | L | Annual | Qualifying Generation | TWh | 0.2457 | 0.2457 | 0.54614 | 0.54614 | 0.54614 | 0.54614 | 0.54614
IL Fac. Spec. - NOX Rate Summer v3.1, Unit 3219 and retrofits | 475 | 1797 | Rate Constraint in lbs/MMBtu | FALSE | L | Annual | Rate | lb/MWh | 0.051817 | 0.051817 | 0.051817 | 0.051817 | 0.051817 | 0.051817 | 0.051817
IL Fac. Spec. - NOX Rate Summer v3.1, Unit 3219 and retrofits | 475 | 1797 | Rate Constraint in lbs/MMBtu | FALSE | L | Annual | Constraint Shadow Price | US$/Ton | 0 | 0 | 0 | 0 | 0 | 0 | 0
IL Fac. Spec. - NOX Rate Summer v3.1, Unit 3220 and retrofits | 476 | 1797 | Rate Constraint in lbs/MMBtu | FALSE | L | Annual | Seasons Included | Seasons | Summer | Summer | Summer | Summer | Summer | Summer | Summer
IL Fac. Spec. - NOX Rate Summer v3.1, Unit 3220 and retrofits | 476 | 1797 | Rate Constraint in lbs/MMBtu | FALSE | L | Annual | Standard | lb/MMBtu | 0.25 | 0.25 | 0.25 | 0.25 | 0.25 | 0.25 | 0.25
IL Fac. Spec. - NOX Rate Summer v3.1, Unit 3220 and retrofits | 476 | 1797 | Rate Constraint in lbs/MMBtu | FALSE | L | Annual | Emissions at Affected Plants NOX | MTons | 0.014738 | 0.014738 | 0.032759 | 0.032759 | 0.032759 | 0.032759 | 0.032759
IL Fac. Spec. - NOX Rate Summer v3.1, Unit 3220 and retrofits | 476 | 1797 | Rate Constraint in lbs/MMBtu | FALSE | L | Annual | Allowances Purchased NOX | MTons | 0 | 0 | 0 | 0 | 0 | 0 | 0
IL Fac. Spec. - NOX Rate Summer v3.1, Unit 3220 and retrofits | 476 | 1797 | Rate Constraint in lbs/MMBtu | FALSE | L | Annual | Allowances Sold NOX | MTons | 0 | 0 | 0 | 0 | 0 | 0 | 0
IL Fac. Spec. - NOX Rate Summer v3.1, Unit 3220 and retrofits | 476 | 1797 | Rate Constraint in lbs/MMBtu | FALSE | L | Annual | Allowances Banked | MTons | 0 | 0 | 0 | 0 | 0 | 0 | 0
IL Fac. Spec. - NOX Rate Summer v3.1, Unit 3220 and retrofits | 476 | 1797 | Rate Constraint in lbs/MMBtu | FALSE | L | Annual | Allowances Withdrawn (1:1) | MTons | 0 | 0 | 0 | 0 | 0 | 0 | 0
IL Fac. Spec. - NOX Rate Summer v3.1, Unit 3220 and retrofits | 476 | 1797 | Rate Constraint in lbs/MMBtu | FALSE | L | Annual | Allowances Withdrawn (n:1) | MTons | 0 | 0 | 0 | 0 | 0 | 0 | 0
IL Fac. Spec. - NOX Rate Summer v3.1, Unit 3220 and retrofits | 476 | 1797 | Rate Constraint in lbs/MMBtu | FALSE | L | Annual | Net Emissions Allowance Position | MTons | 0.014738 | 0.014738 | 0.032759 | 0.032759 | 0.032759 | 0.032759 | 0.032759
IL Fac. Spec. - NOX Rate Summer v3.1, Unit 3220 and retrofits | 476 | 1797 | Rate Constraint in lbs/MMBtu | FALSE | L | Annual | Fuel Consumed | TBtu | 2.0052 | 2.0052 | 4.457 | 4.457 | 4.457 | 4.457 | 4.457
IL Fac. Spec. - NOX Rate Summer v3.1, Unit 3220 and retrofits | 476 | 1797 | Rate Constraint in lbs/MMBtu | FALSE | L | Annual | Rate | lb/MMBtu | 0.0147 | 0.0147 | 0.0147 | 0.0147 | 0.0147 | 0.0147 | 0.0147
IL Fac. Spec. - NOX Rate Summer v3.1, Unit 3220 and retrofits | 476 | 1797 | Rate Constraint in lbs/MMBtu | FALSE | L | Annual | Generation | TWh | 0.28442 | 0.28442 | 0.6322 | 0.6322 | 0.6322 | 0.6322 | 0.6322
IL Fac. Spec. - NOX Rate Summer v3.1, Unit 3220 and retrofits | 476 | 1797 | Rate Constraint in lbs/MMBtu | FALSE | L | Annual | Qualifying Generation | TWh | 0.28442 | 0.28442 | 0.6322 | 0.6322 | 0.6322 | 0.6322 | 0.6322
IL Fac. Spec. - NOX Rate Summer v3.1, Unit 3220 and retrofits | 476 | 1797 | Rate Constraint in lbs/MMBtu | FALSE | L | Annual | Rate | lb/MWh | 0.051817 | 0.051817 | 0.051817 | 0.051817 | 0.051817 | 0.051817 | 0.051817
IL Fac. Spec. - NOX Rate Summer v3.1, Unit 3220 and retrofits | 476 | 1797 | Rate Constraint in lbs/MMBtu | FALSE | L | Annual | Constraint Shadow Price | US$/Ton | 0 | 0 | 0 | 0 | 0 | 0 | 0
IL Fac. Spec. - NOX Rate Summer v3.1, Unit 3221 and retrofits | 477 | 1797 | Rate Constraint in lbs/MMBtu | FALSE | L | Annual | Seasons Included | Seasons | Summer | Summer | Summer | Summer | Summer | Summer | Summer
IL Fac. Spec. - NOX Rate Summer v3.1, Unit 3221 and retrofits | 477 | 1797 | Rate Constraint in lbs/MMBtu | FALSE | L | Annual | Standard | lb/MMBtu | 0.25 | 0.25 | 0.25 | 0.25 | 0.25 | 0.25 | 0.25
IL Fac. Spec. - NOX Rate Summer v3.1, Unit 3221 and retrofits | 477 | 1797 | Rate Constraint in lbs/MMBtu | FALSE | L | Annual | Emissions at Affected Plants NOX | MTons | 0.012732 | 0.015871 | 0.028299 | 0.028299 | 0.028299 | 0.028299 | 0.028299
IL Fac. Spec. - NOX Rate Summer v3.1, Unit 3221 and retrofits | 477 | 1797 | Rate Constraint in lbs/MMBtu | FALSE | L | Annual | Allowances Purchased NOX | MTons | 0 | 0 | 0 | 0 | 0 | 0 | 0
IL Fac. Spec. - NOX Rate Summer v3.1, Unit 3221 and retrofits | 477 | 1797 | Rate Constraint in lbs/MMBtu | FALSE | L | Annual | Allowances Sold NOX | MTons | 0 | 0 | 0 | 0 | 0 | 0 | 0
IL Fac. Spec. - NOX Rate Summer v3.1, Unit 3221 and retrofits | 477 | 1797 | Rate Constraint in lbs/MMBtu | FALSE | L | Annual | Allowances Banked | MTons | 0 | 0 | 0 | 0 | 0 | 0 | 0
IL Fac. Spec. - NOX Rate Summer v3.1, Unit 3221 and retrofits | 477 | 1797 | Rate Constraint in lbs/MMBtu | FALSE | L | Annual | Allowances Withdrawn (1:1) | MTons | 0 | 0 | 0 | 0 | 0 | 0 | 0
IL Fac. Spec. - NOX Rate Summer v3.1, Unit 3221 and retrofits | 477 | 1797 | Rate Constraint in lbs/MMBtu | FALSE | L | Annual | Allowances Withdrawn (n:1) | MTons | 0 | 0 | 0 | 0 | 0 | 0 | 0
IL Fac. Spec. - NOX Rate Summer v3.1, Unit 3221 and retrofits | 477 | 1797 | Rate Constraint in lbs/MMBtu | FALSE | L | Annual | Net Emissions Allowance Position | MTons | 0.012732 | 0.015871 | 0.028299 | 0.028299 | 0.028299 | 0.028299 | 0.028299
IL Fac. Spec. - NOX Rate Summer v3.1, Unit 3221 and retrofits | 477 | 1797 | Rate Constraint in lbs/MMBtu | FALSE | L | Annual | Fuel Consumed | TBtu | 1.7322 | 2.1593 | 3.8503 | 3.8503 | 3.8503 | 3.8503 | 3.8503
IL Fac. Spec. - NOX Rate Summer v3.1, Unit 3221 and retrofits | 477 | 1797 | Rate Constraint in lbs/MMBtu | FALSE | L | Annual | Rate | lb/MMBtu | 0.0147 | 0.0147 | 0.0147 | 0.0147 | 0.0147 | 0.0147 | 0.0147
IL Fac. Spec. - NOX Rate Summer v3.1, Unit 3221 and retrofits | 477 | 1797 | Rate Constraint in lbs/MMBtu | FALSE | L | Annual | Generation | TWh | 0.2457 | 0.30628 | 0.54614 | 0.54614 | 0.54614 | 0.54614 | 0.54614
IL Fac. Spec. - NOX Rate Summer v3.1, Unit 3221 and retrofits | 477 | 1797 | Rate Constraint in lbs/MMBtu | FALSE | L | Annual | Qualifying Generation | TWh | 0.2457 | 0.30628 | 0.54614 | 0.54614 | 0.54614 | 0.54614 | 0.54614
IL Fac. Spec. - NOX Rate Summer v3.1, Unit 3221 and retrofits | 477 | 1797 | Rate Constraint in lbs/MMBtu | FALSE | L | Annual | Rate | lb/MWh | 0.051817 | 0.051817 | 0.051817 | 0.051817 | 0.051817 | 0.051817 | 0.051817
IL Fac. Spec. - NOX Rate Summer v3.1, Unit 3221 and retrofits | 477 | 1797 | Rate Constraint in lbs/MMBtu | FALSE | L | Annual | Constraint Shadow Price | US$/Ton | 0 | 0 | 0 | 0 | 0 | 0 | 0
IL Fac. Spec. - NOX Rate Summer v3.1, Unit 4070 and retrofits | 478 | 1797 | Rate Constraint in lbs/MMBtu | FALSE | L | Annual | Seasons Included | Seasons | Summer | Summer | Summer | Summer | Summer | Summer | Summer
IL Fac. Spec. - NOX Rate Summer v3.1, Unit 4070 and retrofits | 478 | 1797 | Rate Constraint in lbs/MMBtu | FALSE | L | Annual | Standard | lb/MMBtu | 0.25 | 0.25 | 0.25 | 0.25 | 0.25 | 0.25 | 0.25
IL Fac. Spec. - NOX Rate Summer v3.1, Unit 4070 and retrofits | 478 | 1797 | Rate Constraint in lbs/MMBtu | FALSE | L | Annual | Emissions at Affected Plants NOX | MTons | 0.81177 | 0.81177 | 0.81177 | 0.81177 | 0.81177 | 0.81177 | 0.81177
IL Fac. Spec. - NOX Rate Summer v3.1, Unit 4070 and retrofits | 478 | 1797 | Rate Constraint in lbs/MMBtu | FALSE | L | Annual | Allowances Purchased NOX | MTons | 0 | 0 | 0 | 0 | 0 | 0 | 0
IL Fac. Spec. - NOX Rate Summer v3.1, Unit 4070 and retrofits | 478 | 1797 | Rate Constraint in lbs/MMBtu | FALSE | L | Annual | Allowances Sold NOX | MTons | 0 | 0 | 0 | 0 | 0 | 0 | 0
IL Fac. Spec. - NOX Rate Summer v3.1, Unit 4070 and retrofits | 478 | 1797 | Rate Constraint in lbs/MMBtu | FALSE | L | Annual | Allowances Banked | MTons | 0 | 0 | 0 | 0 | 0 | 0 | 0
IL Fac. Spec. - NOX Rate Summer v3.1, Unit 4070 and retrofits | 478 | 1797 | Rate Constraint in lbs/MMBtu | FALSE | L | Annual | Allowances Withdrawn (1:1) | MTons | 0 | 0 | 0 | 0 | 0 | 0 | 0
IL Fac. Spec. - NOX Rate Summer v3.1, Unit 4070 and retrofits | 478 | 1797 | Rate Constraint in lbs/MMBtu | FALSE | L | Annual | Allowances Withdrawn (n:1) | MTons | 0 | 0 | 0 | 0 | 0 | 0 | 0
IL Fac. Spec. - NOX Rate Summer v3.1, Unit 4070 and retrofits | 478 | 1797 | Rate Constraint in lbs/MMBtu | FALSE | L | Annual | Net Emissions Allowance Position | MTons | 0.81177 | 0.81177 | 0.81177 | 0.81177 | 0.81177 | 0.81177 | 0.81177
IL Fac. Spec. - NOX Rate Summer v3.1, Unit 4070 and retrofits | 478 | 1797 | Rate Constraint in lbs/MMBtu | FALSE | L | Annual | Fuel Consumed | TBtu | 23.1934 | 23.1934 | 23.1934 | 23.1934 | 23.1934 | 23.1934 | 23.1934
IL Fac. Spec. - NOX Rate Summer v3.1, Unit 4070 and retrofits | 478 | 1797 | Rate Constraint in lbs/MMBtu | FALSE | L | Annual | Rate | lb/MMBtu | 0.07 | 0.07 | 0.07 | 0.07 | 0.07 | 0.07 | 0.07
IL Fac. Spec. - NOX Rate Summer v3.1, Unit 4070 and retrofits | 478 | 1797 | Rate Constraint in lbs/MMBtu | FALSE | L | Annual | Generation | TWh | 2.6356 | 2.6356 | 2.6356 | 2.6356 | 2.6356 | 2.6356 | 2.6356
IL Fac. Spec. - NOX Rate Summer v3.1, Unit 4070 and retrofits | 478 | 1797 | Rate Constraint in lbs/MMBtu | FALSE | L | Annual | Qualifying Generation | TWh | 2.6356 | 2.6356 | 2.6356 | 2.6356 | 2.6356 | 2.6356 | 2.6356
IL Fac. Spec. - NOX Rate Summer v3.1, Unit 4070 and retrofits | 478 | 1797 | Rate Constraint in lbs/MMBtu | FALSE | L | Annual | Rate | lb/MWh | 0.308 | 0.308 | 0.308 | 0.308 | 0.308 | 0.308 | 0.308
IL Fac. Spec. - NOX Rate Summer v3.1, Unit 4070 and retrofits | 478 | 1797 | Rate Constraint in lbs/MMBtu | FALSE | L | Annual | Constraint Shadow Price | US$/Ton | 0 | 0 | 0 | 0 | 0 | 0 | 0
IL Fac. Spec. - NOX Rate Summer v3.1, Unit 4071 and retrofits | 479 | 1797 | Rate Constraint in lbs/MMBtu | FALSE | L | Annual | Seasons Included | Seasons | Summer | Summer | Summer | Summer | Summer | Summer | Summer
IL Fac. Spec. - NOX Rate Summer v3.1, Unit 4071 and retrofits | 479 | 1797 | Rate Constraint in lbs/MMBtu | FALSE | L | Annual | Standard | lb/MMBtu | 0.25 | 0.25 | 0.25 | 0.25 | 0.25 | 0.25 | 0.25
IL Fac. Spec. - NOX Rate Summer v3.1, Unit 4071 and retrofits | 479 | 1797 | Rate Constraint in lbs/MMBtu | FALSE | L | Annual | Emissions at Affected Plants NOX | MTons | 0.81177 | 0.81177 | 0.81177 | 0.81177 | 0.81177 | 0.81177 | 0.81177
IL Fac. Spec. - NOX Rate Summer v3.1, Unit 4071 and retrofits | 479 | 1797 | Rate Constraint in lbs/MMBtu | FALSE | L | Annual | Allowances Purchased NOX | MTons | 0 | 0 | 0 | 0 | 0 | 0 | 0
IL Fac. Spec. - NOX Rate Summer v3.1, Unit 4071 and retrofits | 479 | 1797 | Rate Constraint in lbs/MMBtu | FALSE | L | Annual | Allowances Sold NOX | MTons | 0 | 0 | 0 | 0 | 0 | 0 | 0
IL Fac. Spec. - NOX Rate Summer v3.1, Unit 4071 and retrofits | 479 | 1797 | Rate Constraint in lbs/MMBtu | FALSE | L | Annual | Allowances Banked | MTons | 0 | 0 | 0 | 0 | 0 | 0 | 0
IL Fac. Spec. - NOX Rate Summer v3.1, Unit 4071 and retrofits | 479 | 1797 | Rate Constraint in lbs/MMBtu | FALSE | L | Annual | Allowances Withdrawn (1:1) | MTons | 0 | 0 | 0 | 0 | 0 | 0 | 0
IL Fac. Spec. - NOX Rate Summer v3.1, Unit 4071 and retrofits | 479 | 1797 | Rate Constraint in lbs/MMBtu | FALSE | L | Annual | Allowances Withdrawn (n:1) | MTons | 0 | 0 | 0 | 0 | 0 | 0 | 0
IL Fac. Spec. - NOX Rate Summer v3.1, Unit 4071 and retrofits | 479 | 1797 | Rate Constraint in lbs/MMBtu | FALSE | L | Annual | Net Emissions Allowance Position | MTons | 0.81177 | 0.81177 | 0.81177 | 0.81177 | 0.81177 | 0.81177 | 0.81177
IL Fac. Spec. - NOX Rate Summer v3.1, Unit 4071 and retrofits | 479 | 1797 | Rate Constraint in lbs/MMBtu | FALSE | L | Annual | Fuel Consumed | TBtu | 23.1934 | 23.1934 | 23.1934 | 23.1934 | 23.1934 | 23.1934 | 23.1934
IL Fac. Spec. - NOX Rate Summer v3.1, Unit 4071 and retrofits | 479 | 1797 | Rate Constraint in lbs/MMBtu | FALSE | L | Annual | Rate | lb/MMBtu | 0.07 | 0.07 | 0.07 | 0.07 | 0.07 | 0.07 | 0.07
IL Fac. Spec. - NOX Rate Summer v3.1, Unit 4071 and retrofits | 479 | 1797 | Rate Constraint in lbs/MMBtu | FALSE | L | Annual | Generation | TWh | 2.6356 | 2.6356 | 2.6356 | 2.6356 | 2.6356 | 2.6356 | 2.6356
IL Fac. Spec. - NOX Rate Summer v3.1, Unit 4071 and retrofits | 479 | 1797 | Rate Constraint in lbs/MMBtu | FALSE | L | Annual | Qualifying Generation | TWh | 2.6356 | 2.6356 | 2.6356 | 2.6356 | 2.6356 | 2.6356 | 2.6356
IL Fac. Spec. - NOX Rate Summer v3.1, Unit 4071 and retrofits | 479 | 1797 | Rate Constraint in lbs/MMBtu | FALSE | L | Annual | Rate | lb/MWh | 0.308 | 0.308 | 0.308 | 0.308 | 0.308 | 0.308 | 0.308
IL Fac. Spec. - NOX Rate Summer v3.1, Unit 4071 and retrofits | 479 | 1797 | Rate Constraint in lbs/MMBtu | FALSE | L | Annual | Constraint Shadow Price | US$/Ton | 0 | 0 | 0 | 0 | 0 | 0 | 0
IL Fac. Spec. - NOX Rate Summer v3.1, Unit 4072 and retrofits | 480 | 1797 | Rate Constraint in lbs/MMBtu | FALSE | L | Annual | Seasons Included | Seasons | Summer | Summer | Summer | Summer | Summer | Summer | Summer
IL Fac. Spec. - NOX Rate Summer v3.1, Unit 4072 and retrofits | 480 | 1797 | Rate Constraint in lbs/MMBtu | FALSE | L | Annual | Standard | lb/MMBtu | 0.25 | 0.25 | 0.25 | 0.25 | 0.25 | 0.25 | 0.25
IL Fac. Spec. - NOX Rate Summer v3.1, Unit 4072 and retrofits | 480 | 1797 | Rate Constraint in lbs/MMBtu | FALSE | L | Annual | Emissions at Affected Plants NOX | MTons | 0.14039 | 0.16073 | 0.14039 | 0.14039 | 0.14039 | 0.14039 | 0.14039
IL Fac. Spec. - NOX Rate Summer v3.1, Unit 4072 and retrofits | 480 | 1797 | Rate Constraint in lbs/MMBtu | FALSE | L | Annual | Allowances Purchased NOX | MTons | 0 | 0 | 0 | 0 | 0 | 0 | 0
IL Fac. Spec. - NOX Rate Summer v3.1, Unit 4072 and retrofits | 480 | 1797 | Rate Constraint in lbs/MMBtu | FALSE | L | Annual | Allowances Sold NOX | MTons | 0 | 0 | 0 | 0 | 0 | 0 | 0
IL Fac. Spec. - NOX Rate Summer v3.1, Unit 4072 and retrofits | 480 | 1797 | Rate Constraint in lbs/MMBtu | FALSE | L | Annual | Allowances Banked | MTons | 0 | 0 | 0 | 0 | 0 | 0 | 0
IL Fac. Spec. - NOX Rate Summer v3.1, Unit 4072 and retrofits | 480 | 1797 | Rate Constraint in lbs/MMBtu | FALSE | L | Annual | Allowances Withdrawn (1:1) | MTons | 0 | 0 | 0 | 0 | 0 | 0 | 0
IL Fac. Spec. - NOX Rate Summer v3.1, Unit 4072 and retrofits | 480 | 1797 | Rate Constraint in lbs/MMBtu | FALSE | L | Annual | Allowances Withdrawn (n:1) | MTons | 0 | 0 | 0 | 0 | 0 | 0 | 0
IL Fac. Spec. - NOX Rate Summer v3.1, Unit 4072 and retrofits | 480 | 1797 | Rate Constraint in lbs/MMBtu | FALSE | L | Annual | Net Emissions Allowance Position | MTons | 0.14039 | 0.16073 | 0.14039 | 0.14039 | 0.14039 | 0.14039 | 0.14039
IL Fac. Spec. - NOX Rate Summer v3.1, Unit 4072 and retrofits | 480 | 1797 | Rate Constraint in lbs/MMBtu | FALSE | L | Annual | Fuel Consumed | TBtu | 6.3595 | 7.2805 | 6.4337 | 6.4337 | 6.4337 | 6.4337 | 6.3595
IL Fac. Spec. - NOX Rate Summer v3.1, Unit 4072 and retrofits | 480 | 1797 | Rate Constraint in lbs/MMBtu | FALSE | L | Annual | Rate | lb/MMBtu | 0.044153 | 0.044153 | 0.043643 | 0.043643 | 0.043643 | 0.043643 | 0.044153
IL Fac. Spec. - NOX Rate Summer v3.1, Unit 4072 and retrofits | 480 | 1797 | Rate Constraint in lbs/MMBtu | FALSE | L | Annual | Generation | TWh | 0.57629 | 0.65975 | 0.57629 | 0.57629 | 0.57629 | 0.57629 | 0.57629
IL Fac. Spec. - NOX Rate Summer v3.1, Unit 4072 and retrofits | 480 | 1797 | Rate Constraint in lbs/MMBtu | FALSE | L | Annual | Qualifying Generation | TWh | 0.57629 | 0.65975 | 0.57629 | 0.57629 | 0.57629 | 0.57629 | 0.57629
IL Fac. Spec. - NOX Rate Summer v3.1, Unit 4072 and retrofits | 480 | 1797 | Rate Constraint in lbs/MMBtu | FALSE | L | Annual | Rate | lb/MWh | 0.24362 | 0.24362 | 0.24362 | 0.24362 | 0.24362 | 0.24362 | 0.24362
IL Fac. Spec. - NOX Rate Summer v3.1, Unit 4072 and retrofits | 480 | 1797 | Rate Constraint in lbs/MMBtu | FALSE | L | Annual | Constraint Shadow Price | US$/Ton | 0 | 0 | 0 | 0 | 0 | 0 | 0
IL Fac. Spec. - NOX Rate Summer v3.1, Unit 4214 and retrofits | 481 | 1797 | Rate Constraint in lbs/MMBtu | FALSE | L | Annual | Seasons Included | Seasons | Summer | Summer | Summer | Summer | Summer | Summer | Summer
IL Fac. Spec. - NOX Rate Summer v3.1, Unit 4214 and retrofits | 481 | 1797 | Rate Constraint in lbs/MMBtu | FALSE | L | Annual | Standard | lb/MMBtu | 0.25 | 0.25 | 0.25 | 0.25 | 0.25 | 0.25 | 0.25
IL Fac. Spec. - NOX Rate Summer v3.1, Unit 4214 and retrofits | 481 | 1797 | Rate Constraint in lbs/MMBtu | FALSE | L | Annual | Emissions at Affected Plants NOX | MTons | 0.14641 | 0.14641 | 0.14641 | 0.14641 | 0.14641 | 0.14641 | 0.14641
IL Fac. Spec. - NOX Rate Summer v3.1, Unit 4214 and retrofits | 481 | 1797 | Rate Constraint in lbs/MMBtu | FALSE | L | Annual | Allowances Purchased NOX | MTons | 0 | 0 | 0 | 0 | 0 | 0 | 0
IL Fac. Spec. - NOX Rate Summer v3.1, Unit 4214 and retrofits | 481 | 1797 | Rate Constraint in lbs/MMBtu | FALSE | L | Annual | Allowances Sold NOX | MTons | 0 | 0 | 0 | 0 | 0 | 0 | 0
IL Fac. Spec. - NOX Rate Summer v3.1, Unit 4214 and retrofits | 481 | 1797 | Rate Constraint in lbs/MMBtu | FALSE | L | Annual | Allowances Banked | MTons | 0 | 0 | 0 | 0 | 0 | 0 | 0
IL Fac. Spec. - NOX Rate Summer v3.1, Unit 4214 and retrofits | 481 | 1797 | Rate Constraint in lbs/MMBtu | FALSE | L | Annual | Allowances Withdrawn (1:1) | MTons | 0 | 0 | 0 | 0 | 0 | 0 | 0
IL Fac. Spec. - NOX Rate Summer v3.1, Unit 4214 and retrofits | 481 | 1797 | Rate Constraint in lbs/MMBtu | FALSE | L | Annual | Allowances Withdrawn (n:1) | MTons | 0 | 0 | 0 | 0 | 0 | 0 | 0
IL Fac. Spec. - NOX Rate Summer v3.1, Unit 4214 and retrofits | 481 | 1797 | Rate Constraint in lbs/MMBtu | FALSE | L | Annual | Net Emissions Allowance Position | MTons | 0.14641 | 0.14641 | 0.14641 | 0.14641 | 0.14641 | 0.14641 | 0.14641
IL Fac. Spec. - NOX Rate Summer v3.1, Unit 4214 and retrofits | 481 | 1797 | Rate Constraint in lbs/MMBtu | FALSE | L | Annual | Fuel Consumed | TBtu | 3.4207 | 3.4207 | 3.4207 | 3.4207 | 3.4207 | 3.4207 | 3.4207
IL Fac. Spec. - NOX Rate Summer v3.1, Unit 4214 and retrofits | 481 | 1797 | Rate Constraint in lbs/MMBtu | FALSE | L | Annual | Rate | lb/MMBtu | 0.085602 | 0.085602 | 0.085602 | 0.085602 | 0.085602 | 0.085602 | 0.085602
IL Fac. Spec. - NOX Rate Summer v3.1, Unit 4214 and retrofits | 481 | 1797 | Rate Constraint in lbs/MMBtu | FALSE | L | Annual | Generation | TWh | 0.17652 | 0.17652 | 0.17652 | 0.17652 | 0.17652 | 0.17652 | 0.17652
IL Fac. Spec. - NOX Rate Summer v3.1, Unit 4214 and retrofits | 481 | 1797 | Rate Constraint in lbs/MMBtu | FALSE | L | Annual | Qualifying Generation | TWh | 0.17652 | 0.17652 | 0.17652 | 0.17652 | 0.17652 | 0.17652 | 0.17652
IL Fac. Spec. - NOX Rate Summer v3.1, Unit 4214 and retrofits | 481 | 1797 | Rate Constraint in lbs/MMBtu | FALSE | L | Annual | Rate | lb/MWh | 0.82944 | 0.82944 | 0.82944 | 0.82944 | 0.82944 | 0.82944 | 0.82944
IL Fac. Spec. - NOX Rate Summer v3.1, Unit 4214 and retrofits | 481 | 1797 | Rate Constraint in lbs/MMBtu | FALSE | L | Annual | Constraint Shadow Price | US$/Ton | 0 | 0 | 0 | 0 | 0 | 0 | 0
IL Facility Average - NOX Rate Summer v3.1 | 482 | 1796 | Rate Constraint in lbs/MMBtu | FALSE | L | Annual | Seasons Included | Seasons | Summer | Summer | Summer | Summer | Summer | Summer | Summer
IL Facility Average - NOX Rate Summer v3.1 | 482 | 1796 | Rate Constraint in lbs/MMBtu | FALSE | L | Annual | Standard | lb/MMBtu | 0.25 | 0.25 | 0.25 | 0.25 | 0.25 | 0.25 | 0.25
IL Facility Average - NOX Rate Summer v3.1 | 482 | 1796 | Rate Constraint in lbs/MMBtu | FALSE | L | Annual | Emissions at Affected Plants NOX | MTons | 10.7399 | 10.7221 | 10.2004 | 10.547 | 10.5121 | 10.7733 | 10.8171
IL Facility Average - NOX Rate Summer v3.1 | 482 | 1796 | Rate Constraint in lbs/MMBtu | FALSE | L | Annual | Allowances Purchased NOX | MTons | 0 | 0 | 0 | 0 | 0 | 0 | 0
IL Facility Average - NOX Rate Summer v3.1 | 482 | 1796 | Rate Constraint in lbs/MMBtu | FALSE | L | Annual | Allowances Sold NOX | MTons | 0 | 0 | 0 | 0 | 0 | 0 | 0
IL Facility Average - NOX Rate Summer v3.1 | 482 | 1796 | Rate Constraint in lbs/MMBtu | FALSE | L | Annual | Allowances Banked | MTons | 0 | 0 | 0 | 0 | 0 | 0 | 0
IL Facility Average - NOX Rate Summer v3.1 | 482 | 1796 | Rate Constraint in lbs/MMBtu | FALSE | L | Annual | Allowances Withdrawn (1:1) | MTons | 0 | 0 | 0 | 0 | 0 | 0 | 0
IL Facility Average - NOX Rate Summer v3.1 | 482 | 1796 | Rate Constraint in lbs/MMBtu | FALSE | L | Annual | Allowances Withdrawn (n:1) | MTons | 0 | 0 | 0 | 0 | 0 | 0 | 0
IL Facility Average - NOX Rate Summer v3.1 | 482 | 1796 | Rate Constraint in lbs/MMBtu | FALSE | L | Annual | Net Emissions Allowance Position | MTons | 10.7399 | 10.7221 | 10.2004 | 10.547 | 10.5121 | 10.7733 | 10.8171
IL Facility Average - NOX Rate Summer v3.1 | 482 | 1796 | Rate Constraint in lbs/MMBtu | FALSE | L | Annual | Fuel Consumed | TBtu | 265.9828 | 265.3675 | 248.9596 | 258.6414 | 257.1232 | 264.7995 | 266.1638
IL Facility Average - NOX Rate Summer v3.1 | 482 | 1796 | Rate Constraint in lbs/MMBtu | FALSE | L | Annual | Rate | lb/MMBtu | 0.080757 | 0.080809 | 0.081944 | 0.081557 | 0.081767 | 0.081369 | 0.081282
IL Facility Average - NOX Rate Summer v3.1 | 482 | 1796 | Rate Constraint in lbs/MMBtu | FALSE | L | Annual | Generation | TWh | 26.943 | 26.9402 | 25.2712 | 26.2537 | 26.1014 | 26.8846 | 26.9987
IL Facility Average - NOX Rate Summer v3.1 | 482 | 1796 | Rate Constraint in lbs/MMBtu | FALSE | L | Annual | Qualifying Generation | TWh | 26.943 | 26.9402 | 25.2712 | 26.2537 | 26.1014 | 26.8846 | 26.9987
IL Facility Average - NOX Rate Summer v3.1 | 482 | 1796 | Rate Constraint in lbs/MMBtu | FALSE | L | Annual | Rate | lb/MWh | 0.39862 | 0.39799 | 0.40364 | 0.40173 | 0.40274 | 0.40072 | 0.40065
IL Facility Average - NOX Rate Summer v3.1 | 482 | 1796 | Rate Constraint in lbs/MMBtu | FALSE | L | Annual | Constraint Shadow Price | US$/Ton | 0 | 0 | 0 | 0 | 0 | 0 | 0
IL MPS- Ameren MER Rate Annual v5.12 | 483 | 5753 | MACT Fuel Choice Floor in lbs/MMBtu | FALSE | L | Annual | Seasons Included | Seasons | Winter, Summer | Winter, Summer | Winter, Summer | Winter, Summer | Winter, Summer | Winter, Summer | Winter, Summer
IL MPS- Ameren MER Rate Annual v5.12 | 483 | 5753 | MACT Fuel Choice Floor in lbs/MMBtu | FALSE | L | Annual | Emission Floor | lbs/MMBtu | 7.349e-07 | 7.349e-07 | 7.349e-07 | 7.349e-07 | 7.349e-07 | 7.349e-07 | 7.349e-07
IL MPS- Ameren MER Rate Annual v5.12 | 483 | 5753 | MACT Fuel Choice Floor in lbs/MMBtu | FALSE | L | Annual | Emissions at Affected Plants MER | lbs | 64.1453 | 74.6748 | 79.6762 | 79.6762 | 72.8649 | 79.6762 | 79.6762
IL MPS- Ameren MER Rate Annual v5.12 | 483 | 5753 | MACT Fuel Choice Floor in lbs/MMBtu | FALSE | L | Annual | Allowances Purchased MER | lbs | 0 | 0 | 0 | 0 | 0 | 0 | 0
IL MPS- Ameren MER Rate Annual v5.12 | 483 | 5753 | MACT Fuel Choice Floor in lbs/MMBtu | FALSE | L | Annual | Allowances Sold MER | lbs | 0 | 0 | 0 | 0 | 0 | 0 | 0
IL MPS- Ameren MER Rate Annual v5.12 | 483 | 5753 | MACT Fuel Choice Floor in lbs/MMBtu | FALSE | L | Annual | Allowances Banked | lbs | 0 | 0 | 0 | 0 | 0 | 0 | 0
IL MPS- Ameren MER Rate Annual v5.12 | 483 | 5753 | MACT Fuel Choice Floor in lbs/MMBtu | FALSE | L | Annual | Allowances Withdrawn (1:1) | lbs | 0 | 0 | 0 | 0 | 0 | 0 | 0
IL MPS- Ameren MER Rate Annual v5.12 | 483 | 5753 | MACT Fuel Choice Floor in lbs/MMBtu | FALSE | L | Annual | Allowances Withdrawn (n:1) | lbs | 0 | 0 | 0 | 0 | 0 | 0 | 0
IL MPS- Ameren MER Rate Annual v5.12 | 483 | 5753 | MACT Fuel Choice Floor in lbs/MMBtu | FALSE | L | Annual | Net Emissions Allowance Position | lbs | 64.1453 | 74.6748 | 79.6762 | 79.6762 | 72.8649 | 79.6762 | 79.6762
IL MPS- Ameren MER Rate Annual v5.12 | 483 | 5753 | MACT Fuel Choice Floor in lbs/MMBtu | FALSE | L | Annual | Fuel Consumed | TBtu | 141.6319 | 141.6319 | 141.6319 | 141.6319 | 141.6319 | 141.6319 | 141.6319
IL MPS- Ameren MER Rate Annual v5.12 | 483 | 5753 | MACT Fuel Choice Floor in lbs/MMBtu | FALSE | L | Annual | Rate | lb/MMBtu | 4.529e-07 | 5.2725e-07 | 5.6256e-07 | 5.6256e-07 | 5.1447e-07 | 5.6256e-07 | 5.6256e-07
IL MPS- Ameren MER Rate Annual v5.12 | 483 | 5753 | MACT Fuel Choice Floor in lbs/MMBtu | FALSE | L | Annual | Generation | TWh | 14.4901 | 14.4901 | 14.4901 | 14.4901 | 14.4901 | 14.4901 | 14.4901
IL MPS- Ameren MER Rate Annual v5.12 | 483 | 5753 | MACT Fuel Choice Floor in lbs/MMBtu | FALSE | L | Annual | Qualifying Generation | TWh | 14.4901 | 14.4901 | 14.4901 | 14.4901 | 14.4901 | 14.4901 | 14.4901
IL MPS- Ameren MER Rate Annual v5.12 | 483 | 5753 | MACT Fuel Choice Floor in lbs/MMBtu | FALSE | L | Annual | Constraint Shadow Price | US$/Lb | 0 | 0 | 0 | 0 | 0 | 0 | 0
IL MPS- Ameren NOX rate Annual v5.12 | 484 | 5754 | Rate Constraint in lbs/MMBtu | FALSE | L | Annual | Seasons Included | Seasons | Winter, Summer | Winter, Summer | Winter, Summer | Winter, Summer | Winter, Summer | Winter, Summer | Winter, Summer
IL MPS- Ameren NOX rate Annual v5.12 | 484 | 5754 | Rate Constraint in lbs/MMBtu | FALSE | L | Annual | Standard | lb/MMBtu | 0.11 | 0.11 | 0.11 | 0.11 | 0.11 | 0.11 | 0.11
IL MPS- Ameren NOX rate Annual v5.12 | 484 | 5754 | Rate Constraint in lbs/MMBtu | FALSE | L | Annual | Emissions at Affected Plants NOX | MTons | 4.39 | 4.39 | 4.39 | 4.39 | 4.39 | 4.39 | 4.39
IL MPS- Ameren NOX rate Annual v5.12 | 484 | 5754 | Rate Constraint in lbs/MMBtu | FALSE | L | Annual | Allowances Purchased NOX | MTons | 0 | 0 | 0 | 0 | 0 | 0 | 0
IL MPS- Ameren NOX rate Annual v5.12 | 484 | 5754 | Rate Constraint in lbs/MMBtu | FALSE | L | Annual | Allowances Sold NOX | MTons | 0 | 0 | 0 | 0 | 0 | 0 | 0
IL MPS- Ameren NOX rate Annual v5.12 | 484 | 5754 | Rate Constraint in lbs/MMBtu | FALSE | L | Annual | Allowances Banked | MTons | 0 | 0 | 0 | 0 | 0 | 0 | 0
IL MPS- Ameren NOX rate Annual v5.12 | 484 | 5754 | Rate Constraint in lbs/MMBtu | FALSE | L | Annual | Allowances Withdrawn (1:1) | MTons | 0 | 0 | 0 | 0 | 0 | 0 | 0
IL MPS- Ameren NOX rate Annual v5.12 | 484 | 5754 | Rate Constraint in lbs/MMBtu | FALSE | L | Annual | Allowances Withdrawn (n:1) | MTons | 0 | 0 | 0 | 0 | 0 | 0 | 0
IL MPS- Ameren NOX rate Annual v5.12 | 484 | 5754 | Rate Constraint in lbs/MMBtu | FALSE | L | Annual | Net Emissions Allowance Position | MTons | 4.39 | 4.39 | 4.39 | 4.39 | 4.39 | 4.39 | 4.39
IL MPS- Ameren NOX rate Annual v5.12 | 484 | 5754 | Rate Constraint in lbs/MMBtu | FALSE | L | Annual | Fuel Consumed | TBtu | 141.6319 | 141.6319 | 141.6319 | 141.6319 | 141.6319 | 141.6319 | 141.6319
IL MPS- Ameren NOX rate Annual v5.12 | 484 | 5754 | Rate Constraint in lbs/MMBtu | FALSE | L | Annual | Rate | lb/MMBtu | 0.061991 | 0.061991 | 0.061991 | 0.061991 | 0.061991 | 0.061991 | 0.061991
IL MPS- Ameren NOX rate Annual v5.12 | 484 | 5754 | Rate Constraint in lbs/MMBtu | FALSE | L | Annual | Generation | TWh | 14.4901 | 14.4901 | 14.4901 | 14.4901 | 14.4901 | 14.4901 | 14.4901
IL MPS- Ameren NOX rate Annual v5.12 | 484 | 5754 | Rate Constraint in lbs/MMBtu | FALSE | L | Annual | Qualifying Generation | TWh | 14.4901 | 14.4901 | 14.4901 | 14.4901 | 14.4901 | 14.4901 | 14.4901
IL MPS- Ameren NOX rate Annual v5.12 | 484 | 5754 | Rate Constraint in lbs/MMBtu | FALSE | L | Annual | Rate | lb/MWh | 0.30296 | 0.30296 | 0.30296 | 0.30296 | 0.30296 | 0.30296 | 0.30296
IL MPS- Ameren NOX rate Annual v5.12 | 484 | 5754 | Rate Constraint in lbs/MMBtu | FALSE | L | Annual | Constraint Shadow Price | US$/Ton | 0 | 0 | 0 | 0 | 0 | 0 | 0
IL MPS- Ameren NOX rate Summer v5.12 | 485 | 5755 | Rate Constraint in lbs/MMBtu | FALSE | L | Annual | Seasons Included | Seasons | Summer | Summer | Summer | Summer | Summer | Summer | Summer
IL MPS- Ameren NOX rate Summer v5.12 | 485 | 5755 | Rate Constraint in lbs/MMBtu | FALSE | L | Annual | Standard | lb/MMBtu | 0.11 | 0.11 | 0.11 | 0.11 | 0.11 | 0.11 | 0.11
IL MPS- Ameren NOX rate Summer v5.12 | 485 | 5755 | Rate Constraint in lbs/MMBtu | FALSE | L | Annual | Emissions at Affected Plants NOX | MTons | 1.9257 | 1.9257 | 1.9257 | 1.9257 | 1.9257 | 1.9257 | 1.9257
IL MPS- Ameren NOX rate Summer v5.12 | 485 | 5755 | Rate Constraint in lbs/MMBtu | FALSE | L | Annual | Allowances Purchased NOX | MTons | 0 | 0 | 0 | 0 | 0 | 0 | 0
IL MPS- Ameren NOX rate Summer v5.12 | 485 | 5755 | Rate Constraint in lbs/MMBtu | FALSE | L | Annual | Allowances Sold NOX | MTons | 0 | 0 | 0 | 0 | 0 | 0 | 0
IL MPS- Ameren NOX rate Summer v5.12 | 485 | 5755 | Rate Constraint in lbs/MMBtu | FALSE | L | Annual | Allowances Banked | MTons | 0 | 0 | 0 | 0 | 0 | 0 | 0
IL MPS- Ameren NOX rate Summer v5.12 | 485 | 5755 | Rate Constraint in lbs/MMBtu | FALSE | L | Annual | Allowances Withdrawn (1:1) | MTons | 0 | 0 | 0 | 0 | 0 | 0 | 0
IL MPS- Ameren NOX rate Summer v5.12 | 485 | 5755 | Rate Constraint in lbs/MMBtu | FALSE | L | Annual | Allowances Withdrawn (n:1) | MTons | 0 | 0 | 0 | 0 | 0 | 0 | 0
IL MPS- Ameren NOX rate Summer v5.12 | 485 | 5755 | Rate Constraint in lbs/MMBtu | FALSE | L | Annual | Net Emissions Allowance Position | MTons | 1.9257 | 1.9257 | 1.9257 | 1.9257 | 1.9257 | 1.9257 | 1.9257
IL MPS- Ameren NOX rate Summer v5.12 | 485 | 5755 | Rate Constraint in lbs/MMBtu | FALSE | L | Annual | Fuel Consumed | TBtu | 61.9112 | 61.819 | 61.819 | 61.819 | 61.819 | 61.819 | 61.819
IL MPS- Ameren NOX rate Summer v5.12 | 485 | 5755 | Rate Constraint in lbs/MMBtu | FALSE | L | Annual | Rate | lb/MMBtu | 0.062209 | 0.062301 | 0.062301 | 0.062301 | 0.062301 | 0.062301 | 0.062301
IL MPS- Ameren NOX rate Summer v5.12 | 485 | 5755 | Rate Constraint in lbs/MMBtu | FALSE | L | Annual | Generation | TWh | 6.3477 | 6.3477 | 6.3477 | 6.3477 | 6.3477 | 6.3477 | 6.3477
IL MPS- Ameren NOX rate Summer v5.12 | 485 | 5755 | Rate Constraint in lbs/MMBtu | FALSE | L | Annual | Qualifying Generation | TWh | 6.3477 | 6.3477 | 6.3477 | 6.3477 | 6.3477 | 6.3477 | 6.3477
IL MPS- Ameren NOX rate Summer v5.12 | 485 | 5755 | Rate Constraint in lbs/MMBtu | FALSE | L | Annual | Rate | lb/MWh | 0.30337 | 0.30337 | 0.30337 | 0.30337 | 0.30337 | 0.30337 | 0.30337
IL MPS- Ameren NOX rate Summer v5.12 | 485 | 5755 | Rate Constraint in lbs/MMBtu | FALSE | L | Annual | Constraint Shadow Price | US$/Ton | 0 | 0 | 0 | 0 | 0 | 0 | 0
IL MPS- Ameren SO2 Rate Annual v5.12 | 486 | 5756 | Rate Constraint in lbs/MMBtu | FALSE | L | Annual | Seasons Included | Seasons | Winter, Summer | Winter, Summer | Winter, Summer | Winter, Summer | Winter, Summer | Winter, Summer | Winter, Summer
IL MPS- Ameren SO2 Rate Annual v5.12 | 486 | 5756 | Rate Constraint in lbs/MMBtu | FALSE | L | Annual | Standard | lb/MMBtu | 0.24 | 0.23 | 0.23 | 0.23 | 0.23 | 0.23 | 0.23
IL MPS- Ameren SO2 Rate Annual v5.12 | 486 | 5756 | Rate Constraint in lbs/MMBtu | FALSE | L | Annual | Emissions at Affected Plants SO2 | MTons | 6.56 | 10.3607 | 11.7292 | 11.7292 | 12.2977 | 11.7292 | 11.7292
IL MPS- Ameren SO2 Rate Annual v5.12 | 486 | 5756 | Rate Constraint in lbs/MMBtu | FALSE | L | Annual | Allowances Purchased SO2 | MTons | 0 | 0 | 0 | 0 | 0 | 0 | 0
IL MPS- Ameren SO2 Rate Annual v5.12 | 486 | 5756 | Rate Constraint in lbs/MMBtu | FALSE | L | Annual | Allowances Sold SO2 | MTons | 0 | 0 | 0 | 0 | 0 | 0 | 0
IL MPS- Ameren SO2 Rate Annual v5.12 | 486 | 5756 | Rate Constraint in lbs/MMBtu | FALSE | L | Annual | Allowances Banked | MTons | 0 | 0 | 0 | 0 | 0 | 0 | 0
IL MPS- Ameren SO2 Rate Annual v5.12 | 486 | 5756 | Rate Constraint in lbs/MMBtu | FALSE | L | Annual | Allowances Withdrawn (1:1) | MTons | 0 | 0 | 0 | 0 | 0 | 0 | 0
IL MPS- Ameren SO2 Rate Annual v5.12 | 486 | 5756 | Rate Constraint in lbs/MMBtu | FALSE | L | Annual | Allowances Withdrawn (n:1) | MTons | 0 | 0 | 0 | 0 | 0 | 0 | 0
IL MPS- Ameren SO2 Rate Annual v5.12 | 486 | 5756 | Rate Constraint in lbs/MMBtu | FALSE | L | Annual | Net Emissions Allowance Position | MTons | 6.56 | 10.3607 | 11.7292 | 11.7292 | 12.2977 | 11.7292 | 11.7292
IL MPS- Ameren SO2 Rate Annual v5.12 | 486 | 5756 | Rate Constraint in lbs/MMBtu | FALSE | L | Annual | Fuel Consumed | TBtu | 141.6319 | 141.6319 | 141.6319 | 141.6319 | 141.6319 | 141.6319 | 141.6319
IL MPS- Ameren SO2 Rate Annual v5.12 | 486 | 5756 | Rate Constraint in lbs/MMBtu | FALSE | L | Annual | Rate | lb/MMBtu | 0.092634 | 0.1463 | 0.16563 | 0.16563 | 0.17366 | 0.16563 | 0.16563
IL MPS- Ameren SO2 Rate Annual v5.12 | 486 | 5756 | Rate Constraint in lbs/MMBtu | FALSE | L | Annual | Generation | TWh | 14.4901 | 14.4901 | 14.4901 | 14.4901 | 14.4901 | 14.4901 | 14.4901
IL MPS- Ameren SO2 Rate Annual v5.12 | 486 | 5756 | Rate Constraint in lbs/MMBtu | FALSE | L | Annual | Qualifying Generation | TWh | 14.4901 | 14.4901 | 14.4901 | 14.4901 | 14.4901 | 14.4901 | 14.4901
IL MPS- Ameren SO2 Rate Annual v5.12 | 486 | 5756 | Rate Constraint in lbs/MMBtu | FALSE | L | Annual | Rate | lb/MWh | 0.45272 | 0.71502 | 0.80947 | 0.80947 | 0.84869 | 0.80947 | 0.80947
IL MPS- Ameren SO2 Rate Annual v5.12 | 486 | 5756 | Rate Constraint in lbs/MMBtu | FALSE | L | Annual | Constraint Shadow Price | US$/Ton | 0 | 0 | 0 | 0 | 0 | 0 | 0
IL MPS- Dynegy MER Rate Annual v5.12 | 487 | 5757 | MACT Fuel Choice Floor in lbs/MMBtu | FALSE | L | Annual | Seasons Included | Seasons | Winter, Summer | Winter, Summer | Winter, Summer | Winter, Summer | Winter, Summer | Winter, Summer | Winter, Summer
IL MPS- Dynegy MER Rate Annual v5.12 | 487 | 5757 | MACT Fuel Choice Floor in lbs/MMBtu | FALSE | L | Annual | Emission Floor | lbs/MMBtu | 7.8e-07 | 7.8e-07 | 7.8e-07 | 7.8e-07 | 7.8e-07 | 7.8e-07 | 7.8e-07
IL MPS- Dynegy MER Rate Annual v5.12 | 487 | 5757 | MACT Fuel Choice Floor in lbs/MMBtu | FALSE | L | Annual | Emissions at Affected Plants MER | lbs | 85.4269 | 87.026 | 71.9996 | 80.6094 | 77.3966 | 83.2397 | 83.252
IL MPS- Dynegy MER Rate Annual v5.12 | 487 | 5757 | MACT Fuel Choice Floor in lbs/MMBtu | FALSE | L | Annual | Allowances Purchased MER | lbs | 0 | 0 | 0 | 0 | 0 | 0 | 0
IL MPS- Dynegy MER Rate Annual v5.12 | 487 | 5757 | MACT Fuel Choice Floor in lbs/MMBtu | FALSE | L | Annual | Allowances Sold MER | lbs | 0 | 0 | 0 | 0 | 0 | 0 | 0
IL MPS- Dynegy MER Rate Annual v5.12 | 487 | 5757 | MACT Fuel Choice Floor in lbs/MMBtu | FALSE | L | Annual | Allowances Banked | lbs | 0 | 0 | 0 | 0 | 0 | 0 | 0
IL MPS- Dynegy MER Rate Annual v5.12 | 487 | 5757 | MACT Fuel Choice Floor in lbs/MMBtu | FALSE | L | Annual | Allowances Withdrawn (1:1) | lbs | 0 | 0 | 0 | 0 | 0 | 0 | 0
IL MPS- Dynegy MER Rate Annual v5.12 | 487 | 5757 | MACT Fuel Choice Floor in lbs/MMBtu | FALSE | L | Annual | Allowances Withdrawn (n:1) | lbs | 0 | 0 | 0 | 0 | 0 | 0 | 0
IL MPS- Dynegy MER Rate Annual v5.12 | 487 | 5757 | MACT Fuel Choice Floor in lbs/MMBtu | FALSE | L | Annual | Net Emissions Allowance Position | lbs | 85.4269 | 87.026 | 71.9996 | 80.6094 | 77.3966 | 83.2397 | 83.252
IL MPS- Dynegy MER Rate Annual v5.12 | 487 | 5757 | MACT Fuel Choice Floor in lbs/MMBtu | FALSE | L | Annual | Fuel Consumed | TBtu | 158.4584 | 158.2667 | 133.28 | 149.0234 | 143.1487 | 154.1748 | 154.1989
IL MPS- Dynegy MER Rate Annual v5.12 | 487 | 5757 | MACT Fuel Choice Floor in lbs/MMBtu | FALSE | L | Annual | Rate | lb/MMBtu | 5.3911e-07 | 5.4987e-07 | 5.4021e-07 | 5.4092e-07 | 5.4067e-07 | 5.399e-07 | 5.399e-07
IL MPS- Dynegy MER Rate Annual v5.12 | 487 | 5757 | MACT Fuel Choice Floor in lbs/MMBtu | FALSE | L | Annual | Generation | TWh | 15.9236 | 15.9236 | 13.4449 | 15.0699 | 14.4655 | 15.536 | 15.5382
IL MPS- Dynegy MER Rate Annual v5.12 | 487 | 5757 | MACT Fuel Choice Floor in lbs/MMBtu | FALSE | L | Annual | Qualifying Generation | TWh | 15.9236 | 15.9236 | 13.4449 | 15.0699 | 14.4655 | 15.536 | 15.5382
IL MPS- Dynegy MER Rate Annual v5.12 | 487 | 5757 | MACT Fuel Choice Floor in lbs/MMBtu | FALSE | L | Annual | Constraint Shadow Price | US$/Lb | 0 | 0 | 0 | 0 | 0 | 0 | 0
IL MPS- Dynegy NOx rate Annual v5.12 | 488 | 5760 | Rate Constraint in lbs/MMBtu | FALSE | L | Annual | Seasons Included | Seasons | Winter, Summer | Winter, Summer | Winter, Summer | Winter, Summer | Winter, Summer | Winter, Summer | Winter, Summer
IL MPS- Dynegy NOx rate Annual v5.12 | 488 | 5760 | Rate Constraint in lbs/MMBtu | FALSE | L | Annual | Standard | lb/MMBtu | 0.11 | 0.11 | 0.11 | 0.11 | 0.11 | 0.11 | 0.11
IL MPS- Dynegy NOx rate Annual v5.12 | 488 | 5760 | Rate Constraint in lbs/MMBtu | FALSE | L | Annual | Emissions at Affected Plants NOX | MTons | 4.5213 | 4.5213 | 3.7904 | 4.2287 | 4.0541 | 4.3886 | 4.3893
IL MPS- Dynegy NOx rate Annual v5.12 | 488 | 5760 | Rate Constraint in lbs/MMBtu | FALSE | L | Annual | Allowances Purchased NOX | MTons | 0 | 0 | 0 | 0 | 0 | 0 | 0
IL MPS- Dynegy NOx rate Annual v5.12 | 488 | 5760 | Rate Constraint in lbs/MMBtu | FALSE | L | Annual | Allowances Sold NOX | MTons | 0 | 0 | 0 | 0 | 0 | 0 | 0
IL MPS- Dynegy NOx rate Annual v5.12 | 488 | 5760 | Rate Constraint in lbs/MMBtu | FALSE | L | Annual | Allowances Banked | MTons | 0 | 0 | 0 | 0 | 0 | 0 | 0
IL MPS- Dynegy NOx rate Annual v5.12 | 488 | 5760 | Rate Constraint in lbs/MMBtu | FALSE | L | Annual | Allowances Withdrawn (1:1) | MTons | 0 | 0 | 0 | 0 | 0 | 0 | 0
IL MPS- Dynegy NOx rate Annual v5.12 | 488 | 5760 | Rate Constraint in lbs/MMBtu | FALSE | L | Annual | Allowances Withdrawn (n:1) | MTons | 0 | 0 | 0 | 0 | 0 | 0 | 0
IL MPS- Dynegy NOx rate Annual v5.12 | 488 | 5760 | Rate Constraint in lbs/MMBtu | FALSE | L | Annual | Net Emissions Allowance Position | MTons | 4.5213 | 4.5213 | 3.7904 | 4.2287 | 4.0541 | 4.3886 | 4.3893
IL MPS- Dynegy NOx rate Annual v5.12 | 488 | 5760 | Rate Constraint in lbs/MMBtu | FALSE | L | Annual | Fuel Consumed | TBtu | 158.4584 | 158.2667 | 133.28 | 149.0234 | 143.1487 | 154.1748 | 154.1989
IL MPS- Dynegy NOx rate Annual v5.12 | 488 | 5760 | Rate Constraint in lbs/MMBtu | FALSE | L | Annual | Rate | lb/MMBtu | 0.057066 | 0.057135 | 0.056879 | 0.056752 | 0.056642 | 0.05693 | 0.05693
IL MPS- Dynegy NOx rate Annual v5.12 | 488 | 5760 | Rate Constraint in lbs/MMBtu | FALSE | L | Annual | Generation | TWh | 15.9236 | 15.9236 | 13.4449 | 15.0699 | 14.4655 | 15.536 | 15.5382
IL MPS- Dynegy NOx rate Annual v5.12 | 488 | 5760 | Rate Constraint in lbs/MMBtu | FALSE | L | Annual | Qualifying Generation | TWh | 15.9236 | 15.9236 | 13.4449 | 15.0699 | 14.4655 | 15.536 | 15.5382
IL MPS- Dynegy NOx rate Annual v5.12 | 488 | 5760 | Rate Constraint in lbs/MMBtu | FALSE | L | Annual | Rate | lb/MWh | 0.28394 | 0.28394 | 0.28192 | 0.2806 | 0.28026 | 0.28248 | 0.28248
IL MPS- Dynegy NOx rate Annual v5.12 | 488 | 5760 | Rate Constraint in lbs/MMBtu | FALSE | L | Annual | Constraint Shadow Price | US$/Ton | 0 | 0 | 0 | 0 | 0 | 0 | 0
IL MPS- Dynegy NOX rate Summer v5.12 | 489 | 5761 | Rate Constraint in lbs/MMBtu | FALSE | L | Annual | Seasons Included | Seasons | Summer | Summer | Summer | Summer | Summer | Summer | Summer
IL MPS- Dynegy NOX rate Summer v5.12 | 489 | 5761 | Rate Constraint in lbs/MMBtu | FALSE | L | Annual | Standard | lb/MMBtu | 0.11 | 0.11 | 0.11 | 0.11 | 0.11 | 0.11 | 0.11
IL MPS- Dynegy NOX rate Summer v5.12 | 489 | 5761 | Rate Constraint in lbs/MMBtu | FALSE | L | Annual | Emissions at Affected Plants NOX | MTons | 1.9853 | 1.9853 | 1.6658 | 1.8568 | 1.789 | 1.927 | 1.9278
IL MPS- Dynegy NOX rate Summer v5.12 | 489 | 5761 | Rate Constraint in lbs/MMBtu | FALSE | L | Annual | Allowances Purchased NOX | MTons | 0 | 0 | 0 | 0 | 0 | 0 | 0
IL MPS- Dynegy NOX rate Summer v5.12 | 489 | 5761 | Rate Constraint in lbs/MMBtu | FALSE | L | Annual | Allowances Sold NOX | MTons | 0 | 0 | 0 | 0 | 0 | 0 | 0
IL MPS- Dynegy NOX rate Summer v5.12 | 489 | 5761 | Rate Constraint in lbs/MMBtu | FALSE | L | Annual | Allowances Banked | MTons | 0 | 0 | 0 | 0 | 0 | 0 | 0
IL MPS- Dynegy NOX rate Summer v5.12 | 489 | 5761 | Rate Constraint in lbs/MMBtu | FALSE | L | Annual | Allowances Withdrawn (1:1) | MTons | 0 | 0 | 0 | 0 | 0 | 0 | 0
IL MPS- Dynegy NOX rate Summer v5.12 | 489 | 5761 | Rate Constraint in lbs/MMBtu | FALSE | L | Annual | Allowances Withdrawn (n:1) | MTons | 0 | 0 | 0 | 0 | 0 | 0 | 0
IL MPS- Dynegy NOX rate Summer v5.12 | 489 | 5761 | Rate Constraint in lbs/MMBtu | FALSE | L | Annual | Net Emissions Allowance Position | MTons | 1.9853 | 1.9853 | 1.6658 | 1.8568 | 1.789 | 1.927 | 1.9278
IL MPS- Dynegy NOX rate Summer v5.12 | 489 | 5761 | Rate Constraint in lbs/MMBtu | FALSE | L | Annual | Fuel Consumed | TBtu | 69.629 | 69.4373 | 58.5845 | 65.4559 | 63.3087 | 67.7343 | 67.7584
IL MPS- Dynegy NOX rate Summer v5.12 | 489 | 5761 | Rate Constraint in lbs/MMBtu | FALSE | L | Annual | Rate | lb/MMBtu | 0.057025 | 0.057183 | 0.05687 | 0.056734 | 0.056517 | 0.056899 | 0.056901
IL MPS- Dynegy NOX rate Summer v5.12 | 489 | 5761 | Rate Constraint in lbs/MMBtu | FALSE | L | Annual | Generation | TWh | 6.995 | 6.995 | 5.9063 | 6.6201 | 6.3866 | 6.8248 | 6.827
IL MPS- Dynegy NOX rate Summer v5.12 | 489 | 5761 | Rate Constraint in lbs/MMBtu | FALSE | L | Annual | Qualifying Generation | TWh | 6.995 | 6.995 | 5.9063 | 6.6201 | 6.3866 | 6.8248 | 6.827
IL MPS- Dynegy NOX rate Summer v5.12 | 489 | 5761 | Rate Constraint in lbs/MMBtu | FALSE | L | Annual | Rate | lb/MWh | 0.28382 | 0.28382 | 0.28205 | 0.28048 | 0.28012 | 0.28235 | 0.28237
IL MPS- Dynegy NOX rate Summer v5.12 | 489 | 5761 | Rate Constraint in lbs/MMBtu | FALSE | L | Annual | Constraint Shadow Price | US$/Ton | 0 | 0 | 0 | 0 | 0 | 0 | 0
IL MPS- Dynegy SO2 Rate Annual v5.12 | 490 | 5762 | Rate Constraint in lbs/MMBtu | FALSE | L | Annual | Seasons Included | Seasons | Winter, Summer | Winter, Summer | Winter, Summer | Winter, Summer | Winter, Summer | Winter, Summer | Winter, Summer
IL MPS- Dynegy SO2 Rate Annual v5.12 | 490 | 5762 | Rate Constraint in lbs/MMBtu | FALSE | L | Annual | Standard | lb/MMBtu | 0.25 | 0.25 | 0.25 | 0.25 | 0.25 | 0.25 | 0.25
IL MPS- Dynegy SO2 Rate Annual v5.12 | 490 | 5762 | Rate Constraint in lbs/MMBtu | FALSE | L | Annual | Emissions at Affected Plants SO2 | MTons | 6.3333 | 6.3256 | 5.327 | 5.956 | 5.7213 | 6.1621 | 6.1631
IL MPS- Dynegy SO2 Rate Annual v5.12 | 490 | 5762 | Rate Constraint in lbs/MMBtu | FALSE | L | Annual | Allowances Purchased SO2 | MTons | 0 | 0 | 0 | 0 | 0 | 0 | 0
IL MPS- Dynegy SO2 Rate Annual v5.12 | 490 | 5762 | Rate Constraint in lbs/MMBtu | FALSE | L | Annual | Allowances Sold SO2 | MTons | 0 | 0 | 0 | 0 | 0 | 0 | 0
IL MPS- Dynegy SO2 Rate Annual v5.12 | 490 | 5762 | Rate Constraint in lbs/MMBtu | FALSE | L | Annual | Allowances Banked | MTons | 0 | 0 | 0 | 0 | 0 | 0 | 0
IL MPS- Dynegy SO2 Rate Annual v5.12 | 490 | 5762 | Rate Constraint in lbs/MMBtu | FALSE | L | Annual | Allowances Withdrawn (1:1) | MTons | 0 | 0 | 0 | 0 | 0 | 0 | 0
IL MPS- Dynegy SO2 Rate Annual v5.12 | 490 | 5762 | Rate Constraint in lbs/MMBtu | FALSE | L | Annual | Allowances Withdrawn (n:1) | MTons | 0 | 0 | 0 | 0 | 0 | 0 | 0
IL MPS- Dynegy SO2 Rate Annual v5.12 | 490 | 5762 | Rate Constraint in lbs/MMBtu | FALSE | L | Annual | Net Emissions Allowance Position | MTons | 6.3333 | 6.3256 | 5.327 | 5.956 | 5.7213 | 6.1621 | 6.1631
IL MPS- Dynegy SO2 Rate Annual v5.12 | 490 | 5762 | Rate Constraint in lbs/MMBtu | FALSE | L | Annual | Fuel Consumed | TBtu | 158.4584 | 158.2667 | 133.28 | 149.0234 | 143.1487 | 154.1748 | 154.1989
IL MPS- Dynegy SO2 Rate Annual v5.12 | 490 | 5762 | Rate Constraint in lbs/MMBtu | FALSE | L | Annual | Rate | lb/MMBtu | 0.079936 | 0.079936 | 0.079938 | 0.079934 | 0.079935 | 0.079937 | 0.079937
IL MPS- Dynegy SO2 Rate Annual v5.12 | 490 | 5762 | Rate Constraint in lbs/MMBtu | FALSE | L | Annual | Generation | TWh | 15.9236 | 15.9236 | 13.4449 | 15.0699 | 14.4655 | 15.536 | 15.5382
IL MPS- Dynegy SO2 Rate Annual v5.12 | 490 | 5762 | Rate Constraint in lbs/MMBtu | FALSE | L | Annual | Qualifying Generation | TWh | 15.9236 | 15.9236 | 13.4449 | 15.0699 | 14.4655 | 15.536 | 15.5382
IL MPS- Dynegy SO2 Rate Annual v5.12 | 490 | 5762 | Rate Constraint in lbs/MMBtu | FALSE | L | Annual | Rate | lb/MWh | 0.39773 | 0.39725 | 0.39621 | 0.39522 | 0.39551 | 0.39664 | 0.39664
IL MPS- Dynegy SO2 Rate Annual v5.12 | 490 | 5762 | Rate Constraint in lbs/MMBtu | FALSE | L | Annual | Constraint Shadow Price | US$/Ton | 0 | 0 | 0 | 0 | 0 | 0 | 0
Kansas Nearman Unit 1NOx Rate Annual v4.10 | 491 | 2260 | Rate Constraint in lbs/MMBtu | FALSE | L | Annual | Seasons Included | Seasons | Winter, Summer | Winter, Summer | Winter, Summer | Winter, Summer | Winter, Summer | Winter, Summer | Winter, Summer
Kansas Nearman Unit 1NOx Rate Annual v4.10 | 491 | 2260 | Rate Constraint in lbs/MMBtu | FALSE | L | Annual | Standard | lb/MMBtu | 0.26 | 0.26 | 0.26 | 0.26 | 0.26 | 0.26 | 0.26
Kansas Nearman Unit 1NOx Rate Annual v4.10 | 491 | 2260 | Rate Constraint in lbs/MMBtu | FALSE | L | Annual | Emissions at Affected Plants NOX | MTons | 2.2634 | 2.2634 | 2.2634 | 2.2634 | 2.2634 | 2.2634 | 2.2634
Kansas Nearman Unit 1NOx Rate Annual v4.10 | 491 | 2260 | Rate Constraint in lbs/MMBtu | FALSE | L | Annual | Allowances Purchased NOX | MTons | 0 | 0 | 0 | 0 | 0 | 0 | 0
Kansas Nearman Unit 1NOx Rate Annual v4.10 | 491 | 2260 | Rate Constraint in lbs/MMBtu | FALSE | L | Annual | Allowances Sold NOX | MTons | 0 | 0 | 0 | 0 | 0 | 0 | 0
Kansas Nearman Unit 1NOx Rate Annual v4.10 | 491 | 2260 | Rate Constraint in lbs/MMBtu | FALSE | L | Annual | Allowances Banked | MTons | 0 | 0 | 0 | 0 | 0 | 0 | 0
Kansas Nearman Unit 1NOx Rate Annual v4.10 | 491 | 2260 | Rate Constraint in lbs/MMBtu | FALSE | L | Annual | Allowances Withdrawn (1:1) | MTons | 0 | 0 | 0 | 0 | 0 | 0 | 0
Kansas Nearman Unit 1NOx Rate Annual v4.10 | 491 | 2260 | Rate Constraint in lbs/MMBtu | FALSE | L | Annual | Allowances Withdrawn (n:1) | MTons | 0 | 0 | 0 | 0 | 0 | 0 | 0
Kansas Nearman Unit 1NOx Rate Annual v4.10 | 491 | 2260 | Rate Constraint in lbs/MMBtu | FALSE | L | Annual | Net Emissions Allowance Position | MTons | 2.2634 | 2.2634 | 2.2634 | 2.2634 | 2.2634 | 2.2634 | 2.2634
Kansas Nearman Unit 1NOx Rate Annual v4.10 | 491 | 2260 | Rate Constraint in lbs/MMBtu | FALSE | L | Annual | Fuel Consumed | TBtu | 17.411 | 17.411 | 17.411 | 17.411 | 17.411 | 17.411 | 17.411
Kansas Nearman Unit 1NOx Rate Annual v4.10 | 491 | 2260 | Rate Constraint in lbs/MMBtu | FALSE | L | Annual | Rate | lb/MMBtu | 0.26 | 0.26 | 0.26 | 0.26 | 0.26 | 0.26 | 0.26
Kansas Nearman Unit 1NOx Rate Annual v4.10 | 491 | 2260 | Rate Constraint in lbs/MMBtu | FALSE | L | Annual | Generation | TWh | 1.6356 | 1.6356 | 1.6356 | 1.6356 | 1.6356 | 1.6356 | 1.6356
Kansas Nearman Unit 1NOx Rate Annual v4.10 | 491 | 2260 | Rate Constraint in lbs/MMBtu | FALSE | L | Annual | Qualifying Generation | TWh | 1.6356 | 1.6356 | 1.6356 | 1.6356 | 1.6356 | 1.6356 | 1.6356
Kansas Nearman Unit 1NOx Rate Annual v4.10 | 491 | 2260 | Rate Constraint in lbs/MMBtu | FALSE | L | Annual | Rate | lb/MWh | 1.3839 | 1.3839 | 1.3839 | 1.3839 | 1.3839 | 1.3839 | 1.3839
Kansas Nearman Unit 1NOx Rate Annual v4.10 | 491 | 2260 | Rate Constraint in lbs/MMBtu | FALSE | L | Annual | Constraint Shadow Price | US$/Ton | 2208.0028 | 5213.4703 | 2661.5612 | 3880.9885 | 1563.24 | 2670.3103 | 0
Kansas Quindaro Unit 2 Nox Rate Annual v4.10 | 492 | 2259 | Rate Constraint in lbs/MMBtu | FALSE | L | Annual | Seasons Included | Seasons | Winter, Summer | Winter, Summer | Winter, Summer | Winter, Summer | Winter, Summer | Winter, Summer | Winter, Summer
Kansas Quindaro Unit 2 Nox Rate Annual v4.10 | 492 | 2259 | Rate Constraint in lbs/MMBtu | FALSE | L | Annual | Standard | lb/MMBtu | 0.2 | 0.2 | 0.2 | 0.2 | 0.2 | 0.2 | 0.2
Kansas Quindaro Unit 2 Nox Rate Annual v4.10 | 492 | 2259 | Rate Constraint in lbs/MMBtu | FALSE | L | Annual | Emissions at Affected Plants NOX | MTons | 0 | 0 | 0 | 0 | 0 | 0 | 0
Kansas Quindaro Unit 2 Nox Rate Annual v4.10 | 492 | 2259 | Rate Constraint in lbs/MMBtu | FALSE | L | Annual | Allowances Purchased NOX | MTons | 0 | 0 | 0 | 0 | 0 | 0 | 0
Kansas Quindaro Unit 2 Nox Rate Annual v4.10 | 492 | 2259 | Rate Constraint in lbs/MMBtu | FALSE | L | Annual | Allowances Sold NOX | MTons | 0 | 0 | 0 | 0 | 0 | 0 | 0
Kansas Quindaro Unit 2 Nox Rate Annual v4.10 | 492 | 2259 | Rate Constraint in lbs/MMBtu | FALSE | L | Annual | Allowances Banked | MTons | 0 | 0 | 0 | 0 | 0 | 0 | 0
Kansas Quindaro Unit 2 Nox Rate Annual v4.10 | 492 | 2259 | Rate Constraint in lbs/MMBtu | FALSE | L | Annual | Allowances Withdrawn (1:1) | MTons | 0 | 0 | 0 | 0 | 0 | 0 | 0
Kansas Quindaro Unit 2 Nox Rate Annual v4.10 | 492 | 2259 | Rate Constraint in lbs/MMBtu | FALSE | L | Annual | Allowances Withdrawn (n:1) | MTons | 0 | 0 | 0 | 0 | 0 | 0 | 0
Kansas Quindaro Unit 2 Nox Rate Annual v4.10 | 492 | 2259 | Rate Constraint in lbs/MMBtu | FALSE | L | Annual | Net Emissions Allowance Position | MTons | 0 | 0 | 0 | 0 | 0 | 0 | 0
Kansas Quindaro Unit 2 Nox Rate Annual v4.10 | 492 | 2259 | Rate Constraint in lbs/MMBtu | FALSE | L | Annual | Fuel Consumed | TBtu | 0 | 0 | 0 | 0 | 0 | 0 | 0
Kansas Quindaro Unit 2 Nox Rate Annual v4.10 | 492 | 2259 | Rate Constraint in lbs/MMBtu | FALSE | L | Annual | Rate | lb/MMBtu | 0 | 0 | 0 | 0 | 0 | 0 | 0
Kansas Quindaro Unit 2 Nox Rate Annual v4.10 | 492 | 2259 | Rate Constraint in lbs/MMBtu | FALSE | L | Annual | Generation | TWh | 0 | 0 | 0 | 0 | 0 | 0 | 0
Kansas Quindaro Unit 2 Nox Rate Annual v4.10 | 492 | 2259 | Rate Constraint in lbs/MMBtu | FALSE | L | Annual | Qualifying Generation | TWh | 0 | 0 | 0 | 0 | 0 | 0 | 0
Kansas Quindaro Unit 2 Nox Rate Annual v4.10 | 492 | 2259 | Rate Constraint in lbs/MMBtu | FALSE | L | Annual | Rate | lb/MWh | 0 | 0 | 0 | 0 | 0 | 0 | 0
Kansas Quindaro Unit 2 Nox Rate Annual v4.10 | 492 | 2259 | Rate Constraint in lbs/MMBtu | FALSE | L | Annual | Constraint Shadow Price | US$/Ton | 4809.9269 | 5105.3185 | 8816.1991 | 6570.5902 | 2832.7741 | 0 | 0
LA Big Cajun 1 CT- NOx Summer v4.10 | 493 | 2425 | Rate Constraint in lbs/MMBtu | FALSE | L | Annual | Seasons Included | Seasons | Summer | Summer | Summer | Summer | Summer | Summer | Summer
LA Big Cajun 1 CT- NOx Summer v4.10 | 493 | 2425 | Rate Constraint in lbs/MMBtu | FALSE | L | Annual | Standard | lb/MMBtu | 0.2 | 0.2 | 0.2 | 0.2 | 0.2 | 0.2 | 0.2
LA Big Cajun 1 CT- NOx Summer v4.10 | 493 | 2425 | Rate Constraint in lbs/MMBtu | FALSE | L | Annual | Emissions at Affected Plants NOX | MTons | 0 | 0 | 0.00052501 | 0.0027651 | 0.014056 | 0.014056 | 0.014056
LA Big Cajun 1 CT- NOx Summer v4.10 | 493 | 2425 | Rate Constraint in lbs/MMBtu | FALSE | L | Annual | Allowances Purchased NOX | MTons | 0 | 0 | 0 | 0 | 0 | 0 | 0
LA Big Cajun 1 CT- NOx Summer v4.10 | 493 | 2425 | Rate Constraint in lbs/MMBtu | FALSE | L | Annual | Allowances Sold NOX | MTons | 0 | 0 | 0 | 0 | 0 | 0 | 0
LA Big Cajun 1 CT- NOx Summer v4.10 | 493 | 2425 | Rate Constraint in lbs/MMBtu | FALSE | L | Annual | Allowances Banked | MTons | 0 | 0 | 0 | 0 | 0 | 0 | 0
LA Big Cajun 1 CT- NOx Summer v4.10 | 493 | 2425 | Rate Constraint in lbs/MMBtu | FALSE | L | Annual | Allowances Withdrawn (1:1) | MTons | 0 | 0 | 0 | 0 | 0 | 0 | 0
LA Big Cajun 1 CT- NOx Summer v4.10 | 493 | 2425 | Rate Constraint in lbs/MMBtu | FALSE | L | Annual | Allowances Withdrawn (n:1) | MTons | 0 | 0 | 0 | 0 | 0 | 0 | 0
LA Big Cajun 1 CT- NOx Summer v4.10 | 493 | 2425 | Rate Constraint in lbs/MMBtu | FALSE | L | Annual | Net Emissions Allowance Position | MTons | 0 | 0 | 0.00052501 | 0.0027651 | 0.014056 | 0.014056 | 0.014056
LA Big Cajun 1 CT- NOx Summer v4.10 | 493 | 2425 | Rate Constraint in lbs/MMBtu | FALSE | L | Annual | Fuel Consumed | TBtu | 0 | 0 | 0.016493 | 0.086864 | 0.44156 | 0.44156 | 0.44156
LA Big Cajun 1 CT- NOx Summer v4.10 | 493 | 2425 | Rate Constraint in lbs/MMBtu | FALSE | L | Annual | Rate | lb/MMBtu | 0 | 0 | 0.063666 | 0.063666 | 0.063666 | 0.063666 | 0.063666
LA Big Cajun 1 CT- NOx Summer v4.10 | 493 | 2425 | Rate Constraint in lbs/MMBtu | FALSE | L | Annual | Generation | TWh | 0 | 0 | 0.0013292 | 0.0070007 | 0.035587 | 0.035587 | 0.035587
LA Big Cajun 1 CT- NOx Summer v4.10 | 493 | 2425 | Rate Constraint in lbs/MMBtu | FALSE | L | Annual | Qualifying Generation | TWh | 0 | 0 | 0.0013292 | 0.0070007 | 0.035587 | 0.035587 | 0.035587
LA Big Cajun 1 CT- NOx Summer v4.10 | 493 | 2425 | Rate Constraint in lbs/MMBtu | FALSE | L | Annual | Rate | lb/MWh | 0 | 0 | 0.39498 | 0.39498 | 0.39498 | 0.39498 | 0.39498
LA Big Cajun 1 CT- NOx Summer v4.10 | 493 | 2425 | Rate Constraint in lbs/MMBtu | FALSE | L | Annual | Constraint Shadow Price | US$/Ton | 0 | 0 | 0 | 0 | 0 | 0 | 0
LA Big Cajun 1 OGS- NOx Summer v4.10 | 494 | 2426 | Rate Constraint in lbs/MMBtu | FALSE | L | Annual | Seasons Included | Seasons | Summer | Summer | Summer | Summer | Summer | Summer | Summer
LA Big Cajun 1 OGS- NOx Summer v4.10 | 494 | 2426 | Rate Constraint in lbs/MMBtu | FALSE | L | Annual | Standard | lb/MMBtu | 0.1 | 0.1 | 0.1 | 0.1 | 0.1 | 0.1 | 0.1
LA Big Cajun 1 OGS- NOx Summer v4.10 | 494 | 2426 | Rate Constraint in lbs/MMBtu | FALSE | L | Annual | Emissions at Affected Plants NOX | MTons | 0 | 0 | 0 | 0 | 0 | 0 | 0
LA Big Cajun 1 OGS- NOx Summer v4.10 | 494 | 2426 | Rate Constraint in lbs/MMBtu | FALSE | L | Annual | Allowances Purchased NOX | MTons | 0 | 0 | 0 | 0 | 0 | 0 | 0
LA Big Cajun 1 OGS- NOx Summer v4.10 | 494 | 2426 | Rate Constraint in lbs/MMBtu | FALSE | L | Annual | Allowances Sold NOX | MTons | 0 | 0 | 0 | 0 | 0 | 0 | 0
LA Big Cajun 1 OGS- NOx Summer v4.10 | 494 | 2426 | Rate Constraint in lbs/MMBtu | FALSE | L | Annual | Allowances Banked | MTons | 0 | 0 | 0 | 0 | 0 | 0 | 0
LA Big Cajun 1 OGS- NOx Summer v4.10 | 494 | 2426 | Rate Constraint in lbs/MMBtu | FALSE | L | Annual | Allowances Withdrawn (1:1) | MTons | 0 | 0 | 0 | 0 | 0 | 0 | 0
LA Big Cajun 1 OGS- NOx Summer v4.10 | 494 | 2426 | Rate Constraint in lbs/MMBtu | FALSE | L | Annual | Allowances Withdrawn (n:1) | MTons | 0 | 0 | 0 | 0 | 0 | 0 | 0
LA Big Cajun 1 OGS- NOx Summer v4.10 | 494 | 2426 | Rate Constraint in lbs/MMBtu | FALSE | L | Annual | Net Emissions Allowance Position | MTons | 0 | 0 | 0 | 0 | 0 | 0 | 0
LA Big Cajun 1 OGS- NOx Summer v4.10 | 494 | 2426 | Rate Constraint in lbs/MMBtu | FALSE | L | Annual | Fuel Consumed | TBtu | 0 | 0 | 0 | 0 | 0 | 0 | 0
LA Big Cajun 1 OGS- NOx Summer v4.10 | 494 | 2426 | Rate Constraint in lbs/MMBtu | FALSE | L | Annual | Rate | lb/MMBtu | 0 | 0 | 0 | 0 | 0 | 0 | 0
LA Big Cajun 1 OGS- NOx Summer v4.10 | 494 | 2426 | Rate Constraint in lbs/MMBtu | FALSE | L | Annual | Generation | TWh | 0 | 0 | 0 | 0 | 0 | 0 | 0
LA Big Cajun 1 OGS- NOx Summer v4.10 | 494 | 2426 | Rate Constraint in lbs/MMBtu | FALSE | L | Annual | Qualifying Generation | TWh | 0 | 0 | 0 | 0 | 0 | 0 | 0
LA Big Cajun 1 OGS- NOx Summer v4.10 | 494 | 2426 | Rate Constraint in lbs/MMBtu | FALSE | L | Annual | Rate | lb/MWh | 0 | 0 | 0 | 0 | 0 | 0 | 0
LA Big Cajun 1 OGS- NOx Summer v4.10 | 494 | 2426 | Rate Constraint in lbs/MMBtu | FALSE | L | Annual | Constraint Shadow Price | US$/Ton | 8654.0649 | 5014.7746 | 0 | 12448.0629 | 4382.5739 | 0 | 0
LA Big Cajun 2- NOx Summer v4.10 | 495 | 2427 | Rate Constraint in lbs/MMBtu | FALSE | L | Annual | Seasons Included | Seasons | Summer | Summer | Summer | Summer | Summer | Summer | Summer
LA Big Cajun 2- NOx Summer v4.10 | 495 | 2427 | Rate Constraint in lbs/MMBtu | FALSE | L | Annual | Standard | lb/MMBtu | 0.21 | 0.21 | 0.21 | 0.21 | 0.21 | 0.21 | 0.21
LA Big Cajun 2- NOx Summer v4.10 | 495 | 2427 | Rate Constraint in lbs/MMBtu | FALSE | L | Annual | Emissions at Affected Plants NOX | MTons | 0 | 0 | 0 | 0 | 0 | 0 | 0
LA Big Cajun 2- NOx Summer v4.10 | 495 | 2427 | Rate Constraint in lbs/MMBtu | FALSE | L | Annual | Allowances Purchased NOX | MTons | 0 | 0 | 0 | 0 | 0 | 0 | 0
LA Big Cajun 2- NOx Summer v4.10 | 495 | 2427 | Rate Constraint in lbs/MMBtu | FALSE | L | Annual | Allowances Sold NOX | MTons | 0 | 0 | 0 | 0 | 0 | 0 | 0
LA Big Cajun 2- NOx Summer v4.10 | 495 | 2427 | Rate Constraint in lbs/MMBtu | FALSE | L | Annual | Allowances Banked | MTons | 0 | 0 | 0 | 0 | 0 | 0 | 0
LA Big Cajun 2- NOx Summer v4.10 | 495 | 2427 | Rate Constraint in lbs/MMBtu | FALSE | L | Annual | Allowances Withdrawn (1:1) | MTons | 0 | 0 | 0 | 0 | 0 | 0 | 0
LA Big Cajun 2- NOx Summer v4.10 | 495 | 2427 | Rate Constraint in lbs/MMBtu | FALSE | L | Annual | Allowances Withdrawn (n:1) | MTons | 0 | 0 | 0 | 0 | 0 | 0 | 0
LA Big Cajun 2- NOx Summer v4.10 | 495 | 2427 | Rate Constraint in lbs/MMBtu | FALSE | L | Annual | Net Emissions Allowance Position | MTons | 0 | 0 | 0 | 0 | 0 | 0 | 0
LA Big Cajun 2- NOx Summer v4.10 | 495 | 2427 | Rate Constraint in lbs/MMBtu | FALSE | L | Annual | Fuel Consumed | TBtu | 0 | 0 | 0 | 0 | 0 | 0 | 0
LA Big Cajun 2- NOx Summer v4.10 | 495 | 2427 | Rate Constraint in lbs/MMBtu | FALSE | L | Annual | Rate | lb/MMBtu | 0 | 0 | 0 | 0 | 0 | 0 | 0
LA Big Cajun 2- NOx Summer v4.10 | 495 | 2427 | Rate Constraint in lbs/MMBtu | FALSE | L | Annual | Generation | TWh | 0 | 0 | 0 | 0 | 0 | 0 | 0
LA Big Cajun 2- NOx Summer v4.10 | 495 | 2427 | Rate Constraint in lbs/MMBtu | FALSE | L | Annual | Qualifying Generation | TWh | 0 | 0 | 0 | 0 | 0 | 0 | 0
LA Big Cajun 2- NOx Summer v4.10 | 495 | 2427 | Rate Constraint in lbs/MMBtu | FALSE | L | Annual | Rate | lb/MWh | 0 | 0 | 0 | 0 | 0 | 0 | 0
LA Big Cajun 2- NOx Summer v4.10 | 495 | 2427 | Rate Constraint in lbs/MMBtu | FALSE | L | Annual | Constraint Shadow Price | US$/Ton | 0 | 0 | 0 | 0 | 0 | 0 | 0
LA Carville Energy LLC -Nox Summer v5.12 | 496 | 2522 | Rate Constraint in lbs/MMBtu | FALSE | L | Annual | Seasons Included | Seasons | Summer | Summer | Summer | Summer | Summer | Summer | Summer
LA Carville Energy LLC -Nox Summer v5.12 | 496 | 2522 | Rate Constraint in lbs/MMBtu | FALSE | L | Annual | Standard | lb/MMBtu | 0.2 | 0.2 | 0.2 | 0.2 | 0.2 | 0.2 | 0.2
LA Carville Energy LLC -Nox Summer v5.12 | 496 | 2522 | Rate Constraint in lbs/MMBtu | FALSE | L | Annual | Emissions at Affected Plants NOX | MTons | 0.13617 | 0.13617 | 0.13617 | 0.13617 | 0.13617 | 0.13617 | 0.13617
LA Carville Energy LLC -Nox Summer v5.12 | 496 | 2522 | Rate Constraint in lbs/MMBtu | FALSE | L | Annual | Allowances Purchased NOX | MTons | 0 | 0 | 0 | 0 | 0 | 0 | 0
LA Carville Energy LLC -Nox Summer v5.12 | 496 | 2522 | Rate Constraint in lbs/MMBtu | FALSE | L | Annual | Allowances Sold NOX | MTons | 0 | 0 | 0 | 0 | 0 | 0 | 0
LA Carville Energy LLC -Nox Summer v5.12 | 496 | 2522 | Rate Constraint in lbs/MMBtu | FALSE | L | Annual | Allowances Banked | MTons | 0 | 0 | 0 | 0 | 0 | 0 | 0
LA Carville Energy LLC -Nox Summer v5.12 | 496 | 2522 | Rate Constraint in lbs/MMBtu | FALSE | L | Annual | Allowances Withdrawn (1:1) | MTons | 0 | 0 | 0 | 0 | 0 | 0 | 0
LA Carville Energy LLC -Nox Summer v5.12 | 496 | 2522 | Rate Constraint in lbs/MMBtu | FALSE | L | Annual | Allowances Withdrawn (n:1) | MTons | 0 | 0 | 0 | 0 | 0 | 0 | 0
LA Carville Energy LLC -Nox Summer v5.12 | 496 | 2522 | Rate Constraint in lbs/MMBtu | FALSE | L | Annual | Net Emissions Allowance Position | MTons | 0.13617 | 0.13617 | 0.13617 | 0.13617 | 0.13617 | 0.13617 | 0.13617
LA Carville Energy LLC -Nox Summer v5.12 | 496 | 2522 | Rate Constraint in lbs/MMBtu | FALSE | L | Annual | Fuel Consumed | TBtu | 6.4124 | 6.4124 | 6.4124 | 6.4124 | 6.4124 | 6.4124 | 6.4124
LA Carville Energy LLC -Nox Summer v5.12 | 496 | 2522 | Rate Constraint in lbs/MMBtu | FALSE | L | Annual | Rate | lb/MMBtu | 0.042472 | 0.042472 | 0.042472 | 0.042472 | 0.042472 | 0.042472 | 0.042472
LA Carville Energy LLC -Nox Summer v5.12 | 496 | 2522 | Rate Constraint in lbs/MMBtu | FALSE | L | Annual | Generation | TWh | 1.0734 | 1.0734 | 1.0734 | 1.0734 | 1.0734 | 1.0734 | 1.0734
LA Carville Energy LLC -Nox Summer v5.12 | 496 | 2522 | Rate Constraint in lbs/MMBtu | FALSE | L | Annual | Qualifying Generation | TWh | 1.0734 | 1.0734 | 1.0734 | 1.0734 | 1.0734 | 1.0734 | 1.0734
LA Carville Energy LLC -Nox Summer v5.12 | 496 | 2522 | Rate Constraint in lbs/MMBtu | FALSE | L | Annual | Rate | lb/MWh | 0.12686 | 0.12686 | 0.12686 | 0.12686 | 0.12686 | 0.12686 | 0.12686
LA Carville Energy LLC -Nox Summer v5.12 | 496 | 2522 | Rate Constraint in lbs/MMBtu | FALSE | L | Annual | Constraint Shadow Price | US$/Ton | 0 | 0 | 0 | 0 | 0 | 0 | 0
LA Formosa Plastics High - NOx Summer v4.10 | 497 | 2421 | Rate Constraint in lbs/MMBtu | FALSE | L | Annual | Seasons Included | Seasons | Summer | Summer | Summer | Summer | Summer | Summer | Summer
LA Formosa Plastics High - NOx Summer v4.10 | 497 | 2421 | Rate Constraint in lbs/MMBtu | FALSE | L | Annual | Standard | lb/MMBtu | 0.1 | 0.1 | 0.1 | 0.1 | 0.1 | 0.1 | 0.1
LA Formosa Plastics High - NOx Summer v4.10 | 497 | 2421 | Rate Constraint in lbs/MMBtu | FALSE | L | Annual | Emissions at Affected Plants NOX | MTons | 0.024609 | 0.024609 | 0 | 0.015185 | 0.024609 | 0.012042 | 0.012042
LA Formosa Plastics High - NOx Summer v4.10 | 497 | 2421 | Rate Constraint in lbs/MMBtu | FALSE | L | Annual | Allowances Purchased NOX | MTons | 0 | 0 | 0 | 0 | 0 | 0 | 0
LA Formosa Plastics High - NOx Summer v4.10 | 497 | 2421 | Rate Constraint in lbs/MMBtu | FALSE | L | Annual | Allowances Sold NOX | MTons | 0 | 0 | 0 | 0 | 0 | 0 | 0
LA Formosa Plastics High - NOx Summer v4.10 | 497 | 2421 | Rate Constraint in lbs/MMBtu | FALSE | L | Annual | Allowances Banked | MTons | 0 | 0 | 0 | 0 | 0 | 0 | 0
LA Formosa Plastics High - NOx Summer v4.10 | 497 | 2421 | Rate Constraint in lbs/MMBtu | FALSE | L | Annual | Allowances Withdrawn (1:1) | MTons | 0 | 0 | 0 | 0 | 0 | 0 | 0
LA Formosa Plastics High - NOx Summer v4.10 | 497 | 2421 | Rate Constraint in lbs/MMBtu | FALSE | L | Annual | Allowances Withdrawn (n:1) | MTons | 0 | 0 | 0 | 0 | 0 | 0 | 0
LA Formosa Plastics High - NOx Summer v4.10 | 497 | 2421 | Rate Constraint in lbs/MMBtu | FALSE | L | Annual | Net Emissions Allowance Position | MTons | 0.024609 | 0.024609 | 0 | 0.015185 | 0.024609 | 0.012042 | 0.012042
LA Formosa Plastics High - NOx Summer v4.10 | 497 | 2421 | Rate Constraint in lbs/MMBtu | FALSE | L | Annual | Fuel Consumed | TBtu | 0.14322 | 0.14322 | 0 | 0.088375 | 0.14322 | 0.070081 | 0.070081
LA Formosa Plastics High - NOx Summer v4.10 | 497 | 2421 | Rate Constraint in lbs/MMBtu | FALSE | L | Annual | Rate | lb/MMBtu | 0.34366 | 0.34366 | 0 | 0.34366 | 0.34366 | 0.34366 | 0.34366
LA Formosa Plastics High - NOx Summer v4.10 | 497 | 2421 | Rate Constraint in lbs/MMBtu | FALSE | L | Annual | Generation | TWh | 0.017255 | 0.017255 | 0 | 0.010648 | 0.017255 | 0.0084436 | 0.0084436
LA Formosa Plastics High - NOx Summer v4.10 | 497 | 2421 | Rate Constraint in lbs/MMBtu | FALSE | L | Annual | Qualifying Generation | TWh | 0.017255 | 0.017255 | 0 | 0.010648 | 0.017255 | 0.0084436 | 0.0084436
LA Formosa Plastics High - NOx Summer v4.10 | 497 | 2421 | Rate Constraint in lbs/MMBtu | FALSE | L | Annual | Rate | lb/MWh | 1.4262 | 1.4262 | 0 | 1.4262 | 1.4262 | 1.4262 | 1.4262
LA Formosa Plastics High - NOx Summer v4.10 | 497 | 2421 | Rate Constraint in lbs/MMBtu | FALSE | L | Annual | Constraint Shadow Price | US$/Ton | 6185.8317 | 4558.6488 | 6585.2465 | 10614.7955 | 14274.0664 | 19040.9244 | 19471.576
LA Formosa Plastics Low - NOx Summer v4.10 | 498 | 2422 | Rate Constraint in lbs/MMBtu | FALSE | L | Annual | Seasons Included | Seasons | Summer | Summer | Summer | Summer | Summer | Summer | Summer
LA Formosa Plastics Low - NOx Summer v4.10 | 498 | 2422 | Rate Constraint in lbs/MMBtu | FALSE | L | Annual | Standard | lb/MMBtu | 0.2 | 0.2 | 0.2 | 0.2 | 0.2 | 0.2 | 0.2
LA Formosa Plastics Low - NOx Summer v4.10 | 498 | 2422 | Rate Constraint in lbs/MMBtu | FALSE | L | Annual | Emissions at Affected Plants NOX | MTons | 0 | 0 | 0.0028284 | 0.014378 | 0.014378 | 0.014378 | 0.014378
LA Formosa Plastics Low - NOx Summer v4.10 | 498 | 2422 | Rate Constraint in lbs/MMBtu | FALSE | L | Annual | Allowances Purchased NOX | MTons | 0 | 0 | 0 | 0 | 0 | 0 | 0
LA Formosa Plastics Low - NOx Summer v4.10 | 498 | 2422 | Rate Constraint in lbs/MMBtu | FALSE | L | Annual | Allowances Sold NOX | MTons | 0 | 0 | 0 | 0 | 0 | 0 | 0
LA Formosa Plastics Low - NOx Summer v4.10 | 498 | 2422 | Rate Constraint in lbs/MMBtu | FALSE | L | Annual | Allowances Banked | MTons | 0 | 0 | 0 | 0 | 0 | 0 | 0
LA Formosa Plastics Low - NOx Summer v4.10 | 498 | 2422 | Rate Constraint in lbs/MMBtu | FALSE | L | Annual | Allowances Withdrawn (1:1) | MTons | 0 | 0 | 0 | 0 | 0 | 0 | 0
LA Formosa Plastics Low - NOx Summer v4.10 | 498 | 2422 | Rate Constraint in lbs/MMBtu | FALSE | L | Annual | Allowances Withdrawn (n:1) | MTons | 0 | 0 | 0 | 0 | 0 | 0 | 0
LA Formosa Plastics Low - NOx Summer v4.10 | 498 | 2422 | Rate Constraint in lbs/MMBtu | FALSE | L | Annual | Net Emissions Allowance Position | MTons | 0 | 0 | 0.0028284 | 0.014378 | 0.014378 | 0.014378 | 0.014378
LA Formosa Plastics Low - NOx Summer v4.10 | 498 | 2422 | Rate Constraint in lbs/MMBtu | FALSE | L | Annual | Fuel Consumed | TBtu | 0 | 0 | 0.025676 | 0.13052 | 0.13052 | 0.13052 | 0.13052
LA Formosa Plastics Low - NOx Summer v4.10 | 498 | 2422 | Rate Constraint in lbs/MMBtu | FALSE | L | Annual | Rate | lb/MMBtu | 0 | 0 | 0.22032 | 0.22032 | 0.22032 | 0.22032 | 0.22032
LA Formosa Plastics Low - NOx Summer v4.10 | 498 | 2422 | Rate Constraint in lbs/MMBtu | FALSE | L | Annual | Generation | TWh | 0 | 0 | 0.0021377 | 0.010867 | 0.010867 | 0.010867 | 0.010867
LA Formosa Plastics Low - NOx Summer v4.10 | 498 | 2422 | Rate Constraint in lbs/MMBtu | FALSE | L | Annual | Qualifying Generation | TWh | 0 | 0 | 0.0021377 | 0.010867 | 0.010867 | 0.010867 | 0.010867
LA Formosa Plastics Low - NOx Summer v4.10 | 498 | 2422 | Rate Constraint in lbs/MMBtu | FALSE | L | Annual | Rate | lb/MWh | 0 | 0 | 1.3231 | 1.3231 | 1.3231 | 1.3231 | 1.3231
LA Formosa Plastics Low - NOx Summer v4.10 | 498 | 2422 | Rate Constraint in lbs/MMBtu | FALSE | L | Annual | Constraint Shadow Price | US$/Ton | 0 | 0 | 2812.5708 | 0 | 0 | 4180.0942 | 25684.4509
LA Geismar Cogen -Nox Summer v5.12 | 499 | 2524 | Rate Constraint in lbs/MMBtu | FALSE | L | Annual | Seasons Included | Seasons | Summer | Summer | Summer | Summer | Summer | Summer | Summer
LA Geismar Cogen -Nox Summer v5.12 | 499 | 2524 | Rate Constraint in lbs/MMBtu | FALSE | L | Annual | Standard | lb/MMBtu | 0.2 | 0.2 | 0.2 | 0.2 | 0.2 | 0.2 | 0.2
LA Geismar Cogen -Nox Summer v5.12 | 499 | 2524 | Rate Constraint in lbs/MMBtu | FALSE | L | Annual | Emissions at Affected Plants NOX | MTons | 0 | 0 | 0.00090806 | 0.004616 | 0.004616 | 0.004616 | 0.004616
LA Geismar Cogen -Nox Summer v5.12 | 499 | 2524 | Rate Constraint in lbs/MMBtu | FALSE | L | Annual | Allowances Purchased NOX | MTons | 0 | 0 | 0 | 0 | 0 | 0 | 0
LA Geismar Cogen -Nox Summer v5.12 | 499 | 2524 | Rate Constraint in lbs/MMBtu | FALSE | L | Annual | Allowances Sold NOX | MTons | 0 | 0 | 0 | 0 | 0 | 0 | 0
LA Geismar Cogen -Nox Summer v5.12 | 499 | 2524 | Rate Constraint in lbs/MMBtu | FALSE | L | Annual | Allowances Banked | MTons | 0 | 0 | 0 | 0 | 0 | 0 | 0
LA Geismar Cogen -Nox Summer v5.12 | 499 | 2524 | Rate Constraint in lbs/MMBtu | FALSE | L | Annual | Allowances Withdrawn (1:1) | MTons | 0 | 0 | 0 | 0 | 0 | 0 | 0
LA Geismar Cogen -Nox Summer v5.12 | 499 | 2524 | Rate Constraint in lbs/MMBtu | FALSE | L | Annual | Allowances Withdrawn (n:1) | MTons | 0 | 0 | 0 | 0 | 0 | 0 | 0
LA Geismar Cogen -Nox Summer v5.12 | 499 | 2524 | Rate Constraint in lbs/MMBtu | FALSE | L | Annual | Net Emissions Allowance Position | MTons | 0 | 0 | 0.00090806 | 0.004616 | 0.004616 | 0.004616 | 0.004616
LA Geismar Cogen -Nox Summer v5.12 | 499 | 2524 | Rate Constraint in lbs/MMBtu | FALSE | L | Annual | Fuel Consumed | TBtu | 0 | 0 | 0.027624 | 0.14042 | 0.14042 | 0.14042 | 0.14042
LA Geismar Cogen -Nox Summer v5.12 | 499 | 2524 | Rate Constraint in lbs/MMBtu | FALSE | L | Annual | Rate | lb/MMBtu | 0 | 0 | 0.065745 | 0.065745 | 0.065745 | 0.065745 | 0.065745
LA Geismar Cogen -Nox Summer v5.12 | 499 | 2524 | Rate Constraint in lbs/MMBtu | FALSE | L | Annual | Generation | TWh | 0 | 0 | 0.0024002 | 0.012201 | 0.012201 | 0.012201 | 0.012201
LA Geismar Cogen -Nox Summer v5.12 | 499 | 2524 | Rate Constraint in lbs/MMBtu | FALSE | L | Annual | Qualifying Generation | TWh | 0 | 0 | 0.0024002 | 0.012201 | 0.012201 | 0.012201 | 0.012201
LA Geismar Cogen -Nox Summer v5.12 | 499 | 2524 | Rate Constraint in lbs/MMBtu | FALSE | L | Annual | Rate | lb/MWh | 0 | 0 | 0.37833 | 0.37833 | 0.37833 | 0.37833 | 0.37833
LA Geismar Cogen -Nox Summer v5.12 | 499 | 2524 | Rate Constraint in lbs/MMBtu | FALSE | L | Annual | Constraint Shadow Price | US$/Ton | 0 | 0 | 0 | 0 | 0 | 0 | 0
LA Georgia Gulf Plaquemine -Nox Summer v5.12 | 500 | 2521 | Rate Constraint in lbs/MMBtu | FALSE | L | Annual | Seasons Included | Seasons | Summer | Summer | Summer | Summer | Summer | Summer | Summer
LA Georgia Gulf Plaquemine -Nox Summer v5.12 | 500 | 2521 | Rate Constraint in lbs/MMBtu | FALSE | L | Annual | Standard | lb/MMBtu | 0.2 | 0.2 | 0.2 | 0.2 | 0.2 | 0.2 | 0.2
LA Georgia Gulf Plaquemine -Nox Summer v5.12 | 500 | 2521 | Rate Constraint in lbs/MMBtu | FALSE | L | Annual | Emissions at Affected Plants NOX | MTons | 0.058317 | 0.043507 | 0.13068 | 0.13068 | 0.13068 | 0.014476 | 0.014476
LA Georgia Gulf Plaquemine -Nox Summer v5.12 | 500 | 2521 | Rate Constraint in lbs/MMBtu | FALSE | L | Annual | Allowances Purchased NOX | MTons | 0 | 0 | 0 | 0 | 0 | 0 | 0
LA Georgia Gulf Plaquemine -Nox Summer v5.12 | 500 | 2521 | Rate Constraint in lbs/MMBtu | FALSE | L | Annual | Allowances Sold NOX | MTons | 0 | 0 | 0 | 0 | 0 | 0 | 0
LA Georgia Gulf Plaquemine -Nox Summer v5.12 | 500 | 2521 | Rate Constraint in lbs/MMBtu | FALSE | L | Annual | Allowances Banked | MTons | 0 | 0 | 0 | 0 | 0 | 0 | 0
LA Georgia Gulf Plaquemine -Nox Summer v5.12 | 500 | 2521 | Rate Constraint in lbs/MMBtu | FALSE | L | Annual | Allowances Withdrawn (1:1) | MTons | 0 | 0 | 0 | 0 | 0 | 0 | 0
LA Georgia Gulf Plaquemine -Nox Summer v5.12 | 500 | 2521 | Rate Constraint in lbs/MMBtu | FALSE | L | Annual | Allowances Withdrawn (n:1) | MTons | 0 | 0 | 0 | 0 | 0 | 0 | 0
LA Georgia Gulf Plaquemine -Nox Summer v5.12 | 500 | 2521 | Rate Constraint in lbs/MMBtu | FALSE | L | Annual | Net Emissions Allowance Position | MTons | 0.058317 | 0.043507 | 0.13068 | 0.13068 | 0.13068 | 0.014476 | 0.014476
LA Georgia Gulf Plaquemine -Nox Summer v5.12 | 500 | 2521 | Rate Constraint in lbs/MMBtu | FALSE | L | Annual | Fuel Consumed | TBtu | 1.4254 | 1.0634 | 3.1941 | 3.1941 | 3.1941 | 0.35383 | 0.35383
LA Georgia Gulf Plaquemine -Nox Summer v5.12 | 500 | 2521 | Rate Constraint in lbs/MMBtu | FALSE | L | Annual | Rate | lb/MMBtu | 0.081825 | 0.081825 | 0.081825 | 0.081825 | 0.081825 | 0.081825 | 0.081825
LA Georgia Gulf Plaquemine -Nox Summer v5.12 | 500 | 2521 | Rate Constraint in lbs/MMBtu | FALSE | L | Annual | Generation | TWh | 0.16384 | 0.12223 | 0.36714 | 0.36714 | 0.36714 | 0.04067 | 0.04067
LA Georgia Gulf Plaquemine -Nox Summer v5.12 | 500 | 2521 | Rate Constraint in lbs/MMBtu | FALSE | L | Annual | Qualifying Generation | TWh | 0.16384 | 0.12223 | 0.36714 | 0.36714 | 0.36714 | 0.04067 | 0.04067
LA Georgia Gulf Plaquemine -Nox Summer v5.12 | 500 | 2521 | Rate Constraint in lbs/MMBtu | FALSE | L | Annual | Rate | lb/MWh | 0.35594 | 0.35594 | 0.35594 | 0.35594 | 0.35594 | 0.35594 | 0.35594
LA Georgia Gulf Plaquemine -Nox Summer v5.12 | 500 | 2521 | Rate Constraint in lbs/MMBtu | FALSE | L | Annual | Constraint Shadow Price | US$/Ton | 0 | 0 | 0 | 0 | 0 | 0 | 0
LA Louisiana 1 - NOx Summer v4.10 | 501 | 2419 | Rate Constraint in lbs/MMBtu | FALSE | L | Annual | Seasons Included | Seasons | Summer | Summer | Summer | Summer | Summer | Summer | Summer
LA Louisiana 1 - NOx Summer v4.10 | 501 | 2419 | Rate Constraint in lbs/MMBtu | FALSE | L | Annual | Standard | lb/MMBtu | 0.2 | 0.2 | 0.2 | 0.2 | 0.2 | 0.2 | 0.2
LA Louisiana 1 - NOx Summer v4.10 | 501 | 2419 | Rate Constraint in lbs/MMBtu | FALSE | L | Annual | Emissions at Affected Plants NOX | MTons | 0.35133 | 0.35133 | 0.35133 | 0.35133 | 0.35133 | 0.35133 | 0.35133
LA Louisiana 1 - NOx Summer v4.10 | 501 | 2419 | Rate Constraint in lbs/MMBtu | FALSE | L | Annual | Allowances Purchased NOX | MTons | 0 | 0 | 0 | 0 | 0 | 0 | 0
LA Louisiana 1 - NOx Summer v4.10 | 501 | 2419 | Rate Constraint in lbs/MMBtu | FALSE | L | Annual | Allowances Sold NOX | MTons | 0 | 0 | 0 | 0 | 0 | 0 | 0
LA Louisiana 1 - NOx Summer v4.10 | 501 | 2419 | Rate Constraint in lbs/MMBtu | FALSE | L | Annual | Allowances Banked | MTons | 0 | 0 | 0 | 0 | 0 | 0 | 0
LA Louisiana 1 - NOx Summer v4.10 | 501 | 2419 | Rate Constraint in lbs/MMBtu | FALSE | L | Annual | Allowances Withdrawn (1:1) | MTons | 0 | 0 | 0 | 0 | 0 | 0 | 0
LA Louisiana 1 - NOx Summer v4.10 | 501 | 2419 | Rate Constraint in lbs/MMBtu | FALSE | L | Annual | Allowances Withdrawn (n:1) | MTons | 0 | 0 | 0 | 0 | 0 | 0 | 0
LA Louisiana 1 - NOx Summer v4.10 | 501 | 2419 | Rate Constraint in lbs/MMBtu | FALSE | L | Annual | Net Emissions Allowance Position | MTons | 0.35133 | 0.35133 | 0.35133 | 0.35133 | 0.35133 | 0.35133 | 0.35133
LA Louisiana 1 - NOx Summer v4.10 | 501 | 2419 | Rate Constraint in lbs/MMBtu | FALSE | L | Annual | Fuel Consumed | TBtu | 4.823 | 4.823 | 4.823 | 4.823 | 4.823 | 4.823 | 4.823
LA Louisiana 1 - NOx Summer v4.10 | 501 | 2419 | Rate Constraint in lbs/MMBtu | FALSE | L | Annual | Rate | lb/MMBtu | 0.14569 | 0.14569 | 0.14569 | 0.14569 | 0.14569 | 0.14569 | 0.14569
LA Louisiana 1 - NOx Summer v4.10 | 501 | 2419 | Rate Constraint in lbs/MMBtu | FALSE | L | Annual | Generation | TWh | 0.56882 | 0.56882 | 0.56882 | 0.56882 | 0.56882 | 0.56882 | 0.56882
LA Louisiana 1 - NOx Summer v4.10 | 501 | 2419 | Rate Constraint in lbs/MMBtu | FALSE | L | Annual | Qualifying Generation | TWh | 0.56882 | 0.56882 | 0.56882 | 0.56882 | 0.56882 | 0.56882 | 0.56882
LA Louisiana 1 - NOx Summer v4.10 | 501 | 2419 | Rate Constraint in lbs/MMBtu | FALSE | L | Annual | Rate | lb/MWh | 0.61764 | 0.61764 | 0.61764 | 0.61764 | 0.61764 | 0.61764 | 0.61764
LA Louisiana 1 - NOx Summer v4.10 | 501 | 2419 | Rate Constraint in lbs/MMBtu | FALSE | L | Annual | Constraint Shadow Price | US$/Ton | 0 | 0 | 0 | 0 | 0 | 0 | 0
LA Louisiana 2 - NOx Summer v4.10 | 502 | 2420 | Rate Constraint in lbs/MMBtu | FALSE | L | Annual | Seasons Included | Seasons | Summer | Summer | Summer | Summer | Summer | Summer | Summer
LA Louisiana 2 - NOx Summer v4.10 | 502 | 2420 | Rate Constraint in lbs/MMBtu | FALSE | L | Annual | Standard | lb/MMBtu | 0.1 | 0.1 | 0.1 | 0.1 | 0.1 | 0.1 | 0.1
LA Louisiana 2 - NOx Summer v4.10 | 502 | 2420 | Rate Constraint in lbs/MMBtu | FALSE | L | Annual | Emissions at Affected Plants NOX | MTons | 0 | 0 | 0 | 0 | 0 | 0 | 0
LA Louisiana 2 - NOx Summer v4.10 | 502 | 2420 | Rate Constraint in lbs/MMBtu | FALSE | L | Annual | Allowances Purchased NOX | MTons | 0 | 0 | 0 | 0 | 0 | 0 | 0
LA Louisiana 2 - NOx Summer v4.10 | 502 | 2420 | Rate Constraint in lbs/MMBtu | FALSE | L | Annual | Allowances Sold NOX | MTons | 0 | 0 | 0 | 0 | 0 | 0 | 0
LA Louisiana 2 - NOx Summer v4.10 | 502 | 2420 | Rate Constraint in lbs/MMBtu | FALSE | L | Annual | Allowances Banked | MTons | 0 | 0 | 0 | 0 | 0 | 0 | 0
LA Louisiana 2 - NOx Summer v4.10 | 502 | 2420 | Rate Constraint in lbs/MMBtu | FALSE | L | Annual | Allowances Withdrawn (1:1) | MTons | 0 | 0 | 0 | 0 | 0 | 0 | 0
LA Louisiana 2 - NOx Summer v4.10 | 502 | 2420 | Rate Constraint in lbs/MMBtu | FALSE | L | Annual | Allowances Withdrawn (n:1) | MTons | 0 | 0 | 0 | 0 | 0 | 0 | 0
LA Louisiana 2 - NOx Summer v4.10 | 502 | 2420 | Rate Constraint in lbs/MMBtu | FALSE | L | Annual | Net Emissions Allowance Position | MTons | 0 | 0 | 0 | 0 | 0 | 0 | 0
LA Louisiana 2 - NOx Summer v4.10 | 502 | 2420 | Rate Constraint in lbs/MMBtu | FALSE | L | Annual | Fuel Consumed | TBtu | 0 | 0 | 0 | 0 | 0 | 0 | 0
LA Louisiana 2 - NOx Summer v4.10 | 502 | 2420 | Rate Constraint in lbs/MMBtu | FALSE | L | Annual | Rate | lb/MMBtu | 0 | 0 | 0 | 0 | 0 | 0 | 0
LA Louisiana 2 - NOx Summer v4.10 | 502 | 2420 | Rate Constraint in lbs/MMBtu | FALSE | L | Annual | Generation | TWh | 0 | 0 | 0 | 0 | 0 | 0 | 0
LA Louisiana 2 - NOx Summer v4.10 | 502 | 2420 | Rate Constraint in lbs/MMBtu | FALSE | L | Annual | Qualifying Generation | TWh | 0 | 0 | 0 | 0 | 0 | 0 | 0
LA Louisiana 2 - NOx Summer v4.10 | 502 | 2420 | Rate Constraint in lbs/MMBtu | FALSE | L | Annual | Rate | lb/MWh | 0 | 0 | 0 | 0 | 0 | 0 | 0
LA Louisiana 2 - NOx Summer v4.10 | 502 | 2420 | Rate Constraint in lbs/MMBtu | FALSE | L | Annual | Constraint Shadow Price | US$/Ton | 2771.6027 | 0 | 5312.564 | 0 | 122.8075 | 0 | 0
LA New Roads - NOx Summer v4.10 | 503 | 2424 | Rate Constraint in lbs/MMBtu | FALSE | L | Annual | Seasons Included | Seasons | Summer | Summer | Summer | Summer | Summer | Summer | Summer
LA New Roads - NOx Summer v4.10 | 503 | 2424 | Rate Constraint in lbs/MMBtu | FALSE | L | Annual | Standard | lb/MMBtu | 0.2 | 0.2 | 0.2 | 0.2 | 0.2 | 0.2 | 0.2
LA New Roads - NOx Summer v4.10 | 503 | 2424 | Rate Constraint in lbs/MMBtu | FALSE | L | Annual | Emissions at Affected Plants NOX | MTons | 0 | 0 | 0 | 0 | 0.00042362 | 0 | 0
LA New Roads - NOx Summer v4.10 | 503 | 2424 | Rate Constraint in lbs/MMBtu | FALSE | L | Annual | Allowances Purchased NOX | MTons | 0 | 0 | 0 | 0 | 0 | 0 | 0
LA New Roads - NOx Summer v4.10 | 503 | 2424 | Rate Constraint in lbs/MMBtu | FALSE | L | Annual | Allowances Sold NOX | MTons | 0 | 0 | 0 | 0 | 0 | 0 | 0
LA New Roads - NOx Summer v4.10 | 503 | 2424 | Rate Constraint in lbs/MMBtu | FALSE | L | Annual | Allowances Banked | MTons | 0 | 0 | 0 | 0 | 0 | 0 | 0
LA New Roads - NOx Summer v4.10 | 503 | 2424 | Rate Constraint in lbs/MMBtu | FALSE | L | Annual | Allowances Withdrawn (1:1) | MTons | 0 | 0 | 0 | 0 | 0 | 0 | 0
LA New Roads - NOx Summer v4.10 | 503 | 2424 | Rate Constraint in lbs/MMBtu | FALSE | L | Annual | Allowances Withdrawn (n:1) | MTons | 0 | 0 | 0 | 0 | 0 | 0 | 0
LA New Roads - NOx Summer v4.10 | 503 | 2424 | Rate Constraint in lbs/MMBtu | FALSE | L | Annual | Net Emissions Allowance Position | MTons | 0 | 0 | 0 | 0 | 0.00042362 | 0 | 0
LA New Roads - NOx Summer v4.10 | 503 | 2424 | Rate Constraint in lbs/MMBtu | FALSE | L | Annual | Fuel Consumed | TBtu | 0 | 0 | 0 | 0 | 0.00041242 | 0 | 0
LA New Roads - NOx Summer v4.10 | 503 | 2424 | Rate Constraint in lbs/MMBtu | FALSE | L | Annual | Rate | lb/MMBtu | 0 | 0 | 0 | 0 | 2.0543 | 0 | 0
LA New Roads - NOx Summer v4.10 | 503 | 2424 | Rate Constraint in lbs/MMBtu | FALSE | L | Annual | Generation | TWh | 0 | 0 | 0 | 0 | 3.1977e-05 | 0 | 0
LA New Roads - NOx Summer v4.10 | 503 | 2424 | Rate Constraint in lbs/MMBtu | FALSE | L | Annual | Qualifying Generation | TWh | 0 | 0 | 0 | 0 | 3.1977e-05 | 0 | 0
LA New Roads - NOx Summer v4.10 | 503 | 2424 | Rate Constraint in lbs/MMBtu | FALSE | L | Annual | Rate | lb/MWh | 0 | 0 | 0 | 0 | 13.248 | 0 | 0
LA New Roads - NOx Summer v4.10 | 503 | 2424 | Rate Constraint in lbs/MMBtu | FALSE | L | Annual | Constraint Shadow Price | US$/Ton | 0 | 0 | 1841.1492 | 3141.4671 | 5675.462 | 6901.2085 | 9091.1194
LA Plaquemine Cogeneration Plant -Nox Summer v5.12 | 504 | 2523 | Rate Constraint in lbs/MMBtu | FALSE | L | Annual | Seasons Included | Seasons | Summer | Summer | Summer | Summer | Summer | Summer | Summer
LA Plaquemine Cogeneration Plant -Nox Summer v5.12 | 504 | 2523 | Rate Constraint in lbs/MMBtu | FALSE | L | Annual | Standard | lb/MMBtu | 0.2 | 0.2 | 0.2 | 0.2 | 0.2 | 0.2 | 0.2
LA Plaquemine Cogeneration Plant -Nox Summer v5.12 | 504 | 2523 | Rate Constraint in lbs/MMBtu | FALSE | L | Annual | Emissions at Affected Plants NOX | MTons | 0.10307 | 0.10307 | 0.10307 | 0.10307 | 0.10307 | 0.10307 | 0.10307
LA Plaquemine Cogeneration Plant -Nox Summer v5.12 | 504 | 2523 | Rate Constraint in lbs/MMBtu | FALSE | L | Annual | Allowances Purchased NOX | MTons | 0 | 0 | 0 | 0 | 0 | 0 | 0
LA Plaquemine Cogeneration Plant -Nox Summer v5.12 | 504 | 2523 | Rate Constraint in lbs/MMBtu | FALSE | L | Annual | Allowances Sold NOX | MTons | 0 | 0 | 0 | 0 | 0 | 0 | 0
LA Plaquemine Cogeneration Plant -Nox Summer v5.12 | 504 | 2523 | Rate Constraint in lbs/MMBtu | FALSE | L | Annual | Allowances Banked | MTons | 0 | 0 | 0 | 0 | 0 | 0 | 0
LA Plaquemine Cogeneration Plant -Nox Summer v5.12 | 504 | 2523 | Rate Constraint in lbs/MMBtu | FALSE | L | Annual | Allowances Withdrawn (1:1) | MTons | 0 | 0 | 0 | 0 | 0 | 0 | 0
LA Plaquemine Cogeneration Plant -Nox Summer v5.12 | 504 | 2523 | Rate Constraint in lbs/MMBtu | FALSE | L | Annual | Allowances Withdrawn (n:1) | MTons | 0 | 0 | 0 | 0 | 0 | 0 | 0
LA Plaquemine Cogeneration Plant -Nox Summer v5.12 | 504 | 2523 | Rate Constraint in lbs/MMBtu | FALSE | L | Annual | Net Emissions Allowance Position | MTons | 0.10307 | 0.10307 | 0.10307 | 0.10307 | 0.10307 | 0.10307 | 0.10307
LA Plaquemine Cogeneration Plant -Nox Summer v5.12 | 504 | 2523 | Rate Constraint in lbs/MMBtu | FALSE | L | Annual | Fuel Consumed | TBtu | 11.8601 | 11.8601 | 11.8601 | 11.8601 | 11.8601 | 11.8601 | 11.8601
LA Plaquemine Cogeneration Plant -Nox Summer v5.12 | 504 | 2523 | Rate Constraint in lbs/MMBtu | FALSE | L | Annual | Rate | lb/MMBtu | 0.017381 | 0.017381 | 0.017381 | 0.017381 | 0.017381 | 0.017381 | 0.017381
LA Plaquemine Cogeneration Plant -Nox Summer v5.12 | 504 | 2523 | Rate Constraint in lbs/MMBtu | FALSE | L | Annual | Generation | TWh | 1.8581 | 1.8581 | 1.8581 | 1.8581 | 1.8581 | 1.8581 | 1.8581
LA Plaquemine Cogeneration Plant -Nox Summer v5.12 | 504 | 2523 | Rate Constraint in lbs/MMBtu | FALSE | L | Annual | Qualifying Generation | TWh | 1.8581 | 1.8581 | 1.8581 | 1.8581 | 1.8581 | 1.8581 | 1.8581
LA Plaquemine Cogeneration Plant -Nox Summer v5.12 | 504 | 2523 | Rate Constraint in lbs/MMBtu | FALSE | L | Annual | Rate | lb/MWh | 0.055472 | 0.055472 | 0.055472 | 0.055472 | 0.055472 | 0.055472 | 0.055472
LA Plaquemine Cogeneration Plant -Nox Summer v5.12 | 504 | 2523 | Rate Constraint in lbs/MMBtu | FALSE | L | Annual | Constraint Shadow Price | US$/Ton | 0 | 0 | 0 | 0 | 0 | 0 | 0
LA Plaquemine -Nox Summer v5.12 | 505 | 2526 | Rate Constraint in lbs/MMBtu | FALSE | L | Annual | Seasons Included | Seasons | Summer | Summer | Summer | Summer | Summer | Summer | Summer
LA Plaquemine -Nox Summer v5.12 | 505 | 2526 | Rate Constraint in lbs/MMBtu | FALSE | L | Annual | Standard | lb/MMBtu | 0.1 | 0.1 | 0.1 | 0.1 | 0.1 | 0.1 | 0.1
LA Plaquemine -Nox Summer v5.12 | 505 | 2526 | Rate Constraint in lbs/MMBtu | FALSE | L | Annual | Emissions at Affected Plants NOX | MTons | 0 | 0 | 0 | 0 | 0 | 0 | 0
LA Plaquemine -Nox Summer v5.12 | 505 | 2526 | Rate Constraint in lbs/MMBtu | FALSE | L | Annual | Allowances Purchased NOX | MTons | 0 | 0 | 0 | 0 | 0 | 0 | 0
LA Plaquemine -Nox Summer v5.12 | 505 | 2526 | Rate Constraint in lbs/MMBtu | FALSE | L | Annual | Allowances Sold NOX | MTons | 0 | 0 | 0 | 0 | 0 | 0 | 0
LA Plaquemine -Nox Summer v5.12 | 505 | 2526 | Rate Constraint in lbs/MMBtu | FALSE | L | Annual | Allowances Banked | MTons | 0 | 0 | 0 | 0 | 0 | 0 | 0
LA Plaquemine -Nox Summer v5.12 | 505 | 2526 | Rate Constraint in lbs/MMBtu | FALSE | L | Annual | Allowances Withdrawn (1:1) | MTons | 0 | 0 | 0 | 0 | 0 | 0 | 0
LA Plaquemine -Nox Summer v5.12 | 505 | 2526 | Rate Constraint in lbs/MMBtu | FALSE | L | Annual | Allowances Withdrawn (n:1) | MTons | 0 | 0 | 0 | 0 | 0 | 0 | 0
LA Plaquemine -Nox Summer v5.12 | 505 | 2526 | Rate Constraint in lbs/MMBtu | FALSE | L | Annual | Net Emissions Allowance Position | MTons | 0 | 0 | 0 | 0 | 0 | 0 | 0
LA Plaquemine -Nox Summer v5.12 | 505 | 2526 | Rate Constraint in lbs/MMBtu | FALSE | L | Annual | Fuel Consumed | TBtu | 0 | 0 | 0 | 0 | 0 | 0 | 0
LA Plaquemine -Nox Summer v5.12 | 505 | 2526 | Rate Constraint in lbs/MMBtu | FALSE | L | Annual | Rate | lb/MMBtu | 0 | 0 | 0 | 0 | 0 | 0 | 0
LA Plaquemine -Nox Summer v5.12 | 505 | 2526 | Rate Constraint in lbs/MMBtu | FALSE | L | Annual | Generation | TWh | 0 | 0 | 0 | 0 | 0 | 0 | 0
LA Plaquemine -Nox Summer v5.12 | 505 | 2526 | Rate Constraint in lbs/MMBtu | FALSE | L | Annual | Qualifying Generation | TWh | 0 | 0 | 0 | 0 | 0 | 0 | 0
LA Plaquemine -Nox Summer v5.12 | 505 | 2526 | Rate Constraint in lbs/MMBtu | FALSE | L | Annual | Rate | lb/MWh | 0 | 0 | 0 | 0 | 0 | 0 | 0
LA Plaquemine -Nox Summer v5.12 | 505 | 2526 | Rate Constraint in lbs/MMBtu | FALSE | L | Annual | Constraint Shadow Price | US$/Ton | 0 | 0 | 0 | 0 | 8065.1219 | 0 | 0
LA Shell Chemical - NOx Summer v4.10 | 506 | 2423 | Rate Constraint in lbs/MMBtu | FALSE | L | Annual | Seasons Included | Seasons | Summer | Summer | Summer | Summer | Summer | Summer | Summer
LA Shell Chemical - NOx Summer v4.10 | 506 | 2423 | Rate Constraint in lbs/MMBtu | FALSE | L | Annual | Standard | lb/MMBtu | 0.2 | 0.2 | 0.2 | 0.2 | 0.2 | 0.2 | 0.2
LA Shell Chemical - NOx Summer v4.10 | 506 | 2423 | Rate Constraint in lbs/MMBtu | FALSE | L | Annual | Emissions at Affected Plants NOX | MTons | 0 | 0 | 0.0025736 | 0.013082 | 0.013082 | 0.013082 | 0.013082
LA Shell Chemical - NOx Summer v4.10 | 506 | 2423 | Rate Constraint in lbs/MMBtu | FALSE | L | Annual | Allowances Purchased NOX | MTons | 0 | 0 | 0 | 0 | 0 | 0 | 0
LA Shell Chemical - NOx Summer v4.10 | 506 | 2423 | Rate Constraint in lbs/MMBtu | FALSE | L | Annual | Allowances Sold NOX | MTons | 0 | 0 | 0 | 0 | 0 | 0 | 0
LA Shell Chemical - NOx Summer v4.10 | 506 | 2423 | Rate Constraint in lbs/MMBtu | FALSE | L | Annual | Allowances Banked | MTons | 0 | 0 | 0 | 0 | 0 | 0 | 0
LA Shell Chemical - NOx Summer v4.10 | 506 | 2423 | Rate Constraint in lbs/MMBtu | FALSE | L | Annual | Allowances Withdrawn (1:1) | MTons | 0 | 0 | 0 | 0 | 0 | 0 | 0
LA Shell Chemical - NOx Summer v4.10 | 506 | 2423 | Rate Constraint in lbs/MMBtu | FALSE | L | Annual | Allowances Withdrawn (n:1) | MTons | 0 | 0 | 0 | 0 | 0 | 0 | 0
LA Shell Chemical - NOx Summer v4.10 | 506 | 2423 | Rate Constraint in lbs/MMBtu | FALSE | L | Annual | Net Emissions Allowance Position | MTons | 0 | 0 | 0.0025736 | 0.013082 | 0.013082 | 0.013082 | 0.013082
LA Shell Chemical - NOx Summer v4.10 | 506 | 2423 | Rate Constraint in lbs/MMBtu | FALSE | L | Annual | Fuel Consumed | TBtu | 0 | 0 | 0.024963 | 0.12689 | 0.12689 | 0.12689 | 0.12689
LA Shell Chemical - NOx Summer v4.10 | 506 | 2423 | Rate Constraint in lbs/MMBtu | FALSE | L | Annual | Rate | lb/MMBtu | 0 | 0 | 0.20619 | 0.20619 | 0.20619 | 0.20619 | 0.20619
LA Shell Chemical - NOx Summer v4.10 | 506 | 2423 | Rate Constraint in lbs/MMBtu | FALSE | L | Annual | Generation | TWh | 0 | 0 | 0.0022025 | 0.011196 | 0.011196 | 0.011196 | 0.011196
LA Shell Chemical - NOx Summer v4.10 | 506 | 2423 | Rate Constraint in lbs/MMBtu | FALSE | L | Annual | Qualifying Generation | TWh | 0 | 0 | 0.0022025 | 0.011196 | 0.011196 | 0.011196 | 0.011196
LA Shell Chemical - NOx Summer v4.10 | 506 | 2423 | Rate Constraint in lbs/MMBtu | FALSE | L | Annual | Rate | lb/MWh | 0 | 0 | 1.1685 | 1.1685 | 1.1685 | 1.1685 | 1.1685
LA Shell Chemical - NOx Summer v4.10 | 506 | 2423 | Rate Constraint in lbs/MMBtu | FALSE | L | Annual | Constraint Shadow Price | US$/Ton | 0 | 0 | 0 | 0 | 0 | 0 | 21725.5686
LA Willow Glen 1-4 -NOx Summer Cap v5.13 | 508 | 6042 | Rate Constraint in MTons | FALSE | L | Annual | Seasons Included | Seasons | Summer | Summer | Summer | Summer | Summer | Summer | Summer
LA Willow Glen 1-4 -NOx Summer Cap v5.13 | 508 | 6042 | Rate Constraint in MTons | FALSE | L | Annual | Standard | MTons | 5.1794 | 5.1794 | 5.1794 | 5.1794 | 5.1794 | 5.1794 | 5.1794
LA Willow Glen 1-4 -NOx Summer Cap v5.13 | 508 | 6042 | Rate Constraint in MTons | FALSE | L | Annual | Standard NOX | MTons | 5.1794 | 5.1794 | 5.1794 | 5.1794 | 5.1794 | 5.1794 | 5.1794
LA Willow Glen 1-4 -NOx Summer Cap v5.13 | 508 | 6042 | Rate Constraint in MTons | FALSE | L | Annual | Emissions at Affected Plants NOX | MTons | 0.099496 | 0.095442 | 0 | 0 | 0 | 0 | 0
LA Willow Glen 1-4 -NOx Summer Cap v5.13 | 508 | 6042 | Rate Constraint in MTons | FALSE | L | Annual | Allowances Purchased NOX | MTons | 0 | 0 | 0 | 0 | 0 | 0 | 0
LA Willow Glen 1-4 -NOx Summer Cap v5.13 | 508 | 6042 | Rate Constraint in MTons | FALSE | L | Annual | Allowances Sold NOX | MTons | 0 | 0 | 0 | 0 | 0 | 0 | 0
LA Willow Glen 1-4 -NOx Summer Cap v5.13 | 508 | 6042 | Rate Constraint in MTons | FALSE | L | Annual | Allowances Banked | MTons | 0 | 0 | 0 | 0 | 0 | 0 | 0
LA Willow Glen 1-4 -NOx Summer Cap v5.13 | 508 | 6042 | Rate Constraint in MTons | FALSE | L | Annual | Allowances Withdrawn (1:1) | MTons | 0 | 0 | 0 | 0 | 0 | 0 | 0
LA Willow Glen 1-4 -NOx Summer Cap v5.13 | 508 | 6042 | Rate Constraint in MTons | FALSE | L | Annual | Allowances Withdrawn (n:1) | MTons | 0 | 0 | 0 | 0 | 0 | 0 | 0
LA Willow Glen 1-4 -NOx Summer Cap v5.13 | 508 | 6042 | Rate Constraint in MTons | FALSE | L | Annual | Net Emissions Allowance Position | MTons | 0.099496 | 0.095442 | 0 | 0 | 0 | 0 | 0
LA Willow Glen 1-4 -NOx Summer Cap v5.13 | 508 | 6042 | Rate Constraint in MTons | FALSE | L | Annual | Fuel Consumed | TBtu | 0.77784 | 0.73145 | 0 | 0 | 0 | 0 | 0
LA Willow Glen 1-4 -NOx Summer Cap v5.13 | 508 | 6042 | Rate Constraint in MTons | FALSE | L | Annual | Rate | lb/MMBtu | 0.25583 | 0.26096 | 0 | 0 | 0 | 0 | 0
LA Willow Glen 1-4 -NOx Summer Cap v5.13 | 508 | 6042 | Rate Constraint in MTons | FALSE | L | Annual | Generation | TWh | 0.063876 | 0.05996 | 0 | 0 | 0 | 0 | 0
LA Willow Glen 1-4 -NOx Summer Cap v5.13 | 508 | 6042 | Rate Constraint in MTons | FALSE | L | Annual | Qualifying Generation | TWh | 0.063876 | 0.05996 | 0 | 0 | 0 | 0 | 0
LA Willow Glen 1-4 -NOx Summer Cap v5.13 | 508 | 6042 | Rate Constraint in MTons | FALSE | L | Annual | Rate | lb/MWh | 1.5577 | 1.5918 | 0 | 0 | 0 | 0 | 0
LA Willow Glen 1-4 -NOx Summer Cap v5.13 | 508 | 6042 | Rate Constraint in MTons | FALSE | L | Annual | Constraint Shadow Price | US$/Ton | 0 | 0 | 0 | 0 | 0 | 0 | 0
Louisiana Coal Units - SO2 Rate Annual v3.1, Unit 3377 and retrofits | 510 | 2199 | Rate Constraint in lbs/MMBtu | FALSE | L | Annual | Seasons Included | Seasons | Winter, Summer | Winter, Summer | Winter, Summer | Winter, Summer | Winter, Summer | Winter, Summer | Winter, Summer
Louisiana Coal Units - SO2 Rate Annual v3.1, Unit 3377 and retrofits | 510 | 2199 | Rate Constraint in lbs/MMBtu | FALSE | L | Annual | Standard | lb/MMBtu | 1.2 | 1.2 | 1.2 | 1.2 | 1.2 | 1.2 | 1.2
Louisiana Coal Units - SO2 Rate Annual v3.1, Unit 3377 and retrofits | 510 | 2199 | Rate Constraint in lbs/MMBtu | FALSE | L | Annual | Emissions at Affected Plants SO2 | MTons | 0 | 0 | 0 | 0 | 0 | 0 | 0
Louisiana Coal Units - SO2 Rate Annual v3.1, Unit 3377 and retrofits | 510 | 2199 | Rate Constraint in lbs/MMBtu | FALSE | L | Annual | Allowances Purchased SO2 | MTons | 0 | 0 | 0 | 0 | 0 | 0 | 0
Louisiana Coal Units - SO2 Rate Annual v3.1, Unit 3377 and retrofits | 510 | 2199 | Rate Constraint in lbs/MMBtu | FALSE | L | Annual | Allowances Sold SO2 | MTons | 0 | 0 | 0 | 0 | 0 | 0 | 0
Louisiana Coal Units - SO2 Rate Annual v3.1, Unit 3377 and retrofits | 510 | 2199 | Rate Constraint in lbs/MMBtu | FALSE | L | Annual | Allowances Banked | MTons | 0 | 0 | 0 | 0 | 0 | 0 | 0
Louisiana Coal Units - SO2 Rate Annual v3.1, Unit 3377 and retrofits | 510 | 2199 | Rate Constraint in lbs/MMBtu | FALSE | L | Annual | Allowances Withdrawn (1:1) | MTons | 0 | 0 | 0 | 0 | 0 | 0 | 0
Louisiana Coal Units - SO2 Rate Annual v3.1, Unit 3377 and retrofits | 510 | 2199 | Rate Constraint in lbs/MMBtu | FALSE | L | Annual | Allowances Withdrawn (n:1) | MTons | 0 | 0 | 0 | 0 | 0 | 0 | 0
Louisiana Coal Units - SO2 Rate Annual v3.1, Unit 3377 and retrofits | 510 | 2199 | Rate Constraint in lbs/MMBtu | FALSE | L | Annual | Net Emissions Allowance Position | MTons | 0 | 0 | 0 | 0 | 0 | 0 | 0
Louisiana Coal Units - SO2 Rate Annual v3.1, Unit 3377 and retrofits | 510 | 2199 | Rate Constraint in lbs/MMBtu | FALSE | L | Annual | Fuel Consumed | TBtu | 0 | 0 | 0 | 0 | 0 | 0 | 0
Louisiana Coal Units - SO2 Rate Annual v3.1, Unit 3377 and retrofits | 510 | 2199 | Rate Constraint in lbs/MMBtu | FALSE | L | Annual | Rate | lb/MMBtu | 0 | 0 | 0 | 0 | 0 | 0 | 0
Louisiana Coal Units - SO2 Rate Annual v3.1, Unit 3377 and retrofits | 510 | 2199 | Rate Constraint in lbs/MMBtu | FALSE | L | Annual | Generation | TWh | 0 | 0 | 0 | 0 | 0 | 0 | 0
Louisiana Coal Units - SO2 Rate Annual v3.1, Unit 3377 and retrofits | 510 | 2199 | Rate Constraint in lbs/MMBtu | FALSE | L | Annual | Qualifying Generation | TWh | 0 | 0 | 0 | 0 | 0 | 0 | 0
Louisiana Coal Units - SO2 Rate Annual v3.1, Unit 3377 and retrofits | 510 | 2199 | Rate Constraint in lbs/MMBtu | FALSE | L | Annual | Rate | lb/MWh | 0 | 0 | 0 | 0 | 0 | 0 | 0
Louisiana Coal Units - SO2 Rate Annual v3.1, Unit 3377 and retrofits | 510 | 2199 | Rate Constraint in lbs/MMBtu | FALSE | L | Annual | Constraint Shadow Price | US$/Ton | 0 | 0 | 0 | 0 | 0 | 0 | 0
Louisiana Coal Units - SO2 Rate Annual v3.1, Unit 3471 and retrofits | 511 | 2199 | Rate Constraint in lbs/MMBtu | FALSE | L | Annual | Seasons Included | Seasons | Winter, Summer | Winter, Summer | Winter, Summer | Winter, Summer | Winter, Summer | Winter, Summer | Winter, Summer
Louisiana Coal Units - SO2 Rate Annual v3.1, Unit 3471 and retrofits | 511 | 2199 | Rate Constraint in lbs/MMBtu | FALSE | L | Annual | Standard | lb/MMBtu | 1.2 | 1.2 | 1.2 | 1.2 | 1.2 | 1.2 | 1.2
Louisiana Coal Units - SO2 Rate Annual v3.1, Unit 3471 and retrofits | 511 | 2199 | Rate Constraint in lbs/MMBtu | FALSE | L | Annual | Emissions at Affected Plants SO2 | MTons | 0 | 0 | 0 | 0 | 0 | 0 | 0
Louisiana Coal Units - SO2 Rate Annual v3.1, Unit 3471 and retrofits | 511 | 2199 | Rate Constraint in lbs/MMBtu | FALSE | L | Annual | Allowances Purchased SO2 | MTons | 0 | 0 | 0 | 0 | 0 | 0 | 0
Louisiana Coal Units - SO2 Rate Annual v3.1, Unit 3471 and retrofits | 511 | 2199 | Rate Constraint in lbs/MMBtu | FALSE | L | Annual | Allowances Sold SO2 | MTons | 0 | 0 | 0 | 0 | 0 | 0 | 0
Louisiana Coal Units - SO2 Rate Annual v3.1, Unit 3471 and retrofits | 511 | 2199 | Rate Constraint in lbs/MMBtu | FALSE | L | Annual | Allowances Banked | MTons | 0 | 0 | 0 | 0 | 0 | 0 | 0
Louisiana Coal Units - SO2 Rate Annual v3.1, Unit 3471 and retrofits | 511 | 2199 | Rate Constraint in lbs/MMBtu | FALSE | L | Annual | Allowances Withdrawn (1:1) | MTons | 0 | 0 | 0 | 0 | 0 | 0 | 0
Louisiana Coal Units - SO2 Rate Annual v3.1, Unit 3471 and retrofits | 511 | 2199 | Rate Constraint in lbs/MMBtu | FALSE | L | Annual | Allowances Withdrawn (n:1) | MTons | 0 | 0 | 0 | 0 | 0 | 0 | 0
Louisiana Coal Units - SO2 Rate Annual v3.1, Unit 3471 and retrofits | 511 | 2199 | Rate Constraint in lbs/MMBtu | FALSE | L | Annual | Net Emissions Allowance Position | MTons | 0 | 0 | 0 | 0 | 0 | 0 | 0
Louisiana Coal Units - SO2 Rate Annual v3.1, Unit 3471 and retrofits | 511 | 2199 | Rate Constraint in lbs/MMBtu | FALSE | L | Annual | Fuel Consumed | TBtu | 0 | 0 | 0 | 0 | 0 | 0 | 0
Louisiana Coal Units - SO2 Rate Annual v3.1, Unit 3471 and retrofits | 511 | 2199 | Rate Constraint in lbs/MMBtu | FALSE | L | Annual | Rate | lb/MMBtu | 0 | 0 | 0 | 0 | 0 | 0 | 0
Louisiana Coal Units - SO2 Rate Annual v3.1, Unit 3471 and retrofits | 511 | 2199 | Rate Constraint in lbs/MMBtu | FALSE | L | Annual | Generation | TWh | 0 | 0 | 0 | 0 | 0 | 0 | 0
Louisiana Coal Units - SO2 Rate Annual v3.1, Unit 3471 and retrofits | 511 | 2199 | Rate Constraint in lbs/MMBtu | FALSE | L | Annual | Qualifying Generation | TWh | 0 | 0 | 0 | 0 | 0 | 0 | 0
Louisiana Coal Units - SO2 Rate Annual v3.1, Unit 3471 and retrofits | 511 | 2199 | Rate Constraint in lbs/MMBtu | FALSE | L | Annual | Rate | lb/MWh | 0 | 0 | 0 | 0 | 0 | 0 | 0
Louisiana Coal Units - SO2 Rate Annual v3.1, Unit 3471 and retrofits | 511 | 2199 | Rate Constraint in lbs/MMBtu | FALSE | L | Annual | Constraint Shadow Price | US$/Ton | 0 | 0 | 0 | 0 | 0 | 0 | 0
Louisiana Coal Units - SO2 Rate Annual v3.1, Unit 3506 and retrofits | 512 | 2199 | Rate Constraint in lbs/MMBtu | FALSE | L | Annual | Seasons Included | Seasons | Winter, Summer | Winter, Summer | Winter, Summer | Winter, Summer | Winter, Summer | Winter, Summer | Winter, Summer
Louisiana Coal Units - SO2 Rate Annual v3.1, Unit 3506 and retrofits | 512 | 2199 | Rate Constraint in lbs/MMBtu | FALSE | L | Annual | Standard | lb/MMBtu | 1.2 | 1.2 | 1.2 | 1.2 | 1.2 | 1.2 | 1.2
Louisiana Coal Units - SO2 Rate Annual v3.1, Unit 3506 and retrofits | 512 | 2199 | Rate Constraint in lbs/MMBtu | FALSE | L | Annual | Emissions at Affected Plants SO2 | MTons | 0 | 0 | 0 | 0 | 0 | 0 | 0
Louisiana Coal Units - SO2 Rate Annual v3.1, Unit 3506 and retrofits | 512 | 2199 | Rate Constraint in lbs/MMBtu | FALSE | L | Annual | Allowances Purchased SO2 | MTons | 0 | 0 | 0 | 0 | 0 | 0 | 0
Louisiana Coal Units - SO2 Rate Annual v3.1, Unit 3506 and retrofits | 512 | 2199 | Rate Constraint in lbs/MMBtu | FALSE | L | Annual | Allowances Sold SO2 | MTons | 0 | 0 | 0 | 0 | 0 | 0 | 0
Louisiana Coal Units - SO2 Rate Annual v3.1, Unit 3506 and retrofits | 512 | 2199 | Rate Constraint in lbs/MMBtu | FALSE | L | Annual | Allowances Banked | MTons | 0 | 0 | 0 | 0 | 0 | 0 | 0
Louisiana Coal Units - SO2 Rate Annual v3.1, Unit 3506 and retrofits | 512 | 2199 | Rate Constraint in lbs/MMBtu | FALSE | L | Annual | Allowances Withdrawn (1:1) | MTons | 0 | 0 | 0 | 0 | 0 | 0 | 0
Louisiana Coal Units - SO2 Rate Annual v3.1, Unit 3506 and retrofits | 512 | 2199 | Rate Constraint in lbs/MMBtu | FALSE | L | Annual | Allowances Withdrawn (n:1) | MTons | 0 | 0 | 0 | 0 | 0 | 0 | 0
Louisiana Coal Units - SO2 Rate Annual v3.1, Unit 3506 and retrofits | 512 | 2199 | Rate Constraint in lbs/MMBtu | FALSE | L | Annual | Net Emissions Allowance Position | MTons | 0 | 0 | 0 | 0 | 0 | 0 | 0
Louisiana Coal Units - SO2 Rate Annual v3.1, Unit 3506 and retrofits | 512 | 2199 | Rate Constraint in lbs/MMBtu | FALSE | L | Annual | Fuel Consumed | TBtu | 0 | 0 | 0 | 0 | 0 | 0 | 0
Louisiana Coal Units - SO2 Rate Annual v3.1, Unit 3506 and retrofits | 512 | 2199 | Rate Constraint in lbs/MMBtu | FALSE | L | Annual | Rate | lb/MMBtu | 0 | 0 | 0 | 0 | 0 | 0 | 0
Louisiana Coal Units - SO2 Rate Annual v3.1, Unit 3506 and retrofits | 512 | 2199 | Rate Constraint in lbs/MMBtu | FALSE | L | Annual | Generation | TWh | 0 | 0 | 0 | 0 | 0 | 0 | 0
Louisiana Coal Units - SO2 Rate Annual v3.1, Unit 3506 and retrofits | 512 | 2199 | Rate Constraint in lbs/MMBtu | FALSE | L | Annual | Qualifying Generation | TWh | 0 | 0 | 0 | 0 | 0 | 0 | 0
Louisiana Coal Units - SO2 Rate Annual v3.1, Unit 3506 and retrofits | 512 | 2199 | Rate Constraint in lbs/MMBtu | FALSE | L | Annual | Rate | lb/MWh | 0 | 0 | 0 | 0 | 0 | 0 | 0
Louisiana Coal Units - SO2 Rate Annual v3.1, Unit 3506 and retrofits | 512 | 2199 | Rate Constraint in lbs/MMBtu | FALSE | L | Annual | Constraint Shadow Price | US$/Ton | 0 | 0 | 0 | 0 | 0 | 0 | 0
Louisiana Coal Units - SO2 Rate Annual v3.1, Unit 3507 and retrofits | 513 | 2199 | Rate Constraint in lbs/MMBtu | FALSE | L | Annual | Seasons Included | Seasons | Winter, Summer | Winter, Summer | Winter, Summer | Winter, Summer | Winter, Summer | Winter, Summer | Winter, Summer
Louisiana Coal Units - SO2 Rate Annual v3.1, Unit 3507 and retrofits | 513 | 2199 | Rate Constraint in lbs/MMBtu | FALSE | L | Annual | Standard | lb/MMBtu | 1.2 | 1.2 | 1.2 | 1.2 | 1.2 | 1.2 | 1.2
Louisiana Coal Units - SO2 Rate Annual v3.1, Unit 3507 and retrofits | 513 | 2199 | Rate Constraint in lbs/MMBtu | FALSE | L | Annual | Emissions at Affected Plants SO2 | MTons | 0 | 0 | 0 | 0 | 0 | 0 | 0
Louisiana Coal Units - SO2 Rate Annual v3.1, Unit 3507 and retrofits | 513 | 2199 | Rate Constraint in lbs/MMBtu | FALSE | L | Annual | Allowances Purchased SO2 | MTons | 0 | 0 | 0 | 0 | 0 | 0 | 0
Louisiana Coal Units - SO2 Rate Annual v3.1, Unit 3507 and retrofits | 513 | 2199 | Rate Constraint in lbs/MMBtu | FALSE | L | Annual | Allowances Sold SO2 | MTons | 0 | 0 | 0 | 0 | 0 | 0 | 0
Louisiana Coal Units - SO2 Rate Annual v3.1, Unit 3507 and retrofits | 513 | 2199 | Rate Constraint in lbs/MMBtu | FALSE | L | Annual | Allowances Banked | MTons | 0 | 0 | 0 | 0 | 0 | 0 | 0
Louisiana Coal Units - SO2 Rate Annual v3.1, Unit 3507 and retrofits | 513 | 2199 | Rate Constraint in lbs/MMBtu | FALSE | L | Annual | Allowances Withdrawn (1:1) | MTons | 0 | 0 | 0 | 0 | 0 | 0 | 0
Louisiana Coal Units - SO2 Rate Annual v3.1, Unit 3507 and retrofits | 513 | 2199 | Rate Constraint in lbs/MMBtu | FALSE | L | Annual | Allowances Withdrawn (n:1) | MTons | 0 | 0 | 0 | 0 | 0 | 0 | 0
Louisiana Coal Units - SO2 Rate Annual v3.1, Unit 3507 and retrofits | 513 | 2199 | Rate Constraint in lbs/MMBtu | FALSE | L | Annual | Net Emissions Allowance Position | MTons | 0 | 0 | 0 | 0 | 0 | 0 | 0
Louisiana Coal Units - SO2 Rate Annual v3.1, Unit 3507 and retrofits | 513 | 2199 | Rate Constraint in lbs/MMBtu | FALSE | L | Annual | Fuel Consumed | TBtu | 0 | 0 | 0 | 0 | 0 | 0 | 0
Louisiana Coal Units - SO2 Rate Annual v3.1, Unit 3507 and retrofits | 513 | 2199 | Rate Constraint in lbs/MMBtu | FALSE | L | Annual | Rate | lb/MMBtu | 0 | 0 | 0 | 0 | 0 | 0 | 0
Louisiana Coal Units - SO2 Rate Annual v3.1, Unit 3507 and retrofits | 513 | 2199 | Rate Constraint in lbs/MMBtu | FALSE | L | Annual | Generation | TWh | 0 | 0 | 0 | 0 | 0 | 0 | 0
Louisiana Coal Units - SO2 Rate Annual v3.1, Unit 3507 and retrofits | 513 | 2199 | Rate Constraint in lbs/MMBtu | FALSE | L | Annual | Qualifying Generation | TWh | 0 | 0 | 0 | 0 | 0 | 0 | 0
Louisiana Coal Units - SO2 Rate Annual v3.1, Unit 3507 and retrofits | 513 | 2199 | Rate Constraint in lbs/MMBtu | FALSE | L | Annual | Rate | lb/MWh | 0 | 0 | 0 | 0 | 0 | 0 | 0
Louisiana Coal Units - SO2 Rate Annual v3.1, Unit 3507 and retrofits | 513 | 2199 | Rate Constraint in lbs/MMBtu | FALSE | L | Annual | Constraint Shadow Price | US$/Ton | 0 | 0 | 0 | 0 | 0 | 0 | 0
Louisiana Coal Units - SO2 Rate Annual v3.1, Unit 3508 and retrofits | 514 | 2199 | Rate Constraint in lbs/MMBtu | FALSE | L | Annual | Seasons Included | Seasons | Winter, Summer | Winter, Summer | Winter, Summer | Winter, Summer | Winter, Summer | Winter, Summer | Winter, Summer
Louisiana Coal Units - SO2 Rate Annual v3.1, Unit 3508 and retrofits | 514 | 2199 | Rate Constraint in lbs/MMBtu | FALSE | L | Annual | Standard | lb/MMBtu | 1.2 | 1.2 | 1.2 | 1.2 | 1.2 | 1.2 | 1.2
Louisiana Coal Units - SO2 Rate Annual v3.1, Unit 3508 and retrofits | 514 | 2199 | Rate Constraint in lbs/MMBtu | FALSE | L | Annual | Emissions at Affected Plants SO2 | MTons | 0 | 0 | 0 | 0 | 0 | 0 | 0
Louisiana Coal Units - SO2 Rate Annual v3.1, Unit 3508 and retrofits | 514 | 2199 | Rate Constraint in lbs/MMBtu | FALSE | L | Annual | Allowances Purchased SO2 | MTons | 0 | 0 | 0 | 0 | 0 | 0 | 0
Louisiana Coal Units - SO2 Rate Annual v3.1, Unit 3508 and retrofits | 514 | 2199 | Rate Constraint in lbs/MMBtu | FALSE | L | Annual | Allowances Sold SO2 | MTons | 0 | 0 | 0 | 0 | 0 | 0 | 0
Louisiana Coal Units - SO2 Rate Annual v3.1, Unit 3508 and retrofits | 514 | 2199 | Rate Constraint in lbs/MMBtu | FALSE | L | Annual | Allowances Banked | MTons | 0 | 0 | 0 | 0 | 0 | 0 | 0
Louisiana Coal Units - SO2 Rate Annual v3.1, Unit 3508 and retrofits | 514 | 2199 | Rate Constraint in lbs/MMBtu | FALSE | L | Annual | Allowances Withdrawn (1:1) | MTons | 0 | 0 | 0 | 0 | 0 | 0 | 0
Louisiana Coal Units - SO2 Rate Annual v3.1, Unit 3508 and retrofits | 514 | 2199 | Rate Constraint in lbs/MMBtu | FALSE | L | Annual | Allowances Withdrawn (n:1) | MTons | 0 | 0 | 0 | 0 | 0 | 0 | 0
Louisiana Coal Units - SO2 Rate Annual v3.1, Unit 3508 and retrofits | 514 | 2199 | Rate Constraint in lbs/MMBtu | FALSE | L | Annual | Net Emissions Allowance Position | MTons | 0 | 0 | 0 | 0 | 0 | 0 | 0
Louisiana Coal Units - SO2 Rate Annual v3.1, Unit 3508 and retrofits | 514 | 2199 | Rate Constraint in lbs/MMBtu | FALSE | L | Annual | Fuel Consumed | TBtu | 0 | 0 | 0 | 0 | 0 | 0 | 0
Louisiana Coal Units - SO2 Rate Annual v3.1, Unit 3508 and retrofits | 514 | 2199 | Rate Constraint in lbs/MMBtu | FALSE | L | Annual | Rate | lb/MMBtu | 0 | 0 | 0 | 0 | 0 | 0 | 0
Louisiana Coal Units - SO2 Rate Annual v3.1, Unit 3508 and retrofits | 514 | 2199 | Rate Constraint in lbs/MMBtu | FALSE | L | Annual | Generation | TWh | 0 | 0 | 0 | 0 | 0 | 0 | 0
Louisiana Coal Units - SO2 Rate Annual v3.1, Unit 3508 and retrofits | 514 | 2199 | Rate Constraint in lbs/MMBtu | FALSE | L | Annual | Qualifying Generation | TWh | 0 | 0 | 0 | 0 | 0 | 0 | 0
Louisiana Coal Units - SO2 Rate Annual v3.1, Unit 3508 and retrofits | 514 | 2199 | Rate Constraint in lbs/MMBtu | FALSE | L | Annual | Rate | lb/MWh | 0 | 0 | 0 | 0 | 0 | 0 | 0
Louisiana Coal Units - SO2 Rate Annual v3.1, Unit 3508 and retrofits | 514 | 2199 | Rate Constraint in lbs/MMBtu | FALSE | L | Annual | Constraint Shadow Price | US$/Ton | 0 | 0 | 0 | 0 | 0 | 0 | 0
Louisiana Coal Units - SO2 Rate Annual v3.1, Unit 3660 and retrofits | 515 | 2199 | Rate Constraint in lbs/MMBtu | FALSE | L | Annual | Seasons Included | Seasons | Winter, Summer | Winter, Summer | Winter, Summer | Winter, Summer | Winter, Summer | Winter, Summer | Winter, Summer
Louisiana Coal Units - SO2 Rate Annual v3.1, Unit 3660 and retrofits | 515 | 2199 | Rate Constraint in lbs/MMBtu | FALSE | L | Annual | Standard | lb/MMBtu | 1.2 | 1.2 | 1.2 | 1.2 | 1.2 | 1.2 | 1.2
Louisiana Coal Units - SO2 Rate Annual v3.1, Unit 3660 and retrofits | 515 | 2199 | Rate Constraint in lbs/MMBtu | FALSE | L | Annual | Emissions at Affected Plants SO2 | MTons | 0 | 0 | 0 | 0 | 0 | 0 | 0
Louisiana Coal Units - SO2 Rate Annual v3.1, Unit 3660 and retrofits | 515 | 2199 | Rate Constraint in lbs/MMBtu | FALSE | L | Annual | Allowances Purchased SO2 | MTons | 0 | 0 | 0 | 0 | 0 | 0 | 0
Louisiana Coal Units - SO2 Rate Annual v3.1, Unit 3660 and retrofits | 515 | 2199 | Rate Constraint in lbs/MMBtu | FALSE | L | Annual | Allowances Sold SO2 | MTons | 0 | 0 | 0 | 0 | 0 | 0 | 0
Louisiana Coal Units - SO2 Rate Annual v3.1, Unit 3660 and retrofits | 515 | 2199 | Rate Constraint in lbs/MMBtu | FALSE | L | Annual | Allowances Banked | MTons | 0 | 0 | 0 | 0 | 0 | 0 | 0
Louisiana Coal Units - SO2 Rate Annual v3.1, Unit 3660 and retrofits | 515 | 2199 | Rate Constraint in lbs/MMBtu | FALSE | L | Annual | Allowances Withdrawn (1:1) | MTons | 0 | 0 | 0 | 0 | 0 | 0 | 0
Louisiana Coal Units - SO2 Rate Annual v3.1, Unit 3660 and retrofits | 515 | 2199 | Rate Constraint in lbs/MMBtu | FALSE | L | Annual | Allowances Withdrawn (n:1) | MTons | 0 | 0 | 0 | 0 | 0 | 0 | 0
Louisiana Coal Units - SO2 Rate Annual v3.1, Unit 3660 and retrofits | 515 | 2199 | Rate Constraint in lbs/MMBtu | FALSE | L | Annual | Net Emissions Allowance Position | MTons | 0 | 0 | 0 | 0 | 0 | 0 | 0
Louisiana Coal Units - SO2 Rate Annual v3.1, Unit 3660 and retrofits | 515 | 2199 | Rate Constraint in lbs/MMBtu | FALSE | L | Annual | Fuel Consumed | TBtu | 0 | 0 | 0 | 0 | 0 | 0 | 0
Louisiana Coal Units - SO2 Rate Annual v3.1, Unit 3660 and retrofits | 515 | 2199 | Rate Constraint in lbs/MMBtu | FALSE | L | Annual | Rate | lb/MMBtu | 0 | 0 | 0 | 0 | 0 | 0 | 0
Louisiana Coal Units - SO2 Rate Annual v3.1, Unit 3660 and retrofits | 515 | 2199 | Rate Constraint in lbs/MMBtu | FALSE | L | Annual | Generation | TWh | 0 | 0 | 0 | 0 | 0 | 0 | 0
Louisiana Coal Units - SO2 Rate Annual v3.1, Unit 3660 and retrofits | 515 | 2199 | Rate Constraint in lbs/MMBtu | FALSE | L | Annual | Qualifying Generation | TWh | 0 | 0 | 0 | 0 | 0 | 0 | 0
Louisiana Coal Units - SO2 Rate Annual v3.1, Unit 3660 and retrofits | 515 | 2199 | Rate Constraint in lbs/MMBtu | FALSE | L | Annual | Rate | lb/MWh | 0 | 0 | 0 | 0 | 0 | 0 | 0
Louisiana Coal Units - SO2 Rate Annual v3.1, Unit 3660 and retrofits | 515 | 2199 | Rate Constraint in lbs/MMBtu | FALSE | L | Annual | Constraint Shadow Price | US$/Ton | 0 | 0 | 0 | 0 | 0 | 0 | 0
Louisiana Coal Units - SO2 Rate Annual v3.1, Unit 3661 and retrofits | 516 | 2199 | Rate Constraint in lbs/MMBtu | FALSE | L | Annual | Seasons Included | Seasons | Winter, Summer | Winter, Summer | Winter, Summer | Winter, Summer | Winter, Summer | Winter, Summer | Winter, Summer
Louisiana Coal Units - SO2 Rate Annual v3.1, Unit 3661 and retrofits | 516 | 2199 | Rate Constraint in lbs/MMBtu | FALSE | L | Annual | Standard | lb/MMBtu | 1.2 | 1.2 | 1.2 | 1.2 | 1.2 | 1.2 | 1.2
Louisiana Coal Units - SO2 Rate Annual v3.1, Unit 3661 and retrofits | 516 | 2199 | Rate Constraint in lbs/MMBtu | FALSE | L | Annual | Emissions at Affected Plants SO2 | MTons | 0 | 0 | 0 | 0 | 0 | 0 | 0
Louisiana Coal Units - SO2 Rate Annual v3.1, Unit 3661 and retrofits | 516 | 2199 | Rate Constraint in lbs/MMBtu | FALSE | L | Annual | Allowances Purchased SO2 | MTons | 0 | 0 | 0 | 0 | 0 | 0 | 0
Louisiana Coal Units - SO2 Rate Annual v3.1, Unit 3661 and retrofits | 516 | 2199 | Rate Constraint in lbs/MMBtu | FALSE | L | Annual | Allowances Sold SO2 | MTons | 0 | 0 | 0 | 0 | 0 | 0 | 0
Louisiana Coal Units - SO2 Rate Annual v3.1, Unit 3661 and retrofits | 516 | 2199 | Rate Constraint in lbs/MMBtu | FALSE | L | Annual | Allowances Banked | MTons | 0 | 0 | 0 | 0 | 0 | 0 | 0
Louisiana Coal Units - SO2 Rate Annual v3.1, Unit 3661 and retrofits | 516 | 2199 | Rate Constraint in lbs/MMBtu | FALSE | L | Annual | Allowances Withdrawn (1:1) | MTons | 0 | 0 | 0 | 0 | 0 | 0 | 0
Louisiana Coal Units - SO2 Rate Annual v3.1, Unit 3661 and retrofits | 516 | 2199 | Rate Constraint in lbs/MMBtu | FALSE | L | Annual | Allowances Withdrawn (n:1) | MTons | 0 | 0 | 0 | 0 | 0 | 0 | 0
Louisiana Coal Units - SO2 Rate Annual v3.1, Unit 3661 and retrofits | 516 | 2199 | Rate Constraint in lbs/MMBtu | FALSE | L | Annual | Net Emissions Allowance Position | MTons | 0 | 0 | 0 | 0 | 0 | 0 | 0
Louisiana Coal Units - SO2 Rate Annual v3.1, Unit 3661 and retrofits | 516 | 2199 | Rate Constraint in lbs/MMBtu | FALSE | L | Annual | Fuel Consumed | TBtu | 0 | 0 | 0 | 0 | 0 | 0 | 0
Louisiana Coal Units - SO2 Rate Annual v3.1, Unit 3661 and retrofits | 516 | 2199 | Rate Constraint in lbs/MMBtu | FALSE | L | Annual | Rate | lb/MMBtu | 0 | 0 | 0 | 0 | 0 | 0 | 0
Louisiana Coal Units - SO2 Rate Annual v3.1, Unit 3661 and retrofits | 516 | 2199 | Rate Constraint in lbs/MMBtu | FALSE | L | Annual | Generation | TWh | 0 | 0 | 0 | 0 | 0 | 0 | 0
Louisiana Coal Units - SO2 Rate Annual v3.1, Unit 3661 and retrofits | 516 | 2199 | Rate Constraint in lbs/MMBtu | FALSE | L | Annual | Qualifying Generation | TWh | 0 | 0 | 0 | 0 | 0 | 0 | 0
Louisiana Coal Units - SO2 Rate Annual v3.1, Unit 3661 and retrofits | 516 | 2199 | Rate Constraint in lbs/MMBtu | FALSE | L | Annual | Rate | lb/MWh | 0 | 0 | 0 | 0 | 0 | 0 | 0
Louisiana Coal Units - SO2 Rate Annual v3.1, Unit 3661 and retrofits | 516 | 2199 | Rate Constraint in lbs/MMBtu | FALSE | L | Annual | Constraint Shadow Price | US$/Ton | 0 | 0 | 0 | 0 | 0 | 0 | 0
Louisiana Coal Units - SO2 Rate Annual v3.1, Unit 4473 and retrofits | 517 | 2199 | Rate Constraint in lbs/MMBtu | FALSE | L | Annual | Seasons Included | Seasons | Winter, Summer | Winter, Summer | Winter, Summer | Winter, Summer | Winter, Summer | Winter, Summer | Winter, Summer
Louisiana Coal Units - SO2 Rate Annual v3.1, Unit 4473 and retrofits | 517 | 2199 | Rate Constraint in lbs/MMBtu | FALSE | L | Annual | Standard | lb/MMBtu | 1.2 | 1.2 | 1.2 | 1.2 | 1.2 | 1.2 | 1.2
Louisiana Coal Units - SO2 Rate Annual v3.1, Unit 4473 and retrofits | 517 | 2199 | Rate Constraint in lbs/MMBtu | FALSE | L | Annual | Emissions at Affected Plants SO2 | MTons | 0 | 0 | 0 | 0 | 0 | 0 | 0
Louisiana Coal Units - SO2 Rate Annual v3.1, Unit 4473 and retrofits | 517 | 2199 | Rate Constraint in lbs/MMBtu | FALSE | L | Annual | Allowances Purchased SO2 | MTons | 0 | 0 | 0 | 0 | 0 | 0 | 0
Louisiana Coal Units - SO2 Rate Annual v3.1, Unit 4473 and retrofits | 517 | 2199 | Rate Constraint in lbs/MMBtu | FALSE | L | Annual | Allowances Sold SO2 | MTons | 0 | 0 | 0 | 0 | 0 | 0 | 0
Louisiana Coal Units - SO2 Rate Annual v3.1, Unit 4473 and retrofits | 517 | 2199 | Rate Constraint in lbs/MMBtu | FALSE | L | Annual | Allowances Banked | MTons | 0 | 0 | 0 | 0 | 0 | 0 | 0
Louisiana Coal Units - SO2 Rate Annual v3.1, Unit 4473 and retrofits | 517 | 2199 | Rate Constraint in lbs/MMBtu | FALSE | L | Annual | Allowances Withdrawn (1:1) | MTons | 0 | 0 | 0 | 0 | 0 | 0 | 0
Louisiana Coal Units - SO2 Rate Annual v3.1, Unit 4473 and retrofits | 517 | 2199 | Rate Constraint in lbs/MMBtu | FALSE | L | Annual | Allowances Withdrawn (n:1) | MTons | 0 | 0 | 0 | 0 | 0 | 0 | 0
Louisiana Coal Units - SO2 Rate Annual v3.1, Unit 4473 and retrofits | 517 | 2199 | Rate Constraint in lbs/MMBtu | FALSE | L | Annual | Net Emissions Allowance Position | MTons | 0 | 0 | 0 | 0 | 0 | 0 | 0
Louisiana Coal Units - SO2 Rate Annual v3.1, Unit 4473 and retrofits | 517 | 2199 | Rate Constraint in lbs/MMBtu | FALSE | L | Annual | Fuel Consumed | TBtu | 0 | 0 | 0 | 0 | 0 | 0 | 0
Louisiana Coal Units - SO2 Rate Annual v3.1, Unit 4473 and retrofits | 517 | 2199 | Rate Constraint in lbs/MMBtu | FALSE | L | Annual | Rate | lb/MMBtu | 0 | 0 | 0 | 0 | 0 | 0 | 0
Louisiana Coal Units - SO2 Rate Annual v3.1, Unit 4473 and retrofits | 517 | 2199 | Rate Constraint in lbs/MMBtu | FALSE | L | Annual | Generation | TWh | 0 | 0 | 0 | 0 | 0 | 0 | 0
Louisiana Coal Units - SO2 Rate Annual v3.1, Unit 4473 and retrofits | 517 | 2199 | Rate Constraint in lbs/MMBtu | FALSE | L | Annual | Qualifying Generation | TWh | 0 | 0 | 0 | 0 | 0 | 0 | 0
Louisiana Coal Units - SO2 Rate Annual v3.1, Unit 4473 and retrofits | 517 | 2199 | Rate Constraint in lbs/MMBtu | FALSE | L | Annual | Rate | lb/MWh | 0 | 0 | 0 | 0 | 0 | 0 | 0
Louisiana Coal Units - SO2 Rate Annual v3.1, Unit 4473 and retrofits | 517 | 2199 | Rate Constraint in lbs/MMBtu | FALSE | L | Annual | Constraint Shadow Price | US$/Ton | 0 | 0 | 0 | 0 | 0 | 0 | 0
Louisiana Coal Units - SO2 Rate Annual v3.1, Unit 4474 and retrofits | 518 | 2199 | Rate Constraint in lbs/MMBtu | FALSE | L | Annual | Seasons Included | Seasons | Winter, Summer | Winter, Summer | Winter, Summer | Winter, Summer | Winter, Summer | Winter, Summer | Winter, Summer
Louisiana Coal Units - SO2 Rate Annual v3.1, Unit 4474 and retrofits | 518 | 2199 | Rate Constraint in lbs/MMBtu | FALSE | L | Annual | Standard | lb/MMBtu | 1.2 | 1.2 | 1.2 | 1.2 | 1.2 | 1.2 | 1.2
Louisiana Coal Units - SO2 Rate Annual v3.1, Unit 4474 and retrofits | 518 | 2199 | Rate Constraint in lbs/MMBtu | FALSE | L | Annual | Emissions at Affected Plants SO2 | MTons | 0.2804 | 0.2982 | 0 | 0.10154 | 0.10154 | 0.27068 | 0.58416
Louisiana Coal Units - SO2 Rate Annual v3.1, Unit 4474 and retrofits | 518 | 2199 | Rate Constraint in lbs/MMBtu | FALSE | L | Annual | Allowances Purchased SO2 | MTons | 0 | 0 | 0 | 0 | 0 | 0 | 0
Louisiana Coal Units - SO2 Rate Annual v3.1, Unit 4474 and retrofits | 518 | 2199 | Rate Constraint in lbs/MMBtu | FALSE | L | Annual | Allowances Sold SO2 | MTons | 0 | 0 | 0 | 0 | 0 | 0 | 0
Louisiana Coal Units - SO2 Rate Annual v3.1, Unit 4474 and retrofits | 518 | 2199 | Rate Constraint in lbs/MMBtu | FALSE | L | Annual | Allowances Banked | MTons | 0 | 0 | 0 | 0 | 0 | 0 | 0
Louisiana Coal Units - SO2 Rate Annual v3.1, Unit 4474 and retrofits | 518 | 2199 | Rate Constraint in lbs/MMBtu | FALSE | L | Annual | Allowances Withdrawn (1:1) | MTons | 0 | 0 | 0 | 0 | 0 | 0 | 0
Louisiana Coal Units - SO2 Rate Annual v3.1, Unit 4474 and retrofits | 518 | 2199 | Rate Constraint in lbs/MMBtu | FALSE | L | Annual | Allowances Withdrawn (n:1) | MTons | 0 | 0 | 0 | 0 | 0 | 0 | 0
Louisiana Coal Units - SO2 Rate Annual v3.1, Unit 4474 and retrofits | 518 | 2199 | Rate Constraint in lbs/MMBtu | FALSE | L | Annual | Net Emissions Allowance Position | MTons | 0.2804 | 0.2982 | 0 | 0.10154 | 0.10154 | 0.27068 | 0.58416
Louisiana Coal Units - SO2 Rate Annual v3.1, Unit 4474 and retrofits | 518 | 2199 | Rate Constraint in lbs/MMBtu | FALSE | L | Annual | Fuel Consumed | TBtu | 7.0187 | 7.4643 | 0 | 2.5417 | 2.5417 | 3.7233 | 8.0352
Louisiana Coal Units - SO2 Rate Annual v3.1, Unit 4474 and retrofits | 518 | 2199 | Rate Constraint in lbs/MMBtu | FALSE | L | Annual | Rate | lb/MMBtu | 0.0799 | 0.0799 | 0 | 0.0799 | 0.0799 | 0.1454 | 0.1454
Louisiana Coal Units - SO2 Rate Annual v3.1, Unit 4474 and retrofits | 518 | 2199 | Rate Constraint in lbs/MMBtu | FALSE | L | Annual | Generation | TWh | 0.62036 | 0.65974 | 0 | 0.22465 | 0.22465 | 0.32909 | 0.7102
Louisiana Coal Units - SO2 Rate Annual v3.1, Unit 4474 and retrofits | 518 | 2199 | Rate Constraint in lbs/MMBtu | FALSE | L | Annual | Qualifying Generation | TWh | 0.62036 | 0.65974 | 0 | 0.22465 | 0.22465 | 0.32909 | 0.7102
Louisiana Coal Units - SO2 Rate Annual v3.1, Unit 4474 and retrofits | 518 | 2199 | Rate Constraint in lbs/MMBtu | FALSE | L | Annual | Rate | lb/MWh | 0.45199 | 0.45199 | 0 | 0.45199 | 0.45199 | 0.82253 | 0.82253
Louisiana Coal Units - SO2 Rate Annual v3.1, Unit 4474 and retrofits | 518 | 2199 | Rate Constraint in lbs/MMBtu | FALSE | L | Annual | Constraint Shadow Price | US$/Ton | 0 | 0 | 0 | 0 | 0 | 0 | 0
Louisiana Coal Units - SO2 Rate Annual v3.1, Unit 5210 and retrofits | 519 | 2199 | Rate Constraint in lbs/MMBtu | FALSE | L | Annual | Seasons Included | Seasons | Winter, Summer | Winter, Summer | Winter, Summer | Winter, Summer | Winter, Summer | Winter, Summer | Winter, Summer
Louisiana Coal Units - SO2 Rate Annual v3.1, Unit 5210 and retrofits | 519 | 2199 | Rate Constraint in lbs/MMBtu | FALSE | L | Annual | Standard | lb/MMBtu | 1.2 | 1.2 | 1.2 | 1.2 | 1.2 | 1.2 | 1.2
Louisiana Coal Units - SO2 Rate Annual v3.1, Unit 5210 and retrofits | 519 | 2199 | Rate Constraint in lbs/MMBtu | FALSE | L | Annual | Emissions at Affected Plants SO2 | MTons | 0 | 0 | 0 | 0 | 0 | 0 | 0
Louisiana Coal Units - SO2 Rate Annual v3.1, Unit 5210 and retrofits | 519 | 2199 | Rate Constraint in lbs/MMBtu | FALSE | L | Annual | Allowances Purchased SO2 | MTons | 0 | 0 | 0 | 0 | 0 | 0 | 0
Louisiana Coal Units - SO2 Rate Annual v3.1, Unit 5210 and retrofits | 519 | 2199 | Rate Constraint in lbs/MMBtu | FALSE | L | Annual | Allowances Sold SO2 | MTons | 0 | 0 | 0 | 0 | 0 | 0 | 0
Louisiana Coal Units - SO2 Rate Annual v3.1, Unit 5210 and retrofits | 519 | 2199 | Rate Constraint in lbs/MMBtu | FALSE | L | Annual | Allowances Banked | MTons | 0 | 0 | 0 | 0 | 0 | 0 | 0
Louisiana Coal Units - SO2 Rate Annual v3.1, Unit 5210 and retrofits | 519 | 2199 | Rate Constraint in lbs/MMBtu | FALSE | L | Annual | Allowances Withdrawn (1:1) | MTons | 0 | 0 | 0 | 0 | 0 | 0 | 0
Louisiana Coal Units - SO2 Rate Annual v3.1, Unit 5210 and retrofits | 519 | 2199 | Rate Constraint in lbs/MMBtu | FALSE | L | Annual | Allowances Withdrawn (n:1) | MTons | 0 | 0 | 0 | 0 | 0 | 0 | 0
Louisiana Coal Units - SO2 Rate Annual v3.1, Unit 5210 and retrofits | 519 | 2199 | Rate Constraint in lbs/MMBtu | FALSE | L | Annual | Net Emissions Allowance Position | MTons | 0 | 0 | 0 | 0 | 0 | 0 | 0
Louisiana Coal Units - SO2 Rate Annual v3.1, Unit 5210 and retrofits | 519 | 2199 | Rate Constraint in lbs/MMBtu | FALSE | L | Annual | Fuel Consumed | TBtu | 0 | 0 | 0 | 0 | 0 | 0 | 0
Louisiana Coal Units - SO2 Rate Annual v3.1, Unit 5210 and retrofits | 519 | 2199 | Rate Constraint in lbs/MMBtu | FALSE | L | Annual | Rate | lb/MMBtu | 0 | 0 | 0 | 0 | 0 | 0 | 0
Louisiana Coal Units - SO2 Rate Annual v3.1, Unit 5210 and retrofits | 519 | 2199 | Rate Constraint in lbs/MMBtu | FALSE | L | Annual | Generation | TWh | 0 | 0 | 0 | 0 | 0 | 0 | 0
Louisiana Coal Units - SO2 Rate Annual v3.1, Unit 5210 and retrofits | 519 | 2199 | Rate Constraint in lbs/MMBtu | FALSE | L | Annual | Qualifying Generation | TWh | 0 | 0 | 0 | 0 | 0 | 0 | 0
Louisiana Coal Units - SO2 Rate Annual v3.1, Unit 5210 and retrofits | 519 | 2199 | Rate Constraint in lbs/MMBtu | FALSE | L | Annual | Rate | lb/MWh | 0 | 0 | 0 | 0 | 0 | 0 | 0
Louisiana Coal Units - SO2 Rate Annual v3.1, Unit 5210 and retrofits | 519 | 2199 | Rate Constraint in lbs/MMBtu | FALSE | L | Annual | Constraint Shadow Price | US$/Ton | 0 | 0 | 0 | 0 | 0 | 0 | 0
Louisiana Coal Units - SO2 Rate Annual v3.1, Unit 5441 and retrofits | 520 | 2199 | Rate Constraint in lbs/MMBtu | FALSE | L | Annual | Seasons Included | Seasons | Winter, Summer | Winter, Summer | Winter, Summer | Winter, Summer | Winter, Summer | Winter, Summer | Winter, Summer
Louisiana Coal Units - SO2 Rate Annual v3.1, Unit 5441 and retrofits | 520 | 2199 | Rate Constraint in lbs/MMBtu | FALSE | L | Annual | Standard | lb/MMBtu | 1.2 | 1.2 | 1.2 | 1.2 | 1.2 | 1.2 | 1.2
Louisiana Coal Units - SO2 Rate Annual v3.1, Unit 5441 and retrofits | 520 | 2199 | Rate Constraint in lbs/MMBtu | FALSE | L | Annual | Emissions at Affected Plants SO2 | MTons | 6.615 | 6.2843 | 6.2843 | 6.2843 | 6.2843 | 6.2843 | 6.2843
Louisiana Coal Units - SO2 Rate Annual v3.1, Unit 5441 and retrofits | 520 | 2199 | Rate Constraint in lbs/MMBtu | FALSE | L | Annual | Allowances Purchased SO2 | MTons | 0 | 0 | 0 | 0 | 0 | 0 | 0
Louisiana Coal Units - SO2 Rate Annual v3.1, Unit 5441 and retrofits | 520 | 2199 | Rate Constraint in lbs/MMBtu | FALSE | L | Annual | Allowances Sold SO2 | MTons | 0 | 0 | 0 | 0 | 0 | 0 | 0
Louisiana Coal Units - SO2 Rate Annual v3.1, Unit 5441 and retrofits | 520 | 2199 | Rate Constraint in lbs/MMBtu | FALSE | L | Annual | Allowances Banked | MTons | 0 | 0 | 0 | 0 | 0 | 0 | 0
Louisiana Coal Units - SO2 Rate Annual v3.1, Unit 5441 and retrofits | 520 | 2199 | Rate Constraint in lbs/MMBtu | FALSE | L | Annual | Allowances Withdrawn (1:1) | MTons | 0 | 0 | 0 | 0 | 0 | 0 | 0
Louisiana Coal Units - SO2 Rate Annual v3.1, Unit 5441 and retrofits | 520 | 2199 | Rate Constraint in lbs/MMBtu | FALSE | L | Annual | Allowances Withdrawn (n:1) | MTons | 0 | 0 | 0 | 0 | 0 | 0 | 0
Louisiana Coal Units - SO2 Rate Annual v3.1, Unit 5441 and retrofits | 520 | 2199 | Rate Constraint in lbs/MMBtu | FALSE | L | Annual | Net Emissions Allowance Position | MTons | 6.615 | 6.2843 | 6.2843 | 6.2843 | 6.2843 | 6.2843 | 6.2843
Louisiana Coal Units - SO2 Rate Annual v3.1, Unit 5441 and retrofits | 520 | 2199 | Rate Constraint in lbs/MMBtu | FALSE | L | Annual | Fuel Consumed | TBtu | 53.1325 | 50.4759 | 50.4759 | 50.4759 | 50.4759 | 50.4759 | 50.4759
Louisiana Coal Units - SO2 Rate Annual v3.1, Unit 5441 and retrofits | 520 | 2199 | Rate Constraint in lbs/MMBtu | FALSE | L | Annual | Rate | lb/MMBtu | 0.249 | 0.249 | 0.249 | 0.249 | 0.249 | 0.249 | 0.249
Louisiana Coal Units - SO2 Rate Annual v3.1, Unit 5441 and retrofits | 520 | 2199 | Rate Constraint in lbs/MMBtu | FALSE | L | Annual | Generation | TWh | 4.6213 | 4.6213 | 4.6213 | 4.6213 | 4.6213 | 4.6213 | 4.6213
Louisiana Coal Units - SO2 Rate Annual v3.1, Unit 5441 and retrofits | 520 | 2199 | Rate Constraint in lbs/MMBtu | FALSE | L | Annual | Qualifying Generation | TWh | 4.6213 | 4.6213 | 4.6213 | 4.6213 | 4.6213 | 4.6213 | 4.6213
Louisiana Coal Units - SO2 Rate Annual v3.1, Unit 5441 and retrofits | 520 | 2199 | Rate Constraint in lbs/MMBtu | FALSE | L | Annual | Rate | lb/MWh | 1.4314 | 1.3598 | 1.3598 | 1.3598 | 1.3598 | 1.3598 | 1.3598
Louisiana Coal Units - SO2 Rate Annual v3.1, Unit 5441 and retrofits | 520 | 2199 | Rate Constraint in lbs/MMBtu | FALSE | L | Annual | Constraint Shadow Price | US$/Ton | 0 | 0 | 0 | 0 | 0 | 0 | 0
MA Brayton 1-3 - MER Cap Annual v3.1, Unit 4112 and retrofits | 521 | 1810 | Rate Constraint in MTons | FALSE | L | Annual | Seasons Included | Seasons | Winter, Summer | Winter, Summer | Winter, Summer | Winter, Summer | Winter, Summer | Winter, Summer | Winter, Summer
MA Brayton 1-3 - MER Cap Annual v3.1, Unit 4112 and retrofits | 521 | 1810 | Rate Constraint in MTons | FALSE | L | Annual | Standard | Lb | 146.6 | 146.6 | 146.6 | 146.6 | 146.6 | 146.6 | 146.6
MA Brayton 1-3 - MER Cap Annual v3.1, Unit 4112 and retrofits | 521 | 1810 | Rate Constraint in MTons | FALSE | L | Annual | Standard MER | lbs | 146.6 | 146.6 | 146.6 | 146.6 | 146.6 | 146.6 | 146.6
MA Brayton 1-3 - MER Cap Annual v3.1, Unit 4112 and retrofits | 521 | 1810 | Rate Constraint in MTons | FALSE | L | Annual | Emissions at Affected Plants MER | lbs | 0 | 0 | 0 | 0 | 0 | 0 | 0
MA Brayton 1-3 - MER Cap Annual v3.1, Unit 4112 and retrofits | 521 | 1810 | Rate Constraint in MTons | FALSE | L | Annual | Allowances Purchased MER | lbs | 0 | 0 | 0 | 0 | 0 | 0 | 0
MA Brayton 1-3 - MER Cap Annual v3.1, Unit 4112 and retrofits | 521 | 1810 | Rate Constraint in MTons | FALSE | L | Annual | Allowances Sold MER | lbs | 0 | 0 | 0 | 0 | 0 | 0 | 0
MA Brayton 1-3 - MER Cap Annual v3.1, Unit 4112 and retrofits | 521 | 1810 | Rate Constraint in MTons | FALSE | L | Annual | Allowances Banked | lbs | 0 | 0 | 0 | 0 | 0 | 0 | 0
MA Brayton 1-3 - MER Cap Annual v3.1, Unit 4112 and retrofits | 521 | 1810 | Rate Constraint in MTons | FALSE | L | Annual | Allowances Withdrawn (1:1) | lbs | 0 | 0 | 0 | 0 | 0 | 0 | 0
MA Brayton 1-3 - MER Cap Annual v3.1, Unit 4112 and retrofits | 521 | 1810 | Rate Constraint in MTons | FALSE | L | Annual | Allowances Withdrawn (n:1) | lbs | 0 | 0 | 0 | 0 | 0 | 0 | 0
MA Brayton 1-3 - MER Cap Annual v3.1, Unit 4112 and retrofits | 521 | 1810 | Rate Constraint in MTons | FALSE | L | Annual | Net Emissions Allowance Position | lbs | 0 | 0 | 0 | 0 | 0 | 0 | 0
MA Brayton 1-3 - MER Cap Annual v3.1, Unit 4112 and retrofits | 521 | 1810 | Rate Constraint in MTons | FALSE | L | Annual | Fuel Consumed | TBtu | 0 | 0 | 0 | 0 | 0 | 0 | 0
MA Brayton 1-3 - MER Cap Annual v3.1, Unit 4112 and retrofits | 521 | 1810 | Rate Constraint in MTons | FALSE | L | Annual | Rate | lb/MMBtu | 0 | 0 | 0 | 0 | 0 | 0 | 0
MA Brayton 1-3 - MER Cap Annual v3.1, Unit 4112 and retrofits | 521 | 1810 | Rate Constraint in MTons | FALSE | L | Annual | Generation | TWh | 0 | 0 | 0 | 0 | 0 | 0 | 0
MA Brayton 1-3 - MER Cap Annual v3.1, Unit 4112 and retrofits | 521 | 1810 | Rate Constraint in MTons | FALSE | L | Annual | Qualifying Generation | TWh | 0 | 0 | 0 | 0 | 0 | 0 | 0
MA Brayton 1-3 - MER Cap Annual v3.1, Unit 4112 and retrofits | 521 | 1810 | Rate Constraint in MTons | FALSE | L | Annual | Rate | lb/MWh | 0 | 0 | 0 | 0 | 0 | 0 | 0
MA Brayton 1-3 - MER Cap Annual v3.1, Unit 4112 and retrofits | 521 | 1810 | Rate Constraint in MTons | FALSE | L | Annual | Constraint Shadow Price | US$/Lb | 0 | 0 | 0 | 0 | 0 | 0 | 0
MA Brayton 1-3 - MER Cap Annual v3.1, Unit 4113 and retrofits | 522 | 1810 | Rate Constraint in MTons | FALSE | L | Annual | Seasons Included | Seasons | Winter, Summer | Winter, Summer | Winter, Summer | Winter, Summer | Winter, Summer | Winter, Summer | Winter, Summer
MA Brayton 1-3 - MER Cap Annual v3.1, Unit 4113 and retrofits | 522 | 1810 | Rate Constraint in MTons | FALSE | L | Annual | Standard | Lb | 146.6 | 146.6 | 146.6 | 146.6 | 146.6 | 146.6 | 146.6
MA Brayton 1-3 - MER Cap Annual v3.1, Unit 4113 and retrofits | 522 | 1810 | Rate Constraint in MTons | FALSE | L | Annual | Standard MER | lbs | 146.6 | 146.6 | 146.6 | 146.6 | 146.6 | 146.6 | 146.6
MA Brayton 1-3 - MER Cap Annual v3.1, Unit 4113 and retrofits | 522 | 1810 | Rate Constraint in MTons | FALSE | L | Annual | Emissions at Affected Plants MER | lbs | 0 | 0 | 0 | 0 | 0 | 0 | 0
MA Brayton 1-3 - MER Cap Annual v3.1, Unit 4113 and retrofits | 522 | 1810 | Rate Constraint in MTons | FALSE | L | Annual | Allowances Purchased MER | lbs | 0 | 0 | 0 | 0 | 0 | 0 | 0
MA Brayton 1-3 - MER Cap Annual v3.1, Unit 4113 and retrofits | 522 | 1810 | Rate Constraint in MTons | FALSE | L | Annual | Allowances Sold MER | lbs | 0 | 0 | 0 | 0 | 0 | 0 | 0
MA Brayton 1-3 - MER Cap Annual v3.1, Unit 4113 and retrofits | 522 | 1810 | Rate Constraint in MTons | FALSE | L | Annual | Allowances Banked | lbs | 0 | 0 | 0 | 0 | 0 | 0 | 0
MA Brayton 1-3 - MER Cap Annual v3.1, Unit 4113 and retrofits | 522 | 1810 | Rate Constraint in MTons | FALSE | L | Annual | Allowances Withdrawn (1:1) | lbs | 0 | 0 | 0 | 0 | 0 | 0 | 0
MA Brayton 1-3 - MER Cap Annual v3.1, Unit 4113 and retrofits | 522 | 1810 | Rate Constraint in MTons | FALSE | L | Annual | Allowances Withdrawn (n:1) | lbs | 0 | 0 | 0 | 0 | 0 | 0 | 0
MA Brayton 1-3 - MER Cap Annual v3.1, Unit 4113 and retrofits | 522 | 1810 | Rate Constraint in MTons | FALSE | L | Annual | Net Emissions Allowance Position | lbs | 0 | 0 | 0 | 0 | 0 | 0 | 0
MA Brayton 1-3 - MER Cap Annual v3.1, Unit 4113 and retrofits | 522 | 1810 | Rate Constraint in MTons | FALSE | L | Annual | Fuel Consumed | TBtu | 0 | 0 | 0 | 0 | 0 | 0 | 0
MA Brayton 1-3 - MER Cap Annual v3.1, Unit 4113 and retrofits | 522 | 1810 | Rate Constraint in MTons | FALSE | L | Annual | Rate | lb/MMBtu | 0 | 0 | 0 | 0 | 0 | 0 | 0
MA Brayton 1-3 - MER Cap Annual v3.1, Unit 4113 and retrofits | 522 | 1810 | Rate Constraint in MTons | FALSE | L | Annual | Generation | TWh | 0 | 0 | 0 | 0 | 0 | 0 | 0
MA Brayton 1-3 - MER Cap Annual v3.1, Unit 4113 and retrofits | 522 | 1810 | Rate Constraint in MTons | FALSE | L | Annual | Qualifying Generation | TWh | 0 | 0 | 0 | 0 | 0 | 0 | 0
MA Brayton 1-3 - MER Cap Annual v3.1, Unit 4113 and retrofits | 522 | 1810 | Rate Constraint in MTons | FALSE | L | Annual | Rate | lb/MWh | 0 | 0 | 0 | 0 | 0 | 0 | 0
MA Brayton 1-3 - MER Cap Annual v3.1, Unit 4113 and retrofits | 522 | 1810 | Rate Constraint in MTons | FALSE | L | Annual | Constraint Shadow Price | US$/Lb | 0 | 0 | 0 | 0 | 0 | 0 | 0
MA Brayton 1-3 - MER Cap Annual v3.1, Unit 4133 and retrofits | 523 | 1810 | Rate Constraint in MTons | FALSE | L | Annual | Seasons Included | Seasons | Winter, Summer | Winter, Summer | Winter, Summer | Winter, Summer | Winter, Summer | Winter, Summer | Winter, Summer
MA Brayton 1-3 - MER Cap Annual v3.1, Unit 4133 and retrofits | 523 | 1810 | Rate Constraint in MTons | FALSE | L | Annual | Standard | Lb | 146.6 | 146.6 | 146.6 | 146.6 | 146.6 | 146.6 | 146.6
MA Brayton 1-3 - MER Cap Annual v3.1, Unit 4133 and retrofits | 523 | 1810 | Rate Constraint in MTons | FALSE | L | Annual | Standard MER | lbs | 146.6 | 146.6 | 146.6 | 146.6 | 146.6 | 146.6 | 146.6
MA Brayton 1-3 - MER Cap Annual v3.1, Unit 4133 and retrofits | 523 | 1810 | Rate Constraint in MTons | FALSE | L | Annual | Emissions at Affected Plants MER | lbs | 0 | 0 | 0 | 0 | 0 | 0 | 0
MA Brayton 1-3 - MER Cap Annual v3.1, Unit 4133 and retrofits | 523 | 1810 | Rate Constraint in MTons | FALSE | L | Annual | Allowances Purchased MER | lbs | 0 | 0 | 0 | 0 | 0 | 0 | 0
MA Brayton 1-3 - MER Cap Annual v3.1, Unit 4133 and retrofits | 523 | 1810 | Rate Constraint in MTons | FALSE | L | Annual | Allowances Sold MER | lbs | 0 | 0 | 0 | 0 | 0 | 0 | 0
MA Brayton 1-3 - MER Cap Annual v3.1, Unit 4133 and retrofits | 523 | 1810 | Rate Constraint in MTons | FALSE | L | Annual | Allowances Banked | lbs | 0 | 0 | 0 | 0 | 0 | 0 | 0
MA Brayton 1-3 - MER Cap Annual v3.1, Unit 4133 and retrofits | 523 | 1810 | Rate Constraint in MTons | FALSE | L | Annual | Allowances Withdrawn (1:1) | lbs | 0 | 0 | 0 | 0 | 0 | 0 | 0
MA Brayton 1-3 - MER Cap Annual v3.1, Unit 4133 and retrofits | 523 | 1810 | Rate Constraint in MTons | FALSE | L | Annual | Allowances Withdrawn (n:1) | lbs | 0 | 0 | 0 | 0 | 0 | 0 | 0
MA Brayton 1-3 - MER Cap Annual v3.1, Unit 4133 and retrofits | 523 | 1810 | Rate Constraint in MTons | FALSE | L | Annual | Net Emissions Allowance Position | lbs | 0 | 0 | 0 | 0 | 0 | 0 | 0
MA Brayton 1-3 - MER Cap Annual v3.1, Unit 4133 and retrofits | 523 | 1810 | Rate Constraint in MTons | FALSE | L | Annual | Fuel Consumed | TBtu | 0 | 0 | 0 | 0 | 0 | 0 | 0
MA Brayton 1-3 - MER Cap Annual v3.1, Unit 4133 and retrofits | 523 | 1810 | Rate Constraint in MTons | FALSE | L | Annual | Rate | lb/MMBtu | 0 | 0 | 0 | 0 | 0 | 0 | 0
MA Brayton 1-3 - MER Cap Annual v3.1, Unit 4133 and retrofits | 523 | 1810 | Rate Constraint in MTons | FALSE | L | Annual | Generation | TWh | 0 | 0 | 0 | 0 | 0 | 0 | 0
MA Brayton 1-3 - MER Cap Annual v3.1, Unit 4133 and retrofits | 523 | 1810 | Rate Constraint in MTons | FALSE | L | Annual | Qualifying Generation | TWh | 0 | 0 | 0 | 0 | 0 | 0 | 0
MA Brayton 1-3 - MER Cap Annual v3.1, Unit 4133 and retrofits | 523 | 1810 | Rate Constraint in MTons | FALSE | L | Annual | Rate | lb/MWh | 0 | 0 | 0 | 0 | 0 | 0 | 0
MA Brayton 1-3 - MER Cap Annual v3.1, Unit 4133 and retrofits | 523 | 1810 | Rate Constraint in MTons | FALSE | L | Annual | Constraint Shadow Price | US$/Lb | 0 | 0 | 0 | 0 | 0 | 0 | 0
MA Fac. Spec. - Brayton Point NOx v3.1 | 524 | 2100 | Rate Constraint in lbs/MWh | FALSE | L | Annual | Seasons Included | Seasons | Winter, Summer | Winter, Summer | Winter, Summer | Winter, Summer | Winter, Summer | Winter, Summer | Winter, Summer
MA Fac. Spec. - Brayton Point NOx v3.1 | 524 | 2100 | Rate Constraint in lbs/MWh | FALSE | L | Annual | Standard | lb/MWh | 1.5 | 1.5 | 1.5 | 1.5 | 1.5 | 1.5 | 1.5
MA Fac. Spec. - Brayton Point NOx v3.1 | 524 | 2100 | Rate Constraint in lbs/MWh | FALSE | L | Annual | Emissions at Affected Plants NOX | MTons | 0 | 0 | 0 | 0 | 0 | 0 | 0
MA Fac. Spec. - Brayton Point NOx v3.1 | 524 | 2100 | Rate Constraint in lbs/MWh | FALSE | L | Annual | Allowances Purchased NOX | MTons | 0 | 0 | 0 | 0 | 0 | 0 | 0
MA Fac. Spec. - Brayton Point NOx v3.1 | 524 | 2100 | Rate Constraint in lbs/MWh | FALSE | L | Annual | Allowances Sold NOX | MTons | 0 | 0 | 0 | 0 | 0 | 0 | 0
MA Fac. Spec. - Brayton Point NOx v3.1 | 524 | 2100 | Rate Constraint in lbs/MWh | FALSE | L | Annual | Allowances Banked | MTons | 0 | 0 | 0 | 0 | 0 | 0 | 0
MA Fac. Spec. - Brayton Point NOx v3.1 | 524 | 2100 | Rate Constraint in lbs/MWh | FALSE | L | Annual | Allowances Withdrawn (1:1) | MTons | 0 | 0 | 0 | 0 | 0 | 0 | 0
MA Fac. Spec. - Brayton Point NOx v3.1 | 524 | 2100 | Rate Constraint in lbs/MWh | FALSE | L | Annual | Allowances Withdrawn (n:1) | MTons | 0 | 0 | 0 | 0 | 0 | 0 | 0
MA Fac. Spec. - Brayton Point NOx v3.1 | 524 | 2100 | Rate Constraint in lbs/MWh | FALSE | L | Annual | Net Emissions Allowance Position | MTons | 0 | 0 | 0 | 0 | 0 | 0 | 0
MA Fac. Spec. - Brayton Point NOx v3.1 | 524 | 2100 | Rate Constraint in lbs/MWh | FALSE | L | Annual | Fuel Consumed | TBtu | 0 | 0 | 0 | 0 | 0 | 0 | 0
MA Fac. Spec. - Brayton Point NOx v3.1 | 524 | 2100 | Rate Constraint in lbs/MWh | FALSE | L | Annual | Rate | lb/MMBtu | 0 | 0 | 0 | 0 | 0 | 0 | 0
MA Fac. Spec. - Brayton Point NOx v3.1 | 524 | 2100 | Rate Constraint in lbs/MWh | FALSE | L | Annual | Generation | TWh | 0 | 0 | 0 | 0 | 0 | 0 | 0
MA Fac. Spec. - Brayton Point NOx v3.1 | 524 | 2100 | Rate Constraint in lbs/MWh | FALSE | L | Annual | Qualifying Generation | TWh | 0 | 0 | 0 | 0 | 0 | 0 | 0
MA Fac. Spec. - Brayton Point NOx v3.1 | 524 | 2100 | Rate Constraint in lbs/MWh | FALSE | L | Annual | Constraint Shadow Price | US$/Ton | 0 | 0 | 0 | 0 | 0 | 0 | 0
MA Fac. Spec. - Brayton Point SO2 Annual v3.1 | 525 | 2105 | Rate Constraint in lbs/MWh | FALSE | L | Annual | Seasons Included | Seasons | Winter, Summer | Winter, Summer | Winter, Summer | Winter, Summer | Winter, Summer | Winter, Summer | Winter, Summer
MA Fac. Spec. - Brayton Point SO2 Annual v3.1 | 525 | 2105 | Rate Constraint in lbs/MWh | FALSE | L | Annual | Standard | lb/MWh | 3 | 3 | 3 | 3 | 3 | 3 | 3
MA Fac. Spec. - Brayton Point SO2 Annual v3.1 | 525 | 2105 | Rate Constraint in lbs/MWh | FALSE | L | Annual | Emissions at Affected Plants SO2 | MTons | 0 | 0 | 0 | 0 | 0 | 0 | 0
MA Fac. Spec. - Brayton Point SO2 Annual v3.1 | 525 | 2105 | Rate Constraint in lbs/MWh | FALSE | L | Annual | Allowances Purchased SO2 | MTons | 0 | 0 | 0 | 0 | 0 | 0 | 0
MA Fac. Spec. - Brayton Point SO2 Annual v3.1 | 525 | 2105 | Rate Constraint in lbs/MWh | FALSE | L | Annual | Allowances Sold SO2 | MTons | 0 | 0 | 0 | 0 | 0 | 0 | 0
MA Fac. Spec. - Brayton Point SO2 Annual v3.1 | 525 | 2105 | Rate Constraint in lbs/MWh | FALSE | L | Annual | Allowances Banked | MTons | 0 | 0 | 0 | 0 | 0 | 0 | 0
MA Fac. Spec. - Brayton Point SO2 Annual v3.1 | 525 | 2105 | Rate Constraint in lbs/MWh | FALSE | L | Annual | Allowances Withdrawn (1:1) | MTons | 0 | 0 | 0 | 0 | 0 | 0 | 0
MA Fac. Spec. - Brayton Point SO2 Annual v3.1 | 525 | 2105 | Rate Constraint in lbs/MWh | FALSE | L | Annual | Allowances Withdrawn (n:1) | MTons | 0 | 0 | 0 | 0 | 0 | 0 | 0
MA Fac. Spec. - Brayton Point SO2 Annual v3.1 | 525 | 2105 | Rate Constraint in lbs/MWh | FALSE | L | Annual | Net Emissions Allowance Position | MTons | 0 | 0 | 0 | 0 | 0 | 0 | 0
MA Fac. Spec. - Brayton Point SO2 Annual v3.1 | 525 | 2105 | Rate Constraint in lbs/MWh | FALSE | L | Annual | Fuel Consumed | TBtu | 0 | 0 | 0 | 0 | 0 | 0 | 0
MA Fac. Spec. - Brayton Point SO2 Annual v3.1 | 525 | 2105 | Rate Constraint in lbs/MWh | FALSE | L | Annual | Rate | lb/MMBtu | 0 | 0 | 0 | 0 | 0 | 0 | 0
MA Fac. Spec. - Brayton Point SO2 Annual v3.1 | 525 | 2105 | Rate Constraint in lbs/MWh | FALSE | L | Annual | Generation | TWh | 0 | 0 | 0 | 0 | 0 | 0 | 0
MA Fac. Spec. - Brayton Point SO2 Annual v3.1 | 525 | 2105 | Rate Constraint in lbs/MWh | FALSE | L | Annual | Qualifying Generation | TWh | 0 | 0 | 0 | 0 | 0 | 0 | 0
MA Fac. Spec. - Brayton Point SO2 Annual v3.1 | 525 | 2105 | Rate Constraint in lbs/MWh | FALSE | L | Annual | Constraint Shadow Price | US$/Ton | 0 | 0 | 0 | 0 | 0 | 0 | 0
MA Fac. Spec. - Canal NOx v3.1 | 526 | 2103 | Rate Constraint in lbs/MWh | FALSE | L | Annual | Seasons Included | Seasons | Winter, Summer | Winter, Summer | Winter, Summer | Winter, Summer | Winter, Summer | Winter, Summer | Winter, Summer
MA Fac. Spec. - Canal NOx v3.1 | 526 | 2103 | Rate Constraint in lbs/MWh | FALSE | L | Annual | Standard | lb/MWh | 1.5 | 1.5 | 1.5 | 1.5 | 1.5 | 1.5 | 1.5
MA Fac. Spec. - Canal NOx v3.1 | 526 | 2103 | Rate Constraint in lbs/MWh | FALSE | L | Annual | Emissions at Affected Plants NOX | MTons | 0 | 0 | 0 | 0 | 0 | 0 | 0
MA Fac. Spec. - Canal NOx v3.1 | 526 | 2103 | Rate Constraint in lbs/MWh | FALSE | L | Annual | Allowances Purchased NOX | MTons | 0 | 0 | 0 | 0 | 0 | 0 | 0
MA Fac. Spec. - Canal NOx v3.1 | 526 | 2103 | Rate Constraint in lbs/MWh | FALSE | L | Annual | Allowances Sold NOX | MTons | 0 | 0 | 0 | 0 | 0 | 0 | 0
MA Fac. Spec. - Canal NOx v3.1 | 526 | 2103 | Rate Constraint in lbs/MWh | FALSE | L | Annual | Allowances Banked | MTons | 0 | 0 | 0 | 0 | 0 | 0 | 0
MA Fac. Spec. - Canal NOx v3.1 | 526 | 2103 | Rate Constraint in lbs/MWh | FALSE | L | Annual | Allowances Withdrawn (1:1) | MTons | 0 | 0 | 0 | 0 | 0 | 0 | 0
MA Fac. Spec. - Canal NOx v3.1 | 526 | 2103 | Rate Constraint in lbs/MWh | FALSE | L | Annual | Allowances Withdrawn (n:1) | MTons | 0 | 0 | 0 | 0 | 0 | 0 | 0
MA Fac. Spec. - Canal NOx v3.1 | 526 | 2103 | Rate Constraint in lbs/MWh | FALSE | L | Annual | Net Emissions Allowance Position | MTons | 0 | 0 | 0 | 0 | 0 | 0 | 0
MA Fac. Spec. - Canal NOx v3.1 | 526 | 2103 | Rate Constraint in lbs/MWh | FALSE | L | Annual | Fuel Consumed | TBtu | 0 | 0 | 0 | 0 | 0 | 0 | 0
MA Fac. Spec. - Canal NOx v3.1 | 526 | 2103 | Rate Constraint in lbs/MWh | FALSE | L | Annual | Rate | lb/MMBtu | 0 | 0 | 0 | 0 | 0 | 0 | 0
MA Fac. Spec. - Canal NOx v3.1 | 526 | 2103 | Rate Constraint in lbs/MWh | FALSE | L | Annual | Generation | TWh | 0 | 0 | 0 | 0 | 0 | 0 | 0
MA Fac. Spec. - Canal NOx v3.1 | 526 | 2103 | Rate Constraint in lbs/MWh | FALSE | L | Annual | Qualifying Generation | TWh | 0 | 0 | 0 | 0 | 0 | 0 | 0
MA Fac. Spec. - Canal NOx v3.1 | 526 | 2103 | Rate Constraint in lbs/MWh | FALSE | L | Annual | Constraint Shadow Price | US$/Ton | 1140418282.9037 | 351682.6088 | 681391.4809 | 936685.1171 | 1048929.8253 | 364144.8499 | 458488.0137
MA Fac. Spec. - Canal SO2 Annual v3.1 | 527 | 2107 | Rate Constraint in lbs/MWh | FALSE | L | Annual | Seasons Included | Seasons | Winter, Summer | Winter, Summer | Winter, Summer | Winter, Summer | Winter, Summer | Winter, Summer | Winter, Summer
MA Fac. Spec. - Canal SO2 Annual v3.1 | 527 | 2107 | Rate Constraint in lbs/MWh | FALSE | L | Annual | Standard | lb/MWh | 3 | 3 | 3 | 3 | 3 | 3 | 3
MA Fac. Spec. - Canal SO2 Annual v3.1 | 527 | 2107 | Rate Constraint in lbs/MWh | FALSE | L | Annual | Emissions at Affected Plants SO2 | MTons | 0 | 0 | 0 | 0 | 0 | 0 | 0
MA Fac. Spec. - Canal SO2 Annual v3.1 | 527 | 2107 | Rate Constraint in lbs/MWh | FALSE | L | Annual | Allowances Purchased SO2 | MTons | 0 | 0 | 0 | 0 | 0 | 0 | 0
MA Fac. Spec. - Canal SO2 Annual v3.1 | 527 | 2107 | Rate Constraint in lbs/MWh | FALSE | L | Annual | Allowances Sold SO2 | MTons | 0 | 0 | 0 | 0 | 0 | 0 | 0
MA Fac. Spec. - Canal SO2 Annual v3.1 | 527 | 2107 | Rate Constraint in lbs/MWh | FALSE | L | Annual | Allowances Banked | MTons | 0 | 0 | 0 | 0 | 0 | 0 | 0
MA Fac. Spec. - Canal SO2 Annual v3.1 | 527 | 2107 | Rate Constraint in lbs/MWh | FALSE | L | Annual | Allowances Withdrawn (1:1) | MTons | 0 | 0 | 0 | 0 | 0 | 0 | 0
MA Fac. Spec. - Canal SO2 Annual v3.1 | 527 | 2107 | Rate Constraint in lbs/MWh | FALSE | L | Annual | Allowances Withdrawn (n:1) | MTons | 0 | 0 | 0 | 0 | 0 | 0 | 0
MA Fac. Spec. - Canal SO2 Annual v3.1 | 527 | 2107 | Rate Constraint in lbs/MWh | FALSE | L | Annual | Net Emissions Allowance Position | MTons | 0 | 0 | 0 | 0 | 0 | 0 | 0
MA Fac. Spec. - Canal SO2 Annual v3.1 | 527 | 2107 | Rate Constraint in lbs/MWh | FALSE | L | Annual | Fuel Consumed | TBtu | 0 | 0 | 0 | 0 | 0 | 0 | 0
MA Fac. Spec. - Canal SO2 Annual v3.1 | 527 | 2107 | Rate Constraint in lbs/MWh | FALSE | L | Annual | Rate | lb/MMBtu | 0 | 0 | 0 | 0 | 0 | 0 | 0
MA Fac. Spec. - Canal SO2 Annual v3.1 | 527 | 2107 | Rate Constraint in lbs/MWh | FALSE | L | Annual | Generation | TWh | 0 | 0 | 0 | 0 | 0 | 0 | 0
MA Fac. Spec. - Canal SO2 Annual v3.1 | 527 | 2107 | Rate Constraint in lbs/MWh | FALSE | L | Annual | Qualifying Generation | TWh | 0 | 0 | 0 | 0 | 0 | 0 | 0
MA Fac. Spec. - Canal SO2 Annual v3.1 | 527 | 2107 | Rate Constraint in lbs/MWh | FALSE | L | Annual | Constraint Shadow Price | US$/Ton | 127291571.2266 | 0 | 0 | 0 | 0 | 40505.8778 | 58232.4276
MA Fac. Spec. - Mt. Tom NOx v3.1 | 529 | 2102 | Rate Constraint in lbs/MWh | FALSE | L | Annual | Seasons Included | Seasons | Winter, Summer | Winter, Summer | Winter, Summer | Winter, Summer | Winter, Summer | Winter, Summer | Winter, Summer
MA Fac. Spec. - Mt. Tom NOx v3.1 | 529 | 2102 | Rate Constraint in lbs/MWh | FALSE | L | Annual | Standard | lb/MWh | 1.5 | 1.5 | 1.5 | 1.5 | 1.5 | 1.5 | 1.5
MA Fac. Spec. - Mt. Tom NOx v3.1 | 529 | 2102 | Rate Constraint in lbs/MWh | FALSE | L | Annual | Emissions at Affected Plants NOX | MTons | 0.16902 | 0.25949 | 0 | 0.098125 | 0.098125 | 0.16137 | 0.37604
MA Fac. Spec. - Mt. Tom NOx v3.1 | 529 | 2102 | Rate Constraint in lbs/MWh | FALSE | L | Annual | Allowances Purchased NOX | MTons | 0 | 0 | 0 | 0 | 0 | 0 | 0
MA Fac. Spec. - Mt. Tom NOx v3.1 | 529 | 2102 | Rate Constraint in lbs/MWh | FALSE | L | Annual | Allowances Sold NOX | MTons | 0 | 0 | 0 | 0 | 0 | 0 | 0
MA Fac. Spec. - Mt. Tom NOx v3.1 | 529 | 2102 | Rate Constraint in lbs/MWh | FALSE | L | Annual | Allowances Banked | MTons | 0 | 0 | 0 | 0 | 0 | 0 | 0
MA Fac. Spec. - Mt. Tom NOx v3.1 | 529 | 2102 | Rate Constraint in lbs/MWh | FALSE | L | Annual | Allowances Withdrawn (1:1) | MTons | 0 | 0 | 0 | 0 | 0 | 0 | 0
MA Fac. Spec. - Mt. Tom NOx v3.1 | 529 | 2102 | Rate Constraint in lbs/MWh | FALSE | L | Annual | Allowances Withdrawn (n:1) | MTons | 0 | 0 | 0 | 0 | 0 | 0 | 0
MA Fac. Spec. - Mt. Tom NOx v3.1 | 529 | 2102 | Rate Constraint in lbs/MWh | FALSE | L | Annual | Net Emissions Allowance Position | MTons | 0.16902 | 0.25949 | 0 | 0.098125 | 0.098125 | 0.16137 | 0.37604
MA Fac. Spec. - Mt. Tom NOx v3.1 | 529 | 2102 | Rate Constraint in lbs/MWh | FALSE | L | Annual | Fuel Consumed | TBtu | 4.8567 | 7.4563 | 0 | 2.8195 | 2.8195 | 4.6368 | 10.805
MA Fac. Spec. - Mt. Tom NOx v3.1 | 529 | 2102 | Rate Constraint in lbs/MWh | FALSE | L | Annual | Rate | lb/MMBtu | 0.069604 | 0.069604 | 0 | 0.069604 | 0.069604 | 0.069604 | 0.069604
MA Fac. Spec. - Mt. Tom NOx v3.1 | 529 | 2102 | Rate Constraint in lbs/MWh | FALSE | L | Annual | Generation | TWh | 0.44776 | 0.68742 | 0 | 0.25994 | 0.25994 | 0.42748 | 1.0486
MA Fac. Spec. - Mt. Tom NOx v3.1 | 529 | 2102 | Rate Constraint in lbs/MWh | FALSE | L | Annual | Qualifying Generation | TWh | 0.44776 | 0.68742 | 0 | 0.25994 | 0.25994 | 0.42748 | 1.0486
MA Fac. Spec. - Mt. Tom NOx v3.1 | 529 | 2102 | Rate Constraint in lbs/MWh | FALSE | L | Annual | Constraint Shadow Price | US$/Ton | 0 | 0 | 0 | 0 | 0 | 0 | 0
MA Fac. Spec. - Mt. Tom SO2 Annual v3.1 | 530 | 2108 | Rate Constraint in lbs/MWh | FALSE | L | Annual | Seasons Included | Seasons | Winter, Summer | Winter, Summer | Winter, Summer | Winter, Summer | Winter, Summer | Winter, Summer | Winter, Summer
MA Fac. Spec. - Mt. Tom SO2 Annual v3.1 | 530 | 2108 | Rate Constraint in lbs/MWh | FALSE | L | Annual | Standard | lb/MWh | 3 | 3 | 3 | 3 | 3 | 3 | 3
MA Fac. Spec. - Mt. Tom SO2 Annual v3.1 | 530 | 2108 | Rate Constraint in lbs/MWh | FALSE | L | Annual | Emissions at Affected Plants SO2 | MTons | 0.55792 | 0.75939 | 0 | 0.32389 | 0.32389 | 0.48257 | 0.43166
MA Fac. Spec. - Mt. Tom SO2 Annual v3.1 | 530 | 2108 | Rate Constraint in lbs/MWh | FALSE | L | Annual | Allowances Purchased SO2 | MTons | 0 | 0 | 0 | 0 | 0 | 0 | 0
MA Fac. Spec. - Mt. Tom SO2 Annual v3.1 | 530 | 2108 | Rate Constraint in lbs/MWh | FALSE | L | Annual | Allowances Sold SO2 | MTons | 0 | 0 | 0 | 0 | 0 | 0 | 0
MA Fac. Spec. - Mt. Tom SO2 Annual v3.1 | 530 | 2108 | Rate Constraint in lbs/MWh | FALSE | L | Annual | Allowances Banked | MTons | 0 | 0 | 0 | 0 | 0 | 0 | 0
MA Fac. Spec. - Mt. Tom SO2 Annual v3.1 | 530 | 2108 | Rate Constraint in lbs/MWh | FALSE | L | Annual | Allowances Withdrawn (1:1) | MTons | 0 | 0 | 0 | 0 | 0 | 0 | 0
MA Fac. Spec. - Mt. Tom SO2 Annual v3.1 | 530 | 2108 | Rate Constraint in lbs/MWh | FALSE | L | Annual | Allowances Withdrawn (n:1) | MTons | 0 | 0 | 0 | 0 | 0 | 0 | 0
MA Fac. Spec. - Mt. Tom SO2 Annual v3.1 | 530 | 2108 | Rate Constraint in lbs/MWh | FALSE | L | Annual | Net Emissions Allowance Position | MTons | 0.55792 | 0.75939 | 0 | 0.32389 | 0.32389 | 0.48257 | 0.43166
MA Fac. Spec. - Mt. Tom SO2 Annual v3.1 | 530 | 2108 | Rate Constraint in lbs/MWh | FALSE | L | Annual | Fuel Consumed | TBtu | 4.8567 | 7.4563 | 0 | 2.8195 | 2.8195 | 4.6368 | 10.805
MA Fac. Spec. - Mt. Tom SO2 Annual v3.1 | 530 | 2108 | Rate Constraint in lbs/MWh | FALSE | L | Annual | Rate | lb/MMBtu | 0.22975 | 0.20369 | 0 | 0.22975 | 0.22975 | 0.20815 | 0.0799
MA Fac. Spec. - Mt. Tom SO2 Annual v3.1 | 530 | 2108 | Rate Constraint in lbs/MWh | FALSE | L | Annual | Generation | TWh | 0.44776 | 0.68742 | 0 | 0.25994 | 0.25994 | 0.42748 | 1.0486
MA Fac. Spec. - Mt. Tom SO2 Annual v3.1 | 530 | 2108 | Rate Constraint in lbs/MWh | FALSE | L | Annual | Qualifying Generation | TWh | 0.44776 | 0.68742 | 0 | 0.25994 | 0.25994 | 0.42748 | 1.0486
MA Fac. Spec. - Mt. Tom SO2 Annual v3.1 | 530 | 2108 | Rate Constraint in lbs/MWh | FALSE | L | Annual | Constraint Shadow Price | US$/Ton | 0 | 0 | 0 | 0 | 0 | 0 | 0
MA Fac. Spec. - Mystic Gen NOx v3.1 | 531 | 2101 | Rate Constraint in lbs/MWh | FALSE | L | Annual | Seasons Included | Seasons | Winter, Summer | Winter, Summer | Winter, Summer | Winter, Summer | Winter, Summer | Winter, Summer | Winter, Summer
MA Fac. Spec. - Mystic Gen NOx v3.1 | 531 | 2101 | Rate Constraint in lbs/MWh | FALSE | L | Annual | Standard | lb/MWh | 1.5 | 1.5 | 1.5 | 1.5 | 1.5 | 1.5 | 1.5
MA Fac. Spec. - Mystic Gen NOx v3.1 | 531 | 2101 | Rate Constraint in lbs/MWh | FALSE | L | Annual | Emissions at Affected Plants NOX | MTons | 0.32169 | 0.32169 | 0.27966 | 0.27966 | 0.27966 | 0.276 | 0.18864
MA Fac. Spec. - Mystic Gen NOx v3.1 | 531 | 2101 | Rate Constraint in lbs/MWh | FALSE | L | Annual | Allowances Purchased NOX | MTons | 0 | 0 | 0 | 0 | 0 | 0 | 0
MA Fac. Spec. - Mystic Gen NOx v3.1 | 531 | 2101 | Rate Constraint in lbs/MWh | FALSE | L | Annual | Allowances Sold NOX | MTons | 0 | 0 | 0 | 0 | 0 | 0 | 0
MA Fac. Spec. - Mystic Gen NOx v3.1 | 531 | 2101 | Rate Constraint in lbs/MWh | FALSE | L | Annual | Allowances Banked | MTons | 0 | 0 | 0 | 0 | 0 | 0 | 0
MA Fac. Spec. - Mystic Gen NOx v3.1 | 531 | 2101 | Rate Constraint in lbs/MWh | FALSE | L | Annual | Allowances Withdrawn (1:1) | MTons | 0 | 0 | 0 | 0 | 0 | 0 | 0
MA Fac. Spec. - Mystic Gen NOx v3.1 | 531 | 2101 | Rate Constraint in lbs/MWh | FALSE | L | Annual | Allowances Withdrawn (n:1) | MTons | 0 | 0 | 0 | 0 | 0 | 0 | 0
MA Fac. Spec. - Mystic Gen NOx v3.1 | 531 | 2101 | Rate Constraint in lbs/MWh | FALSE | L | Annual | Net Emissions Allowance Position | MTons | 0.32169 | 0.32169 | 0.27966 | 0.27966 | 0.27966 | 0.276 | 0.18864
MA Fac. Spec. - Mystic Gen NOx v3.1 | 531 | 2101 | Rate Constraint in lbs/MWh | FALSE | L | Annual | Fuel Consumed | TBtu | 78.6328 | 78.6328 | 77.8647 | 77.8647 | 77.8647 | 76.8434 | 52.5218
MA Fac. Spec. - Mystic Gen NOx v3.1 | 531 | 2101 | Rate Constraint in lbs/MWh | FALSE | L | Annual | Rate | lb/MMBtu | 0.008182 | 0.008182 | 0.0071834 | 0.0071834 | 0.0071834 | 0.0071834 | 0.0071834
MA Fac. Spec. - Mystic Gen NOx v3.1 | 531 | 2101 | Rate Constraint in lbs/MWh | FALSE | L | Annual | Generation | TWh | 10.5775 | 10.5775 | 10.5152 | 10.5152 | 10.5152 | 10.3772 | 7.0928
MA Fac. Spec. - Mystic Gen NOx v3.1 | 531 | 2101 | Rate Constraint in lbs/MWh | FALSE | L | Annual | Qualifying Generation | TWh | 10.5775 | 10.5775 | 10.5152 | 10.5152 | 10.5152 | 10.3772 | 7.0928
MA Fac. Spec. - Mystic Gen NOx v3.1 | 531 | 2101 | Rate Constraint in lbs/MWh | FALSE | L | Annual | Constraint Shadow Price | US$/Ton | 0 | 0 | 0 | 0 | 0 | 0 | 0
MA Fac. Spec. - Mystic Gen SO2 Annual v3.1 | 532 | 2106 | Rate Constraint in lbs/MWh | FALSE | L | Annual | Seasons Included | Seasons | Winter, Summer | Winter, Summer | Winter, Summer | Winter, Summer | Winter, Summer | Winter, Summer | Winter, Summer
MA Fac. Spec. - Mystic Gen SO2 Annual v3.1 | 532 | 2106 | Rate Constraint in lbs/MWh | FALSE | L | Annual | Standard | lb/MWh | 3 | 3 | 3 | 3 | 3 | 3 | 3
MA Fac. Spec. - Mystic Gen SO2 Annual v3.1 | 532 | 2106 | Rate Constraint in lbs/MWh | FALSE | L | Annual | Emissions at Affected Plants SO2 | MTons | 0 | 0 | 0 | 0 | 0 | 0 | 0
MA Fac. Spec. - Mystic Gen SO2 Annual v3.1 | 532 | 2106 | Rate Constraint in lbs/MWh | FALSE | L | Annual | Allowances Purchased SO2 | MTons | 0 | 0 | 0 | 0 | 0 | 0 | 0
MA Fac. Spec. - Mystic Gen SO2 Annual v3.1 | 532 | 2106 | Rate Constraint in lbs/MWh | FALSE | L | Annual | Allowances Sold SO2 | MTons | 0 | 0 | 0 | 0 | 0 | 0 | 0
MA Fac. Spec. - Mystic Gen SO2 Annual v3.1 | 532 | 2106 | Rate Constraint in lbs/MWh | FALSE | L | Annual | Allowances Banked | MTons | 0 | 0 | 0 | 0 | 0 | 0 | 0
MA Fac. Spec. - Mystic Gen SO2 Annual v3.1 | 532 | 2106 | Rate Constraint in lbs/MWh | FALSE | L | Annual | Allowances Withdrawn (1:1) | MTons | 0 | 0 | 0 | 0 | 0 | 0 | 0
MA Fac. Spec. - Mystic Gen SO2 Annual v3.1 | 532 | 2106 | Rate Constraint in lbs/MWh | FALSE | L | Annual | Allowances Withdrawn (n:1) | MTons | 0 | 0 | 0 | 0 | 0 | 0 | 0
MA Fac. Spec. - Mystic Gen SO2 Annual v3.1 | 532 | 2106 | Rate Constraint in lbs/MWh | FALSE | L | Annual | Net Emissions Allowance Position | MTons | 0 | 0 | 0 | 0 | 0 | 0 | 0
MA Fac. Spec. - Mystic Gen SO2 Annual v3.1 | 532 | 2106 | Rate Constraint in lbs/MWh | FALSE | L | Annual | Fuel Consumed | TBtu | 78.6328 | 78.6328 | 77.8647 | 77.8647 | 77.8647 | 76.8434 | 52.5218
MA Fac. Spec. - Mystic Gen SO2 Annual v3.1 | 532 | 2106 | Rate Constraint in lbs/MWh | FALSE | L | Annual | Rate | lb/MMBtu | 0 | 0 | 0 | 0 | 0 | 0 | 0
MA Fac. Spec. - Mystic Gen SO2 Annual v3.1 | 532 | 2106 | Rate Constraint in lbs/MWh | FALSE | L | Annual | Generation | TWh | 10.5775 | 10.5775 | 10.5152 | 10.5152 | 10.5152 | 10.3772 | 7.0928
MA Fac. Spec. - Mystic Gen SO2 Annual v3.1 | 532 | 2106 | Rate Constraint in lbs/MWh | FALSE | L | Annual | Qualifying Generation | TWh | 10.5775 | 10.5775 | 10.5152 | 10.5152 | 10.5152 | 10.3772 | 7.0928
MA Fac. Spec. - Mystic Gen SO2 Annual v3.1 | 532 | 2106 | Rate Constraint in lbs/MWh | FALSE | L | Annual | Constraint Shadow Price | US$/Ton | 0 | 0 | 0 | 0 | 0 | 0 | 0
MA Plant Mt. Tom 1 - MER Cap Annual v3.1, Unit 4176 and retrofits | 533 | 1811 | Rate Constraint in MTons | FALSE | L | Annual | Seasons Included | Seasons | Winter, Summer | Winter, Summer | Winter, Summer | Winter, Summer | Winter, Summer | Winter, Summer | Winter, Summer
MA Plant Mt. Tom 1 - MER Cap Annual v3.1, Unit 4176 and retrofits | 533 | 1811 | Rate Constraint in MTons | FALSE | L | Annual | Standard | Lb | 4.1 | 4.1 | 4.1 | 4.1 | 4.1 | 4.1 | 4.1
MA Plant Mt. Tom 1 - MER Cap Annual v3.1, Unit 4176 and retrofits | 533 | 1811 | Rate Constraint in MTons | FALSE | L | Annual | Standard MER | lbs | 4.1 | 4.1 | 4.1 | 4.1 | 4.1 | 4.1 | 4.1
MA Plant Mt. Tom 1 - MER Cap Annual v3.1, Unit 4176 and retrofits | 533 | 1811 | Rate Constraint in MTons | FALSE | L | Annual | Emissions at Affected Plants MER | lbs | 4.1008 | 4.1012 | 0 | 2.3807 | 2.3807 | 3.2724 | 4.0399
MA Plant Mt. Tom 1 - MER Cap Annual v3.1, Unit 4176 and retrofits | 533 | 1811 | Rate Constraint in MTons | FALSE | L | Annual | Allowances Purchased MER | lbs | 0 | 0 | 0 | 0 | 0 | 0 | 0
MA Plant Mt. Tom 1 - MER Cap Annual v3.1, Unit 4176 and retrofits | 533 | 1811 | Rate Constraint in MTons | FALSE | L | Annual | Allowances Sold MER | lbs | 0 | 0 | 0 | 0 | 0 | 0 | 0
MA Plant Mt. Tom 1 - MER Cap Annual v3.1, Unit 4176 and retrofits | 533 | 1811 | Rate Constraint in MTons | FALSE | L | Annual | Allowances Banked | lbs | 0 | 0 | 0 | 0 | 0 | 0 | 0
MA Plant Mt. Tom 1 - MER Cap Annual v3.1, Unit 4176 and retrofits | 533 | 1811 | Rate Constraint in MTons | FALSE | L | Annual | Allowances Withdrawn (1:1) | lbs | 0 | 0 | 0 | 0 | 0 | 0 | 0
MA Plant Mt. Tom 1 - MER Cap Annual v3.1, Unit 4176 and retrofits | 533 | 1811 | Rate Constraint in MTons | FALSE | L | Annual | Allowances Withdrawn (n:1) | lbs | 0 | 0 | 0 | 0 | 0 | 0 | 0
MA Plant Mt. Tom 1 - MER Cap Annual v3.1, Unit 4176 and retrofits | 533 | 1811 | Rate Constraint in MTons | FALSE | L | Annual | Net Emissions Allowance Position | lbs | 4.1008 | 4.1012 | 0 | 2.3807 | 2.3807 | 3.2724 | 4.0399
MA Plant Mt. Tom 1 - MER Cap Annual v3.1, Unit 4176 and retrofits | 533 | 1811 | Rate Constraint in MTons | FALSE | L | Annual | Fuel Consumed | TBtu | 4.8567 | 7.4563 | 0 | 2.8195 | 2.8195 | 4.6368 | 10.805
MA Plant Mt. Tom 1 - MER Cap Annual v3.1, Unit 4176 and retrofits | 533 | 1811 | Rate Constraint in MTons | FALSE | L | Annual | Rate | lb/MMBtu | 8.4435e-07 | 5.5003e-07 | 0 | 8.4435e-07 | 8.4435e-07 | 7.0575e-07 | 3.7389e-07
MA Plant Mt. Tom 1 - MER Cap Annual v3.1, Unit 4176 and retrofits | 533 | 1811 | Rate Constraint in MTons | FALSE | L | Annual | Generation | TWh | 0.44776 | 0.68742 | 0 | 0.25994 | 0.25994 | 0.42748 | 1.0486
MA Plant Mt. Tom 1 - MER Cap Annual v3.1, Unit 4176 and retrofits | 533 | 1811 | Rate Constraint in MTons | FALSE | L | Annual | Qualifying Generation | TWh | 0.44776 | 0.68742 | 0 | 0.25994 | 0.25994 | 0.42748 | 1.0486
MA Plant Mt. Tom 1 - MER Cap Annual v3.1, Unit 4176 and retrofits | 533 | 1811 | Rate Constraint in MTons | FALSE | L | Annual | Rate | lb/MWh | 9.1585 | 5.9661 | 0 | 9.1585 | 9.1585 | 7.6551 | 3.8527
MA Plant Mt. Tom 1 - MER Cap Annual v3.1, Unit 4176 and retrofits | 533 | 1811 | Rate Constraint in MTons | FALSE | L | Annual | Constraint Shadow Price | US$/Lb | 168300.3982 | 279355.2641 | 0 | 0 | 0 | 0 | 0
MD Healthy Air Act - Constellation NOx Cap Ann 4.1 | 534 | 2433 | Rate Constraint in MTons | FALSE | L | Annual | Seasons Included | Seasons | Winter, Summer | Winter, Summer | Winter, Summer | Winter, Summer | Winter, Summer | Winter, Summer | Winter, Summer
MD Healthy Air Act - Constellation NOx Cap Ann 4.1 | 534 | 2433 | Rate Constraint in MTons | FALSE | L | Annual | Standard | MTons | 8.026 | 8.026 | 8.026 | 8.026 | 8.026 | 8.026 | 8.026
MD Healthy Air Act - Constellation NOx Cap Ann 4.1 | 534 | 2433 | Rate Constraint in MTons | FALSE | L | Annual | Standard NOX | MTons | 8.026 | 8.026 | 8.026 | 8.026 | 8.026 | 8.026 | 8.026
MD Healthy Air Act - Constellation NOx Cap Ann 4.1 | 534 | 2433 | Rate Constraint in MTons | FALSE | L | Annual | Emissions at Affected Plants NOX | MTons | 3.6376 | 3.6376 | 1.4965 | 1.8954 | 1.4965 | 1.8393 | 3.6376
MD Healthy Air Act - Constellation NOx Cap Ann 4.1 | 534 | 2433 | Rate Constraint in MTons | FALSE | L | Annual | Allowances Purchased NOX | MTons | 0 | 0 | 0 | 0 | 0 | 0 | 0
MD Healthy Air Act - Constellation NOx Cap Ann 4.1 | 534 | 2433 | Rate Constraint in MTons | FALSE | L | Annual | Allowances Sold NOX | MTons | 0 | 0 | 0 | 0 | 0 | 0 | 0
MD Healthy Air Act - Constellation NOx Cap Ann 4.1 | 534 | 2433 | Rate Constraint in MTons | FALSE | L | Annual | Allowances Banked | MTons | 0 | 0 | 0 | 0 | 0 | 0 | 0
MD Healthy Air Act - Constellation NOx Cap Ann 4.1 | 534 | 2433 | Rate Constraint in MTons | FALSE | L | Annual | Allowances Withdrawn (1:1) | MTons | 0 | 0 | 0 | 0 | 0 | 0 | 0
MD Healthy Air Act - Constellation NOx Cap Ann 4.1 | 534 | 2433 | Rate Constraint in MTons | FALSE | L | Annual | Allowances Withdrawn (n:1) | MTons | 0 | 0 | 0 | 0 | 0 | 0 | 0
MD Healthy Air Act - Constellation NOx Cap Ann 4.1 | 534 | 2433 | Rate Constraint in MTons | FALSE | L | Annual | Net Emissions Allowance Position | MTons | 3.6376 | 3.6376 | 1.4965 | 1.8954 | 1.4965 | 1.8393 | 3.6376
MD Healthy Air Act - Constellation NOx Cap Ann 4.1 | 534 | 2433 | Rate Constraint in MTons | FALSE | L | Annual | Fuel Consumed | TBtu | 60.4237 | 60.4237 | 24.8586 | 31.4836 | 24.8586 | 30.5524 | 60.4237
MD Healthy Air Act - Constellation NOx Cap Ann 4.1 | 534 | 2433 | Rate Constraint in MTons | FALSE | L | Annual | Rate | lb/MMBtu | 0.1204 | 0.1204 | 0.1204 | 0.1204 | 0.1204 | 0.1204 | 0.1204
MD Healthy Air Act - Constellation NOx Cap Ann 4.1 | 534 | 2433 | Rate Constraint in MTons | FALSE | L | Annual | Generation | TWh | 5.6525 | 5.6525 | 2.3255 | 2.9452 | 2.3255 | 2.8581 | 5.9178
MD Healthy Air Act - Constellation NOx Cap Ann 4.1 | 534 | 2433 | Rate Constraint in MTons | FALSE | L | Annual | Qualifying Generation | TWh | 5.6525 | 5.6525 | 2.3255 | 2.9452 | 2.3255 | 2.8581 | 5.9178
MD Healthy Air Act - Constellation NOx Cap Ann 4.1 | 534 | 2433 | Rate Constraint in MTons | FALSE | L | Annual | Rate | lb/MWh | 0.64355 | 0.64355 | 0.64355 | 0.64355 | 0.64355 | 0.64355 | 0.6147
MD Healthy Air Act - Constellation NOx Cap Ann 4.1 | 534 | 2433 | Rate Constraint in MTons | FALSE | L | Annual | Constraint Shadow Price | US$/Ton | 0 | 0 | 0 | 0 | 0 | 0 | 0
MD Healthy Air Act - Constellation NOx Cap Sum 4.1 | 535 | 2435 | Rate Constraint in MTons | FALSE | L | Annual | Seasons Included | Seasons | Winter, Summer | Winter, Summer | Winter, Summer | Winter, Summer | Winter, Summer | Winter, Summer | Winter, Summer
MD Healthy Air Act - Constellation NOx Cap Sum 4.1 | 535 | 2435 | Rate Constraint in MTons | FALSE | L | Annual | Standard | MTons | 3.63 | 3.63 | 3.63 | 3.63 | 3.63 | 3.63 | 3.63
MD Healthy Air Act - Constellation NOx Cap Sum 4.1 | 535 | 2435 | Rate Constraint in MTons | FALSE | L | Annual | Standard NOX | MTons | 3.63 | 3.63 | 3.63 | 3.63 | 3.63 | 3.63 | 3.63
MD Healthy Air Act - Constellation NOx Cap Sum 4.1 | 535 | 2435 | Rate Constraint in MTons | FALSE | L | Annual | Emissions at Affected Plants NOX | MTons | 3.6376 | 3.6376 | 1.4965 | 1.8954 | 1.4965 | 1.8393 | 3.6376
MD Healthy Air Act - Constellation NOx Cap Sum 4.1 | 535 | 2435 | Rate Constraint in MTons | FALSE | L | Annual | Allowances Purchased NOX | MTons | 0 | 0 | 0 | 0 | 0 | 0 | 0
MD Healthy Air Act - Constellation NOx Cap Sum 4.1 | 535 | 2435 | Rate Constraint in MTons | FALSE | L | Annual | Allowances Sold NOX | MTons | 0 | 0 | 0 | 0 | 0 | 0 | 0
MD Healthy Air Act - Constellation NOx Cap Sum 4.1 | 535 | 2435 | Rate Constraint in MTons | FALSE | L | Annual | Allowances Banked | MTons | 0 | 0 | 0 | 0 | 0 | 0 | 0
MD Healthy Air Act - Constellation NOx Cap Sum 4.1 | 535 | 2435 | Rate Constraint in MTons | FALSE | L | Annual | Allowances Withdrawn (1:1) | MTons | 0 | 0 | 0 | 0 | 0 | 0 | 0
MD Healthy Air Act - Constellation NOx Cap Sum 4.1 | 535 | 2435 | Rate Constraint in MTons | FALSE | L | Annual | Allowances Withdrawn (n:1) | MTons | 0 | 0 | 0 | 0 | 0 | 0 | 0
MD Healthy Air Act - Constellation NOx Cap Sum 4.1 | 535 | 2435 | Rate Constraint in MTons | FALSE | L | Annual | Net Emissions Allowance Position | MTons | 3.6376 | 3.6376 | 1.4965 | 1.8954 | 1.4965 | 1.8393 | 3.6376
MD Healthy Air Act - Constellation NOx Cap Sum 4.1 | 535 | 2435 | Rate Constraint in MTons | FALSE | L | Annual | Fuel Consumed | TBtu | 60.4237 | 60.4237 | 24.8586 | 31.4836 | 24.8586 | 30.5524 | 60.4237
MD Healthy Air Act - Constellation NOx Cap Sum 4.1 | 535 | 2435 | Rate Constraint in MTons | FALSE | L | Annual | Rate | lb/MMBtu | 0.1204 | 0.1204 | 0.1204 | 0.1204 | 0.1204 | 0.1204 | 0.1204
MD Healthy Air Act - Constellation NOx Cap Sum 4.1 | 535 | 2435 | Rate Constraint in MTons | FALSE | L | Annual | Generation | TWh | 5.6525 | 5.6525 | 2.3255 | 2.9452 | 2.3255 | 2.8581 | 5.9178
MD Healthy Air Act - Constellation NOx Cap Sum 4.1 | 535 | 2435 | Rate Constraint in MTons | FALSE | L | Annual | Qualifying Generation | TWh | 5.6525 | 5.6525 | 2.3255 | 2.9452 | 2.3255 | 2.8581 | 5.9178
MD Healthy Air Act - Constellation NOx Cap Sum 4.1 | 535 | 2435 | Rate Constraint in MTons | FALSE | L | Annual | Rate | lb/MWh | 0.64355 | 0.64355 | 0.64355 | 0.64355 | 0.64355 | 0.64355 | 0.6147
MD Healthy Air Act - Constellation NOx Cap Sum 4.1 | 535 | 2435 | Rate Constraint in MTons | FALSE | L | Annual | Constraint Shadow Price | US$/Ton | 565.9801 | 1463.1803 | 0 | 0 | 0 | 0 | 3732.0347
MD Healthy Air Act - Constellation SO2 Cap Ann 4.1 | 536 | 2434 | Rate Constraint in MTons | FALSE | L | Annual | Seasons Included | Seasons | Winter, Summer | Winter, Summer | Winter, Summer | Winter, Summer | Winter, Summer | Winter, Summer | Winter, Summer
MD Healthy Air Act - Constellation SO2 Cap Ann 4.1 | 536 | 2434 | Rate Constraint in MTons | FALSE | L | Annual | Standard | MTons | 17.926 | 17.926 | 17.926 | 17.926 | 17.926 | 17.926 | 17.926
MD Healthy Air Act - Constellation SO2 Cap Ann 4.1 | 536 | 2434 | Rate Constraint in MTons | FALSE | L | Annual | Standard SO2 | MTons | 17.926 | 17.926 | 17.926 | 17.926 | 17.926 | 17.926 | 17.926
MD Healthy Air Act - Constellation SO2 Cap Ann 4.1 | 536 | 2434 | Rate Constraint in MTons | FALSE | L | Annual | Emissions at Affected Plants SO2 | MTons | 1.8097 | 1.8097 | 0.74451 | 0.94293 | 0.74451 | 0.91504 | 1.8097
MD Healthy Air Act - Constellation SO2 Cap Ann 4.1 | 536 | 2434 | Rate Constraint in MTons | FALSE | L | Annual | Allowances Purchased SO2 | MTons | 0 | 0 | 0 | 0 | 0 | 0 | 0
MD Healthy Air Act - Constellation SO2 Cap Ann 4.1 | 536 | 2434 | Rate Constraint in MTons | FALSE | L | Annual | Allowances Sold SO2 | MTons | 0 | 0 | 0 | 0 | 0 | 0 | 0
MD Healthy Air Act - Constellation SO2 Cap Ann 4.1 | 536 | 2434 | Rate Constraint in MTons | FALSE | L | Annual | Allowances Banked | MTons | 0 | 0 | 0 | 0 | 0 | 0 | 0
MD Healthy Air Act - Constellation SO2 Cap Ann 4.1 | 536 | 2434 | Rate Constraint in MTons | FALSE | L | Annual | Allowances Withdrawn (1:1) | MTons | 0 | 0 | 0 | 0 | 0 | 0 | 0
MD Healthy Air Act - Constellation SO2 Cap Ann 4.1 | 536 | 2434 | Rate Constraint in MTons | FALSE | L | Annual | Allowances Withdrawn (n:1) | MTons | 0 | 0 | 0 | 0 | 0 | 0 | 0
MD Healthy Air Act - Constellation SO2 Cap Ann 4.1 | 536 | 2434 | Rate Constraint in MTons | FALSE | L | Annual | Net Emissions Allowance Position | MTons | 1.8097 | 1.8097 | 0.74451 | 0.94293 | 0.74451 | 0.91504 | 1.8097
MD Healthy Air Act - Constellation SO2 Cap Ann 4.1 | 536 | 2434 | Rate Constraint in MTons | FALSE | L | Annual | Fuel Consumed | TBtu | 60.4237 | 60.4237 | 24.8586 | 31.4836 | 24.8586 | 30.5524 | 60.4237
MD Healthy Air Act - Constellation SO2 Cap Ann 4.1 | 536 | 2434 | Rate Constraint in MTons | FALSE | L | Annual | Rate | lb/MMBtu | 0.0599 | 0.0599 | 0.0599 | 0.0599 | 0.0599 | 0.0599 | 0.0599
MD Healthy Air Act - Constellation SO2 Cap Ann 4.1 | 536 | 2434 | Rate Constraint in MTons | FALSE | L | Annual | Generation | TWh | 5.6525 | 5.6525 | 2.3255 | 2.9452 | 2.3255 | 2.8581 | 5.9178
MD Healthy Air Act - Constellation SO2 Cap Ann 4.1 | 536 | 2434 | Rate Constraint in MTons | FALSE | L | Annual | Qualifying Generation | TWh | 5.6525 | 5.6525 | 2.3255 | 2.9452 | 2.3255 | 2.8581 | 5.9178
MD Healthy Air Act - Constellation SO2 Cap Ann 4.1 | 536 | 2434 | Rate Constraint in MTons | FALSE | L | Annual | Rate | lb/MWh | 0.32016 | 0.32016 | 0.32016 | 0.32016 | 0.32016 | 0.32016 | 0.30581
MD Healthy Air Act - Constellation SO2 Cap Ann 4.1 | 536 | 2434 | Rate Constraint in MTons | FALSE | L | Annual | Constraint Shadow Price | US$/Ton | 0 | 0 | 0 | 0 | 0 | 0 | 0
MD Healthy Air Act - MER Removal Annual v3.1 | 537 | 1800 | MACT Fuel Choice Floor in lbs/MMBtu | FALSE | L | Annual | Seasons Included | Seasons | Winter, Summer | Winter, Summer | Winter, Summer | Winter, Summer | Winter, Summer | Winter, Summer | Winter, Summer
MD Healthy Air Act - MER Removal Annual v3.1 | 537 | 1800 | MACT Fuel Choice Floor in lbs/MMBtu | FALSE | L | Annual | Emission Floor | lbs/MMBtu | 0 | 0 | 0 | 0 | 0 | 0 | 0
MD Healthy Air Act - MER Removal Annual v3.1 | 537 | 1800 | MACT Fuel Choice Floor in lbs/MMBtu | FALSE | L | Annual | Emissions at Affected Plants MER | lbs | 181.6081 | 184.2433 | 148.5646 | 155.0195 | 130.5623 | 124.2736 | 112.5716
MD Healthy Air Act - MER Removal Annual v3.1 | 537 | 1800 | MACT Fuel Choice Floor in lbs/MMBtu | FALSE | L | Annual | Allowances Purchased MER | lbs | 0 | 0 | 0 | 0 | 0 | 0 | 0
MD Healthy Air Act - MER Removal Annual v3.1 | 537 | 1800 | MACT Fuel Choice Floor in lbs/MMBtu | FALSE | L | Annual | Allowances Sold MER | lbs | 0 | 0 | 0 | 0 | 0 | 0 | 0
MD Healthy Air Act - MER Removal Annual v3.1 | 537 | 1800 | MACT Fuel Choice Floor in lbs/MMBtu | FALSE | L | Annual | Allowances Banked | lbs | 0 | 0 | 0 | 0 | 0 | 0 | 0
MD Healthy Air Act - MER Removal Annual v3.1 | 537 | 1800 | MACT Fuel Choice Floor in lbs/MMBtu | FALSE | L | Annual | Allowances Withdrawn (1:1) | lbs | 0 | 0 | 0 | 0 | 0 | 0 | 0
MD Healthy Air Act - MER Removal Annual v3.1 | 537 | 1800 | MACT Fuel Choice Floor in lbs/MMBtu | FALSE | L | Annual | Allowances Withdrawn (n:1) | lbs | 0 | 0 | 0 | 0 | 0 | 0 | 0
MD Healthy Air Act - MER Removal Annual v3.1 | 537 | 1800 | MACT Fuel Choice Floor in lbs/MMBtu | FALSE | L | Annual | Net Emissions Allowance Position | lbs | 181.6081 | 184.2433 | 148.5646 | 155.0195 | 130.5623 | 124.2736 | 112.5716
MD Healthy Air Act - MER Removal Annual v3.1 | 537 | 1800 | MACT Fuel Choice Floor in lbs/MMBtu | FALSE | L | Annual | Fuel Consumed | TBtu | 197.2619 | 199.9086 | 157.4184 | 166.583 | 145.6509 | 153.879 | 199.0175
MD Healthy Air Act - MER Removal Annual v3.1 | 537 | 1800 | MACT Fuel Choice Floor in lbs/MMBtu | FALSE | L | Annual | Rate | lb/MMBtu | 9.2064e-07 | 9.2164e-07 | 9.4376e-07 | 9.3058e-07 | 8.9641e-07 | 8.0761e-07 | 5.6564e-07
MD Healthy Air Act - MER Removal Annual v3.1 | 537 | 1800 | MACT Fuel Choice Floor in lbs/MMBtu | FALSE | L | Annual | Generation | TWh | 19.8652 | 20.1504 | 16.0816 | 16.9719 | 14.8545 | 15.6415 | 20.3213
MD Healthy Air Act - MER Removal Annual v3.1 | 537 | 1800 | MACT Fuel Choice Floor in lbs/MMBtu | FALSE | L | Annual | Qualifying Generation | TWh | 19.8652 | 20.1504 | 16.0816 | 16.9719 | 14.8545 | 15.6415 | 20.3213
MD Healthy Air Act - MER Removal Annual v3.1 | 537 | 1800 | MACT Fuel Choice Floor in lbs/MMBtu | FALSE | L | Annual | Constraint Shadow Price | US$/Lb | 0 | 0 | 0 | 0 | 0 | 0 | 0
MD Healthy Air Act - Mirant NOx Cap Annual v4.10 | 538 | 2262 | Rate Constraint in MTons | FALSE | L | Annual | Seasons Included | Seasons | Winter, Summer | Winter, Summer | Winter, Summer | Winter, Summer | Winter, Summer | Winter, Summer | Winter, Summer
MD Healthy Air Act - Mirant NOx Cap Annual v4.10 | 538 | 2262 | Rate Constraint in MTons | FALSE | L | Annual | Standard | MTons | 8.298 | 8.298 | 8.298 | 8.298 | 8.298 | 8.298 | 8.298
MD Healthy Air Act - Mirant NOx Cap Annual v4.10 | 538 | 2262 | Rate Constraint in MTons | FALSE | L | Annual | Standard NOX | MTons | 8.298 | 8.298 | 8.298 | 8.298 | 8.298 | 8.298 | 8.298
MD Healthy Air Act - Mirant NOx Cap Annual v4.10 | 538 | 2262 | Rate Constraint in MTons | FALSE | L | Annual | Emissions at Affected Plants NOX | MTons | 8.3325 | 8.3324 | 8.3327 | 8.3327 | 7.8022 | 8.1382 | 8.3325
MD Healthy Air Act - Mirant NOx Cap Annual v4.10 | 538 | 2262 | Rate Constraint in MTons | FALSE | L | Annual | Allowances Purchased NOX | MTons | 0 | 0 | 0 | 0 | 0 | 0 | 0
MD Healthy Air Act - Mirant NOx Cap Annual v4.10 | 538 | 2262 | Rate Constraint in MTons | FALSE | L | Annual | Allowances Sold NOX | MTons | 0 | 0 | 0 | 0 | 0 | 0 | 0
MD Healthy Air Act - Mirant NOx Cap Annual v4.10 | 538 | 2262 | Rate Constraint in MTons | FALSE | L | Annual | Allowances Banked | MTons | 0 | 0 | 0 | 0 | 0 | 0 | 0
MD Healthy Air Act - Mirant NOx Cap Annual v4.10 | 538 | 2262 | Rate Constraint in MTons | FALSE | L | Annual | Allowances Withdrawn (1:1) | MTons | 0 | 0 | 0 | 0 | 0 | 0 | 0
MD Healthy Air Act - Mirant NOx Cap Annual v4.10 | 538 | 2262 | Rate Constraint in MTons | FALSE | L | Annual | Allowances Withdrawn (n:1) | MTons | 0 | 0 | 0 | 0 | 0 | 0 | 0
MD Healthy Air Act - Mirant NOx Cap Annual v4.10 | 538 | 2262 | Rate Constraint in MTons | FALSE | L | Annual | Net Emissions Allowance Position | MTons | 8.3325 | 8.3324 | 8.3327 | 8.3327 | 7.8022 | 8.1382 | 8.3325
MD Healthy Air Act - Mirant NOx Cap Annual v4.10 | 538 | 2262 | Rate Constraint in MTons | FALSE | L | Annual | Fuel Consumed | TBtu | 136.8381 | 139.4848 | 132.5599 | 135.0993 | 120.7924 | 123.3266 | 138.5938
MD Healthy Air Act - Mirant NOx Cap Annual v4.10 | 538 | 2262 | Rate Constraint in MTons | FALSE | L | Annual | Rate | lb/MMBtu | 0.12179 | 0.11947 | 0.12572 | 0.12336 | 0.12918 | 0.13198 | 0.12024
MD Healthy Air Act - Mirant NOx Cap Annual v4.10 | 538 | 2262 | Rate Constraint in MTons | FALSE | L | Annual | Generation | TWh | 14.2127 | 14.4979 | 13.7561 | 14.0267 | 12.529 | 12.7834 | 14.4035
MD Healthy Air Act - Mirant NOx Cap Annual v4.10 | 538 | 2262 | Rate Constraint in MTons | FALSE | L | Annual | Qualifying Generation | TWh | 14.2127 | 14.4979 | 13.7561 | 14.0267 | 12.529 | 12.7834 | 14.4035
MD Healthy Air Act - Mirant NOx Cap Annual v4.10 | 538 | 2262 | Rate Constraint in MTons | FALSE | L | Annual | Rate | lb/MWh | 0.58627 | 0.57473 | 0.60575 | 0.59406 | 0.62273 | 0.63663 | 0.5785
MD Healthy Air Act - Mirant NOx Cap Annual v4.10 | 538 | 2262 | Rate Constraint in MTons | FALSE | L | Annual | Constraint Shadow Price | US$/Ton | 3303.988 | 4910.0421 | 1078.8073 | 2357.3723 | 0 | 0 | 808.5201
MD Healthy Air Act - Mirant NOx Cap Summer v4.10 | 539 | 2265 | Rate Constraint in MTons | FALSE | L | Annual | Seasons Included | Seasons | Summer | Summer | Summer | Summer | Summer | Summer | Summer
MD Healthy Air Act - Mirant NOx Cap Summer v4.10 | 539 | 2265 | Rate Constraint in MTons | FALSE | L | Annual | Standard | MTons | 3.567 | 3.567 | 3.567 | 3.567 | 3.567 | 3.567 | 3.567
MD Healthy Air Act - Mirant NOx Cap Summer v4.10 | 539 | 2265 | Rate Constraint in MTons | FALSE | L | Annual | Standard NOX | MTons | 3.567 | 3.567 | 3.567 | 3.567 | 3.567 | 3.567 | 3.567
MD Healthy Air Act - Mirant NOx Cap Summer v4.10 | 539 | 2265 | Rate Constraint in MTons | FALSE | L | Annual | Emissions at Affected Plants NOX | MTons | 3.6015 | 3.6014 | 3.6017 | 3.6017 | 3.5898 | 3.5898 | 3.6015
MD Healthy Air Act - Mirant NOx Cap Summer v4.10 | 539 | 2265 | Rate Constraint in MTons | FALSE | L | Annual | Allowances Purchased NOX | MTons | 0 | 0 | 0 | 0 | 0 | 0 | 0
MD Healthy Air Act - Mirant NOx Cap Summer v4.10 | 539 | 2265 | Rate Constraint in MTons | FALSE | L | Annual | Allowances Sold NOX | MTons | 0 | 0 | 0 | 0 | 0 | 0 | 0
MD Healthy Air Act - Mirant NOx Cap Summer v4.10 | 539 | 2265 | Rate Constraint in MTons | FALSE | L | Annual | Allowances Banked | MTons | 0 | 0 | 0 | 0 | 0 | 0 | 0
MD Healthy Air Act - Mirant NOx Cap Summer v4.10 | 539 | 2265 | Rate Constraint in MTons | FALSE | L | Annual | Allowances Withdrawn (1:1) | MTons | 0 | 0 | 0 | 0 | 0 | 0 | 0
MD Healthy Air Act - Mirant NOx Cap Summer v4.10 | 539 | 2265 | Rate Constraint in MTons | FALSE | L | Annual | Allowances Withdrawn (n:1) | MTons | 0 | 0 | 0 | 0 | 0 | 0 | 0
MD Healthy Air Act - Mirant NOx Cap Summer v4.10 | 539 | 2265 | Rate Constraint in MTons | FALSE | L | Annual | Net Emissions Allowance Position | MTons | 3.6015 | 3.6014 | 3.6017 | 3.6017 | 3.5898 | 3.5898 | 3.6015
MD Healthy Air Act - Mirant NOx Cap Summer v4.10 | 539 | 2265 | Rate Constraint in MTons | FALSE | L | Annual | Fuel Consumed | TBtu | 59.538 | 59.5419 | 55.2711 | 56.046 | 54.424 | 54.3982 | 59.5404
MD Healthy Air Act - Mirant NOx Cap Summer v4.10 | 539 | 2265 | Rate Constraint in MTons | FALSE | L | Annual | Rate | lb/MMBtu | 0.12098 | 0.12097 | 0.13033 | 0.12853 | 0.13192 | 0.13198 | 0.12098
MD Healthy Air Act - Mirant NOx Cap Summer v4.10 | 539 | 2265 | Rate Constraint in MTons | FALSE | L | Annual | Generation | TWh | 6.154 | 6.1564 | 5.7012 | 5.7843 | 5.6241 | 5.6241 | 6.1585
MD Healthy Air Act - Mirant NOx Cap Summer v4.10 | 539 | 2265 | Rate Constraint in MTons | FALSE | L | Annual | Qualifying Generation | TWh | 6.154 | 6.1564 | 5.7012 | 5.7843 | 5.6241 | 5.6241 | 6.1585
MD Healthy Air Act - Mirant NOx Cap Summer v4.10 | 539 | 2265 | Rate Constraint in MTons | FALSE | L | Annual | Rate | lb/MWh | 0.58522 | 0.58498 | 0.63175 | 0.62267 | 0.63829 | 0.63829 | 0.5848
MD Healthy Air Act - Mirant NOx Cap Summer v4.10 | 539 | 2265 | Rate Constraint in MTons | FALSE | L | Annual | Constraint Shadow Price | US$/Ton | 2055.9244 | 897.5855 | 1494.4378 | 2957.5426 | 0 | 0 | 8000.8332
MD Healthy Air Act - Mirant SO2 Cap Annual v4.10 | 540 | 2268 | Rate Constraint in MTons | FALSE | L | Annual | Seasons Included | Seasons | Winter, Summer | Winter, Summer | Winter, Summer | Winter, Summer | Winter, Summer | Winter, Summer | Winter, Summer
MD Healthy Air Act - Mirant SO2 Cap Annual v4.10 | 540 | 2268 | Rate Constraint in MTons | FALSE | L | Annual | Standard | MTons | 18.541 | 18.541 | 18.541 | 18.541 | 18.541 | 18.541 | 18.541
MD Healthy Air Act - Mirant SO2 Cap Annual v4.10 | 540 | 2268 | Rate Constraint in MTons | FALSE | L | Annual | Standard SO2 | MTons | 18.541 | 18.541 | 18.541 | 18.541 | 18.541 | 18.541 | 18.541
MD Healthy Air Act - Mirant SO2 Cap Annual v4.10 | 540 | 2268 | Rate Constraint in MTons | FALSE | L | Annual | Emissions at Affected Plants SO2 | MTons | 4.0983 | 4.1776 | 3.9702 | 4.3537 | 5.0018 | 5.2101 | 4.1509
MD Healthy Air Act - Mirant SO2 Cap Annual v4.10 | 540 | 2268 | Rate Constraint in MTons | FALSE | L | Annual | Allowances Purchased SO2 | MTons | 0 | 0 | 0 | 0 | 0 | 0 | 0
MD Healthy Air Act - Mirant SO2 Cap Annual v4.10 | 540 | 2268 | Rate Constraint in MTons | FALSE | L | Annual | Allowances Sold SO2 | MTons | 0 | 0 | 0 | 0 | 0 | 0 | 0
MD Healthy Air Act - Mirant SO2 Cap Annual v4.10 | 540 | 2268 | Rate Constraint in MTons | FALSE | L | Annual | Allowances Banked | MTons | 0 | 0 | 0 | 0 | 0 | 0 | 0
MD Healthy Air Act - Mirant SO2 Cap Annual v4.10 | 540 | 2268 | Rate Constraint in MTons | FALSE | L | Annual | Allowances Withdrawn (1:1) | MTons | 0 | 0 | 0 | 0 | 0 | 0 | 0
MD Healthy Air Act - Mirant SO2 Cap Annual v4.10 | 540 | 2268 | Rate Constraint in MTons | FALSE | L | Annual | Allowances Withdrawn (n:1) | MTons | 0 | 0 | 0 | 0 | 0 | 0 | 0
MD Healthy Air Act - Mirant SO2 Cap Annual v4.10 | 540 | 2268 | Rate Constraint in MTons | FALSE | L | Annual | Net Emissions Allowance Position | MTons | 4.0983 | 4.1776 | 3.9702 | 4.3537 | 5.0018 | 5.2101 | 4.1509
MD Healthy Air Act - Mirant SO2 Cap Annual v4.10 | 540 | 2268 | Rate Constraint in MTons | FALSE | L | Annual | Fuel Consumed | TBtu | 136.8381 | 139.4848 | 132.5599 | 135.0993 | 120.7924 | 123.3266 | 138.5938
MD Healthy Air Act - Mirant SO2 Cap Annual v4.10 | 540 | 2268 | Rate Constraint in MTons | FALSE | L | Annual | Rate | lb/MMBtu | 0.0599 | 0.0599 | 0.0599 | 0.064451 | 0.082816 | 0.084492 | 0.0599
MD Healthy Air Act - Mirant SO2 Cap Annual v4.10 | 540 | 2268 | Rate Constraint in MTons | FALSE | L | Annual | Generation | TWh | 14.2127 | 14.4979 | 13.7561 | 14.0267 | 12.529 | 12.7834 | 14.4035
MD Healthy Air Act - Mirant SO2 Cap Annual v4.10 | 540 | 2268 | Rate Constraint in MTons | FALSE | L | Annual | Qualifying Generation | TWh | 14.2127 | 14.4979 | 13.7561 | 14.0267 | 12.529 | 12.7834 | 14.4035
MD Healthy Air Act - Mirant SO2 Cap Annual v4.10 | 540 | 2268 | Rate Constraint in MTons | FALSE | L | Annual | Rate | lb/MWh | 0.28836 | 0.28815 | 0.28861 | 0.31038 | 0.39922 | 0.40757 | 0.28818
MD Healthy Air Act - Mirant SO2 Cap Annual v4.10 | 540 | 2268 | Rate Constraint in MTons | FALSE | L | Annual | Constraint Shadow Price | US$/Ton | 0 | 0 | 0 | 0 | 0 | 0 | 0
ME Fac. Spec. - NOX 0.15 Rate Annual v3.1, Unit 3985 and retrofits | 541 | 1798 | Rate Constraint in lbs/MMBtu | FALSE | L | Annual | Seasons Included | Seasons | Winter, Summer | Winter, Summer | Winter, Summer | Winter, Summer | Winter, Summer | Winter, Summer | Winter, Summer
ME Fac. Spec. - NOX 0.15 Rate Annual v3.1, Unit 3985 and retrofits | 541 | 1798 | Rate Constraint in lbs/MMBtu | FALSE | L | Annual | Standard | lb/MMBtu | 0.15 | 0.15 | 0.15 | 0.15 | 0.15 | 0.15 | 0.15
ME Fac. Spec. - NOX 0.15 Rate Annual v3.1, Unit 3985 and retrofits | 541 | 1798 | Rate Constraint in lbs/MMBtu | FALSE | L | Annual | Emissions at Affected Plants NOX | MTons | 0.051253 | 0 | 0 | 0 | 0 | 0 | 0
ME Fac. Spec. - NOX 0.15 Rate Annual v3.1, Unit 3985 and retrofits | 541 | 1798 | Rate Constraint in lbs/MMBtu | FALSE | L | Annual | Allowances Purchased NOX | MTons | 0 | 0 | 0 | 0 | 0 | 0 | 0
ME Fac. Spec. - NOX 0.15 Rate Annual v3.1, Unit 3985 and retrofits | 541 | 1798 | Rate Constraint in lbs/MMBtu | FALSE | L | Annual | Allowances Sold NOX | MTons | 0 | 0 | 0 | 0 | 0 | 0 | 0
ME Fac. Spec. - NOX 0.15 Rate Annual v3.1, Unit 3985 and retrofits | 541 | 1798 | Rate Constraint in lbs/MMBtu | FALSE | L | Annual | Allowances Banked | MTons | 0 | 0 | 0 | 0 | 0 | 0 | 0
ME Fac. Spec. - NOX 0.15 Rate Annual v3.1, Unit 3985 and retrofits | 541 | 1798 | Rate Constraint in lbs/MMBtu | FALSE | L | Annual | Allowances Withdrawn (1:1) | MTons | 0 | 0 | 0 | 0 | 0 | 0 | 0
ME Fac. Spec. - NOX 0.15 Rate Annual v3.1, Unit 3985 and retrofits | 541 | 1798 | Rate Constraint in lbs/MMBtu | FALSE | L | Annual | Allowances Withdrawn (n:1) | MTons | 0 | 0 | 0 | 0 | 0 | 0 | 0
ME Fac. Spec. - NOX 0.15 Rate Annual v3.1, Unit 3985 and retrofits | 541 | 1798 | Rate Constraint in lbs/MMBtu | FALSE | L | Annual | Net Emissions Allowance Position | MTons | 0.051253 | 0 | 0 | 0 | 0 | 0 | 0
ME Fac. Spec. - NOX 0.15 Rate Annual v3.1, Unit 3985 and retrofits | 541 | 1798 | Rate Constraint in lbs/MMBtu | FALSE | L | Annual | Fuel Consumed | TBtu | 0.68338 | 0 | 0 | 0 | 0 | 0 | 0
ME Fac. Spec. - NOX 0.15 Rate Annual v3.1, Unit 3985 and retrofits | 541 | 1798 | Rate Constraint in lbs/MMBtu | FALSE | L | Annual | Rate | lb/MMBtu | 0.15 | 0 | 0 | 0 | 0 | 0 | 0
ME Fac. Spec. - NOX 0.15 Rate Annual v3.1, Unit 3985 and retrofits | 541 | 1798 | Rate Constraint in lbs/MMBtu | FALSE | L | Annual | Generation | TWh | 0.051921 | 0 | 0 | 0 | 0 | 0 | 0
ME Fac. Spec. - NOX 0.15 Rate Annual v3.1, Unit 3985 and retrofits | 541 | 1798 | Rate Constraint in lbs/MMBtu | FALSE | L | Annual | Qualifying Generation | TWh | 0.051921 | 0 | 0 | 0 | 0 | 0 | 0
ME Fac. Spec. - NOX 0.15 Rate Annual v3.1, Unit 3985 and retrofits | 541 | 1798 | Rate Constraint in lbs/MMBtu | FALSE | L | Annual | Rate | lb/MWh | 0.98715 | 0 | 0 | 0 | 0 | 0 | 0
ME Fac. Spec. - NOX 0.15 Rate Annual v3.1, Unit 3985 and retrofits | 541 | 1798 | Rate Constraint in lbs/MMBtu | FALSE | L | Annual | Constraint Shadow Price | US$/Ton | 141459.817 | 0 | 0 | 0 | 0 | 0 | 0
ME Fac. Spec. - NOX 0.15 Rate Annual v3.1, Unit 3986 and retrofits | 542 | 1798 | Rate Constraint in lbs/MMBtu | FALSE | L | Annual | Seasons Included | Seasons | Winter, Summer | Winter, Summer | Winter, Summer | Winter, Summer | Winter, Summer | Winter, Summer | Winter, Summer
ME Fac. Spec. - NOX 0.15 Rate Annual v3.1, Unit 3986 and retrofits | 542 | 1798 | Rate Constraint in lbs/MMBtu | FALSE | L | Annual | Standard | lb/MMBtu | 0.15 | 0.15 | 0.15 | 0.15 | 0.15 | 0.15 | 0.15
ME Fac. Spec. - NOX 0.15 Rate Annual v3.1, Unit 3986 and retrofits | 542 | 1798 | Rate Constraint in lbs/MMBtu | FALSE | L | Annual | Emissions at Affected Plants NOX | MTons | 0.012694 | 0 | 0 | 0 | 0 | 0 | 0
ME Fac. Spec. - NOX 0.15 Rate Annual v3.1, Unit 3986 and retrofits | 542 | 1798 | Rate Constraint in lbs/MMBtu | FALSE | L | Annual | Allowances Purchased NOX | MTons | 0 | 0 | 0 | 0 | 0 | 0 | 0
ME Fac. Spec. - NOX 0.15 Rate Annual v3.1, Unit 3986 and retrofits | 542 | 1798 | Rate Constraint in lbs/MMBtu | FALSE | L | Annual | Allowances Sold NOX | MTons | 0 | 0 | 0 | 0 | 0 | 0 | 0
ME Fac. Spec. - NOX 0.15 Rate Annual v3.1, Unit 3986 and retrofits | 542 | 1798 | Rate Constraint in lbs/MMBtu | FALSE | L | Annual | Allowances Banked | MTons | 0 | 0 | 0 | 0 | 0 | 0 | 0
ME Fac. Spec. - NOX 0.15 Rate Annual v3.1, Unit 3986 and retrofits | 542 | 1798 | Rate Constraint in lbs/MMBtu | FALSE | L | Annual | Allowances Withdrawn (1:1) | MTons | 0 | 0 | 0 | 0 | 0 | 0 | 0
ME Fac. Spec. - NOX 0.15 Rate Annual v3.1, Unit 3986 and retrofits | 542 | 1798 | Rate Constraint in lbs/MMBtu | FALSE | L | Annual | Allowances Withdrawn (n:1) | MTons | 0 | 0 | 0 | 0 | 0 | 0 | 0
ME Fac. Spec. - NOX 0.15 Rate Annual v3.1, Unit 3986 and retrofits | 542 | 1798 | Rate Constraint in lbs/MMBtu | FALSE | L | Annual | Net Emissions Allowance Position | MTons | 0.012694 | 0 | 0 | 0 | 0 | 0 | 0
ME Fac. Spec. - NOX 0.15 Rate Annual v3.1, Unit 3986 and retrofits | 542 | 1798 | Rate Constraint in lbs/MMBtu | FALSE | L | Annual | Fuel Consumed | TBtu | 0.16925 | 0 | 0 | 0 | 0 | 0 | 0
ME Fac. Spec. - NOX 0.15 Rate Annual v3.1, Unit 3986 and retrofits | 542 | 1798 | Rate Constraint in lbs/MMBtu | FALSE | L | Annual | Rate | lb/MMBtu | 0.15 | 0 | 0 | 0 | 0 | 0 | 0
ME Fac. Spec. - NOX 0.15 Rate Annual v3.1, Unit 3986 and retrofits | 542 | 1798 | Rate Constraint in lbs/MMBtu | FALSE | L | Annual | Generation | TWh | 0.011672 | 0 | 0 | 0 | 0 | 0 | 0
ME Fac. Spec. - NOX 0.15 Rate Annual v3.1, Unit 3986 and retrofits | 542 | 1798 | Rate Constraint in lbs/MMBtu | FALSE | L | Annual | Qualifying Generation | TWh | 0.011672 | 0 | 0 | 0 | 0 | 0 | 0
ME Fac. Spec. - NOX 0.15 Rate Annual v3.1, Unit 3986 and retrofits | 542 | 1798 | Rate Constraint in lbs/MMBtu | FALSE | L | Annual | Rate | lb/MWh | 1.0875 | 0 | 0 | 0 | 0 | 0 | 0
ME Fac. Spec. - NOX 0.15 Rate Annual v3.1, Unit 3986 and retrofits | 542 | 1798 | Rate Constraint in lbs/MMBtu | FALSE | L | Annual | Constraint Shadow Price | US$/Ton | 166806.5145 | 0 | 0 | 0 | 0 | 0 | 0
ME Fac. Spec. - NOX 0.15 Rate Annual v3.1, Unit 3987 and retrofits | 543 | 1798 | Rate Constraint in lbs/MMBtu | FALSE | L | Annual | Seasons Included | Seasons | Winter, Summer | Winter, Summer | Winter, Summer | Winter, Summer | Winter, Summer | Winter, Summer | Winter, Summer
ME Fac. Spec. - NOX 0.15 Rate Annual v3.1, Unit 3987 and retrofits | 543 | 1798 | Rate Constraint in lbs/MMBtu | FALSE | L | Annual | Standard | lb/MMBtu | 0.15 | 0.15 | 0.15 | 0.15 | 0.15 | 0.15 | 0.15
ME Fac. Spec. - NOX 0.15 Rate Annual v3.1, Unit 3987 and retrofits | 543 | 1798 | Rate Constraint in lbs/MMBtu | FALSE | L | Annual | Emissions at Affected Plants NOX | MTons | 0.010687 | 0 | 0 | 0 | 0 | 0 | 0
ME Fac. Spec. - NOX 0.15 Rate Annual v3.1, Unit 3987 and retrofits | 543 | 1798 | Rate Constraint in lbs/MMBtu | FALSE | L | Annual | Allowances Purchased NOX | MTons | 0 | 0 | 0 | 0 | 0 | 0 | 0
ME Fac. Spec. - NOX 0.15 Rate Annual v3.1, Unit 3987 and retrofits | 543 | 1798 | Rate Constraint in lbs/MMBtu | FALSE | L | Annual | Allowances Sold NOX | MTons | 0 | 0 | 0 | 0 | 0 | 0 | 0
ME Fac. Spec. - NOX 0.15 Rate Annual v3.1, Unit 3987 and retrofits | 543 | 1798 | Rate Constraint in lbs/MMBtu | FALSE | L | Annual | Allowances Banked | MTons | 0 | 0 | 0 | 0 | 0 | 0 | 0
ME Fac. Spec. - NOX 0.15 Rate Annual v3.1, Unit 3987 and retrofits | 543 | 1798 | Rate Constraint in lbs/MMBtu | FALSE | L | Annual | Allowances Withdrawn (1:1) | MTons | 0 | 0 | 0 | 0 | 0 | 0 | 0
ME Fac. Spec. - NOX 0.15 Rate Annual v3.1, Unit 3987 and retrofits | 543 | 1798 | Rate Constraint in lbs/MMBtu | FALSE | L | Annual | Allowances Withdrawn (n:1) | MTons | 0 | 0 | 0 | 0 | 0 | 0 | 0
ME Fac. Spec. - NOX 0.15 Rate Annual v3.1, Unit 3987 and retrofits | 543 | 1798 | Rate Constraint in lbs/MMBtu | FALSE | L | Annual | Net Emissions Allowance Position | MTons | 0.010687 | 0 | 0 | 0 | 0 | 0 | 0
ME Fac. Spec. - NOX 0.15 Rate Annual v3.1, Unit 3987 and retrofits | 543 | 1798 | Rate Constraint in lbs/MMBtu | FALSE | L | Annual | Fuel Consumed | TBtu | 0.1425 | 0 | 0 | 0 | 0 | 0 | 0
ME Fac. Spec. - NOX 0.15 Rate Annual v3.1, Unit 3987 and retrofits | 543 | 1798 | Rate Constraint in lbs/MMBtu | FALSE | L | Annual | Rate | lb/MMBtu | 0.15 | 0 | 0 | 0 | 0 | 0 | 0
ME Fac. Spec. - NOX 0.15 Rate Annual v3.1, Unit 3987 and retrofits | 543 | 1798 | Rate Constraint in lbs/MMBtu | FALSE | L | Annual | Generation | TWh | 0.010848 | 0 | 0 | 0 | 0 | 0 | 0
ME Fac. Spec. - NOX 0.15 Rate Annual v3.1, Unit 3987 and retrofits | 543 | 1798 | Rate Constraint in lbs/MMBtu | FALSE | L | Annual | Qualifying Generation | TWh | 0.010848 | 0 | 0 | 0 | 0 | 0 | 0
ME Fac. Spec. - NOX 0.15 Rate Annual v3.1, Unit 3987 and retrofits | 543 | 1798 | Rate Constraint in lbs/MMBtu | FALSE | L | Annual | Rate | lb/MWh | 0.9852 | 0 | 0 | 0 | 0 | 0 | 0
ME Fac. Spec. - NOX 0.15 Rate Annual v3.1, Unit 3987 and retrofits | 543 | 1798 | Rate Constraint in lbs/MMBtu | FALSE | L | Annual | Constraint Shadow Price | US$/Ton | 143955.9074 | 0 | 0 | 0 | 0 | 0 | 0
ME Fac. Spec. - NOx 0.20 Rate Annual v3.1, Unit 2390 and retrofits | 544 | 1818 | Rate Constraint in lbs/MMBtu | FALSE | L | Annual | Seasons Included | Seasons | Winter, Summer | Winter, Summer | Winter, Summer | Winter, Summer | Winter, Summer | Winter, Summer | Winter, Summer
ME Fac. Spec. - NOx 0.20 Rate Annual v3.1, Unit 2390 and retrofits | 544 | 1818 | Rate Constraint in lbs/MMBtu | FALSE | L | Annual | Standard | lb/MMBtu | 0.2 | 0.2 | 0.2 | 0.2 | 0.2 | 0.2 | 0.2
ME Fac. Spec. - NOx 0.20 Rate Annual v3.1, Unit 2390 and retrofits | 544 | 1818 | Rate Constraint in lbs/MMBtu | FALSE | L | Annual | Emissions at Affected Plants NOX | MTons | 0 | 0 | 0 | 0 | 0 | 0 | 0
ME Fac. Spec. - NOx 0.20 Rate Annual v3.1, Unit 2390 and retrofits | 544 | 1818 | Rate Constraint in lbs/MMBtu | FALSE | L | Annual | Allowances Purchased NOX | MTons | 0 | 0 | 0 | 0 | 0 | 0 | 0
ME Fac. Spec. - NOx 0.20 Rate Annual v3.1, Unit 2390 and retrofits | 544 | 1818 | Rate Constraint in lbs/MMBtu | FALSE | L | Annual | Allowances Sold NOX | MTons | 0 | 0 | 0 | 0 | 0 | 0 | 0
ME Fac. Spec. - NOx 0.20 Rate Annual v3.1, Unit 2390 and retrofits | 544 | 1818 | Rate Constraint in lbs/MMBtu | FALSE | L | Annual | Allowances Banked | MTons | 0 | 0 | 0 | 0 | 0 | 0 | 0
ME Fac. Spec. - NOx 0.20 Rate Annual v3.1, Unit 2390 and retrofits | 544 | 1818 | Rate Constraint in lbs/MMBtu | FALSE | L | Annual | Allowances Withdrawn (1:1) | MTons | 0 | 0 | 0 | 0 | 0 | 0 | 0
ME Fac. Spec. - NOx 0.20 Rate Annual v3.1, Unit 2390 and retrofits | 544 | 1818 | Rate Constraint in lbs/MMBtu | FALSE | L | Annual | Allowances Withdrawn (n:1) | MTons | 0 | 0 | 0 | 0 | 0 | 0 | 0
ME Fac. Spec. - NOx 0.20 Rate Annual v3.1, Unit 2390 and retrofits | 544 | 1818 | Rate Constraint in lbs/MMBtu | FALSE | L | Annual | Net Emissions Allowance Position | MTons | 0 | 0 | 0 | 0 | 0 | 0 | 0
ME Fac. Spec. - NOx 0.20 Rate Annual v3.1, Unit 2390 and retrofits | 544 | 1818 | Rate Constraint in lbs/MMBtu | FALSE | L | Annual | Fuel Consumed | TBtu | 0 | 0 | 0 | 0 | 0 | 0 | 0
ME Fac. Spec. - NOx 0.20 Rate Annual v3.1, Unit 2390 and retrofits | 544 | 1818 | Rate Constraint in lbs/MMBtu | FALSE | L | Annual | Rate | lb/MMBtu | 0 | 0 | 0 | 0 | 0 | 0 | 0
ME Fac. Spec. - NOx 0.20 Rate Annual v3.1, Unit 2390 and retrofits | 544 | 1818 | Rate Constraint in lbs/MMBtu | FALSE | L | Annual | Generation | TWh | 0 | 0 | 0 | 0 | 0 | 0 | 0
ME Fac. Spec. - NOx 0.20 Rate Annual v3.1, Unit 2390 and retrofits | 544 | 1818 | Rate Constraint in lbs/MMBtu | FALSE | L | Annual | Qualifying Generation | TWh | 0 | 0 | 0 | 0 | 0 | 0 | 0
ME Fac. Spec. - NOx 0.20 Rate Annual v3.1, Unit 2390 and retrofits | 544 | 1818 | Rate Constraint in lbs/MMBtu | FALSE | L | Annual | Rate | lb/MWh | 0 | 0 | 0 | 0 | 0 | 0 | 0
ME Fac. Spec. - NOx 0.20 Rate Annual v3.1, Unit 2390 and retrofits | 544 | 1818 | Rate Constraint in lbs/MMBtu | FALSE | L | Annual | Constraint Shadow Price | US$/Ton | 0 | 0 | 0 | 0 | 0 | 0 | 0
ME Fac. Spec. - NOx 0.20 Rate Annual v3.1, Unit 3985 and retrofits | 545 | 1818 | Rate Constraint in lbs/MMBtu | FALSE | L | Annual | Seasons Included | Seasons | Winter, Summer | Winter, Summer | Winter, Summer | Winter, Summer | Winter, Summer | Winter, Summer | Winter, Summer
ME Fac. Spec. - NOx 0.20 Rate Annual v3.1, Unit 3985 and retrofits | 545 | 1818 | Rate Constraint in lbs/MMBtu | FALSE | L | Annual | Standard | lb/MMBtu | 0.2 | 0.2 | 0.2 | 0.2 | 0.2 | 0.2 | 0.2
ME Fac. Spec. - NOx 0.20 Rate Annual v3.1, Unit 3985 and retrofits | 545 | 1818 | Rate Constraint in lbs/MMBtu | FALSE | L | Annual | Emissions at Affected Plants NOX | MTons | 0.051253 | 0 | 0 | 0 | 0 | 0 | 0
ME Fac. Spec. - NOx 0.20 Rate Annual v3.1, Unit 3985 and retrofits | 545 | 1818 | Rate Constraint in lbs/MMBtu | FALSE | L | Annual | Allowances Purchased NOX | MTons | 0 | 0 | 0 | 0 | 0 | 0 | 0
ME Fac. Spec. - NOx 0.20 Rate Annual v3.1, Unit 3985 and retrofits | 545 | 1818 | Rate Constraint in lbs/MMBtu | FALSE | L | Annual | Allowances Sold NOX | MTons | 0 | 0 | 0 | 0 | 0 | 0 | 0
ME Fac. Spec. - NOx 0.20 Rate Annual v3.1, Unit 3985 and retrofits | 545 | 1818 | Rate Constraint in lbs/MMBtu | FALSE | L | Annual | Allowances Banked | MTons | 0 | 0 | 0 | 0 | 0 | 0 | 0
ME Fac. Spec. - NOx 0.20 Rate Annual v3.1, Unit 3985 and retrofits | 545 | 1818 | Rate Constraint in lbs/MMBtu | FALSE | L | Annual | Allowances Withdrawn (1:1) | MTons | 0 | 0 | 0 | 0 | 0 | 0 | 0
ME Fac. Spec. - NOx 0.20 Rate Annual v3.1, Unit 3985 and retrofits | 545 | 1818 | Rate Constraint in lbs/MMBtu | FALSE | L | Annual | Allowances Withdrawn (n:1) | MTons | 0 | 0 | 0 | 0 | 0 | 0 | 0
ME Fac. Spec. - NOx 0.20 Rate Annual v3.1, Unit 3985 and retrofits | 545 | 1818 | Rate Constraint in lbs/MMBtu | FALSE | L | Annual | Net Emissions Allowance Position | MTons | 0.051253 | 0 | 0 | 0 | 0 | 0 | 0
ME Fac. Spec. - NOx 0.20 Rate Annual v3.1, Unit 3985 and retrofits | 545 | 1818 | Rate Constraint in lbs/MMBtu | FALSE | L | Annual | Fuel Consumed | TBtu | 0.68338 | 0 | 0 | 0 | 0 | 0 | 0
ME Fac. Spec. - NOx 0.20 Rate Annual v3.1, Unit 3985 and retrofits | 545 | 1818 | Rate Constraint in lbs/MMBtu | FALSE | L | Annual | Rate | lb/MMBtu | 0.15 | 0 | 0 | 0 | 0 | 0 | 0
ME Fac. Spec. - NOx 0.20 Rate Annual v3.1, Unit 3985 and retrofits | 545 | 1818 | Rate Constraint in lbs/MMBtu | FALSE | L | Annual | Generation | TWh | 0.051921 | 0 | 0 | 0 | 0 | 0 | 0
ME Fac. Spec. - NOx 0.20 Rate Annual v3.1, Unit 3985 and retrofits | 545 | 1818 | Rate Constraint in lbs/MMBtu | FALSE | L | Annual | Qualifying Generation | TWh | 0.051921 | 0 | 0 | 0 | 0 | 0 | 0
ME Fac. Spec. - NOx 0.20 Rate Annual v3.1, Unit 3985 and retrofits | 545 | 1818 | Rate Constraint in lbs/MMBtu | FALSE | L | Annual | Rate | lb/MWh | 0.98715 | 0 | 0 | 0 | 0 | 0 | 0
ME Fac. Spec. - NOx 0.20 Rate Annual v3.1, Unit 3985 and retrofits | 545 | 1818 | Rate Constraint in lbs/MMBtu | FALSE | L | Annual | Constraint Shadow Price | US$/Ton | 0 | 0 | 0 | 0 | 0 | 0 | 0
ME Fac. Spec. - NOx 0.20 Rate Annual v3.1, Unit 3986 and retrofits | 546 | 1818 | Rate Constraint in lbs/MMBtu | FALSE | L | Annual | Seasons Included | Seasons | Winter, Summer | Winter, Summer | Winter, Summer | Winter, Summer | Winter, Summer | Winter, Summer | Winter, Summer
ME Fac. Spec. - NOx 0.20 Rate Annual v3.1, Unit 3986 and retrofits | 546 | 1818 | Rate Constraint in lbs/MMBtu | FALSE | L | Annual | Standard | lb/MMBtu | 0.2 | 0.2 | 0.2 | 0.2 | 0.2 | 0.2 | 0.2
ME Fac. Spec. - NOx 0.20 Rate Annual v3.1, Unit 3986 and retrofits | 546 | 1818 | Rate Constraint in lbs/MMBtu | FALSE | L | Annual | Emissions at Affected Plants NOX | MTons | 0.012694 | 0 | 0 | 0 | 0 | 0 | 0
ME Fac. Spec. - NOx 0.20 Rate Annual v3.1, Unit 3986 and retrofits | 546 | 1818 | Rate Constraint in lbs/MMBtu | FALSE | L | Annual | Allowances Purchased NOX | MTons | 0 | 0 | 0 | 0 | 0 | 0 | 0
ME Fac. Spec. - NOx 0.20 Rate Annual v3.1, Unit 3986 and retrofits | 546 | 1818 | Rate Constraint in lbs/MMBtu | FALSE | L | Annual | Allowances Sold NOX | MTons | 0 | 0 | 0 | 0 | 0 | 0 | 0
ME Fac. Spec. - NOx 0.20 Rate Annual v3.1, Unit 3986 and retrofits | 546 | 1818 | Rate Constraint in lbs/MMBtu | FALSE | L | Annual | Allowances Banked | MTons | 0 | 0 | 0 | 0 | 0 | 0 | 0
ME Fac. Spec. - NOx 0.20 Rate Annual v3.1, Unit 3986 and retrofits | 546 | 1818 | Rate Constraint in lbs/MMBtu | FALSE | L | Annual | Allowances Withdrawn (1:1) | MTons | 0 | 0 | 0 | 0 | 0 | 0 | 0
ME Fac. Spec. - NOx 0.20 Rate Annual v3.1, Unit 3986 and retrofits | 546 | 1818 | Rate Constraint in lbs/MMBtu | FALSE | L | Annual | Allowances Withdrawn (n:1) | MTons | 0 | 0 | 0 | 0 | 0 | 0 | 0
ME Fac. Spec. - NOx 0.20 Rate Annual v3.1, Unit 3986 and retrofits | 546 | 1818 | Rate Constraint in lbs/MMBtu | FALSE | L | Annual | Net Emissions Allowance Position | MTons | 0.012694 | 0 | 0 | 0 | 0 | 0 | 0
ME Fac. Spec. - NOx 0.20 Rate Annual v3.1, Unit 3986 and retrofits | 546 | 1818 | Rate Constraint in lbs/MMBtu | FALSE | L | Annual | Fuel Consumed | TBtu | 0.16925 | 0 | 0 | 0 | 0 | 0 | 0
ME Fac. Spec. - NOx 0.20 Rate Annual v3.1, Unit 3986 and retrofits | 546 | 1818 | Rate Constraint in lbs/MMBtu | FALSE | L | Annual | Rate | lb/MMBtu | 0.15 | 0 | 0 | 0 | 0 | 0 | 0
ME Fac. Spec. - NOx 0.20 Rate Annual v3.1, Unit 3986 and retrofits | 546 | 1818 | Rate Constraint in lbs/MMBtu | FALSE | L | Annual | Generation | TWh | 0.011672 | 0 | 0 | 0 | 0 | 0 | 0
ME Fac. Spec. - NOx 0.20 Rate Annual v3.1, Unit 3986 and retrofits | 546 | 1818 | Rate Constraint in lbs/MMBtu | FALSE | L | Annual | Qualifying Generation | TWh | 0.011672 | 0 | 0 | 0 | 0 | 0 | 0
ME Fac. Spec. - NOx 0.20 Rate Annual v3.1, Unit 3986 and retrofits | 546 | 1818 | Rate Constraint in lbs/MMBtu | FALSE | L | Annual | Rate | lb/MWh | 1.0875 | 0 | 0 | 0 | 0 | 0 | 0
ME Fac. Spec. - NOx 0.20 Rate Annual v3.1, Unit 3986 and retrofits | 546 | 1818 | Rate Constraint in lbs/MMBtu | FALSE | L | Annual | Constraint Shadow Price | US$/Ton | 0 | 0 | 0 | 0 | 0 | 0 | 0
ME Fac. Spec. - NOx 0.20 Rate Annual v3.1, Unit 3987 and retrofits | 547 | 1818 | Rate Constraint in lbs/MMBtu | FALSE | L | Annual | Seasons Included | Seasons | Winter, Summer | Winter, Summer | Winter, Summer | Winter, Summer | Winter, Summer | Winter, Summer | Winter, Summer
ME Fac. Spec. - NOx 0.20 Rate Annual v3.1, Unit 3987 and retrofits | 547 | 1818 | Rate Constraint in lbs/MMBtu | FALSE | L | Annual | Standard | lb/MMBtu | 0.2 | 0.2 | 0.2 | 0.2 | 0.2 | 0.2 | 0.2
ME Fac. Spec. - NOx 0.20 Rate Annual v3.1, Unit 3987 and retrofits | 547 | 1818 | Rate Constraint in lbs/MMBtu | FALSE | L | Annual | Emissions at Affected Plants NOX | MTons | 0.010687 | 0 | 0 | 0 | 0 | 0 | 0
ME Fac. Spec. - NOx 0.20 Rate Annual v3.1, Unit 3987 and retrofits | 547 | 1818 | Rate Constraint in lbs/MMBtu | FALSE | L | Annual | Allowances Purchased NOX | MTons | 0 | 0 | 0 | 0 | 0 | 0 | 0
ME Fac. Spec. - NOx 0.20 Rate Annual v3.1, Unit 3987 and retrofits | 547 | 1818 | Rate Constraint in lbs/MMBtu | FALSE | L | Annual | Allowances Sold NOX | MTons | 0 | 0 | 0 | 0 | 0 | 0 | 0
ME Fac. Spec. - NOx 0.20 Rate Annual v3.1, Unit 3987 and retrofits | 547 | 1818 | Rate Constraint in lbs/MMBtu | FALSE | L | Annual | Allowances Banked | MTons | 0 | 0 | 0 | 0 | 0 | 0 | 0
ME Fac. Spec. - NOx 0.20 Rate Annual v3.1, Unit 3987 and retrofits | 547 | 1818 | Rate Constraint in lbs/MMBtu | FALSE | L | Annual | Allowances Withdrawn (1:1) | MTons | 0 | 0 | 0 | 0 | 0 | 0 | 0
ME Fac. Spec. - NOx 0.20 Rate Annual v3.1, Unit 3987 and retrofits | 547 | 1818 | Rate Constraint in lbs/MMBtu | FALSE | L | Annual | Allowances Withdrawn (n:1) | MTons | 0 | 0 | 0 | 0 | 0 | 0 | 0
ME Fac. Spec. - NOx 0.20 Rate Annual v3.1, Unit 3987 and retrofits | 547 | 1818 | Rate Constraint in lbs/MMBtu | FALSE | L | Annual | Net Emissions Allowance Position | MTons | 0.010687 | 0 | 0 | 0 | 0 | 0 | 0
ME Fac. Spec. - NOx 0.20 Rate Annual v3.1, Unit 3987 and retrofits | 547 | 1818 | Rate Constraint in lbs/MMBtu | FALSE | L | Annual | Fuel Consumed | TBtu | 0.1425 | 0 | 0 | 0 | 0 | 0 | 0
ME Fac. Spec. - NOx 0.20 Rate Annual v3.1, Unit 3987 and retrofits | 547 | 1818 | Rate Constraint in lbs/MMBtu | FALSE | L | Annual | Rate | lb/MMBtu | 0.15 | 0 | 0 | 0 | 0 | 0 | 0
ME Fac. Spec. - NOx 0.20 Rate Annual v3.1, Unit 3987 and retrofits | 547 | 1818 | Rate Constraint in lbs/MMBtu | FALSE | L | Annual | Generation | TWh | 0.010848 | 0 | 0 | 0 | 0 | 0 | 0
ME Fac. Spec. - NOx 0.20 Rate Annual v3.1, Unit 3987 and retrofits | 547 | 1818 | Rate Constraint in lbs/MMBtu | FALSE | L | Annual | Qualifying Generation | TWh | 0.010848 | 0 | 0 | 0 | 0 | 0 | 0
ME Fac. Spec. - NOx 0.20 Rate Annual v3.1, Unit 3987 and retrofits | 547 | 1818 | Rate Constraint in lbs/MMBtu | FALSE | L | Annual | Rate | lb/MWh | 0.9852 | 0 | 0 | 0 | 0 | 0 | 0
ME Fac. Spec. - NOx 0.20 Rate Annual v3.1, Unit 3987 and retrofits | 547 | 1818 | Rate Constraint in lbs/MMBtu | FALSE | L | Annual | Constraint Shadow Price | US$/Ton | 0 | 0 | 0 | 0 | 0 | 0 | 0
ME Fac. Spec. - NOx 0.20 Rate Annual v3.1, Unit 3988 and retrofits | 548 | 1818 | Rate Constraint in lbs/MMBtu | FALSE | L | Annual | Seasons Included | Seasons | Winter, Summer | Winter, Summer | Winter, Summer | Winter, Summer | Winter, Summer | Winter, Summer | Winter, Summer
ME Fac. Spec. - NOx 0.20 Rate Annual v3.1, Unit 3988 and retrofits | 548 | 1818 | Rate Constraint in lbs/MMBtu | FALSE | L | Annual | Standard | lb/MMBtu | 0.2 | 0.2 | 0.2 | 0.2 | 0.2 | 0.2 | 0.2
ME Fac. Spec. - NOx 0.20 Rate Annual v3.1, Unit 3988 and retrofits | 548 | 1818 | Rate Constraint in lbs/MMBtu | FALSE | L | Annual | Emissions at Affected Plants NOX | MTons | 0.011588 | 0 | 0 | 0 | 0 | 0 | 0
ME Fac. Spec. - NOx 0.20 Rate Annual v3.1, Unit 3988 and retrofits | 548 | 1818 | Rate Constraint in lbs/MMBtu | FALSE | L | Annual | Allowances Purchased NOX | MTons | 0 | 0 | 0 | 0 | 0 | 0 | 0
ME Fac. Spec. - NOx 0.20 Rate Annual v3.1, Unit 3988 and retrofits | 548 | 1818 | Rate Constraint in lbs/MMBtu | FALSE | L | Annual | Allowances Sold NOX | MTons | 0 | 0 | 0 | 0 | 0 | 0 | 0
ME Fac. Spec. - NOx 0.20 Rate Annual v3.1, Unit 3988 and retrofits | 548 | 1818 | Rate Constraint in lbs/MMBtu | FALSE | L | Annual | Allowances Banked | MTons | 0 | 0 | 0 | 0 | 0 | 0 | 0
ME Fac. Spec. - NOx 0.20 Rate Annual v3.1, Unit 3988 and retrofits | 548 | 1818 | Rate Constraint in lbs/MMBtu | FALSE | L | Annual | Allowances Withdrawn (1:1) | MTons | 0 | 0 | 0 | 0 | 0 | 0 | 0
ME Fac. Spec. - NOx 0.20 Rate Annual v3.1, Unit 3988 and retrofits | 548 | 1818 | Rate Constraint in lbs/MMBtu | FALSE | L | Annual | Allowances Withdrawn (n:1) | MTons | 0 | 0 | 0 | 0 | 0 | 0 | 0
ME Fac. Spec. - NOx 0.20 Rate Annual v3.1, Unit 3988 and retrofits | 548 | 1818 | Rate Constraint in lbs/MMBtu | FALSE | L | Annual | Net Emissions Allowance Position | MTons | 0.011588 | 0 | 0 | 0 | 0 | 0 | 0
ME Fac. Spec. - NOx 0.20 Rate Annual v3.1, Unit 3988 and retrofits | 548 | 1818 | Rate Constraint in lbs/MMBtu | FALSE | L | Annual | Fuel Consumed | TBtu | 0.11588 | 0 | 0 | 0 | 0 | 0 | 0
ME Fac. Spec. - NOx 0.20 Rate Annual v3.1, Unit 3988 and retrofits | 548 | 1818 | Rate Constraint in lbs/MMBtu | FALSE | L | Annual | Rate | lb/MMBtu | 0.2 | 0 | 0 | 0 | 0 | 0 | 0
ME Fac. Spec. - NOx 0.20 Rate Annual v3.1, Unit 3988 and retrofits | 548 | 1818 | Rate Constraint in lbs/MMBtu | FALSE | L | Annual | Generation | TWh | 0.0079918 | 0 | 0 | 0 | 0 | 0 | 0
ME Fac. Spec. - NOx 0.20 Rate Annual v3.1, Unit 3988 and retrofits | 548 | 1818 | Rate Constraint in lbs/MMBtu | FALSE | L | Annual | Qualifying Generation | TWh | 0.0079918 | 0 | 0 | 0 | 0 | 0 | 0
ME Fac. Spec. - NOx 0.20 Rate Annual v3.1, Unit 3988 and retrofits | 548 | 1818 | Rate Constraint in lbs/MMBtu | FALSE | L | Annual | Rate | lb/MWh | 1.45 | 0 | 0 | 0 | 0 | 0 | 0
ME Fac. Spec. - NOx 0.20 Rate Annual v3.1, Unit 3988 and retrofits | 548 | 1818 | Rate Constraint in lbs/MMBtu | FALSE | L | Annual | Constraint Shadow Price | US$/Ton | 119504.0865 | 0 | 0 | 0 | 0 | 0 | 0
ME Fac. Spec. - NOX 0.22 Rate Annual v3.1, Unit 3988 and retrofits | 549 | 1799 | Rate Constraint in lbs/MMBtu | FALSE | L | Annual | Seasons Included | Seasons | Winter, Summer | Winter, Summer | Winter, Summer | Winter, Summer | Winter, Summer | Winter, Summer | Winter, Summer
ME Fac. Spec. - NOX 0.22 Rate Annual v3.1, Unit 3988 and retrofits | 549 | 1799 | Rate Constraint in lbs/MMBtu | FALSE | L | Annual | Standard | lb/MMBtu | 0.22 | 0.22 | 0.22 | 0.22 | 0.22 | 0.22 | 0.22
ME Fac. Spec. - NOX 0.22 Rate Annual v3.1, Unit 3988 and retrofits | 549 | 1799 | Rate Constraint in lbs/MMBtu | FALSE | L | Annual | Emissions at Affected Plants NOX | MTons | 0.011588 | 0 | 0 | 0 | 0 | 0 | 0
ME Fac. Spec. - NOX 0.22 Rate Annual v3.1, Unit 3988 and retrofits | 549 | 1799 | Rate Constraint in lbs/MMBtu | FALSE | L | Annual | Allowances Purchased NOX | MTons | 0 | 0 | 0 | 0 | 0 | 0 | 0
ME Fac. Spec. - NOX 0.22 Rate Annual v3.1, Unit 3988 and retrofits | 549 | 1799 | Rate Constraint in lbs/MMBtu | FALSE | L | Annual | Allowances Sold NOX | MTons | 0 | 0 | 0 | 0 | 0 | 0 | 0
ME Fac. Spec. - NOX 0.22 Rate Annual v3.1, Unit 3988 and retrofits | 549 | 1799 | Rate Constraint in lbs/MMBtu | FALSE | L | Annual | Allowances Banked | MTons | 0 | 0 | 0 | 0 | 0 | 0 | 0
ME Fac. Spec. - NOX 0.22 Rate Annual v3.1, Unit 3988 and retrofits | 549 | 1799 | Rate Constraint in lbs/MMBtu | FALSE | L | Annual | Allowances Withdrawn (1:1) | MTons | 0 | 0 | 0 | 0 | 0 | 0 | 0
ME Fac. Spec. - NOX 0.22 Rate Annual v3.1, Unit 3988 and retrofits | 549 | 1799 | Rate Constraint in lbs/MMBtu | FALSE | L | Annual | Allowances Withdrawn (n:1) | MTons | 0 | 0 | 0 | 0 | 0 | 0 | 0
ME Fac. Spec. - NOX 0.22 Rate Annual v3.1, Unit 3988 and retrofits | 549 | 1799 | Rate Constraint in lbs/MMBtu | FALSE | L | Annual | Net Emissions Allowance Position | MTons | 0.011588 | 0 | 0 | 0 | 0 | 0 | 0
ME Fac. Spec. - NOX 0.22 Rate Annual v3.1, Unit 3988 and retrofits | 549 | 1799 | Rate Constraint in lbs/MMBtu | FALSE | L | Annual | Fuel Consumed | TBtu | 0.11588 | 0 | 0 | 0 | 0 | 0 | 0
ME Fac. Spec. - NOX 0.22 Rate Annual v3.1, Unit 3988 and retrofits | 549 | 1799 | Rate Constraint in lbs/MMBtu | FALSE | L | Annual | Rate | lb/MMBtu | 0.2 | 0 | 0 | 0 | 0 | 0 | 0
ME Fac. Spec. - NOX 0.22 Rate Annual v3.1, Unit 3988 and retrofits | 549 | 1799 | Rate Constraint in lbs/MMBtu | FALSE | L | Annual | Generation | TWh | 0.0079918 | 0 | 0 | 0 | 0 | 0 | 0
ME Fac. Spec. - NOX 0.22 Rate Annual v3.1, Unit 3988 and retrofits | 549 | 1799 | Rate Constraint in lbs/MMBtu | FALSE | L | Annual | Qualifying Generation | TWh | 0.0079918 | 0 | 0 | 0 | 0 | 0 | 0
ME Fac. Spec. - NOX 0.22 Rate Annual v3.1, Unit 3988 and retrofits | 549 | 1799 | Rate Constraint in lbs/MMBtu | FALSE | L | Annual | Rate | lb/MWh | 1.45 | 0 | 0 | 0 | 0 | 0 | 0
ME Fac. Spec. - NOX 0.22 Rate Annual v3.1, Unit 3988 and retrofits | 549 | 1799 | Rate Constraint in lbs/MMBtu | FALSE | L | Annual | Constraint Shadow Price | US$/Ton | 0 | 0 | 0 | 0 | 0 | 0 | 0
ME Mercury Cap Annual v3.1 | 550 | 1509 | Rate Constraint in MTons | FALSE | L | Annual | Seasons Included | Seasons | Winter, Summer | Winter, Summer | Winter, Summer | Winter, Summer | Winter, Summer | Winter, Summer | Winter, Summer
ME Mercury Cap Annual v3.1 | 550 | 1509 | Rate Constraint in MTons | FALSE | L | Annual | Standard | Lb | 26 | 26 | 26 | 26 | 26 | 26 | 26
ME Mercury Cap Annual v3.1 | 550 | 1509 | Rate Constraint in MTons | FALSE | L | Annual | Standard MER | lbs | 26 | 26 | 26 | 26 | 26 | 26 | 26
ME Mercury Cap Annual v3.1 | 550 | 1509 | Rate Constraint in MTons | FALSE | L | Annual | Emissions at Affected Plants MER | lbs | 0 | 0 | 0 | 0 | 0 | 0 | 0
ME Mercury Cap Annual v3.1 | 550 | 1509 | Rate Constraint in MTons | FALSE | L | Annual | Allowances Purchased MER | lbs | 0 | 0 | 0 | 0 | 0 | 0 | 0
ME Mercury Cap Annual v3.1 | 550 | 1509 | Rate Constraint in MTons | FALSE | L | Annual | Allowances Sold MER | lbs | 0 | 0 | 0 | 0 | 0 | 0 | 0
ME Mercury Cap Annual v3.1 | 550 | 1509 | Rate Constraint in MTons | FALSE | L | Annual | Allowances Banked | lbs | 0 | 0 | 0 | 0 | 0 | 0 | 0
ME Mercury Cap Annual v3.1 | 550 | 1509 | Rate Constraint in MTons | FALSE | L | Annual | Allowances Withdrawn (1:1) | lbs | 0 | 0 | 0 | 0 | 0 | 0 | 0
ME Mercury Cap Annual v3.1 | 550 | 1509 | Rate Constraint in MTons | FALSE | L | Annual | Allowances Withdrawn (n:1) | lbs | 0 | 0 | 0 | 0 | 0 | 0 | 0
ME Mercury Cap Annual v3.1 | 550 | 1509 | Rate Constraint in MTons | FALSE | L | Annual | Net Emissions Allowance Position | lbs | 0 | 0 | 0 | 0 | 0 | 0 | 0
ME Mercury Cap Annual v3.1 | 550 | 1509 | Rate Constraint in MTons | FALSE | L | Annual | Fuel Consumed | TBtu | 0 | 0 | 0 | 0 | 0 | 0 | 0
ME Mercury Cap Annual v3.1 | 550 | 1509 | Rate Constraint in MTons | FALSE | L | Annual | Rate | lb/MMBtu | 0 | 0 | 0 | 0 | 0 | 0 | 0
ME Mercury Cap Annual v3.1 | 550 | 1509 | Rate Constraint in MTons | FALSE | L | Annual | Generation | TWh | 0 | 0 | 0 | 0 | 0 | 0 | 0
ME Mercury Cap Annual v3.1 | 550 | 1509 | Rate Constraint in MTons | FALSE | L | Annual | Qualifying Generation | TWh | 0 | 0 | 0 | 0 | 0 | 0 | 0
ME Mercury Cap Annual v3.1 | 550 | 1509 | Rate Constraint in MTons | FALSE | L | Annual | Rate | lb/MWh | 0 | 0 | 0 | 0 | 0 | 0 | 0
ME Mercury Cap Annual v3.1 | 550 | 1509 | Rate Constraint in MTons | FALSE | L | Annual | Constraint Shadow Price | US$/Lb | 0 | 0 | 0 | 0 | 0 | 0 | 0
MI Hg Rule - MER Annual Reduction v4.10 | 551 | 2216 | MACT Fuel Choice Floor in lbs/MMBtu | FALSE | L | Annual | Seasons Included | Seasons | Winter, Summer | Winter, Summer | Winter, Summer | Winter, Summer | Winter, Summer | Winter, Summer | Winter, Summer
MI Hg Rule - MER Annual Reduction v4.10 | 551 | 2216 | MACT Fuel Choice Floor in lbs/MMBtu | FALSE | L | Annual | Emission Floor | lbs/MMBtu | 8.07e-07 | 8.07e-07 | 8.07e-07 | 8.07e-07 | 8.07e-07 | 8.07e-07 | 8.07e-07
MI Hg Rule - MER Annual Reduction v4.10 | 551 | 2216 | MACT Fuel Choice Floor in lbs/MMBtu | FALSE | L | Annual | Emissions at Affected Plants MER | lbs | 284.0752 | 275.0755 | 257.7653 | 264.6379 | 265.086 | 270.6597 | 273.8665
MI Hg Rule - MER Annual Reduction v4.10 | 551 | 2216 | MACT Fuel Choice Floor in lbs/MMBtu | FALSE | L | Annual | Allowances Purchased MER | lbs | 0 | 0 | 0 | 0 | 0 | 0 | 0
MI Hg Rule - MER Annual Reduction v4.10 | 551 | 2216 | MACT Fuel Choice Floor in lbs/MMBtu | FALSE | L | Annual | Allowances Sold MER | lbs | 0 | 0 | 0 | 0 | 0 | 0 | 0
MI Hg Rule - MER Annual Reduction v4.10 | 551 | 2216 | MACT Fuel Choice Floor in lbs/MMBtu | FALSE | L | Annual | Allowances Banked | lbs | 0 | 0 | 0 | 0 | 0 | 0 | 0
MI Hg Rule - MER Annual Reduction v4.10 | 551 | 2216 | MACT Fuel Choice Floor in lbs/MMBtu | FALSE | L | Annual | Allowances Withdrawn (1:1) | lbs | 0 | 0 | 0 | 0 | 0 | 0 | 0
MI Hg Rule - MER Annual Reduction v4.10 | 551 | 2216 | MACT Fuel Choice Floor in lbs/MMBtu | FALSE | L | Annual | Allowances Withdrawn (n:1) | lbs | 0 | 0 | 0 | 0 | 0 | 0 | 0
MI Hg Rule - MER Annual Reduction v4.10 | 551 | 2216 | MACT Fuel Choice Floor in lbs/MMBtu | FALSE | L | Annual | Net Emissions Allowance Position | lbs | 284.0752 | 275.0755 | 257.7653 | 264.6379 | 265.086 | 270.6597 | 273.8665
MI Hg Rule - MER Annual Reduction v4.10 | 551 | 2216 | MACT Fuel Choice Floor in lbs/MMBtu | FALSE | L | Annual | Fuel Consumed | TBtu | 629.9032 | 608.6785 | 571.5586 | 587.0749 | 590.0797 | 603.318 | 608.8782
MI Hg Rule - MER Annual Reduction v4.10 | 551 | 2216 | MACT Fuel Choice Floor in lbs/MMBtu | FALSE | L | Annual | Rate | lb/MMBtu | 4.5098e-07 | 4.5192e-07 | 4.5099e-07 | 4.5077e-07 | 4.4924e-07 | 4.4862e-07 | 4.4979e-07
MI Hg Rule - MER Annual Reduction v4.10 | 551 | 2216 | MACT Fuel Choice Floor in lbs/MMBtu | FALSE | L | Annual | Generation | TWh | 65.5742 | 63.7995 | 59.9529 | 61.5605 | 61.8653 | 63.2303 | 63.7995
MI Hg Rule - MER Annual Reduction v4.10 | 551 | 2216 | MACT Fuel Choice Floor in lbs/MMBtu | FALSE | L | Annual | Qualifying Generation | TWh | 65.5742 | 63.7995 | 59.9529 | 61.5605 | 61.8653 | 63.2303 | 63.7995
MI Hg Rule - MER Annual Reduction v4.10 | 551 | 2216 | MACT Fuel Choice Floor in lbs/MMBtu | FALSE | L | Annual | Constraint Shadow Price | US$/Lb | 0 | 0 | 0 | 0 | 0 | 0 | 0
Missouri - NOX .18 Rate Annual v3.1 | 552 | 1820 | Rate Constraint in lbs/MMBtu | FALSE | L | Annual | Seasons Included | Seasons | Winter, Summer | Winter, Summer | Winter, Summer | Winter, Summer | Winter, Summer | Winter, Summer | Winter, Summer
Missouri - NOX .18 Rate Annual v3.1 | 552 | 1820 | Rate Constraint in lbs/MMBtu | FALSE | L | Annual | Standard | lb/MMBtu | 0.18 | 0.18 | 0.18 | 0.18 | 0.18 | 0.18 | 0.18
Missouri - NOX .18 Rate Annual v3.1 | 552 | 1820 | Rate Constraint in lbs/MMBtu | FALSE | L | Annual | Emissions at Affected Plants NOX | MTons | 16.1479 | 16.1479 | 14.3587 | 14.9147 | 14.9181 | 15.4554 | 16.1479
Missouri - NOX .18 Rate Annual v3.1 | 552 | 1820 | Rate Constraint in lbs/MMBtu | FALSE | L | Annual | Allowances Purchased NOX | MTons | 0 | 0 | 0 | 0 | 0 | 0 | 0
Missouri - NOX .18 Rate Annual v3.1 | 552 | 1820 | Rate Constraint in lbs/MMBtu | FALSE | L | Annual | Allowances Sold NOX | MTons | 0 | 0 | 0 | 0 | 0 | 0 | 0
Missouri - NOX .18 Rate Annual v3.1 | 552 | 1820 | Rate Constraint in lbs/MMBtu | FALSE | L | Annual | Allowances Banked | MTons | 0 | 0 | 9.2678 | 9.6818 | 0 | 0 | 0
Missouri - NOX .18 Rate Annual v3.1 | 552 | 1820 | Rate Constraint in lbs/MMBtu | FALSE | L | Annual | Allowances Withdrawn (1:1) | MTons | 0 | 0 | 0 | 0 | 0 | -7.1234 | 0
Missouri - NOX .18 Rate Annual v3.1 | 552 | 1820 | Rate Constraint in lbs/MMBtu | FALSE | L | Annual | Allowances Withdrawn (n:1) | MTons | 0 | 0 | 0 | 0 | 0 | 0 | 0
Missouri - NOX .18 Rate Annual v3.1 | 552 | 1820 | Rate Constraint in lbs/MMBtu | FALSE | L | Annual | Net Emissions Allowance Position | MTons | 16.1479 | 16.1479 | 23.6265 | 24.5965 | 14.9181 | 8.3321 | 16.1479
Missouri - NOX .18 Rate Annual v3.1 | 552 | 1820 | Rate Constraint in lbs/MMBtu | FALSE | L | Annual | Fuel Consumed | TBtu | 294.5137 | 294.327 | 262.2532 | 272.9907 | 272.0569 | 281.1708 | 294.7865
Missouri - NOX .18 Rate Annual v3.1 | 552 | 1820 | Rate Constraint in lbs/MMBtu | FALSE | L | Annual | Rate | lb/MMBtu | 0.10966 | 0.10973 | 0.1095 | 0.10927 | 0.10967 | 0.10994 | 0.10956
Missouri - NOX .18 Rate Annual v3.1 | 552 | 1820 | Rate Constraint in lbs/MMBtu | FALSE | L | Annual | Generation | TWh | 30.7555 | 30.7555 | 27.3736 | 28.51 | 28.4064 | 29.3689 | 30.7555
Missouri - NOX .18 Rate Annual v3.1 | 552 | 1820 | Rate Constraint in lbs/MMBtu | FALSE | L | Annual | Qualifying Generation | TWh | 30.7555 | 30.7555 | 27.3736 | 28.51 | 28.4064 | 29.3689 | 30.7555
Missouri - NOX .18 Rate Annual v3.1 | 552 | 1820 | Rate Constraint in lbs/MMBtu | FALSE | L | Annual | Rate | lb/MWh | 0.52504 | 0.52504 | 0.52454 | 0.52314 | 0.52517 | 0.52625 | 0.52504
Missouri - NOX .18 Rate Annual v3.1 | 552 | 1820 | Rate Constraint in lbs/MMBtu | FALSE | L | Annual | Constraint Shadow Price | US$/Ton | 0 | 0 | 0 | 0 | 0 | 0 | 0
Missouri - NOX .25 Rate Annual v3.1 | 553 | 1821 | Rate Constraint in lbs/MMBtu | FALSE | L | Annual | Seasons Included | Seasons | Winter, Summer | Winter, Summer | Winter, Summer | Winter, Summer | Winter, Summer | Winter, Summer | Winter, Summer
Missouri - NOX .25 Rate Annual v3.1 | 553 | 1821 | Rate Constraint in lbs/MMBtu | FALSE | L | Annual | Standard | lb/MMBtu | 0.25 | 0.25 | 0.25 | 0.25 | 0.25 | 0.25 | 0.25
Missouri - NOX .25 Rate Annual v3.1 | 553 | 1821 | Rate Constraint in lbs/MMBtu | FALSE | L | Annual | Emissions at Affected Plants NOX | MTons | 18.0839 | 18.1797 | 17.2996 | 17.4111 | 17.4222 | 18.3218 | 18.1935
Missouri - NOX .25 Rate Annual v3.1 | 553 | 1821 | Rate Constraint in lbs/MMBtu | FALSE | L | Annual | Allowances Purchased NOX | MTons | 0 | 0 | 0 | 0 | 0 | 0 | 0
Missouri - NOX .25 Rate Annual v3.1 | 553 | 1821 | Rate Constraint in lbs/MMBtu | FALSE | L | Annual | Allowances Sold NOX | MTons | 0 | 0 | 0 | 0 | 0 | 0 | 0
Missouri - NOX .25 Rate Annual v3.1 | 553 | 1821 | Rate Constraint in lbs/MMBtu | FALSE | L | Annual | Allowances Banked | MTons | 0 | 0 | 0 | 0 | 5.1765 | 4.9731 | 0
Missouri - NOX .25 Rate Annual v3.1 | 553 | 1821 | Rate Constraint in lbs/MMBtu | FALSE | L | Annual | Allowances Withdrawn (1:1) | MTons | 0 | 0 | 0 | 0 | 0 | 0 | 0
Missouri - NOX .25 Rate Annual v3.1 | 553 | 1821 | Rate Constraint in lbs/MMBtu | FALSE | L | Annual | Allowances Withdrawn (n:1) | MTons | 0 | 0 | 0 | 0 | 0 | 0 | 0
Missouri - NOX .25 Rate Annual v3.1 | 553 | 1821 | Rate Constraint in lbs/MMBtu | FALSE | L | Annual | Net Emissions Allowance Position | MTons | 18.0839 | 18.1797 | 17.2996 | 17.4111 | 22.5986 | 23.2949 | 18.1935
Missouri - NOX .25 Rate Annual v3.1 | 553 | 1821 | Rate Constraint in lbs/MMBtu | FALSE | L | Annual | Fuel Consumed | TBtu | 167.9733 | 168.8499 | 179.1502 | 179.3264 | 180.596 | 186.166 | 169.6484
Missouri - NOX .25 Rate Annual v3.1 | 553 | 1821 | Rate Constraint in lbs/MMBtu | FALSE | L | Annual | Rate | lb/MMBtu | 0.21532 | 0.21534 | 0.19313 | 0.19418 | 0.19294 | 0.19683 | 0.21448
Missouri - NOX .25 Rate Annual v3.1 | 553 | 1821 | Rate Constraint in lbs/MMBtu | FALSE | L | Annual | Generation | TWh | 18.1732 | 18.2666 | 19.864 | 19.843 | 20.0084 | 20.5319 | 18.3634
Missouri - NOX .25 Rate Annual v3.1 | 553 | 1821 | Rate Constraint in lbs/MMBtu | FALSE | L | Annual | Qualifying Generation | TWh | 18.1732 | 18.2666 | 19.864 | 19.843 | 20.0084 | 20.5319 | 18.3634
Missouri - NOX .25 Rate Annual v3.1 | 553 | 1821 | Rate Constraint in lbs/MMBtu | FALSE | L | Annual | Rate | lb/MWh | 0.99509 | 0.99524 | 0.8709 | 0.87745 | 0.87074 | 0.89236 | 0.99075
Missouri - NOX .25 Rate Annual v3.1 | 553 | 1821 | Rate Constraint in lbs/MMBtu | FALSE | L | Annual | Constraint Shadow Price | US$/Ton | 0 | 0 | 0 | 0 | 0 | 0 | 0
Missouri - NOX .35 Rate Annual v3.1 | 554 | 1822 | Rate Constraint in lbs/MMBtu | FALSE | L | Annual | Seasons Included | Seasons | Winter, Summer | Winter, Summer | Winter, Summer | Winter, Summer | Winter, Summer | Winter, Summer | Winter, Summer
Missouri - NOX .35 Rate Annual v3.1 | 554 | 1822 | Rate Constraint in lbs/MMBtu | FALSE | L | Annual | Standard | lb/MMBtu | 0.35 | 0.35 | 0.35 | 0.35 | 0.35 | 0.35 | 0.35
Missouri - NOX .35 Rate Annual v3.1 | 554 | 1822 | Rate Constraint in lbs/MMBtu | FALSE | L | Annual | Emissions at Affected Plants NOX | MTons | 16.3321 | 16.3473 | 16.1704 | 16.178 | 16.3055 | 16.4888 | 16.7153
Missouri - NOX .35 Rate Annual v3.1 | 554 | 1822 | Rate Constraint in lbs/MMBtu | FALSE | L | Annual | Allowances Purchased NOX | MTons | 0 | 0 | 0 | 0 | 0 | 0 | 0
Missouri - NOX .35 Rate Annual v3.1 | 554 | 1822 | Rate Constraint in lbs/MMBtu | FALSE | L | Annual | Allowances Sold NOX | MTons | 0 | 0 | 0 | 0 | 0 | 0 | 0
Missouri - NOX .35 Rate Annual v3.1 | 554 | 1822 | Rate Constraint in lbs/MMBtu | FALSE | L | Annual | Allowances Banked | MTons | 0 | 39.8742 | 0 | 0 | 0 | 0 | 0
Missouri - NOX .35 Rate Annual v3.1 | 554 | 1822 | Rate Constraint in lbs/MMBtu | FALSE | L | Annual | Allowances Withdrawn (1:1) | MTons | 0 | 0 | -9.9685 | 0 | 0 | 0 | 0
Missouri - NOX .35 Rate Annual v3.1 | 554 | 1822 | Rate Constraint in lbs/MMBtu | FALSE | L | Annual | Allowances Withdrawn (n:1) | MTons | 0 | 0 | 0 | 0 | 0 | 0 | 0
Missouri - NOX .35 Rate Annual v3.1 | 554 | 1822 | Rate Constraint in lbs/MMBtu | FALSE | L | Annual | Net Emissions Allowance Position | MTons | 16.3321 | 56.2215 | 6.2019 | 16.178 | 16.3055 | 16.4888 | 16.7153
Missouri - NOX .35 Rate Annual v3.1 | 554 | 1822 | Rate Constraint in lbs/MMBtu | FALSE | L | Annual | Fuel Consumed | TBtu | 320.6992 | 321.2655 | 361.9253 | 362.3622 | 364.9721 | 351.2358 | 352.8972
Missouri - NOX .35 Rate Annual v3.1 | 554 | 1822 | Rate Constraint in lbs/MMBtu | FALSE | L | Annual | Rate | lb/MMBtu | 0.10185 | 0.10177 | 0.089358 | 0.089292 | 0.089352 | 0.09389 | 0.094732
Missouri - NOX .35 Rate Annual v3.1 | 554 | 1822 | Rate Constraint in lbs/MMBtu | FALSE | L | Annual | Generation | TWh | 33.1067 | 33.1546 | 38.8843 | 38.8745 | 39.0805 | 37.1572 | 37.2333
Missouri - NOX .35 Rate Annual v3.1 | 554 | 1822 | Rate Constraint in lbs/MMBtu | FALSE | L | Annual | Qualifying Generation | TWh | 33.1067 | 33.1546 | 38.8843 | 38.8745 | 39.0805 | 37.1572 | 37.2333
Missouri - NOX .35 Rate Annual v3.1 | 554 | 1822 | Rate Constraint in lbs/MMBtu | FALSE | L | Annual | Rate | lb/MWh | 0.49332 | 0.49306 | 0.41586 | 0.41616 | 0.41723 | 0.44376 | 0.44893
Missouri - NOX .35 Rate Annual v3.1 | 554 | 1822 | Rate Constraint in lbs/MMBtu | FALSE | L | Annual | Constraint Shadow Price | US$/Ton | 0 | 0 | 0 | 0 | 0 | 0 | 0
MN Hg Emis Red Act - MER Removal Annual v3.1 | 555 | 1511 | MACT Fuel Choice Floor in lbs/MMBtu | FALSE | L | Annual | Seasons Included | Seasons | Winter, Summer | Winter, Summer | Winter, Summer | Winter, Summer | Winter, Summer | Winter, Summer | Winter, Summer
MN Hg Emis Red Act - MER Removal Annual v3.1 | 555 | 1511 | MACT Fuel Choice Floor in lbs/MMBtu | FALSE | L | Annual | Emission Floor | lbs/MMBtu | 0 | 0 | 0 | 0 | 0 | 0 | 0
MN Hg Emis Red Act - MER Removal Annual v3.1 | 555 | 1511 | MACT Fuel Choice Floor in lbs/MMBtu | FALSE | L | Annual | Emissions at Affected Plants MER | lbs | 128.4163 | 116.7008 | 101.4863 | 106.7074 | 107.1036 | 108.3984 | 110.9359
MN Hg Emis Red Act - MER Removal Annual v3.1 | 555 | 1511 | MACT Fuel Choice Floor in lbs/MMBtu | FALSE | L | Annual | Allowances Purchased MER | lbs | 0 | 0 | 0 | 0 | 0 | 0 | 0
MN Hg Emis Red Act - MER Removal Annual v3.1 | 555 | 1511 | MACT Fuel Choice Floor in lbs/MMBtu | FALSE | L | Annual | Allowances Sold MER | lbs | 0 | 0 | 0 | 0 | 0 | 0 | 0
MN Hg Emis Red Act - MER Removal Annual v3.1 | 555 | 1511 | MACT Fuel Choice Floor in lbs/MMBtu | FALSE | L | Annual | Allowances Banked | lbs | 0 | 0 | 0 | 0 | 0 | 0 | 0
MN Hg Emis Red Act - MER Removal Annual v3.1 | 555 | 1511 | MACT Fuel Choice Floor in lbs/MMBtu | FALSE | L | Annual | Allowances Withdrawn (1:1) | lbs | 0 | 0 | 0 | 0 | 0 | 0 | 0
MN Hg Emis Red Act - MER Removal Annual v3.1 | 555 | 1511 | MACT Fuel Choice Floor in lbs/MMBtu | FALSE | L | Annual | Allowances Withdrawn (n:1) | lbs | 0 | 0 | 0 | 0 | 0 | 0 | 0
MN Hg Emis Red Act - MER Removal Annual v3.1 | 555 | 1511 | MACT Fuel Choice Floor in lbs/MMBtu | FALSE | L | Annual | Net Emissions Allowance Position | lbs | 128.4163 | 116.7008 | 101.4863 | 106.7074 | 107.1036 | 108.3984 | 110.9359
MN Hg Emis Red Act - MER Removal Annual v3.1 | 555 | 1511 | MACT Fuel Choice Floor in lbs/MMBtu | FALSE | L | Annual | Fuel Consumed | TBtu | 254.6944 | 254.6944 | 228.3783 | 240.6921 | 241.6266 | 244.6804 | 250.665
MN Hg Emis Red Act - MER Removal Annual v3.1 | 555 | 1511 | MACT Fuel Choice Floor in lbs/MMBtu | FALSE | L | Annual | Rate | lb/MMBtu | 5.042e-07 | 4.582e-07 | 4.4438e-07 | 4.4334e-07 | 4.4326e-07 | 4.4302e-07 | 4.4257e-07
MN Hg Emis Red Act - MER Removal Annual v3.1 | 555 | 1511 | MACT Fuel Choice Floor in lbs/MMBtu | FALSE | L | Annual | Generation | TWh | 25.7816 | 25.7816 | 23.1743 | 24.4035 | 24.4988 | 24.8039 | 25.3934
MN Hg Emis Red Act - MER Removal Annual v3.1 | 555 | 1511 | MACT Fuel Choice Floor in lbs/MMBtu | FALSE | L | Annual | Qualifying Generation | TWh | 25.7816 | 25.7816 | 23.1743 | 24.4035 | 24.4988 | 24.8039 | 25.3934
MN Hg Emis Red Act - MER Removal Annual v3.1 | 555 | 1511 | MACT Fuel Choice Floor in lbs/MMBtu | FALSE | L | Annual | Constraint Shadow Price | US$/Lb | 0 | 0 | 0 | 0 | 0 | 0 | 0
MN Reg Silver Lake 4 - NOX Rate Annual v3.1, Unit 3606 and retrofits | 556 | 1824 | Rate Constraint in lbs/MMBtu | FALSE | L | Annual | Seasons Included | Seasons | Winter, Summer | Winter, Summer | Winter, Summer | Winter, Summer | Winter, Summer | Winter, Summer | Winter, Summer
MN Reg Silver Lake 4 - NOX Rate Annual v3.1, Unit 3606 and retrofits | 556 | 1824 | Rate Constraint in lbs/MMBtu | FALSE | L | Annual | Standard | lb/MMBtu | 0.15 | 0.15 | 0.15 | 0.15 | 0.15 | 0.15 | 0.15
MN Reg Silver Lake 4 - NOX Rate Annual v3.1, Unit 3606 and retrofits | 556 | 1824 | Rate Constraint in lbs/MMBtu | FALSE | L | Annual | Emissions at Affected Plants NOX | MTons | 0 | 0 | 0 | 0 | 0 | 0 | 0
MN Reg Silver Lake 4 - NOX Rate Annual v3.1, Unit 3606 and retrofits | 556 | 1824 | Rate Constraint in lbs/MMBtu | FALSE | L | Annual | Allowances Purchased NOX | MTons | 0 | 0 | 0 | 0 | 0 | 0 | 0
MN Reg Silver Lake 4 - NOX Rate Annual v3.1, Unit 3606 and retrofits | 556 | 1824 | Rate Constraint in lbs/MMBtu | FALSE | L | Annual | Allowances Sold NOX | MTons | 0 | 0 | 0 | 0 | 0 | 0 | 0
MN Reg Silver Lake 4 - NOX Rate Annual v3.1, Unit 3606 and retrofits | 556 | 1824 | Rate Constraint in lbs/MMBtu | FALSE | L | Annual | Allowances Banked | MTons | 0 | 0 | 0 | 0 | 0 | 0 | 0
MN Reg Silver Lake 4 - NOX Rate Annual v3.1, Unit 3606 and retrofits | 556 | 1824 | Rate Constraint in lbs/MMBtu | FALSE | L | Annual | Allowances Withdrawn (1:1) | MTons | 0 | 0 | 0 | 0 | 0 | 0 | 0
MN Reg Silver Lake 4 - NOX Rate Annual v3.1, Unit 3606 and retrofits | 556 | 1824 | Rate Constraint in lbs/MMBtu | FALSE | L | Annual | Allowances Withdrawn (n:1) | MTons | 0 | 0 | 0 | 0 | 0 | 0 | 0
MN Reg Silver Lake 4 - NOX Rate Annual v3.1, Unit 3606 and retrofits | 556 | 1824 | Rate Constraint in lbs/MMBtu | FALSE | L | Annual | Net Emissions Allowance Position | MTons | 0 | 0 | 0 | 0 | 0 | 0 | 0
MN Reg Silver Lake 4 - NOX Rate Annual v3.1, Unit 3606 and retrofits | 556 | 1824 | Rate Constraint in lbs/MMBtu | FALSE | L | Annual | Fuel Consumed | TBtu | 0 | 0 | 0 | 0 | 0 | 0 | 0
MN Reg Silver Lake 4 - NOX Rate Annual v3.1, Unit 3606 and retrofits | 556 | 1824 | Rate Constraint in lbs/MMBtu | FALSE | L | Annual | Rate | lb/MMBtu | 0 | 0 | 0 | 0 | 0 | 0 | 0
MN Reg Silver Lake 4 - NOX Rate Annual v3.1, Unit 3606 and retrofits | 556 | 1824 | Rate Constraint in lbs/MMBtu | FALSE | L | Annual | Generation | TWh | 0 | 0 | 0 | 0 | 0 | 0 | 0
MN Reg Silver Lake 4 - NOX Rate Annual v3.1, Unit 3606 and retrofits | 556 | 1824 | Rate Constraint in lbs/MMBtu | FALSE | L | Annual | Qualifying Generation | TWh | 0 | 0 | 0 | 0 | 0 | 0 | 0
MN Reg Silver Lake 4 - NOX Rate Annual v3.1, Unit 3606 and retrofits | 556 | 1824 | Rate Constraint in lbs/MMBtu | FALSE | L | Annual | Rate | lb/MWh | 0 | 0 | 0 | 0 | 0 | 0 | 0
MN Reg Silver Lake 4 - NOX Rate Annual v3.1, Unit 3606 and retrofits | 556 | 1824 | Rate Constraint in lbs/MMBtu | FALSE | L | Annual | Constraint Shadow Price | US$/Ton | 16867.8324 | 29885.9671 | 0 | 0 | 0 | 0 | 0
MT Hg Rate Lignite Annual v3.1 | 557 | 1517 | Rate Constraint in lbs/MMBtu | FALSE | L | Annual | Seasons Included | Seasons | Winter, Summer | Winter, Summer | Winter, Summer | Winter, Summer | Winter, Summer | Winter, Summer | Winter, Summer
MT Hg Rate Lignite Annual v3.1 | 557 | 1517 | Rate Constraint in lbs/MMBtu | FALSE | L | Annual | Standard | lb/MMBtu | 1.5e-06 | 1.5e-06 | 1.5e-06 | 1.5e-06 | 1.5e-06 | 1.5e-06 | 1.5e-06
MT Hg Rate Lignite Annual v3.1 | 557 | 1517 | Rate Constraint in lbs/MMBtu | FALSE | L | Annual | Emissions at Affected Plants MER | lbs | 4.5765 | 4.9168 | 4.9136 | 4.9136 | 5.1971 | 5.1971 | 5.1971
MT Hg Rate Lignite Annual v3.1 | 557 | 1517 | Rate Constraint in lbs/MMBtu | FALSE | L | Annual | Allowances Purchased MER | lbs | 0 | 0 | 0 | 0 | 0 | 0 | 0
MT Hg Rate Lignite Annual v3.1 | 557 | 1517 | Rate Constraint in lbs/MMBtu | FALSE | L | Annual | Allowances Sold MER | lbs | 0 | 0 | 0 | 0 | 0 | 0 | 0
MT Hg Rate Lignite Annual v3.1 | 557 | 1517 | Rate Constraint in lbs/MMBtu | FALSE | L | Annual | Allowances Banked | lbs | 0 | 1.5926 | 0 | 1.5916 | 1.6833 | 1.6835 | 0
MT Hg Rate Lignite Annual v3.1 | 557 | 1517 | Rate Constraint in lbs/MMBtu | FALSE | L | Annual | Allowances Withdrawn (1:1) | lbs | 0 | 0 | -0.39816 | 0 | 0 | 0 | 0
MT Hg Rate Lignite Annual v3.1 | 557 | 1517 | Rate Constraint in lbs/MMBtu | FALSE | L | Annual | Allowances Withdrawn (n:1) | lbs | 0 | 0 | 0 | 0 | 0 | 0 | 0
MT Hg Rate Lignite Annual v3.1 | 557 | 1517 | Rate Constraint in lbs/MMBtu | FALSE | L | Annual | Net Emissions Allowance Position | lbs | 4.5765 | 6.5094 | 4.5155 | 6.5052 | 6.8804 | 6.8806 | 5.1971
MT Hg Rate Lignite Annual v3.1 | 557 | 1517 | Rate Constraint in lbs/MMBtu | FALSE | L | Annual | Fuel Consumed | TBtu | 4.0393 | 4.3396 | 4.3368 | 4.3368 | 4.587 | 4.587 | 4.587
MT Hg Rate Lignite Annual v3.1 | 557 | 1517 | Rate Constraint in lbs/MMBtu | FALSE | L | Annual | Rate | lb/MMBtu | 1.133e-06 | 1.133e-06 | 1.133e-06 | 1.133e-06 | 1.133e-06 | 1.133e-06 | 1.133e-06
MT Hg Rate Lignite Annual v3.1 | 557 | 1517 | Rate Constraint in lbs/MMBtu | FALSE | L | Annual | Generation | TWh | 0.33686 | 0.36191 | 0.36168 | 0.36168 | 0.38254 | 0.38254 | 0.38254
MT Hg Rate Lignite Annual v3.1 | 557 | 1517 | Rate Constraint in lbs/MMBtu | FALSE | L | Annual | Qualifying Generation | TWh | 0.33686 | 0.36191 | 0.36168 | 0.36168 | 0.38254 | 0.38254 | 0.38254
MT Hg Rate Lignite Annual v3.1 | 557 | 1517 | Rate Constraint in lbs/MMBtu | FALSE | L | Annual | Rate | lb/MWh | 13.5857 | 13.5857 | 13.5857 | 13.5857 | 13.5857 | 13.5857 | 13.5857
MT Hg Rate Lignite Annual v3.1 | 557 | 1517 | Rate Constraint in lbs/MMBtu | FALSE | L | Annual | Constraint Shadow Price | US$/Lb | 0 | 0 | 0 | 0 | 0 | 0 | 0
MT Hg Rate Non Lignite Annual v3.1 | 558 | 1518 | Rate Constraint in lbs/MMBtu | FALSE | L | Annual | Seasons Included | Seasons | Winter, Summer | Winter, Summer | Winter, Summer | Winter, Summer | Winter, Summer | Winter, Summer | Winter, Summer
MT Hg Rate Non Lignite Annual v3.1 | 558 | 1518 | Rate Constraint in lbs/MMBtu | FALSE | L | Annual | Standard | lb/MMBtu | 9e-07 | 9e-07 | 9e-07 | 9e-07 | 9e-07 | 9e-07 | 9e-07
MT Hg Rate Non Lignite Annual v3.1 | 558 | 1518 | Rate Constraint in lbs/MMBtu | FALSE | L | Annual | Emissions at Affected Plants MER | lbs | 82.5869 | 80.1657 | 80.5139 | 80.5139 | 80.5139 | 80.5139 | 80.5139
MT Hg Rate Non Lignite Annual v3.1 | 558 | 1518 | Rate Constraint in lbs/MMBtu | FALSE | L | Annual | Allowances Purchased MER | lbs | 0 | 0 | 0 | 0 | 0 | 0 | 0
MT Hg Rate Non Lignite Annual v3.1 | 558 | 1518 | Rate Constraint in lbs/MMBtu | FALSE | L | Annual | Allowances Sold MER | lbs | 0 | 0 | 0 | 0 | 0 | 0 | 0
MT Hg Rate Non Lignite Annual v3.1 | 558 | 1518 | Rate Constraint in lbs/MMBtu | FALSE | L | Annual | Allowances Banked | lbs | 0 | 80.33 | 0 | 79.9808 | 0 | 0 | 0
MT Hg Rate Non Lignite Annual v3.1 | 558 | 1518 | Rate Constraint in lbs/MMBtu | FALSE | L | Annual | Allowances Withdrawn (1:1) | lbs | 0 | 0 | -20.0825 | 0 | 0 | -33.3253 | 0
MT Hg Rate Non Lignite Annual v3.1 | 558 | 1518 | Rate Constraint in lbs/MMBtu | FALSE | L | Annual | Allowances Withdrawn (n:1) | lbs | 0 | 0 | 0 | 0 | 0 | 0 | 0
MT Hg Rate Non Lignite Annual v3.1 | 558 | 1518 | Rate Constraint in lbs/MMBtu | FALSE | L | Annual | Net Emissions Allowance Position | lbs | 82.5869 | 160.4957 | 60.4314 | 160.4947 | 80.5139 | 47.1885 | 80.5139
MT Hg Rate Non Lignite Annual v3.1 | 558 | 1518 | Rate Constraint in lbs/MMBtu | FALSE | L | Annual | Fuel Consumed | TBtu | 183.4725 | 178.3276 | 178.3276 | 178.3276 | 178.3276 | 178.3276 | 178.3276
MT Hg Rate Non Lignite Annual v3.1 | 558 | 1518 | Rate Constraint in lbs/MMBtu | FALSE | L | Annual | Rate | lb/MMBtu | 4.5013e-07 | 4.4954e-07 | 4.5149e-07 | 4.5149e-07 | 4.5149e-07 | 4.5149e-07 | 4.5149e-07
MT Hg Rate Non Lignite Annual v3.1 | 558 | 1518 | Rate Constraint in lbs/MMBtu | FALSE | L | Annual | Generation | TWh | 16.9278 | 17.264 | 17.264 | 17.264 | 17.264 | 17.264 | 17.264
MT Hg Rate Non Lignite Annual v3.1 | 558 | 1518 | Rate Constraint in lbs/MMBtu | FALSE | L | Annual | Qualifying Generation | TWh | 16.9278 | 17.264 | 17.264 | 17.264 | 17.264 | 17.264 | 17.264
MT Hg Rate Non Lignite Annual v3.1 | 558 | 1518 | Rate Constraint in lbs/MMBtu | FALSE | L | Annual | Rate | lb/MWh | 4.8788 | 4.6435 | 4.6637 | 4.6637 | 4.6637 | 4.6637 | 4.6637
MT Hg Rate Non Lignite Annual v3.1 | 558 | 1518 | Rate Constraint in lbs/MMBtu | FALSE | L | Annual | Constraint Shadow Price | US$/Lb | 0 | 0 | 0 | 0 | 0 | 0 | 0
New Hampshire MER Removal Annual v3.1 | 559 | 1966 | MACT Fuel Choice Floor in lbs/MMBtu | FALSE | L | Annual | Seasons Included | Seasons | Winter, Summer | Winter, Summer | Winter, Summer | Winter, Summer | Winter, Summer | Winter, Summer | Winter, Summer
New Hampshire MER Removal Annual v3.1 | 559 | 1966 | MACT Fuel Choice Floor in lbs/MMBtu | FALSE | L | Annual | Emission Floor | lbs/MMBtu | 0 | 0 | 0 | 0 | 0 | 0 | 0
New Hampshire MER Removal Annual v3.1 | 559 | 1966 | MACT Fuel Choice Floor in lbs/MMBtu | FALSE | L | Annual | Emissions at Affected Plants MER | lbs | 0 | 0 | 0 | 0 | 0 | 0 | 0
New Hampshire MER Removal Annual v3.1 | 559 | 1966 | MACT Fuel Choice Floor in lbs/MMBtu | FALSE | L | Annual | Allowances Purchased MER | lbs | 0 | 0 | 0 | 0 | 0 | 0 | 0
New Hampshire MER Removal Annual v3.1 | 559 | 1966 | MACT Fuel Choice Floor in lbs/MMBtu | FALSE | L | Annual | Allowances Sold MER | lbs | 0 | 0 | 0 | 0 | 0 | 0 | 0
New Hampshire MER Removal Annual v3.1 | 559 | 1966 | MACT Fuel Choice Floor in lbs/MMBtu | FALSE | L | Annual | Allowances Banked | lbs | 0 | 0 | 0 | 0 | 0 | 0 | 0
New Hampshire MER Removal Annual v3.1 | 559 | 1966 | MACT Fuel Choice Floor in lbs/MMBtu | FALSE | L | Annual | Allowances Withdrawn (1:1) | lbs | 0 | 0 | 0 | 0 | 0 | 0 | 0
New Hampshire MER Removal Annual v3.1 | 559 | 1966 | MACT Fuel Choice Floor in lbs/MMBtu | FALSE | L | Annual | Allowances Withdrawn (n:1) | lbs | 0 | 0 | 0 | 0 | 0 | 0 | 0
New Hampshire MER Removal Annual v3.1 | 559 | 1966 | MACT Fuel Choice Floor in lbs/MMBtu | FALSE | L | Annual | Net Emissions Allowance Position | lbs | 0 | 0 | 0 | 0 | 0 | 0 | 0
New Hampshire MER Removal Annual v3.1 | 559 | 1966 | MACT Fuel Choice Floor in lbs/MMBtu | FALSE | L | Annual | Fuel Consumed | TBtu | 0 | 0 | 0 | 0 | 0 | 0 | 0
New Hampshire MER Removal Annual v3.1 | 559 | 1966 | MACT Fuel Choice Floor in lbs/MMBtu | FALSE | L | Annual | Rate | lb/MMBtu | 0 | 0 | 0 | 0 | 0 | 0 | 0
New Hampshire MER Removal Annual v3.1 | 559 | 1966 | MACT Fuel Choice Floor in lbs/MMBtu | FALSE | L | Annual | Generation | TWh | 0 | 0 | 0 | 0 | 0 | 0 | 0
New Hampshire MER Removal Annual v3.1 | 559 | 1966 | MACT Fuel Choice Floor in lbs/MMBtu | FALSE | L | Annual | Qualifying Generation | TWh | 0 | 0 | 0 | 0 | 0 | 0 | 0
New Hampshire MER Removal Annual v3.1 | 559 | 1966 | MACT Fuel Choice Floor in lbs/MMBtu | FALSE | L | Annual | Constraint Shadow Price | US$/Lb | 0 | 0 | 0 | 0 | 0 | 0 | 0
New Hampshire 6 Unit - NOX Cap Annual v3.1 | 560 | 1830 | Rate Constraint in MTons | FALSE | L | Annual | Seasons Included | Seasons | Winter, Summer | Winter, Summer | Winter, Summer | Winter, Summer | Winter, Summer | Winter, Summer | Winter, Summer
New Hampshire 6 Unit - NOX Cap Annual v3.1 | 560 | 1830 | Rate Constraint in MTons | FALSE | L | Annual | Standard | MTons | 3.64 | 3.64 | 3.64 | 3.64 | 3.64 | 3.64 | 3.64
New Hampshire 6 Unit - NOX Cap Annual v3.1 | 560 | 1830 | Rate Constraint in MTons | FALSE | L | Annual | Standard NOX | MTons | 3.64 | 3.64 | 3.64 | 3.64 | 3.64 | 3.64 | 3.64
New Hampshire 6 Unit - NOX Cap Annual v3.1 | 560 | 1830 | Rate Constraint in MTons | FALSE | L | Annual | Emissions at Affected Plants NOX | MTons | 0.081628 | 0.043939 | 0.049355 | 0.049355 | 0.049355 | 0.068513 | 0.042975
New Hampshire 6 Unit - NOX Cap Annual v3.1 | 560 | 1830 | Rate Constraint in MTons | FALSE | L | Annual | Allowances Purchased NOX | MTons | 0 | 0 | 0 | 0 | 0 | 0 | 0
New Hampshire 6 Unit - NOX Cap Annual v3.1 | 560 | 1830 | Rate Constraint in MTons | FALSE | L | Annual | Allowances Sold NOX | MTons | 0 | 0 | 0 | 0 | 0 | 0 | 0
New Hampshire 6 Unit - NOX Cap Annual v3.1 | 560 | 1830 | Rate Constraint in MTons | FALSE | L | Annual | Allowances Banked | MTons | 1.82 | 0 | 3.5906 | 0 | 0 | 0 | 0
New Hampshire 6 Unit - NOX Cap Annual v3.1 | 560 | 1830 | Rate Constraint in MTons | FALSE | L | Annual | Allowances Withdrawn (1:1) | MTons | 0 | -3.64 | 0 | -2.8725 | 0 | 0 | 0
New Hampshire 6 Unit - NOX Cap Annual v3.1 | 560 | 1830 | Rate Constraint in MTons | FALSE | L | Annual | Allowances Withdrawn (n:1) | MTons | 0 | 0 | 0 | 0 | 0 | 0 | 0
New Hampshire 6 Unit - NOX Cap Annual v3.1 | 560 | 1830 | Rate Constraint in MTons | FALSE | L | Annual | Net Emissions Allowance Position | MTons | 1.9016 | -3.5961 | 3.64 | -2.8232 | 0.049355 | 0.068513 | 0.042975
New Hampshire 6 Unit - NOX Cap Annual v3.1 | 560 | 1830 | Rate Constraint in MTons | FALSE | L | Annual | Fuel Consumed | TBtu | 2.0058 | 1.33 | 1.4939 | 1.4939 | 1.4939 | 2.0738 | 1.3008
New Hampshire 6 Unit - NOX Cap Annual v3.1 | 560 | 1830 | Rate Constraint in MTons | FALSE | L | Annual | Rate | lb/MMBtu | 0.08139 | 0.066075 | 0.066075 | 0.066075 | 0.066075 | 0.066075 | 0.066075
New Hampshire 6 Unit - NOX Cap Annual v3.1 | 560 | 1830 | Rate Constraint in MTons | FALSE | L | Annual | Generation | TWh | 0.13951 | 0.090204 | 0.10132 | 0.10132 | 0.10132 | 0.14065 | 0.088226
New Hampshire 6 Unit - NOX Cap Annual v3.1 | 560 | 1830 | Rate Constraint in MTons | FALSE | L | Annual | Qualifying Generation | TWh | 0.13951 | 0.090204 | 0.10132 | 0.10132 | 0.10132 | 0.14065 | 0.088226
New Hampshire 6 Unit - NOX Cap Annual v3.1 | 560 | 1830 | Rate Constraint in MTons | FALSE | L | Annual | Rate | lb/MWh | 0.58512 | 0.4871 | 0.4871 | 0.4871 | 0.4871 | 0.4871 | 0.4871
New Hampshire 6 Unit - NOX Cap Annual v3.1 | 560 | 1830 | Rate Constraint in MTons | FALSE | L | Annual | Constraint Shadow Price | US$/Ton | 0 | 0 | 0 | 0 | 0 | 0 | 0
New Hampshire 6 Unit - SO2 Cap Annual v3.1 | 561 | 1831 | Rate Constraint in MTons | FALSE | L | Annual | Seasons Included | Seasons | Winter, Summer | Winter, Summer | Winter, Summer | Winter, Summer | Winter, Summer | Winter, Summer | Winter, Summer
New Hampshire 6 Unit - SO2 Cap Annual v3.1 | 561 | 1831 | Rate Constraint in MTons | FALSE | L | Annual | Standard | MTons | 7.29 | 7.29 | 7.29 | 7.29 | 7.29 | 7.29 | 7.29
New Hampshire 6 Unit - SO2 Cap Annual v3.1 | 561 | 1831 | Rate Constraint in MTons | FALSE | L | Annual | Standard SO2 | MTons | 7.29 | 7.29 | 7.29 | 7.29 | 7.29 | 7.29 | 7.29
New Hampshire 6 Unit - SO2 Cap Annual v3.1 | 561 | 1831 | Rate Constraint in MTons | FALSE | L | Annual | Emissions at Affected Plants SO2 | MTons | 0.059757 | 0.053199 | 0.059757 | 0.059757 | 0.059757 | 0.082952 | 0.052032
New Hampshire 6 Unit - SO2 Cap Annual v3.1 | 561 | 1831 | Rate Constraint in MTons | FALSE | L | Annual | Allowances Purchased SO2 | MTons | 0 | 0 | 0 | 0 | 0 | 0 | 0
New Hampshire 6 Unit - SO2 Cap Annual v3.1 | 561 | 1831 | Rate Constraint in MTons | FALSE | L | Annual | Allowances Sold SO2 | MTons | 0 | 0 | 0 | 0 | 0 | 0 | 0
New Hampshire 6 Unit - SO2 Cap Annual v3.1 | 561 | 1831 | Rate Constraint in MTons | FALSE | L | Annual | Allowances Banked | MTons | 3.7645 | 0 | 7.2302 | 0 | 0 | 5.4675 | 0
New Hampshire 6 Unit - SO2 Cap Annual v3.1 | 561 | 1831 | Rate Constraint in MTons | FALSE | L | Annual | Allowances Withdrawn (1:1) | MTons | 0 | 0 | 0 | -7.29 | 0 | 0 | -7.29
New Hampshire 6 Unit - SO2 Cap Annual v3.1 | 561 | 1831 | Rate Constraint in MTons | FALSE | L | Annual | Allowances Withdrawn (n:1) | MTons | 0 | 0 | 0 | 0 | 0 | 0 | 0
New Hampshire 6 Unit - SO2 Cap Annual v3.1 | 561 | 1831 | Rate Constraint in MTons | FALSE | L | Annual | Net Emissions Allowance Position | MTons | 3.8243 | 0.053199 | 7.29 | -7.2302 | 0.059757 | 5.5505 | -7.238
New Hampshire 6 Unit - SO2 Cap Annual v3.1 | 561 | 1831 | Rate Constraint in MTons | FALSE | L | Annual | Fuel Consumed | TBtu | 2.0058 | 1.33 | 1.4939 | 1.4939 | 1.4939 | 2.0738 | 1.3008
New Hampshire 6 Unit - SO2 Cap Annual v3.1 | 561 | 1831 | Rate Constraint in MTons | FALSE | L | Annual | Rate | lb/MMBtu | 0.059583 | 0.08 | 0.08 | 0.08 | 0.08 | 0.08 | 0.08
New Hampshire 6 Unit - SO2 Cap Annual v3.1 | 561 | 1831 | Rate Constraint in MTons | FALSE | L | Annual | Generation | TWh | 0.13951 | 0.090204 | 0.10132 | 0.10132 | 0.10132 | 0.14065 | 0.088226
New Hampshire 6 Unit - SO2 Cap Annual v3.1 | 561 | 1831 | Rate Constraint in MTons | FALSE | L | Annual | Qualifying Generation | TWh | 0.13951 | 0.090204 | 0.10132 | 0.10132 | 0.10132 | 0.14065 | 0.088226
New Hampshire 6 Unit - SO2 Cap Annual v3.1 | 561 | 1831 | Rate Constraint in MTons | FALSE | L | Annual | Rate | lb/MWh | 0.42835 | 0.58976 | 0.58976 | 0.58976 | 0.58976 | 0.58976 | 0.58976
New Hampshire 6 Unit - SO2 Cap Annual v3.1 | 561 | 1831 | Rate Constraint in MTons | FALSE | L | Annual | Constraint Shadow Price | US$/Ton | 0 | 0 | 0 | 0 | 0 | 0 | 0
New Hampshire State - NOX Cap Summer v3.1 | 562 | 1832 | Rate Constraint in MTons | FALSE | L | Annual | Seasons Included | Seasons | Summer | Summer | Summer | Summer | Summer | Summer | Summer
New Hampshire State - NOX Cap Summer v3.1 | 562 | 1832 | Rate Constraint in MTons | FALSE | L | Annual | Standard | MTons | 2.9 | 2.9 | 2.9 | 2.9 | 2.9 | 2.9 | 2.9
New Hampshire State - NOX Cap Summer v3.1 | 562 | 1832 | Rate Constraint in MTons | FALSE | L | Annual | Standard NOX | MTons | 2.9 | 2.9 | 2.9 | 2.9 | 2.9 | 2.9 | 2.9
New Hampshire State - NOX Cap Summer v3.1 | 562 | 1832 | Rate Constraint in MTons | FALSE | L | Annual | Emissions at Affected Plants NOX | MTons | 0.016511 | 1.4185e-05 | 0.0046908 | 0.0046908 | 0.0091309 | 0.049377 | 0.081502
New Hampshire State - NOX Cap Summer v3.1 | 562 | 1832 | Rate Constraint in MTons | FALSE | L | Annual | Allowances Purchased NOX | MTons | 0 | 0 | 0 | 0 | 0 | 0 | 0
New Hampshire State - NOX Cap Summer v3.1 | 562 | 1832 | Rate Constraint in MTons | FALSE | L | Annual | Allowances Sold NOX | MTons | 0 | 0 | 0 | 0 | 0 | 0 | 0
New Hampshire State - NOX Cap Summer v3.1 | 562 | 1832 | Rate Constraint in MTons | FALSE | L | Annual | Allowances Banked | MTons | 1.45 | 0 | 2.8953 | 0 | 0 | 2.175 | 0
New Hampshire State - NOX Cap Summer v3.1 | 562 | 1832 | Rate Constraint in MTons | FALSE | L | Annual | Allowances Withdrawn (1:1) | MTons | 0 | -2.9 | 0 | 0 | -1.9302 | 0 | -2.9
New Hampshire State - NOX Cap Summer v3.1 | 562 | 1832 | Rate Constraint in MTons | FALSE | L | Annual | Allowances Withdrawn (n:1) | MTons | 0 | 0 | 0 | 0 | 0 | 0 | 0
New Hampshire State - NOX Cap Summer v3.1 | 562 | 1832 | Rate Constraint in MTons | FALSE | L | Annual | Net Emissions Allowance Position | MTons | 1.4665 | -2.9 | 2.9 | 0.0046908 | -1.9211 | 2.2244 | -2.8185
New Hampshire State - NOX Cap Summer v3.1 | 562 | 1832 | Rate Constraint in MTons | FALSE | L | Annual | Fuel Consumed | TBtu | 0.26426 | 0.0025791 | 0.012971 | 0.012971 | 0.82025 | 8.9776 | 14.8186
New Hampshire State - NOX Cap Summer v3.1 | 562 | 1832 | Rate Constraint in MTons | FALSE | L | Annual | Rate | lb/MMBtu | 0.12496 | 0.011 | 0.72331 | 0.72331 | 0.022264 | 0.011 | 0.011
New Hampshire State - NOX Cap Summer v3.1 | 562 | 1832 | Rate Constraint in MTons | FALSE | L | Annual | Generation | TWh | 0.019783 | 0.00026453 | 0.0007975 | 0.0007975 | 0.12635 | 1.3961 | 2.3045
New Hampshire State - NOX Cap Summer v3.1 | 562 | 1832 | Rate Constraint in MTons | FALSE | L | Annual | Qualifying Generation | TWh | 0.019783 | 0.00026453 | 0.0007975 | 0.0007975 | 0.12635 | 1.3961 | 2.3045
New Hampshire State - NOX Cap Summer v3.1 | 562 | 1832 | Rate Constraint in MTons | FALSE | L | Annual | Rate | lb/MWh | 0.83464 | 0.053625 | 5.8819 | 5.8819 | 0.072269 | 0.035368 | 0.035367
New Hampshire State - NOX Cap Summer v3.1 | 562 | 1832 | Rate Constraint in MTons | FALSE | L | Annual | Constraint Shadow Price | US$/Ton | 0 | 0 | 0 | 0 | 0 | 0 | 0
New Jersey - MER Removal Annual v3.1 | 563 | 1833 | MACT Fuel Choice Floor in lbs/MMBtu | FALSE | L | Annual | Seasons Included | Seasons | Winter, Summer | Winter, Summer | Winter, Summer | Winter, Summer | Winter, Summer | Winter, Summer | Winter, Summer
New Jersey - MER Removal Annual v3.1 | 563 | 1833 | MACT Fuel Choice Floor in lbs/MMBtu | FALSE | L | Annual | Emission Floor | lbs/MMBtu | 0 | 0 | 0 | 0 | 0 | 0 | 0
New Jersey - MER Removal Annual v3.1 | 563 | 1833 | MACT Fuel Choice Floor in lbs/MMBtu | FALSE | L | Annual | Emissions at Affected Plants MER | lbs | 44.9513 | 49.4646 | 10.746 | 13.2313 | 11.5229 | 6.0675 | 21.4967
New Jersey - MER Removal Annual v3.1 | 563 | 1833 | MACT Fuel Choice Floor in lbs/MMBtu | FALSE | L | Annual | Allowances Purchased MER | lbs | 0 | 0 | 0 | 0 | 0 | 0 | 0
New Jersey - MER Removal Annual v3.1 | 563 | 1833 | MACT Fuel Choice Floor in lbs/MMBtu | FALSE | L | Annual | Allowances Sold MER | lbs | 0 | 0 | 0 | 0 | 0 | 0 | 0
New Jersey - MER Removal Annual v3.1 | 563 | 1833 | MACT Fuel Choice Floor in lbs/MMBtu | FALSE | L | Annual | Allowances Banked | lbs | 0 | 0 | 0 | 0 | 0 | 0 | 0
New Jersey - MER Removal Annual v3.1 | 563 | 1833 | MACT Fuel Choice Floor in lbs/MMBtu | FALSE | L | Annual | Allowances Withdrawn (1:1) | lbs | 0 | 0 | 0 | 0 | 0 | 0 | 0
New Jersey - MER Removal Annual v3.1 | 563 | 1833 | MACT Fuel Choice Floor in lbs/MMBtu | FALSE | L | Annual | Allowances Withdrawn (n:1) | lbs | 0 | 0 | 0 | 0 | 0 | 0 | 0
New Jersey - MER Removal Annual v3.1 | 563 | 1833 | MACT Fuel Choice Floor in lbs/MMBtu | FALSE | L | Annual | Net Emissions Allowance Position | lbs | 44.9513 | 49.4646 | 10.746 | 13.2313 | 11.5229 | 6.0675 | 21.4967
New Jersey - MER Removal Annual v3.1 | 563 | 1833 | MACT Fuel Choice Floor in lbs/MMBtu | FALSE | L | Annual | Fuel Consumed | TBtu | 62.1524 | 67.3754 | 16.9587 | 22.0572 | 16.9429 | 15.949 | 48.4788
New Jersey - MER Removal Annual v3.1 | 563 | 1833 | MACT Fuel Choice Floor in lbs/MMBtu | FALSE | L | Annual | Rate | lb/MMBtu | 7.2324e-07 | 7.3416e-07 | 6.3365e-07 | 5.9986e-07 | 6.801e-07 | 3.8043e-07 | 4.4342e-07
New Jersey - MER Removal Annual v3.1 | 563 | 1833 | MACT Fuel Choice Floor in lbs/MMBtu | FALSE | L | Annual | Generation | TWh | 5.9767 | 6.4805 | 1.6395 | 2.1258 | 1.6268 | 1.5513 | 4.8663
New Jersey - MER Removal Annual v3.1 | 563 | 1833 | MACT Fuel Choice Floor in lbs/MMBtu | FALSE | L | Annual | Qualifying Generation | TWh | 5.9767 | 6.4805 | 1.6395 | 2.1258 | 1.6268 | 1.5513 | 4.8663
New Jersey - MER Removal Annual v3.1 | 563 | 1833 | MACT Fuel Choice Floor in lbs/MMBtu | FALSE | L | Annual | Constraint Shadow Price | US$/Lb | 0 | 0 | 0 | 0 | 0 | 0 | 0
New York - NOX Cap Winter v3.1 | 564 | 1834 | Rate Constraint in MTons | FALSE | L | Annual | Seasons Included | Seasons | Winter | Winter | Winter | Winter | Winter | Winter | Winter
New York - NOX Cap Winter v3.1 | 564 | 1834 | Rate Constraint in MTons | FALSE | L | Annual | Standard | MTons | 39.91 | 39.91 | 39.91 | 39.91 | 39.91 | 39.91 | 39.91
New York - NOX Cap Winter v3.1 | 564 | 1834 | Rate Constraint in MTons | FALSE | L | Annual | Standard NOX | MTons | 39.91 | 39.91 | 39.91 | 39.91 | 39.91 | 39.91 | 39.91
New York - NOX Cap Winter v3.1 | 564 | 1834 | Rate Constraint in MTons | FALSE | L | Annual | Emissions at Affected Plants NOX | MTons | 3.2909 | 3.1814 | 3.0543 | 2.393 | 2.227 | 2.3453 | 2.4847
New York - NOX Cap Winter v3.1 | 564 | 1834 | Rate Constraint in MTons | FALSE | L | Annual | Allowances Purchased NOX | MTons | 0 | 0 | 0 | 0 | 0 | 0 | 0
New York - NOX Cap Winter v3.1 | 564 | 1834 | Rate Constraint in MTons | FALSE | L | Annual | Allowances Sold NOX | MTons | 0 | 0 | 0 | 0 | 0 | 0 | 0
New York - NOX Cap Winter v3.1 | 564 | 1834 | Rate Constraint in MTons | FALSE | L | Annual | Allowances Banked | MTons | 0 | 0 | 36.8557 | 18.4074 | 0 | 0 | 0
New York - NOX Cap Winter v3.1 | 564 | 1834 | Rate Constraint in MTons | FALSE | L | Annual | Allowances Withdrawn (1:1) | MTons | 0 | 0 | 0 | 0 | -39.91 | 0 | 0
New York - NOX Cap Winter v3.1 | 564 | 1834 | Rate Constraint in MTons | FALSE | L | Annual | Allowances Withdrawn (n:1) | MTons | 0 | 0 | 0 | 0 | 0 | 0 | 0
New York - NOX Cap Winter v3.1 | 564 | 1834 | Rate Constraint in MTons | FALSE | L | Annual | Net Emissions Allowance Position | MTons | 3.2909 | 3.1814 | 39.91 | 20.8004 | -37.683 | 2.3453 | 2.4847
New York - NOX Cap Winter v3.1 | 564 | 1834 | Rate Constraint in MTons | FALSE | L | Annual | Fuel Consumed | TBtu | 206.6199 | 203.896 | 215.77 | 183.3283 | 199.6893 | 276.3915 | 283.1748
New York - NOX Cap Winter v3.1 | 564 | 1834 | Rate Constraint in MTons | FALSE | L | Annual | Rate | lb/MMBtu | 0.031855 | 0.031206 | 0.02831 | 0.026106 | 0.022305 | 0.016971 | 0.017549
New York - NOX Cap Winter v3.1 | 564 | 1834 | Rate Constraint in MTons | FALSE | L | Annual | Generation | TWh | 27.1173 | 26.8872 | 28.3879 | 24.5055 | 28.5626 | 41.2806 | 42.6481
New York - NOX Cap Winter v3.1 | 564 | 1834 | Rate Constraint in MTons | FALSE | L | Annual | Qualifying Generation | TWh | 27.1173 | 26.8872 | 28.3879 | 24.5055 | 28.5626 | 41.2806 | 42.6481
New York - NOX Cap Winter v3.1 | 564 | 1834 | Rate Constraint in MTons | FALSE | L | Annual | Rate | lb/MWh | 0.12136 | 0.11833 | 0.10759 | 0.097652 | 0.077969 | 0.056814 | 0.058261
New York - NOX Cap Winter v3.1 | 564 | 1834 | Rate Constraint in MTons | FALSE | L | Annual | Constraint Shadow Price | US$/Ton | 0 | 0 | 0 | 0 | 0 | 0 | 0
New York - SO2 Cap Annual v3.1 | 565 | 1835 | Rate Constraint in MTons | FALSE | L | Annual | Seasons Included | Seasons | Winter, Summer | Winter, Summer | Winter, Summer | Winter, Summer | Winter, Summer | Winter, Summer | Winter, Summer
New York - SO2 Cap Annual v3.1 | 565 | 1835 | Rate Constraint in MTons | FALSE | L | Annual | Standard | MTons | 131.36 | 131.36 | 131.36 | 131.36 | 131.36 | 131.36 | 131.36
New York - SO2 Cap Annual v3.1 | 565 | 1835 | Rate Constraint in MTons | FALSE | L | Annual | Standard SO2 | MTons | 131.36 | 131.36 | 131.36 | 131.36 | 131.36 | 131.36 | 131.36
New York - SO2 Cap Annual v3.1 | 565 | 1835 | Rate Constraint in MTons | FALSE | L | Annual | Emissions at Affected Plants SO2 | MTons | 0.88894 | 0.88894 | 0.6415 | 0.56591 | 0.6415 | 0.6415 | 0.71713
New York - SO2 Cap Annual v3.1 | 565 | 1835 | Rate Constraint in MTons | FALSE | L | Annual | Allowances Purchased SO2 | MTons | 0 | 0 | 0 | 0 | 0 | 0 | 0
New York - SO2 Cap Annual v3.1 | 565 | 1835 | Rate Constraint in MTons | FALSE | L | Annual | Allowances Sold SO2 | MTons | 0 | 0 | 0 | 0 | 0 | 0 | 0
New York - SO2 Cap Annual v3.1 | 565 | 1835 | Rate Constraint in MTons | FALSE | L | Annual | Allowances Banked | MTons | 66.961 | 0 | 130.7195 | 0 | 130.7195 | 33.1603 | 0
New York - SO2 Cap Annual v3.1 | 565 | 1835 | Rate Constraint in MTons | FALSE | L | Annual | Allowances Withdrawn (1:1) | MTons | 0 | 0 | 0 | -131.36 | 0 | 0 | -131.36
New York - SO2 Cap Annual v3.1 | 565 | 1835 | Rate Constraint in MTons | FALSE | L | Annual | Allowances Withdrawn (n:1) | MTons | 0 | 0 | 0 | 0 | 0 | 0 | 0
New York - SO2 Cap Annual v3.1 | 565 | 1835 | Rate Constraint in MTons | FALSE | L | Annual | Net Emissions Allowance Position | MTons | 67.85 | 0.88894 | 131.361 | -130.7941 | 131.361 | 33.8018 | -130.6429
New York - SO2 Cap Annual v3.1 | 565 | 1835 | Rate Constraint in MTons | FALSE | L | Annual | Fuel Consumed | TBtu | 403.814 | 398.7712 | 417.059 | 351.2806 | 396.8301 | 531.8652 | 533.1623
New York - SO2 Cap Annual v3.1 | 565 | 1835 | Rate Constraint in MTons | FALSE | L | Annual | Rate | lb/MMBtu | 0.0044027 | 0.0044584 | 0.0030763 | 0.003222 | 0.0032331 | 0.0024122 | 0.0026901
New York - SO2 Cap Annual v3.1 | 565 | 1835 | Rate Constraint in MTons | FALSE | L | Annual | Generation | TWh | 51.6776 | 51.1849 | 53.6478 | 46.4001 | 55.534 | 78.401 | 79.502
New York - SO2 Cap Annual v3.1 | 565 | 1835 | Rate Constraint in MTons | FALSE | L | Annual | Qualifying Generation | TWh | 51.6776 | 51.1849 | 53.6478 | 46.4001 | 55.534 | 78.401 | 79.502
New York - SO2 Cap Annual v3.1 | 565 | 1835 | Rate Constraint in MTons | FALSE | L | Annual | Rate | lb/MWh | 0.017202 | 0.017367 | 0.011958 | 0.012196 | 0.011551 | 0.0081822 | 0.0090203
New York - SO2 Cap Annual v3.1 | 565 | 1835 | Rate Constraint in MTons | FALSE | L | Annual | Constraint Shadow Price | US$/Ton | 0 | 0 | 0 | 0 | 0 | 0 | 0
NJ BLEngland - NOx Annual GPS v4.10, Unit 4087 and retrofits | 566 | 2271 | Rate Constraint in lbs/MWh | FALSE | L | Annual | Seasons Included | Seasons | Winter, Summer | Winter, Summer | Winter, Summer | Winter, Summer | Winter, Summer | Winter, Summer | Winter, Summer
NJ BLEngland - NOx Annual GPS v4.10, Unit 4087 and retrofits | 566 | 2271 | Rate Constraint in lbs/MWh | FALSE | L | Annual | Standard | lb/MWh | 1.5 | 1.5 | 1.5 | 1.5 | 1.5 | 1.5 | 1.5
NJ BLEngland - NOx Annual GPS v4.10, Unit 4087 and retrofits | 566 | 2271 | Rate Constraint in lbs/MWh | FALSE | L | Annual | Emissions at Affected Plants NOX | MTons | 0 | 0 | 0 | 0 | 0 | 0 | 0
NJ BLEngland - NOx Annual GPS v4.10, Unit 4087 and retrofits | 566 | 2271 | Rate Constraint in lbs/MWh | FALSE | L | Annual | Allowances Purchased NOX | MTons | 0 | 0 | 0 | 0 | 0 | 0 | 0
NJ BLEngland - NOx Annual GPS v4.10, Unit 4087 and retrofits | 566 | 2271 | Rate Constraint in lbs/MWh | FALSE | L | Annual | Allowances Sold NOX | MTons | 0 | 0 | 0 | 0 | 0 | 0 | 0
NJ BLEngland - NOx Annual GPS v4.10, Unit 4087 and retrofits | 566 | 2271 | Rate Constraint in lbs/MWh | FALSE | L | Annual | Allowances Banked | MTons | 0 | 0 | 0 | 0 | 0 | 0 | 0
NJ BLEngland - NOx Annual GPS v4.10, Unit 4087 and retrofits | 566 | 2271 | Rate Constraint in lbs/MWh | FALSE | L | Annual | Allowances Withdrawn (1:1) | MTons | 0 | 0 | 0 | 0 | 0 | 0 | 0
NJ BLEngland - NOx Annual GPS v4.10, Unit 4087 and retrofits | 566 | 2271 | Rate Constraint in lbs/MWh | FALSE | L | Annual | Allowances Withdrawn (n:1) | MTons | 0 | 0 | 0 | 0 | 0 | 0 | 0
NJ BLEngland - NOx Annual GPS v4.10, Unit 4087 and retrofits | 566 | 2271 | Rate Constraint in lbs/MWh | FALSE | L | Annual | Net Emissions Allowance Position | MTons | 0 | 0 | 0 | 0 | 0 | 0 | 0
NJ BLEngland - NOx Annual GPS v4.10, Unit 4087 and retrofits | 566 | 2271 | Rate Constraint in lbs/MWh | FALSE | L | Annual | Fuel Consumed | TBtu | 0 | 0 | 0 | 0 | 0 | 0 | 0
NJ BLEngland - NOx Annual GPS v4.10, Unit 4087 and retrofits | 566 | 2271 | Rate Constraint in lbs/MWh | FALSE | L | Annual | Rate | lb/MMBtu | 0 | 0 | 0 | 0 | 0 | 0 | 0
NJ BLEngland - NOx Annual GPS v4.10, Unit 4087 and retrofits | 566 | 2271 | Rate Constraint in lbs/MWh | FALSE | L | Annual | Generation | TWh | 0 | 0 | 0 | 0 | 0 | 0 | 0
NJ BLEngland - NOx Annual GPS v4.10, Unit 4087 and retrofits | 566 | 2271 | Rate Constraint in lbs/MWh | FALSE | L | Annual | Qualifying Generation | TWh | 0 | 0 | 0 | 0 | 0 | 0 | 0
NJ BLEngland - NOx Annual GPS v4.10, Unit 4087 and retrofits | 566 | 2271 | Rate Constraint in lbs/MWh | FALSE | L | Annual | Constraint Shadow Price | US$/Ton | 88183.8791 | 133299.0506 | 45753.0122 | 43043.3364 | 40941.0264 | 14745.6621 | 11073.252
NJ BLEngland 3- NOx AnnualGPS v4.10, Unit 4052 and retrofits | 567 | 2272 | Rate Constraint in lbs/MWh | FALSE | L | Annual | Seasons Included | Seasons | Winter, Summer | Winter, Summer | Winter, Summer | Winter, Summer | Winter, Summer | Winter, Summer | Winter, Summer
NJ BLEngland 3- NOx AnnualGPS v4.10, Unit 4052 and retrofits | 567 | 2272 | Rate Constraint in lbs/MWh | FALSE | L | Annual | Standard | lb/MWh | 2 | 2 | 2 | 2 | 2 | 2 | 2
NJ BLEngland 3- NOx AnnualGPS v4.10, Unit 4052 and retrofits | 567 | 2272 | Rate Constraint in lbs/MWh | FALSE | L | Annual | Emissions at Affected Plants NOX | MTons | 0.17827 | 0.17827 | 0 | 0 | 0 | 0 | 0
NJ BLEngland 3- NOx AnnualGPS v4.10, Unit 4052 and retrofits | 567 | 2272 | Rate Constraint in lbs/MWh | FALSE | L | Annual | Allowances Purchased NOX | MTons | 0 | 0 | 0 | 0 | 0 | 0 | 0
NJ BLEngland 3- NOx AnnualGPS v4.10, Unit 4052 and retrofits | 567 | 2272 | Rate Constraint in lbs/MWh | FALSE | L | Annual | Allowances Sold NOX | MTons | 0 | 0 | 0 | 0 | 0 | 0 | 0
NJ BLEngland 3- NOx AnnualGPS v4.10, Unit 4052 and retrofits | 567 | 2272 | Rate Constraint in lbs/MWh | FALSE | L | Annual | Allowances Banked | MTons | 0 | 0 | 0 | 0 | 0 | 0 | 0
NJ BLEngland 3- NOx AnnualGPS v4.10, Unit 4052 and retrofits | 567 | 2272 | Rate Constraint in lbs/MWh | FALSE | L | Annual | Allowances Withdrawn (1:1) | MTons | 0 | 0 | 0 | 0 | 0 | 0 | 0
NJ BLEngland 3- NOx AnnualGPS v4.10, Unit 4052 and retrofits | 567 | 2272 | Rate Constraint in lbs/MWh | FALSE | L | Annual | Allowances Withdrawn (n:1) | MTons | 0 | 0 | 0 | 0 | 0 | 0 | 0
NJ BLEngland 3- NOx AnnualGPS v4.10, Unit 4052 and retrofits | 567 | 2272 | Rate Constraint in lbs/MWh | FALSE | L | Annual | Net Emissions Allowance Position | MTons | 0.17827 | 0.17827 | 0 | 0 | 0 | 0 | 0
NJ BLEngland 3- NOx AnnualGPS v4.10, Unit 4052 and retrofits | 567 | 2272 | Rate Constraint in lbs/MWh | FALSE | L | Annual | Fuel Consumed | TBtu | 1.9087 | 1.9087 | 0 | 0 | 0 | 0 | 0
NJ BLEngland 3- NOx AnnualGPS v4.10, Unit 4052 and retrofits | 567 | 2272 | Rate Constraint in lbs/MWh | FALSE | L | Annual | Rate | lb/MMBtu | 0.1868 | 0.1868 | 0 | 0 | 0 | 0 | 0
NJ BLEngland 3- NOx AnnualGPS v4.10, Unit 4052 and retrofits | 567 | 2272 | Rate Constraint in lbs/MWh | FALSE | L | Annual | Generation | TWh | 0.17984 | 0.17984 | 0 | 0 | 0 | 0 | 0
NJ BLEngland 3- NOx AnnualGPS v4.10, Unit 4052 and retrofits | 567 | 2272 | Rate Constraint in lbs/MWh | FALSE | L | Annual | Qualifying Generation | TWh | 0.17984 | 0.17984 | 0 | 0 | 0 | 0 | 0
NJ BLEngland 3- NOx AnnualGPS v4.10, Unit 4052 and retrofits | 567 | 2272 | Rate Constraint in lbs/MWh | FALSE | L | Annual | Constraint Shadow Price | US$/Ton | 0 | 0 | 0 | 0 | 0 | 0 | 0
NJ ChambersCogen- NOx Annual GPS v4.10, Unit 3584 and retrofits | 568 | 2273 | Rate Constraint in lbs/MWh | FALSE | L | Annual | Seasons Included | Seasons | Winter, Summer | Winter, Summer | Winter, Summer | Winter, Summer | Winter, Summer | Winter, Summer | Winter, Summer
NJ ChambersCogen- NOx Annual GPS v4.10, Unit 3584 and retrofits | 568 | 2273 | Rate Constraint in lbs/MWh | FALSE | L | Annual | Standard | lb/MWh | 1.8124 | 1.8124 | 1.8124 | 1.8124 | 1.8124 | 1.8124 | 1.8124
NJ ChambersCogen- NOx Annual GPS v4.10, Unit 3584 and retrofits | 568 | 2273 | Rate Constraint in lbs/MWh | FALSE | L | Annual | Emissions at Affected Plants NOX | MTons | 0.67441 | 0.7296 | 0.086052 | 0.20706 | 0.20706 | 0 | 0.26225
NJ ChambersCogen- NOx Annual GPS v4.10, Unit 3584 and retrofits | 568 | 2273 | Rate Constraint in lbs/MWh | FALSE | L | Annual | Allowances Purchased NOX | MTons | 0 | 0 | 0 | 0 | 0 | 0 | 0
NJ ChambersCogen- NOx Annual GPS v4.10, Unit 3584 and retrofits | 568 | 2273 | Rate Constraint in lbs/MWh | FALSE | L | Annual | Allowances Sold NOX | MTons | 0 | 0 | 0 | 0 | 0 | 0 | 0
NJ ChambersCogen- NOx Annual GPS v4.10, Unit 3584 and retrofits | 568 | 2273 | Rate Constraint in lbs/MWh | FALSE | L | Annual | Allowances Banked | MTons | 0 | 0 | 0 | 0 | 0 | 0 | 0
NJ ChambersCogen- NOx Annual GPS v4.10, Unit 3584 and retrofits | 568 | 2273 | Rate Constraint in lbs/MWh | FALSE | L | Annual | Allowances Withdrawn (1:1) | MTons | 0 | 0 | 0 | 0 | 0 | 0 | 0
NJ ChambersCogen- NOx Annual GPS v4.10, Unit 3584 and retrofits | 568 | 2273 | Rate Constraint in lbs/MWh | FALSE | L | Annual | Allowances Withdrawn (n:1) | MTons | 0 | 0 | 0 | 0 | 0 | 0 | 0
NJ ChambersCogen- NOx Annual GPS v4.10, Unit 3584 and retrofits | 568 | 2273 | Rate Constraint in lbs/MWh | FALSE | L | Annual | Net Emissions Allowance Position | MTons | 0.67441 | 0.7296 | 0.086052 | 0.20706 | 0.20706 | 0 | 0.26225
NJ ChambersCogen- NOx Annual GPS v4.10, Unit 3584 and retrofits | 568 | 2273 | Rate Constraint in lbs/MWh | FALSE | L | Annual | Fuel Consumed | TBtu | 8.3448 | 9.0276 | 1.0708 | 2.5766 | 2.5766 | 0 | 3.2633
NJ ChambersCogen- NOx Annual GPS v4.10, Unit 3584 and retrofits | 568 | 2273 | Rate Constraint in lbs/MWh | FALSE | L | Annual | Rate | lb/MMBtu | 0.16164 | 0.16164 | 0.16072 | 0.16072 | 0.16072 | 0 | 0.16072
NJ ChambersCogen- NOx Annual GPS v4.10, Unit 3584 and retrofits | 568 | 2273 | Rate Constraint in lbs/MWh | FALSE | L | Annual | Generation | TWh | 0.78746 | 0.8519 | 0.10048 | 0.24177 | 0.24177 | 0 | 0.30621
NJ ChambersCogen- NOx Annual GPS v4.10, Unit 3584 and retrofits | 568 | 2273 | Rate Constraint in lbs/MWh | FALSE | L | Annual | Qualifying Generation | TWh | 0.78746 | 0.8519 | 0.10048 | 0.24177 | 0.24177 | 0 | 0.30621
NJ ChambersCogen- NOx Annual GPS v4.10, Unit 3584 and retrofits | 568 | 2273 | Rate Constraint in lbs/MWh | FALSE | L | Annual | Constraint Shadow Price | US$/Ton | 0 | 0 | 0 | 0 | 0 | 0 | 0
NJ ChambersCogen- NOx Annual GPS v4.10, Unit 3585 and retrofits | 569 | 2273 | Rate Constraint in lbs/MWh | FALSE | L | Annual | Seasons Included | Seasons | Winter, Summer | Winter, Summer | Winter, Summer | Winter, Summer | Winter, Summer | Winter, Summer | Winter, Summer
NJ ChambersCogen- NOx Annual GPS v4.10, Unit 3585 and retrofits | 569 | 2273 | Rate Constraint in lbs/MWh | FALSE | L | Annual | Standard | lb/MWh | 1.8124 | 1.8124 | 1.8124 | 1.8124 | 1.8124 | 1.8124 | 1.8124
NJ ChambersCogen- NOx Annual GPS v4.10, Unit 3585 and retrofits | 569 | 2273 | Rate Constraint in lbs/MWh | FALSE | L | Annual | Emissions at Affected Plants NOX | MTons | 0.62309 | 0.67408 | 0 | 0.19131 | 0.19131 | 0 | 0.24229
NJ ChambersCogen- NOx Annual GPS v4.10, Unit 3585 and retrofits | 569 | 2273 | Rate Constraint in lbs/MWh | FALSE | L | Annual | Allowances Purchased NOX | MTons | 0 | 0 | 0 | 0 | 0 | 0 | 0
NJ ChambersCogen- NOx Annual GPS v4.10, Unit 3585 and retrofits | 569 | 2273 | Rate Constraint in lbs/MWh | FALSE | L | Annual | Allowances Sold NOX | MTons | 0 | 0 | 0 | 0 | 0 | 0 | 0
NJ ChambersCogen- NOx Annual GPS v4.10, Unit 3585 and retrofits | 569 | 2273 | Rate Constraint in lbs/MWh | FALSE | L | Annual | Allowances Banked | MTons | 0 | 0 | 0 | 0 | 0 | 0 | 0
NJ ChambersCogen- NOx Annual GPS v4.10, Unit 3585 and retrofits | 569 | 2273 | Rate Constraint in lbs/MWh | FALSE | L | Annual | Allowances Withdrawn (1:1) | MTons | 0 | 0 | 0 | 0 | 0 | 0 | 0
NJ ChambersCogen- NOx Annual GPS v4.10, Unit 3585 and retrofits | 569 | 2273 | Rate Constraint in lbs/MWh | FALSE | L | Annual | Allowances Withdrawn (n:1) | MTons | 0 | 0 | 0 | 0 | 0 | 0 | 0
NJ ChambersCogen- NOx Annual GPS v4.10, Unit 3585 and retrofits | 569 | 2273 | Rate Constraint in lbs/MWh | FALSE | L | Annual | Net Emissions Allowance Position | MTons | 0.62309 | 0.67408 | 0 | 0.19131 | 0.19131 | 0 | 0.24229
NJ ChambersCogen- NOx Annual GPS v4.10, Unit 3585 and retrofits | 569 | 2273 | Rate Constraint in lbs/MWh | FALSE | L | Annual | Fuel Consumed | TBtu | 8.3497 | 9.0276 | 0 | 2.5766 | 2.5766 | 0 | 3.2633
NJ ChambersCogen- NOx Annual GPS v4.10, Unit 3585 and retrofits | 569 | 2273 | Rate Constraint in lbs/MWh | FALSE | L | Annual | Rate | lb/MMBtu | 0.14925 | 0.14934 | 0 | 0.14849 | 0.14849 | 0 | 0.14849
NJ ChambersCogen- NOx Annual GPS v4.10, Unit 3585 and retrofits | 569 | 2273 | Rate Constraint in lbs/MWh | FALSE | L | Annual | Generation | TWh | 0.78746 | 0.8519 | 0 | 0.24177 | 0.24177 | 0 | 0.30621
NJ ChambersCogen- NOx Annual GPS v4.10, Unit 3585 and retrofits | 569 | 2273 | Rate Constraint in lbs/MWh | FALSE | L | Annual | Qualifying Generation | TWh | 0.78746 | 0.8519 | 0 | 0.24177 | 0.24177 | 0 | 0.30621
NJ ChambersCogen- NOx Annual GPS v4.10, Unit 3585 and retrofits | 569 | 2273 | Rate Constraint in lbs/MWh | FALSE | L | Annual | Constraint Shadow Price | US$/Ton | 0 | 0 | 0 | 0 | 0 | 0 | 0
NJ HEDD CC Ngas Units - Nox Rate Annual v5.12, Unit 2897 and retrofits | 570 | 5788 | Rate Constraint in lbs/MWh | FALSE | L | Annual | Seasons Included | Seasons | Winter, Summer | Winter, Summer | Winter, Summer | Winter, Summer | Winter, Summer | Winter, Summer | Winter, Summer
NJ HEDD CC Ngas Units - Nox Rate Annual v5.12, Unit 2897 and retrofits | 570 | 5788 | Rate Constraint in lbs/MWh | FALSE | L | Annual | Standard | lb/MWh | 0.75 | 0.75 | 0.75 | 0.75 | 0.75 | 0.75 | 0.75
NJ HEDD CC Ngas Units - Nox Rate Annual v5.12, Unit 2897 and retrofits | 570 | 5788 | Rate Constraint in lbs/MWh | FALSE | L | Annual | Emissions at Affected Plants NOX | MTons | 0.0040348 | 0.0040348 | 0.0053274 | 0.0040348 | 0.0040348 | 0.0012371 | 0.0012371
NJ HEDD CC Ngas Units - Nox Rate Annual v5.12, Unit 2897 and retrofits | 570 | 5788 | Rate Constraint in lbs/MWh | FALSE | L | Annual | Allowances Purchased NOX | MTons | 0 | 0 | 0 | 0 | 0 | 0 | 0
NJ HEDD CC Ngas Units - Nox Rate Annual v5.12, Unit 2897 and retrofits | 570 | 5788 | Rate Constraint in lbs/MWh | FALSE | L | Annual | Allowances Sold NOX | MTons | 0 | 0 | 0 | 0 | 0 | 0 | 0
NJ HEDD CC Ngas Units - Nox Rate Annual v5.12, Unit 2897 and retrofits | 570 | 5788 | Rate Constraint in lbs/MWh | FALSE | L | Annual | Allowances Banked | MTons | 0 | 0 | 0 | 0 | 0 | 0 | 0
NJ HEDD CC Ngas Units - Nox Rate Annual v5.12, Unit 2897 and retrofits | 570 | 5788 | Rate Constraint in lbs/MWh | FALSE | L | Annual | Allowances Withdrawn (1:1) | MTons | 0 | 0 | 0 | 0 | 0 | 0 | 0
NJ HEDD CC Ngas Units - Nox Rate Annual v5.12, Unit 2897 and retrofits | 570 | 5788 | Rate Constraint in lbs/MWh | FALSE | L | Annual | Allowances Withdrawn (n:1) | MTons | 0 | 0 | 0 | 0 | 0 | 0 | 0
NJ HEDD CC Ngas Units - Nox Rate Annual v5.12, Unit 2897 and retrofits | 570 | 5788 | Rate Constraint in lbs/MWh | FALSE | L | Annual | Net Emissions Allowance Position | MTons | 0.0040348 | 0.0040348 | 0.0053274 | 0.0040348 | 0.0040348 | 0.0012371 | 0.0012371
NJ HEDD CC Ngas Units - Nox Rate Annual v5.12, Unit 2897 and retrofits | 570 | 5788 | Rate Constraint in lbs/MWh | FALSE | L | Annual | Fuel Consumed | TBtu | 0.11207 | 0.11207 | 0.14797 | 0.11207 | 0.11207 | 0.034359 | 0.034359
NJ HEDD CC Ngas Units - Nox Rate Annual v5.12, Unit 2897 and retrofits | 570 | 5788 | Rate Constraint in lbs/MWh | FALSE | L | Annual | Rate | lb/MMBtu | 0.072007 | 0.072007 | 0.072007 | 0.072007 | 0.072007 | 0.072007 | 0.072007
NJ HEDD CC Ngas Units - Nox Rate Annual v5.12, Unit 2897 and retrofits | 570 | 5788 | Rate Constraint in lbs/MWh | FALSE | L | Annual | Generation | TWh | 0.01076 | 0.01076 | 0.014207 | 0.01076 | 0.01076 | 0.003299 | 0.003299
NJ HEDD CC Ngas Units - Nox Rate Annual v5.12, Unit 2897 and retrofits | 570 | 5788 | Rate Constraint in lbs/MWh | FALSE | L | Annual | Qualifying Generation | TWh | 0.01076 | 0.01076 | 0.014207 | 0.01076 | 0.01076 | 0.003299 | 0.003299
NJ HEDD CC Ngas Units - Nox Rate Annual v5.12, Unit 2897 and retrofits | 570 | 5788 | Rate Constraint in lbs/MWh | FALSE | L | Annual | Constraint Shadow Price | US$/Ton | 0 | 0 | 0 | 0 | 0 | 0 | 0
NJ LoganGen- NOx Annual GPS v4.10, Unit 3586 and retrofits | 571 | 2278 | Rate Constraint in lbs/MWh | FALSE | L | Annual | Seasons Included | Seasons | Winter, Summer | Winter, Summer | Winter, Summer | Winter, Summer | Winter, Summer | Winter, Summer | Winter, Summer
NJ LoganGen- NOx Annual GPS v4.10, Unit 3586 and retrofits | 571 | 2278 | Rate Constraint in lbs/MWh | FALSE | L | Annual | Standard | lb/MWh | 1.5414 | 1.5414 | 1.5414 | 1.5414 | 1.5414 | 1.5414 | 1.5414
NJ LoganGen- NOx Annual GPS v4.10, Unit 3586 and retrofits | 571 | 2278 | Rate Constraint in lbs/MWh | FALSE | L | Annual | Emissions at Affected Plants NOX | MTons | 0.78966 | 0.78966 | 0.2733 | 0.2733 | 0 | 0 | 0.1201
NJ LoganGen- NOx Annual GPS v4.10, Unit 3586 and retrofits | 571 | 2278 | Rate Constraint in lbs/MWh | FALSE | L | Annual | Allowances Purchased NOX | MTons | 0 | 0 | 0 | 0 | 0 | 0 | 0
NJ LoganGen- NOx Annual GPS v4.10, Unit 3586 and retrofits | 571 | 2278 | Rate Constraint in lbs/MWh | FALSE | L | Annual | Allowances Sold NOX | MTons | 0 | 0 | 0 | 0 | 0 | 0 | 0
NJ LoganGen- NOx Annual GPS v4.10, Unit 3586 and retrofits | 571 | 2278 | Rate Constraint in lbs/MWh | FALSE | L | Annual | Allowances Banked | MTons | 0 | 0 | 0 | 0 | 0 | 0 | 0
NJ LoganGen- NOx Annual GPS v4.10, Unit 3586 and retrofits | 571 | 2278 | Rate Constraint in lbs/MWh | FALSE | L | Annual | Allowances Withdrawn (1:1) | MTons | 0 | 0 | 0 | 0 | 0 | 0 | 0
NJ LoganGen- NOx Annual GPS v4.10, Unit 3586 and retrofits | 571 | 2278 | Rate Constraint in lbs/MWh | FALSE | L | Annual | Allowances Withdrawn (n:1) | MTons | 0 | 0 | 0 | 0 | 0 | 0 | 0
NJ LoganGen- NOx Annual GPS v4.10, Unit 3586 and retrofits | 571 | 2278 | Rate Constraint in lbs/MWh | FALSE | L | Annual | Net Emissions Allowance Position | MTons | 0.78966 | 0.78966 | 0.2733 | 0.2733 | 0 | 0 | 0.1201
NJ LoganGen- NOx Annual GPS v4.10, Unit 3586 and retrofits | 571 | 2278 | Rate Constraint in lbs/MWh | FALSE | L | Annual | Fuel Consumed | TBtu | 11.8415 | 11.8415 | 4.0983 | 4.0983 | 0 | 0 | 1.801
NJ LoganGen- NOx Annual GPS v4.10, Unit 3586 and retrofits | 571 | 2278 | Rate Constraint in lbs/MWh | FALSE | L | Annual | Rate | lb/MMBtu | 0.13337 | 0.13337 | 0.13337 | 0.13337 | 0 | 0 | 0.13337
NJ LoganGen- NOx Annual GPS v4.10, Unit 3586 and retrofits | 571 | 2278 | Rate Constraint in lbs/MWh | FALSE | L | Annual | Generation | TWh | 1.1436 | 1.1436 | 0.3958 | 0.3958 | 0 | 0 | 0.17393
NJ LoganGen- NOx Annual GPS v4.10, Unit 3586 and retrofits | 571 | 2278 | Rate Constraint in lbs/MWh | FALSE | L | Annual | Qualifying Generation | TWh | 1.1436 | 1.1436 | 0.3958 | 0.3958 | 0 | 0 | 0.17393
NJ LoganGen- NOx Annual GPS v4.10, Unit 3586 and retrofits | 571 | 2278 | Rate Constraint in lbs/MWh | FALSE | L | Annual | Constraint Shadow Price | US$/Ton | 0 | 0 | 0 | 0 | 0 | 0 | 0
NJ Non-HEDD CC Ngas Units - Nox Rate Annual v5.12, Unit 2877 and retrofits | 572 | 5789 | Rate Constraint in lbs/MWh | FALSE | L | Annual | Seasons Included | Seasons | Winter, Summer | Winter, Summer | Winter, Summer | Winter, Summer | Winter, Summer | Winter, Summer | Winter, Summer
NJ Non-HEDD CC Ngas Units - Nox Rate Annual v5.12, Unit 2877 and retrofits | 572 | 5789 | Rate Constraint in lbs/MWh | FALSE | L | Annual | Standard | lb/MWh | 1.3 | 1.3 | 1.3 | 1.3 | 1.3 | 1.3 | 1.3
NJ Non-HEDD CC Ngas Units - Nox Rate Annual v5.12, Unit 2877 and retrofits | 572 | 5789 | Rate Constraint in lbs/MWh | FALSE | L | Annual | Emissions at Affected Plants NOX | MTons | 0.0065992 | 0.0065992 | 0.017135 | 0.0065992 | 0.0052537 | 0.0052537 | 0.0052537
NJ Non-HEDD CC Ngas Units - Nox Rate Annual v5.12, Unit 2877 and retrofits | 572 | 5789 | Rate Constraint in lbs/MWh | FALSE | L | Annual | Allowances Purchased NOX | MTons | 0 | 0 | 0 | 0 | 0 | 0 | 0
NJ Non-HEDD CC Ngas Units - Nox Rate Annual v5.12, Unit 2877 and retrofits | 572 | 5789 | Rate Constraint in lbs/MWh | FALSE | L | Annual | Allowances Sold NOX | MTons | 0 | 0 | 0 | 0 | 0 | 0 | 0
NJ Non-HEDD CC Ngas Units - Nox Rate Annual v5.12, Unit 2877 and retrofits | 572 | 5789 | Rate Constraint in lbs/MWh | FALSE | L | Annual | Allowances Banked | MTons | 0 | 0 | 0 | 0 | 0 | 0 | 0
NJ Non-HEDD CC Ngas Units - Nox Rate Annual v5.12, Unit 2877 and retrofits | 572 | 5789 | Rate Constraint in lbs/MWh | FALSE | L | Annual | Allowances Withdrawn (1:1) | MTons | 0 | 0 | 0 | 0 | 0 | 0 | 0
NJ Non-HEDD CC Ngas Units - Nox Rate Annual v5.12, Unit 2877 and retrofits | 572 | 5789 | Rate Constraint in lbs/MWh | FALSE | L | Annual | Allowances Withdrawn (n:1) | MTons | 0 | 0 | 0 | 0 | 0 | 0 | 0
NJ Non-HEDD CC Ngas Units - Nox Rate Annual v5.12, Unit 2877 and retrofits | 572 | 5789 | Rate Constraint in lbs/MWh | FALSE | L | Annual | Net Emissions Allowance Position | MTons | 0.0065992 | 0.0065992 | 0.017135 | 0.0065992 | 0.0052537 | 0.0052537 | 0.0052537
NJ Non-HEDD CC Ngas Units - Nox Rate Annual v5.12, Unit 2877 and retrofits | 572 | 5789 | Rate Constraint in lbs/MWh | FALSE | L | Annual | Fuel Consumed | TBtu | 0.11474 | 0.11474 | 0.29794 | 0.11474 | 0.091349 | 0.091349 | 0.091349
NJ Non-HEDD CC Ngas Units - Nox Rate Annual v5.12, Unit 2877 and retrofits | 572 | 5789 | Rate Constraint in lbs/MWh | FALSE | L | Annual | Rate | lb/MMBtu | 0.11502 | 0.11502 | 0.11502 | 0.11502 | 0.11502 | 0.11502 | 0.11502
NJ Non-HEDD CC Ngas Units - Nox Rate Annual v5.12, Unit 2877 and retrofits | 572 | 5789 | Rate Constraint in lbs/MWh | FALSE | L | Annual | Generation | TWh | 0.010153 | 0.010153 | 0.026362 | 0.010153 | 0.0080826 | 0.0080826 | 0.0080826
NJ Non-HEDD CC Ngas Units - Nox Rate Annual v5.12, Unit 2877 and retrofits | 572 | 5789 | Rate Constraint in lbs/MWh | FALSE | L | Annual | Qualifying Generation | TWh | 0.010153 | 0.010153 | 0.026362 | 0.010153 | 0.0080826 | 0.0080826 | 0.0080826
NJ Non-HEDD CC Ngas Units - Nox Rate Annual v5.12, Unit 2877 and retrofits | 572 | 5789 | Rate Constraint in lbs/MWh | FALSE | L | Annual | Constraint Shadow Price | US$/Ton | 0 | 0 | 0 | 0 | 0 | 0 | 0
NJ Non-HEDD CC Ngas Units - Nox Rate Annual v5.12, Unit 2878 and retrofits | 573 | 5789 | Rate Constraint in lbs/MWh | FALSE | L | Annual | Seasons Included | Seasons | Winter, Summer | Winter, Summer | Winter, Summer | Winter, Summer | Winter, Summer | Winter, Summer | Winter, Summer
NJ Non-HEDD CC Ngas Units - Nox Rate Annual v5.12, Unit 2878 and retrofits | 573 | 5789 | Rate Constraint in lbs/MWh | FALSE | L | Annual | Standard | lb/MWh | 1.3 | 1.3 | 1.3 | 1.3 | 1.3 | 1.3 | 1.3
NJ Non-HEDD CC Ngas Units - Nox Rate Annual v5.12, Unit 2878 and retrofits | 573 | 5789 | Rate Constraint in lbs/MWh | FALSE | L | Annual | Emissions at Affected Plants NOX | MTons | 0.0065992 | 0.0065992 | 0.017135 | 0.0065992 | 0.0052537 | 0.0052537 | 0.0052537
NJ Non-HEDD CC Ngas Units - Nox Rate Annual v5.12, Unit 2878 and retrofits | 573 | 5789 | Rate Constraint in lbs/MWh | FALSE | L | Annual | Allowances Purchased NOX | MTons | 0 | 0 | 0 | 0 | 0 | 0 | 0
NJ Non-HEDD CC Ngas Units - Nox Rate Annual v5.12, Unit 2878 and retrofits | 573 | 5789 | Rate Constraint in lbs/MWh | FALSE | L | Annual | Allowances Sold NOX | MTons | 0 | 0 | 0 | 0 | 0 | 0 | 0
NJ Non-HEDD CC Ngas Units - Nox Rate Annual v5.12, Unit 2878 and retrofits | 573 | 5789 | Rate Constraint in lbs/MWh | FALSE | L | Annual | Allowances Banked | MTons | 0 | 0 | 0 | 0 | 0 | 0 | 0
NJ Non-HEDD CC Ngas Units - Nox Rate Annual v5.12, Unit 2878 and retrofits | 573 | 5789 | Rate Constraint in lbs/MWh | FALSE | L | Annual | Allowances Withdrawn (1:1) | MTons | 0 | 0 | 0 | 0 | 0 | 0 | 0
NJ Non-HEDD CC Ngas Units - Nox Rate Annual v5.12, Unit 2878 and retrofits | 573 | 5789 | Rate Constraint in lbs/MWh | FALSE | L | Annual | Allowances Withdrawn (n:1) | MTons | 0 | 0 | 0 | 0 | 0 | 0 | 0
NJ Non-HEDD CC Ngas Units - Nox Rate Annual v5.12, Unit 2878 and retrofits | 573 | 5789 | Rate Constraint in lbs/MWh | FALSE | L | Annual | Net Emissions Allowance Position | MTons | 0.0065992 | 0.0065992 | 0.017135 | 0.0065992 | 0.0052537 | 0.0052537 | 0.0052537
NJ Non-HEDD CC Ngas Units - Nox Rate Annual v5.12, Unit 2878 and retrofits | 573 | 5789 | Rate Constraint in lbs/MWh | FALSE | L | Annual | Fuel Consumed | TBtu | 0.11474 | 0.11474 | 0.29794 | 0.11474 | 0.091349 | 0.091349 | 0.091349
NJ Non-HEDD CC Ngas Units - Nox Rate Annual v5.12, Unit 2878 and retrofits | 573 | 5789 | Rate Constraint in lbs/MWh | FALSE | L | Annual | Rate | lb/MMBtu | 0.11502 | 0.11502 | 0.11502 | 0.11502 | 0.11502 | 0.11502 | 0.11502
NJ Non-HEDD CC Ngas Units - Nox Rate Annual v5.12, Unit 2878 and retrofits | 573 | 5789 | Rate Constraint in lbs/MWh | FALSE | L | Annual | Generation | TWh | 0.010153 | 0.010153 | 0.026362 | 0.010153 | 0.0080826 | 0.0080826 | 0.0080826
NJ Non-HEDD CC Ngas Units - Nox Rate Annual v5.12, Unit 2878 and retrofits | 573 | 5789 | Rate Constraint in lbs/MWh | FALSE | L | Annual | Qualifying Generation | TWh | 0.010153 | 0.010153 | 0.026362 | 0.010153 | 0.0080826 | 0.0080826 | 0.0080826
NJ Non-HEDD CC Ngas Units - Nox Rate Annual v5.12, Unit 2878 and retrofits | 573 | 5789 | Rate Constraint in lbs/MWh | FALSE | L | Annual | Constraint Shadow Price | US$/Ton | 0 | 0 | 0 | 0 | 0 | 0 | 0
NJ Non-HEDD CC Ngas Units - Nox Rate Annual v5.12, Unit 2879 and retrofits | 574 | 5789 | Rate Constraint in lbs/MWh | FALSE | L | Annual | Seasons Included | Seasons | Winter, Summer | Winter, Summer | Winter, Summer | Winter, Summer | Winter, Summer | Winter, Summer | Winter, Summer
NJ Non-HEDD CC Ngas Units - Nox Rate Annual v5.12, Unit 2879 and retrofits | 574 | 5789 | Rate Constraint in lbs/MWh | FALSE | L | Annual | Standard | lb/MWh | 1.3 | 1.3 | 1.3 | 1.3 | 1.3 | 1.3 | 1.3
NJ Non-HEDD CC Ngas Units - Nox Rate Annual v5.12, Unit 2879 and retrofits | 574 | 5789 | Rate Constraint in lbs/MWh | FALSE | L | Annual | Emissions at Affected Plants NOX | MTons | 0.0065992 | 0.0065992 | 0.017135 | 0.0065992 | 0.0052537 | 0.0052537 | 0.0052537
NJ Non-HEDD CC Ngas Units - Nox Rate Annual v5.12, Unit 2879 and retrofits | 574 | 5789 | Rate Constraint in lbs/MWh | FALSE | L | Annual | Allowances Purchased NOX | MTons | 0 | 0 | 0 | 0 | 0 | 0 | 0
NJ Non-HEDD CC Ngas Units - Nox Rate Annual v5.12, Unit 2879 and retrofits | 574 | 5789 | Rate Constraint in lbs/MWh | FALSE | L | Annual | Allowances Sold NOX | MTons | 0 | 0 | 0 | 0 | 0 | 0 | 0
NJ Non-HEDD CC Ngas Units - Nox Rate Annual v5.12, Unit 2879 and retrofits | 574 | 5789 | Rate Constraint in lbs/MWh | FALSE | L | Annual | Allowances Banked | MTons | 0 | 0 | 0 | 0 | 0 | 0 | 0
NJ Non-HEDD CC Ngas Units - Nox Rate Annual v5.12, Unit 2879 and retrofits | 574 | 5789 | Rate Constraint in lbs/MWh | FALSE | L | Annual | Allowances Withdrawn (1:1) | MTons | 0 | 0 | 0 | 0 | 0 | 0 | 0
NJ Non-HEDD CC Ngas Units - Nox Rate Annual v5.12, Unit 2879 and retrofits | 574 | 5789 | Rate Constraint in lbs/MWh | FALSE | L | Annual | Allowances Withdrawn (n:1) | MTons | 0 | 0 | 0 | 0 | 0 | 0 | 0
NJ Non-HEDD CC Ngas Units - Nox Rate Annual v5.12, Unit 2879 and retrofits | 574 | 5789 | Rate Constraint in lbs/MWh | FALSE | L | Annual | Net Emissions Allowance Position | MTons | 0.0065992 | 0.0065992 | 0.017135 | 0.0065992 | 0.0052537 | 0.0052537 | 0.0052537
NJ Non-HEDD CC Ngas Units - Nox Rate Annual v5.12, Unit 2879 and retrofits | 574 | 5789 | Rate Constraint in lbs/MWh | FALSE | L | Annual | Fuel Consumed | TBtu | 0.11474 | 0.11474 | 0.29794 | 0.11474 | 0.091349 | 0.091349 | 0.091349
NJ Non-HEDD CC Ngas Units - Nox Rate Annual v5.12, Unit 2879 and retrofits | 574 | 5789 | Rate Constraint in lbs/MWh | FALSE | L | Annual | Rate | lb/MMBtu | 0.11502 | 0.11502 | 0.11502 | 0.11502 | 0.11502 | 0.11502 | 0.11502
NJ Non-HEDD CC Ngas Units - Nox Rate Annual v5.12, Unit 2879 and retrofits | 574 | 5789 | Rate Constraint in lbs/MWh | FALSE | L | Annual | Generation | TWh | 0.010153 | 0.010153 | 0.026362 | 0.010153 | 0.0080826 | 0.0080826 | 0.0080826
NJ Non-HEDD CC Ngas Units - Nox Rate Annual v5.12, Unit 2879 and retrofits | 574 | 5789 | Rate Constraint in lbs/MWh | FALSE | L | Annual | Qualifying Generation | TWh | 0.010153 | 0.010153 | 0.026362 | 0.010153 | 0.0080826 | 0.0080826 | 0.0080826
NJ Non-HEDD CC Ngas Units - Nox Rate Annual v5.12, Unit 2879 and retrofits | 574 | 5789 | Rate Constraint in lbs/MWh | FALSE | L | Annual | Constraint Shadow Price | US$/Ton | 0 | 0 | 0 | 0 | 0 | 0 | 0
NJ Non-HEDD CC Ngas Units - Nox Rate Annual v5.12, Unit 2880 and retrofits | 575 | 5789 | Rate Constraint in lbs/MWh | FALSE | L | Annual | Seasons Included | Seasons | Winter, Summer | Winter, Summer | Winter, Summer | Winter, Summer | Winter, Summer | Winter, Summer | Winter, Summer
NJ Non-HEDD CC Ngas Units - Nox Rate Annual v5.12, Unit 2880 and retrofits | 575 | 5789 | Rate Constraint in lbs/MWh | FALSE | L | Annual | Standard | lb/MWh | 1.3 | 1.3 | 1.3 | 1.3 | 1.3 | 1.3 | 1.3
NJ Non-HEDD CC Ngas Units - Nox Rate Annual v5.12, Unit 2880 and retrofits | 575 | 5789 | Rate Constraint in lbs/MWh | FALSE | L | Annual | Emissions at Affected Plants NOX | MTons | 0.0068685 | 0.0068685 | 0.017835 | 0.0068685 | 0.0054681 | 0.0054681 | 0.0054681
NJ Non-HEDD CC Ngas Units - Nox Rate Annual v5.12, Unit 2880 and retrofits | 575 | 5789 | Rate Constraint in lbs/MWh | FALSE | L | Annual | Allowances Purchased NOX | MTons | 0 | 0 | 0 | 0 | 0 | 0 | 0
NJ Non-HEDD CC Ngas Units - Nox Rate Annual v5.12, Unit 2880 and retrofits | 575 | 5789 | Rate Constraint in lbs/MWh | FALSE | L | Annual | Allowances Sold NOX | MTons | 0 | 0 | 0 | 0 | 0 | 0 | 0
NJ Non-HEDD CC Ngas Units - Nox Rate Annual v5.12, Unit 2880 and retrofits | 575 | 5789 | Rate Constraint in lbs/MWh | FALSE | L | Annual | Allowances Banked | MTons | 0 | 0 | 0 | 0 | 0 | 0 | 0
NJ Non-HEDD CC Ngas Units - Nox Rate Annual v5.12, Unit 2880 and retrofits | 575 | 5789 | Rate Constraint in lbs/MWh | FALSE | L | Annual | Allowances Withdrawn (1:1) | MTons | 0 | 0 | 0 | 0 | 0 | 0 | 0
NJ Non-HEDD CC Ngas Units - Nox Rate Annual v5.12, Unit 2880 and retrofits | 575 | 5789 | Rate Constraint in lbs/MWh | FALSE | L | Annual | Allowances Withdrawn (n:1) | MTons | 0 | 0 | 0 | 0 | 0 | 0 | 0
NJ Non-HEDD CC Ngas Units - Nox Rate Annual v5.12, Unit 2880 and retrofits | 575 | 5789 | Rate Constraint in lbs/MWh | FALSE | L | Annual | Net Emissions Allowance Position | MTons | 0.0068685 | 0.0068685 | 0.017835 | 0.0068685 | 0.0054681 | 0.0054681 | 0.0054681
NJ Non-HEDD CC Ngas Units - Nox Rate Annual v5.12, Unit 2880 and retrofits | 575 | 5789 | Rate Constraint in lbs/MWh | FALSE | L | Annual | Fuel Consumed | TBtu | 0.11943 | 0.11943 | 0.3101 | 0.11943 | 0.095078 | 0.095078 | 0.095078
NJ Non-HEDD CC Ngas Units - Nox Rate Annual v5.12, Unit 2880 and retrofits | 575 | 5789 | Rate Constraint in lbs/MWh | FALSE | L | Annual | Rate | lb/MMBtu | 0.11502 | 0.11502 | 0.11502 | 0.11502 | 0.11502 | 0.11502 | 0.11502
NJ Non-HEDD CC Ngas Units - Nox Rate Annual v5.12, Unit 2880 and retrofits | 575 | 5789 | Rate Constraint in lbs/MWh | FALSE | L | Annual | Generation | TWh | 0.010567 | 0.010567 | 0.027438 | 0.010567 | 0.0084125 | 0.0084125 | 0.0084125
NJ Non-HEDD CC Ngas Units - Nox Rate Annual v5.12, Unit 2880 and retrofits | 575 | 5789 | Rate Constraint in lbs/MWh | FALSE | L | Annual | Qualifying Generation | TWh | 0.010567 | 0.010567 | 0.027438 | 0.010567 | 0.0084125 | 0.0084125 | 0.0084125
NJ Non-HEDD CC Ngas Units - Nox Rate Annual v5.12, Unit 2880 and retrofits | 575 | 5789 | Rate Constraint in lbs/MWh | FALSE | L | Annual | Constraint Shadow Price | US$/Ton | 0 | 0 | 0 | 0 | 0 | 0 | 0
NJ Non-HEDD CT NGas Units - Nox Rate Annual v5.12, Unit 888 and retrofits | 576 | 2455 | Rate Constraint in lbs/MWh | FALSE | L | Annual | Seasons Included | Seasons | Winter, Summer | Winter, Summer | Winter, Summer | Winter, Summer | Winter, Summer | Winter, Summer | Winter, Summer
NJ Non-HEDD CT NGas Units - Nox Rate Annual v5.12, Unit 888 and retrofits | 576 | 2455 | Rate Constraint in lbs/MWh | FALSE | L | Annual | Standard | lb/MWh | 2.2 | 2.2 | 2.2 | 2.2 | 2.2 | 2.2 | 2.2
NJ Non-HEDD CT NGas Units - Nox Rate Annual v5.12, Unit 888 and retrofits | 576 | 2455 | Rate Constraint in lbs/MWh | FALSE | L | Annual | Emissions at Affected Plants NOX | MTons | 0 | 0 | 0 | 0 | 0 | 0 | 0
NJ Non-HEDD CT NGas Units - Nox Rate Annual v5.12, Unit 888 and retrofits | 576 | 2455 | Rate Constraint in lbs/MWh | FALSE | L | Annual | Allowances Purchased NOX | MTons | 0 | 0 | 0 | 0 | 0 | 0 | 0
NJ Non-HEDD CT NGas Units - Nox Rate Annual v5.12, Unit 888 and retrofits | 576 | 2455 | Rate Constraint in lbs/MWh | FALSE | L | Annual | Allowances Sold NOX | MTons | 0 | 0 | 0 | 0 | 0 | 0 | 0
NJ Non-HEDD CT NGas Units - Nox Rate Annual v5.12, Unit 888 and retrofits | 576 | 2455 | Rate Constraint in lbs/MWh | FALSE | L | Annual | Allowances Banked | MTons | 0 | 0 | 0 | 0 | 0 | 0 | 0
NJ Non-HEDD CT NGas Units - Nox Rate Annual v5.12, Unit 888 and retrofits | 576 | 2455 | Rate Constraint in lbs/MWh | FALSE | L | Annual | Allowances Withdrawn (1:1) | MTons | 0 | 0 | 0 | 0 | 0 | 0 | 0
NJ Non-HEDD CT NGas Units - Nox Rate Annual v5.12, Unit 888 and retrofits | 576 | 2455 | Rate Constraint in lbs/MWh | FALSE | L | Annual | Allowances Withdrawn (n:1) | MTons | 0 | 0 | 0 | 0 | 0 | 0 | 0
NJ Non-HEDD CT NGas Units - Nox Rate Annual v5.12, Unit 888 and retrofits | 576 | 2455 | Rate Constraint in lbs/MWh | FALSE | L | Annual | Net Emissions Allowance Position | MTons | 0 | 0 | 0 | 0 | 0 | 0 | 0
NJ Non-HEDD CT NGas Units - Nox Rate Annual v5.12, Unit 888 and retrofits | 576 | 2455 | Rate Constraint in lbs/MWh | FALSE | L | Annual | Fuel Consumed | TBtu | 0 | 0 | 0 | 0 | 0 | 0 | 0
NJ Non-HEDD CT NGas Units - Nox Rate Annual v5.12, Unit 888 and retrofits | 576 | 2455 | Rate Constraint in lbs/MWh | FALSE | L | Annual | Rate | lb/MMBtu | 0 | 0 | 0 | 0 | 0 | 0 | 0
NJ Non-HEDD CT NGas Units - Nox Rate Annual v5.12, Unit 888 and retrofits | 576 | 2455 | Rate Constraint in lbs/MWh | FALSE | L | Annual | Generation | TWh | 0 | 0 | 0 | 0 | 0 | 0 | 0
NJ Non-HEDD CT NGas Units - Nox Rate Annual v5.12, Unit 888 and retrofits | 576 | 2455 | Rate Constraint in lbs/MWh | FALSE | L | Annual | Qualifying Generation | TWh | 0 | 0 | 0 | 0 | 0 | 0 | 0
NJ Non-HEDD CT NGas Units - Nox Rate Annual v5.12, Unit 888 and retrofits | 576 | 2455 | Rate Constraint in lbs/MWh | FALSE | L | Annual | Constraint Shadow Price | US$/Ton | 78178.2335 | 90356.8231 | 182213.0853 | 199275.8574 | 193875.8093 | 12372.0533 | 14036.5278
NJ Non-HEDD CT NGas Units - Nox Rate Annual v5.12, Unit 889 and retrofits | 577 | 2455 | Rate Constraint in lbs/MWh | FALSE | L | Annual | Seasons Included | Seasons | Winter, Summer | Winter, Summer | Winter, Summer | Winter, Summer | Winter, Summer | Winter, Summer | Winter, Summer
NJ Non-HEDD CT NGas Units - Nox Rate Annual v5.12, Unit 889 and retrofits | 577 | 2455 | Rate Constraint in lbs/MWh | FALSE | L | Annual | Standard | lb/MWh | 2.2 | 2.2 | 2.2 | 2.2 | 2.2 | 2.2 | 2.2
NJ Non-HEDD CT NGas Units - Nox Rate Annual v5.12, Unit 889 and retrofits | 577 | 2455 | Rate Constraint in lbs/MWh | FALSE | L | Annual | Emissions at Affected Plants NOX | MTons | 0.0011591 | 0.0011591 | 0.0012616 | 0.0011591 | 0.0011591 | 0.00038566 | 0.00038566
NJ Non-HEDD CT NGas Units - Nox Rate Annual v5.12, Unit 889 and retrofits | 577 | 2455 | Rate Constraint in lbs/MWh | FALSE | L | Annual | Allowances Purchased NOX | MTons | 0 | 0 | 0 | 0 | 0 | 0 | 0
NJ Non-HEDD CT NGas Units - Nox Rate Annual v5.12, Unit 889 and retrofits | 577 | 2455 | Rate Constraint in lbs/MWh | FALSE | L | Annual | Allowances Sold NOX | MTons | 0 | 0 | 0 | 0 | 0 | 0 | 0
NJ Non-HEDD CT NGas Units - Nox Rate Annual v5.12, Unit 889 and retrofits | 577 | 2455 | Rate Constraint in lbs/MWh | FALSE | L | Annual | Allowances Banked | MTons | 0 | 0 | 0 | 0 | 0 | 0 | 0
NJ Non-HEDD CT NGas Units - Nox Rate Annual v5.12, Unit 889 and retrofits | 577 | 2455 | Rate Constraint in lbs/MWh | FALSE | L | Annual | Allowances Withdrawn (1:1) | MTons | 0 | 0 | 0 | 0 | 0 | 0 | 0
NJ Non-HEDD CT NGas Units - Nox Rate Annual v5.12, Unit 889 and retrofits | 577 | 2455 | Rate Constraint in lbs/MWh | FALSE | L | Annual | Allowances Withdrawn (n:1) | MTons | 0 | 0 | 0 | 0 | 0 | 0 | 0
NJ Non-HEDD CT NGas Units - Nox Rate Annual v5.12, Unit 889 and retrofits | 577 | 2455 | Rate Constraint in lbs/MWh | FALSE | L | Annual | Net Emissions Allowance Position | MTons | 0.0011591 | 0.0011591 | 0.0012616 | 0.0011591 | 0.0011591 | 0.00038566 | 0.00038566
NJ Non-HEDD CT NGas Units - Nox Rate Annual v5.12, Unit 889 and retrofits | 577 | 2455 | Rate Constraint in lbs/MWh | FALSE | L | Annual | Fuel Consumed | TBtu | 0.010538 | 0.010538 | 0.01147 | 0.010538 | 0.010538 | 0.0035062 | 0.0035062
NJ Non-HEDD CT NGas Units - Nox Rate Annual v5.12, Unit 889 and retrofits | 577 | 2455 | Rate Constraint in lbs/MWh | FALSE | L | Annual | Rate | lb/MMBtu | 0.21999 | 0.21999 | 0.21999 | 0.21999 | 0.21999 | 0.21999 | 0.21999
NJ Non-HEDD CT NGas Units - Nox Rate Annual v5.12, Unit 889 and retrofits | 577 | 2455 | Rate Constraint in lbs/MWh | FALSE | L | Annual | Generation | TWh | 0.0010538 | 0.0010538 | 0.001147 | 0.0010538 | 0.0010538 | 0.00035062 | 0.00035062
NJ Non-HEDD CT NGas Units - Nox Rate Annual v5.12, Unit 889 and retrofits | 577 | 2455 | Rate Constraint in lbs/MWh | FALSE | L | Annual | Qualifying Generation | TWh | 0.0010538 | 0.0010538 | 0.001147 | 0.0010538 | 0.0010538 | 0.00035062 | 0.00035062
NJ Non-HEDD CT NGas Units - Nox Rate Annual v5.12, Unit 889 and retrofits | 577 | 2455 | Rate Constraint in lbs/MWh | FALSE | L | Annual | Constraint Shadow Price | US$/Ton | 0 | 0 | 0 | 0 | 0 | 0 | 0
NJ Non-HEDD CT NGas Units - Nox Rate Annual v5.12, Unit 892 and retrofits | 578 | 2455 | Rate Constraint in lbs/MWh | FALSE | L | Annual | Seasons Included | Seasons | Winter, Summer | Winter, Summer | Winter, Summer | Winter, Summer | Winter, Summer | Winter, Summer | Winter, Summer
NJ Non-HEDD CT NGas Units - Nox Rate Annual v5.12, Unit 892 and retrofits | 578 | 2455 | Rate Constraint in lbs/MWh | FALSE | L | Annual | Standard | lb/MWh | 2.2 | 2.2 | 2.2 | 2.2 | 2.2 | 2.2 | 2.2
NJ Non-HEDD CT NGas Units - Nox Rate Annual v5.12, Unit 892 and retrofits | 578 | 2455 | Rate Constraint in lbs/MWh | FALSE | L | Annual | Emissions at Affected Plants NOX | MTons | 0 | 0 | 0 | 0 | 0 | 0 | 0
NJ Non-HEDD CT NGas Units - Nox Rate Annual v5.12, Unit 892 and retrofits | 578 | 2455 | Rate Constraint in lbs/MWh | FALSE | L | Annual | Allowances Purchased NOX | MTons | 0 | 0 | 0 | 0 | 0 | 0 | 0
NJ Non-HEDD CT NGas Units - Nox Rate Annual v5.12, Unit 892 and retrofits | 578 | 2455 | Rate Constraint in lbs/MWh | FALSE | L | Annual | Allowances Sold NOX | MTons | 0 | 0 | 0 | 0 | 0 | 0 | 0
NJ Non-HEDD CT NGas Units - Nox Rate Annual v5.12, Unit 892 and retrofits | 578 | 2455 | Rate Constraint in lbs/MWh | FALSE | L | Annual | Allowances Banked | MTons | 0 | 0 | 0 | 0 | 0 | 0 | 0
NJ Non-HEDD CT NGas Units - Nox Rate Annual v5.12, Unit 892 and retrofits | 578 | 2455 | Rate Constraint in lbs/MWh | FALSE | L | Annual | Allowances Withdrawn (1:1) | MTons | 0 | 0 | 0 | 0 | 0 | 0 | 0
NJ Non-HEDD CT NGas Units - Nox Rate Annual v5.12, Unit 892 and retrofits | 578 | 2455 | Rate Constraint in lbs/MWh | FALSE | L | Annual | Allowances Withdrawn (n:1) | MTons | 0 | 0 | 0 | 0 | 0 | 0 | 0
NJ Non-HEDD CT NGas Units - Nox Rate Annual v5.12, Unit 892 and retrofits | 578 | 2455 | Rate Constraint in lbs/MWh | FALSE | L | Annual | Net Emissions Allowance Position | MTons | 0 | 0 | 0 | 0 | 0 | 0 | 0
NJ Non-HEDD CT NGas Units - Nox Rate Annual v5.12, Unit 892 and retrofits | 578 | 2455 | Rate Constraint in lbs/MWh | FALSE | L | Annual | Fuel Consumed | TBtu | 0 | 0 | 0 | 0 | 0 | 0 | 0
NJ Non-HEDD CT NGas Units - Nox Rate Annual v5.12, Unit 892 and retrofits | 578 | 2455 | Rate Constraint in lbs/MWh | FALSE | L | Annual | Rate | lb/MMBtu | 0 | 0 | 0 | 0 | 0 | 0 | 0
NJ Non-HEDD CT NGas Units - Nox Rate Annual v5.12, Unit 892 and retrofits | 578 | 2455 | Rate Constraint in lbs/MWh | FALSE | L | Annual | Generation | TWh | 0 | 0 | 0 | 0 | 0 | 0 | 0
NJ Non-HEDD CT NGas Units - Nox Rate Annual v5.12, Unit 892 and retrofits | 578 | 2455 | Rate Constraint in lbs/MWh | FALSE | L | Annual | Qualifying Generation | TWh | 0 | 0 | 0 | 0 | 0 | 0 | 0
NJ Non-HEDD CT NGas Units - Nox Rate Annual v5.12, Unit 892 and retrofits | 578 | 2455 | Rate Constraint in lbs/MWh | FALSE | L | Annual | Constraint Shadow Price | US$/Ton | 78178.2335 | 90356.8231 | 182213.0853 | 199275.8574 | 193875.8093 | 12372.0533 | 14036.5278
NJ Non-HEDD CT NGas Units - Nox Rate Annual v5.12, Unit 893 and retrofits | 579 | 2455 | Rate Constraint in lbs/MWh | FALSE | L | Annual | Seasons Included | Seasons | Winter, Summer | Winter, Summer | Winter, Summer | Winter, Summer | Winter, Summer | Winter, Summer | Winter, Summer
NJ Non-HEDD CT NGas Units - Nox Rate Annual v5.12, Unit 893 and retrofits | 579 | 2455 | Rate Constraint in lbs/MWh | FALSE | L | Annual | Standard | lb/MWh | 2.2 | 2.2 | 2.2 | 2.2 | 2.2 | 2.2 | 2.2
NJ Non-HEDD CT NGas Units - Nox Rate Annual v5.12, Unit 893 and retrofits | 579 | 2455 | Rate Constraint in lbs/MWh | FALSE | L | Annual | Emissions at Affected Plants NOX | MTons | 0 | 0 | 0 | 0 | 0 | 0 | 0
NJ Non-HEDD CT NGas Units - Nox Rate Annual v5.12, Unit 893 and retrofits | 579 | 2455 | Rate Constraint in lbs/MWh | FALSE | L | Annual | Allowances Purchased NOX | MTons | 0 | 0 | 0 | 0 | 0 | 0 | 0
NJ Non-HEDD CT NGas Units - Nox Rate Annual v5.12, Unit 893 and retrofits | 579 | 2455 | Rate Constraint in lbs/MWh | FALSE | L | Annual | Allowances Sold NOX | MTons | 0 | 0 | 0 | 0 | 0 | 0 | 0
NJ Non-HEDD CT NGas Units - Nox Rate Annual v5.12, Unit 893 and retrofits | 579 | 2455 | Rate Constraint in lbs/MWh | FALSE | L | Annual | Allowances Banked | MTons | 0 | 0 | 0 | 0 | 0 | 0 | 0
NJ Non-HEDD CT NGas Units - Nox Rate Annual v5.12, Unit 893 and retrofits | 579 | 2455 | Rate Constraint in lbs/MWh | FALSE | L | Annual | Allowances Withdrawn (1:1) | MTons | 0 | 0 | 0 | 0 | 0 | 0 | 0
NJ Non-HEDD CT NGas Units - Nox Rate Annual v5.12, Unit 893 and retrofits | 579 | 2455 | Rate Constraint in lbs/MWh | FALSE | L | Annual | Allowances Withdrawn (n:1) | MTons | 0 | 0 | 0 | 0 | 0 | 0 | 0
NJ Non-HEDD CT NGas Units - Nox Rate Annual v5.12, Unit 893 and retrofits | 579 | 2455 | Rate Constraint in lbs/MWh | FALSE | L | Annual | Net Emissions Allowance Position | MTons | 0 | 0 | 0 | 0 | 0 | 0 | 0
NJ Non-HEDD CT NGas Units - Nox Rate Annual v5.12, Unit 893 and retrofits | 579 | 2455 | Rate Constraint in lbs/MWh | FALSE | L | Annual | Fuel Consumed | TBtu | 0 | 0 | 0 | 0 | 0 | 0 | 0
NJ Non-HEDD CT NGas Units - Nox Rate Annual v5.12, Unit 893 and retrofits | 579 | 2455 | Rate Constraint in lbs/MWh | FALSE | L | Annual | Rate | lb/MMBtu | 0 | 0 | 0 | 0 | 0 | 0 | 0
NJ Non-HEDD CT NGas Units - Nox Rate Annual v5.12, Unit 893 and retrofits | 579 | 2455 | Rate Constraint in lbs/MWh | FALSE | L | Annual | Generation | TWh | 0 | 0 | 0 | 0 | 0 | 0 | 0
NJ Non-HEDD CT NGas Units - Nox Rate Annual v5.12, Unit 893 and retrofits | 579 | 2455 | Rate Constraint in lbs/MWh | FALSE | L | Annual | Qualifying Generation | TWh | 0 | 0 | 0 | 0 | 0 | 0 | 0
NJ Non-HEDD CT NGas Units - Nox Rate Annual v5.12, Unit 893 and retrofits | 579 | 2455 | Rate Constraint in lbs/MWh | FALSE | L | Annual | Constraint Shadow Price | US$/Ton | 235382.3261 | 267575.3868 | 494680.1446 | 539620.9432 | 527959.7157 | 99906.502 | 118116.7804
NJ Non-HEDD CT NGas Units - Nox Rate Annual v5.12, Unit 894 and retrofits | 580 | 2455 | Rate Constraint in lbs/MWh | FALSE | L | Annual | Seasons Included | Seasons | Winter, Summer | Winter, Summer | Winter, Summer | Winter, Summer | Winter, Summer | Winter, Summer | Winter, Summer
NJ Non-HEDD CT NGas Units - Nox Rate Annual v5.12, Unit 894 and retrofits | 580 | 2455 | Rate Constraint in lbs/MWh | FALSE | L | Annual | Standard | lb/MWh | 2.2 | 2.2 | 2.2 | 2.2 | 2.2 | 2.2 | 2.2
NJ Non-HEDD CT NGas Units - Nox Rate Annual v5.12, Unit 894 and retrofits | 580 | 2455 | Rate Constraint in lbs/MWh | FALSE | L | Annual | Emissions at Affected Plants NOX | MTons | 0 | 0 | 0 | 0 | 0 | 0 | 0
NJ Non-HEDD CT NGas Units - Nox Rate Annual v5.12, Unit 894 and retrofits | 580 | 2455 | Rate Constraint in lbs/MWh | FALSE | L | Annual | Allowances Purchased NOX | MTons | 0 | 0 | 0 | 0 | 0 | 0 | 0
NJ Non-HEDD CT NGas Units - Nox Rate Annual v5.12, Unit 894 and retrofits | 580 | 2455 | Rate Constraint in lbs/MWh | FALSE | L | Annual | Allowances Sold NOX | MTons | 0 | 0 | 0 | 0 | 0 | 0 | 0
NJ Non-HEDD CT NGas Units - Nox Rate Annual v5.12, Unit 894 and retrofits | 580 | 2455 | Rate Constraint in lbs/MWh | FALSE | L | Annual | Allowances Banked | MTons | 0 | 0 | 0 | 0 | 0 | 0 | 0
NJ Non-HEDD CT NGas Units - Nox Rate Annual v5.12, Unit 894 and retrofits | 580 | 2455 | Rate Constraint in lbs/MWh | FALSE | L | Annual | Allowances Withdrawn (1:1) | MTons | 0 | 0 | 0 | 0 | 0 | 0 | 0
NJ Non-HEDD CT NGas Units - Nox Rate Annual v5.12, Unit 894 and retrofits | 580 | 2455 | Rate Constraint in lbs/MWh | FALSE | L | Annual | Allowances Withdrawn (n:1) | MTons | 0 | 0 | 0 | 0 | 0 | 0 | 0
NJ Non-HEDD CT NGas Units - Nox Rate Annual v5.12, Unit 894 and retrofits | 580 | 2455 | Rate Constraint in lbs/MWh | FALSE | L | Annual | Net Emissions Allowance Position | MTons | 0 | 0 | 0 | 0 | 0 | 0 | 0
NJ Non-HEDD CT NGas Units - Nox Rate Annual v5.12, Unit 894 and retrofits | 580 | 2455 | Rate Constraint in lbs/MWh | FALSE | L | Annual | Fuel Consumed | TBtu | 0 | 0 | 0 | 0 | 0 | 0 | 0
NJ Non-HEDD CT NGas Units - Nox Rate Annual v5.12, Unit 894 and retrofits | 580 | 2455 | Rate Constraint in lbs/MWh | FALSE | L | Annual | Rate | lb/MMBtu | 0 | 0 | 0 | 0 | 0 | 0 | 0
NJ Non-HEDD CT NGas Units - Nox Rate Annual v5.12, Unit 894 and retrofits | 580 | 2455 | Rate Constraint in lbs/MWh | FALSE | L | Annual | Generation | TWh | 0 | 0 | 0 | 0 | 0 | 0 | 0
NJ Non-HEDD CT NGas Units - Nox Rate Annual v5.12, Unit 894 and retrofits | 580 | 2455 | Rate Constraint in lbs/MWh | FALSE | L | Annual | Qualifying Generation | TWh | 0 | 0 | 0 | 0 | 0 | 0 | 0
NJ Non-HEDD CT NGas Units - Nox Rate Annual v5.12, Unit 894 and retrofits | 580 | 2455 | Rate Constraint in lbs/MWh | FALSE | L | Annual | Constraint Shadow Price | US$/Ton | 221055.8833 | 251289.5275 | 464571.6532 | 506777.1497 | 495825.6774 | 93825.7363 | 110927.6541
NJ Non-HEDD CT NGas Units - Nox Rate Annual v5.12, Unit 895 and retrofits | 581 | 2455 | Rate Constraint in lbs/MWh | FALSE | L | Annual | Seasons Included | Seasons | Winter, Summer | Winter, Summer | Winter, Summer | Winter, Summer | Winter, Summer | Winter, Summer | Winter, Summer
NJ Non-HEDD CT NGas Units - Nox Rate Annual v5.12, Unit 895 and retrofits | 581 | 2455 | Rate Constraint in lbs/MWh | FALSE | L | Annual | Standard | lb/MWh | 2.2 | 2.2 | 2.2 | 2.2 | 2.2 | 2.2 | 2.2
NJ Non-HEDD CT NGas Units - Nox Rate Annual v5.12, Unit 895 and retrofits | 581 | 2455 | Rate Constraint in lbs/MWh | FALSE | L | Annual | Emissions at Affected Plants NOX | MTons | 0.00035054 | 0.00035054 | 0.00035054 | 0.00035054 | 0.00035054 | 0.00035054 | 0.00035054
NJ Non-HEDD CT NGas Units - Nox Rate Annual v5.12, Unit 895 and retrofits | 581 | 2455 | Rate Constraint in lbs/MWh | FALSE | L | Annual | Allowances Purchased NOX | MTons | 0 | 0 | 0 | 0 | 0 | 0 | 0
NJ Non-HEDD CT NGas Units - Nox Rate Annual v5.12, Unit 895 and retrofits | 581 | 2455 | Rate Constraint in lbs/MWh | FALSE | L | Annual | Allowances Sold NOX | MTons | 0 | 0 | 0 | 0 | 0 | 0 | 0
NJ Non-HEDD CT NGas Units - Nox Rate Annual v5.12, Unit 895 and retrofits | 581 | 2455 | Rate Constraint in lbs/MWh | FALSE | L | Annual | Allowances Banked | MTons | 0 | 0 | 0 | 0 | 0 | 0 | 0
NJ Non-HEDD CT NGas Units - Nox Rate Annual v5.12, Unit 895 and retrofits | 581 | 2455 | Rate Constraint in lbs/MWh | FALSE | L | Annual | Allowances Withdrawn (1:1) | MTons | 0 | 0 | 0 | 0 | 0 | 0 | 0
NJ Non-HEDD CT NGas Units - Nox Rate Annual v5.12, Unit 895 and retrofits | 581 | 2455 | Rate Constraint in lbs/MWh | FALSE | L | Annual | Allowances Withdrawn (n:1) | MTons | 0 | 0 | 0 | 0 | 0 | 0 | 0
NJ Non-HEDD CT NGas Units - Nox Rate Annual v5.12, Unit 895 and retrofits | 581 | 2455 | Rate Constraint in lbs/MWh | FALSE | L | Annual | Net Emissions Allowance Position | MTons | 0.00035054 | 0.00035054 | 0.00035054 | 0.00035054 | 0.00035054 | 0.00035054 | 0.00035054
NJ Non-HEDD CT NGas Units - Nox Rate Annual v5.12, Unit 895 and retrofits | 581 | 2455 | Rate Constraint in lbs/MWh | FALSE | L | Annual | Fuel Consumed | TBtu | 0.0034689 | 0.0034689 | 0.0034689 | 0.0034689 | 0.0034689 | 0.0034689 | 0.0034689
NJ Non-HEDD CT NGas Units - Nox Rate Annual v5.12, Unit 895 and retrofits | 581 | 2455 | Rate Constraint in lbs/MWh | FALSE | L | Annual | Rate | lb/MMBtu | 0.2021 | 0.2021 | 0.2021 | 0.2021 | 0.2021 | 0.2021 | 0.2021
NJ Non-HEDD CT NGas Units - Nox Rate Annual v5.12, Unit 895 and retrofits | 581 | 2455 | Rate Constraint in lbs/MWh | FALSE | L | Annual | Generation | TWh | 0.00031875 | 0.00031875 | 0.00031875 | 0.00031875 | 0.00031875 | 0.00031875 | 0.00031875
NJ Non-HEDD CT NGas Units - Nox Rate Annual v5.12, Unit 895 and retrofits | 581 | 2455 | Rate Constraint in lbs/MWh | FALSE | L | Annual | Qualifying Generation | TWh | 0.00031875 | 0.00031875 | 0.00031875 | 0.00031875 | 0.00031875 | 0.00031875 | 0.00031875
NJ Non-HEDD CT NGas Units - Nox Rate Annual v5.12, Unit 895 and retrofits | 581 | 2455 | Rate Constraint in lbs/MWh | FALSE | L | Annual | Constraint Shadow Price | US$/Ton | 0 | 0 | 0 | 0 | 0 | 0 | 0
NJ Non-HEDD CT NGas Units - Nox Rate Annual v5.12, Unit 896 and retrofits | 582 | 2455 | Rate Constraint in lbs/MWh | FALSE | L | Annual | Seasons Included | Seasons | Winter, Summer | Winter, Summer | Winter, Summer | Winter, Summer | Winter, Summer | Winter, Summer | Winter, Summer
NJ Non-HEDD CT NGas Units - Nox Rate Annual v5.12, Unit 896 and retrofits | 582 | 2455 | Rate Constraint in lbs/MWh | FALSE | L | Annual | Standard | lb/MWh | 2.2 | 2.2 | 2.2 | 2.2 | 2.2 | 2.2 | 2.2
NJ Non-HEDD CT NGas Units - Nox Rate Annual v5.12, Unit 896 and retrofits | 582 | 2455 | Rate Constraint in lbs/MWh | FALSE | L | Annual | Emissions at Affected Plants NOX | MTons | 0.00035062 | 0.00035062 | 0.00035062 | 0.00035062 | 0.00035062 | 0.00035062 | 0.00035062
NJ Non-HEDD CT NGas Units - Nox Rate Annual v5.12, Unit 896 and retrofits | 582 | 2455 | Rate Constraint in lbs/MWh | FALSE | L | Annual | Allowances Purchased NOX | MTons | 0 | 0 | 0 | 0 | 0 | 0 | 0
NJ Non-HEDD CT NGas Units - Nox Rate Annual v5.12, Unit 896 and retrofits | 582 | 2455 | Rate Constraint in lbs/MWh | FALSE | L | Annual | Allowances Sold NOX | MTons | 0 | 0 | 0 | 0 | 0 | 0 | 0
NJ Non-HEDD CT NGas Units - Nox Rate Annual v5.12, Unit 896 and retrofits | 582 | 2455 | Rate Constraint in lbs/MWh | FALSE | L | Annual | Allowances Banked | MTons | 0 | 0 | 0 | 0 | 0 | 0 | 0
NJ Non-HEDD CT NGas Units - Nox Rate Annual v5.12, Unit 896 and retrofits | 582 | 2455 | Rate Constraint in lbs/MWh | FALSE | L | Annual | Allowances Withdrawn (1:1) | MTons | 0 | 0 | 0 | 0 | 0 | 0 | 0
NJ Non-HEDD CT NGas Units - Nox Rate Annual v5.12, Unit 896 and retrofits | 582 | 2455 | Rate Constraint in lbs/MWh | FALSE | L | Annual | Allowances Withdrawn (n:1) | MTons | 0 | 0 | 0 | 0 | 0 | 0 | 0
NJ Non-HEDD CT NGas Units - Nox Rate Annual v5.12, Unit 896 and retrofits | 582 | 2455 | Rate Constraint in lbs/MWh | FALSE | L | Annual | Net Emissions Allowance Position | MTons | 0.00035062 | 0.00035062 | 0.00035062 | 0.00035062 | 0.00035062 | 0.00035062 | 0.00035062
NJ Non-HEDD CT NGas Units - Nox Rate Annual v5.12, Unit 896 and retrofits | 582 | 2455 | Rate Constraint in lbs/MWh | FALSE | L | Annual | Fuel Consumed | TBtu | 0.0034715 | 0.0034715 | 0.0034715 | 0.0034715 | 0.0034715 | 0.0034715 | 0.0034715
NJ Non-HEDD CT NGas Units - Nox Rate Annual v5.12, Unit 896 and retrofits | 582 | 2455 | Rate Constraint in lbs/MWh | FALSE | L | Annual | Rate | lb/MMBtu | 0.202 | 0.202 | 0.202 | 0.202 | 0.202 | 0.202 | 0.202
NJ Non-HEDD CT NGas Units - Nox Rate Annual v5.12, Unit 896 and retrofits | 582 | 2455 | Rate Constraint in lbs/MWh | FALSE | L | Annual | Generation | TWh | 0.00031875 | 0.00031875 | 0.00031875 | 0.00031875 | 0.00031875 | 0.00031875 | 0.00031875
NJ Non-HEDD CT NGas Units - Nox Rate Annual v5.12, Unit 896 and retrofits | 582 | 2455 | Rate Constraint in lbs/MWh | FALSE | L | Annual | Qualifying Generation | TWh | 0.00031875 | 0.00031875 | 0.00031875 | 0.00031875 | 0.00031875 | 0.00031875 | 0.00031875
NJ Non-HEDD CT NGas Units - Nox Rate Annual v5.12, Unit 896 and retrofits | 582 | 2455 | Rate Constraint in lbs/MWh | FALSE | L | Annual | Constraint Shadow Price | US$/Ton | 0 | 0 | 0 | 0 | 0 | 0 | 0
NJ Non-HEDD CT NGas Units - Nox Rate Annual v5.12, Unit 897 and retrofits | 583 | 2455 | Rate Constraint in lbs/MWh | FALSE | L | Annual | Seasons Included | Seasons | Winter, Summer | Winter, Summer | Winter, Summer | Winter, Summer | Winter, Summer | Winter, Summer | Winter, Summer
NJ Non-HEDD CT NGas Units - Nox Rate Annual v5.12, Unit 897 and retrofits | 583 | 2455 | Rate Constraint in lbs/MWh | FALSE | L | Annual | Standard | lb/MWh | 2.2 | 2.2 | 2.2 | 2.2 | 2.2 | 2.2 | 2.2
NJ Non-HEDD CT NGas Units - Nox Rate Annual v5.12, Unit 897 and retrofits | 583 | 2455 | Rate Constraint in lbs/MWh | FALSE | L | Annual | Emissions at Affected Plants NOX | MTons | 0.00070124 | 0.00070124 | 0.00070124 | 0.00070124 | 0.00070124 | 0.00070124 | 0.00070124
NJ Non-HEDD CT NGas Units - Nox Rate Annual v5.12, Unit 897 and retrofits | 583 | 2455 | Rate Constraint in lbs/MWh | FALSE | L | Annual | Allowances Purchased NOX | MTons | 0 | 0 | 0 | 0 | 0 | 0 | 0
NJ Non-HEDD CT NGas Units - Nox Rate Annual v5.12, Unit 897 and retrofits | 583 | 2455 | Rate Constraint in lbs/MWh | FALSE | L | Annual | Allowances Sold NOX | MTons | 0 | 0 | 0 | 0 | 0 | 0 | 0
NJ Non-HEDD CT NGas Units - Nox Rate Annual v5.12, Unit 897 and retrofits | 583 | 2455 | Rate Constraint in lbs/MWh | FALSE | L | Annual | Allowances Banked | MTons | 0 | 0 | 0 | 0 | 0 | 0 | 0
NJ Non-HEDD CT NGas Units - Nox Rate Annual v5.12, Unit 897 and retrofits | 583 | 2455 | Rate Constraint in lbs/MWh | FALSE | L | Annual | Allowances Withdrawn (1:1) | MTons | 0 | 0 | 0 | 0 | 0 | 0 | 0
NJ Non-HEDD CT NGas Units - Nox Rate Annual v5.12, Unit 897 and retrofits | 583 | 2455 | Rate Constraint in lbs/MWh | FALSE | L | Annual | Allowances Withdrawn (n:1) | MTons | 0 | 0 | 0 | 0 | 0 | 0 | 0
NJ Non-HEDD CT NGas Units - Nox Rate Annual v5.12, Unit 897 and retrofits | 583 | 2455 | Rate Constraint in lbs/MWh | FALSE | L | Annual | Net Emissions Allowance Position | MTons | 0.00070124 | 0.00070124 | 0.00070124 | 0.00070124 | 0.00070124 | 0.00070124 | 0.00070124
NJ Non-HEDD CT NGas Units - Nox Rate Annual v5.12, Unit 897 and retrofits | 583 | 2455 | Rate Constraint in lbs/MWh | FALSE | L | Annual | Fuel Consumed | TBtu | 0.006943 | 0.006943 | 0.006943 | 0.006943 | 0.006943 | 0.006943 | 0.006943
NJ Non-HEDD CT NGas Units - Nox Rate Annual v5.12, Unit 897 and retrofits | 583 | 2455 | Rate Constraint in lbs/MWh | FALSE | L | Annual | Rate | lb/MMBtu | 0.202 | 0.202 | 0.202 | 0.202 | 0.202 | 0.202 | 0.202
NJ Non-HEDD CT NGas Units - Nox Rate Annual v5.12, Unit 897 and retrofits | 583 | 2455 | Rate Constraint in lbs/MWh | FALSE | L | Annual | Generation | TWh | 0.0006375 | 0.0006375 | 0.0006375 | 0.0006375 | 0.0006375 | 0.0006375 | 0.0006375
NJ Non-HEDD CT NGas Units - Nox Rate Annual v5.12, Unit 897 and retrofits | 583 | 2455 | Rate Constraint in lbs/MWh | FALSE | L | Annual | Qualifying Generation | TWh | 0.0006375 | 0.0006375 | 0.0006375 | 0.0006375 | 0.0006375 | 0.0006375 | 0.0006375
NJ Non-HEDD CT NGas Units - Nox Rate Annual v5.12, Unit 897 and retrofits | 583 | 2455 | Rate Constraint in lbs/MWh | FALSE | L | Annual | Constraint Shadow Price | US$/Ton | 0 | 0 | 0 | 0 | 0 | 0 | 0
NJ Non-HEDD CT NGas Units - Nox Rate Annual v5.12, Unit 899 and retrofits | 584 | 2455 | Rate Constraint in lbs/MWh | FALSE | L | Annual | Seasons Included | Seasons | Winter, Summer | Winter, Summer | Winter, Summer | Winter, Summer | Winter, Summer | Winter, Summer | Winter, Summer
NJ Non-HEDD CT NGas Units - Nox Rate Annual v5.12, Unit 899 and retrofits | 584 | 2455 | Rate Constraint in lbs/MWh | FALSE | L | Annual | Standard | lb/MWh | 2.2 | 2.2 | 2.2 | 2.2 | 2.2 | 2.2 | 2.2
NJ Non-HEDD CT NGas Units - Nox Rate Annual v5.12, Unit 899 and retrofits | 584 | 2455 | Rate Constraint in lbs/MWh | FALSE | L | Annual | Emissions at Affected Plants NOX | MTons | 0.0018334 | 0.0018334 | 0.0018334 | 0.0093196 | 0.0018334 | 0 | 0
NJ Non-HEDD CT NGas Units - Nox Rate Annual v5.12, Unit 899 and retrofits | 584 | 2455 | Rate Constraint in lbs/MWh | FALSE | L | Annual | Allowances Purchased NOX | MTons | 0 | 0 | 0 | 0 | 0 | 0 | 0
NJ Non-HEDD CT NGas Units - Nox Rate Annual v5.12, Unit 899 and retrofits | 584 | 2455 | Rate Constraint in lbs/MWh | FALSE | L | Annual | Allowances Sold NOX | MTons | 0 | 0 | 0 | 0 | 0 | 0 | 0
NJ Non-HEDD CT NGas Units - Nox Rate Annual v5.12, Unit 899 and retrofits | 584 | 2455 | Rate Constraint in lbs/MWh | FALSE | L | Annual | Allowances Banked | MTons | 0 | 0 | 0 | 0 | 0 | 0 | 0
NJ Non-HEDD CT NGas Units - Nox Rate Annual v5.12, Unit 899 and retrofits | 584 | 2455 | Rate Constraint in lbs/MWh | FALSE | L | Annual | Allowances Withdrawn (1:1) | MTons | 0 | 0 | 0 | 0 | 0 | 0 | 0
NJ Non-HEDD CT NGas Units - Nox Rate Annual v5.12, Unit 899 and retrofits | 584 | 2455 | Rate Constraint in lbs/MWh | FALSE | L | Annual | Allowances Withdrawn (n:1) | MTons | 0 | 0 | 0 | 0 | 0 | 0 | 0
NJ Non-HEDD CT NGas Units - Nox Rate Annual v5.12, Unit 899 and retrofits | 584 | 2455 | Rate Constraint in lbs/MWh | FALSE | L | Annual | Net Emissions Allowance Position | MTons | 0.0018334 | 0.0018334 | 0.0018334 | 0.0093196 | 0.0018334 | 0 | 0
NJ Non-HEDD CT NGas Units - Nox Rate Annual v5.12, Unit 899 and retrofits | 584 | 2455 | Rate Constraint in lbs/MWh | FALSE | L | Annual | Fuel Consumed | TBtu | 0.02527 | 0.02527 | 0.02527 | 0.12846 | 0.02527 | 0 | 0
NJ Non-HEDD CT NGas Units - Nox Rate Annual v5.12, Unit 899 and retrofits | 584 | 2455 | Rate Constraint in lbs/MWh | FALSE | L | Annual | Rate | lb/MMBtu | 0.1451 | 0.1451 | 0.1451 | 0.1451 | 0.1451 | 0 | 0
NJ Non-HEDD CT NGas Units - Nox Rate Annual v5.12, Unit 899 and retrofits | 584 | 2455 | Rate Constraint in lbs/MWh | FALSE | L | Annual | Generation | TWh | 0.0016668 | 0.0016668 | 0.0016668 | 0.0084729 | 0.0016668 | 0 | 0
NJ Non-HEDD CT NGas Units - Nox Rate Annual v5.12, Unit 899 and retrofits | 584 | 2455 | Rate Constraint in lbs/MWh | FALSE | L | Annual | Qualifying Generation | TWh | 0.0016668 | 0.0016668 | 0.0016668 | 0.0084729 | 0.0016668 | 0 | 0
NJ Non-HEDD CT NGas Units - Nox Rate Annual v5.12, Unit 899 and retrofits | 584 | 2455 | Rate Constraint in lbs/MWh | FALSE | L | Annual | Constraint Shadow Price | US$/Ton | 0 | 0 | 0 | 0 | 0 | 0 | 0
NJ Non-HEDD CT NGas Units - Nox Rate Annual v5.12, Unit 931 and retrofits | 585 | 2455 | Rate Constraint in lbs/MWh | FALSE | L | Annual | Seasons Included | Seasons | Winter, Summer | Winter, Summer | Winter, Summer | Winter, Summer | Winter, Summer | Winter, Summer | Winter, Summer
NJ Non-HEDD CT NGas Units - Nox Rate Annual v5.12, Unit 931 and retrofits | 585 | 2455 | Rate Constraint in lbs/MWh | FALSE | L | Annual | Standard | lb/MWh | 2.2 | 2.2 | 2.2 | 2.2 | 2.2 | 2.2 | 2.2
NJ Non-HEDD CT NGas Units - Nox Rate Annual v5.12, Unit 931 and retrofits | 585 | 2455 | Rate Constraint in lbs/MWh | FALSE | L | Annual | Emissions at Affected Plants NOX | MTons | 0 | 0 | 0 | 0 | 0 | 0 | 0
NJ Non-HEDD CT NGas Units - Nox Rate Annual v5.12, Unit 931 and retrofits | 585 | 2455 | Rate Constraint in lbs/MWh | FALSE | L | Annual | Allowances Purchased NOX | MTons | 0 | 0 | 0 | 0 | 0 | 0 | 0
NJ Non-HEDD CT NGas Units - Nox Rate Annual v5.12, Unit 931 and retrofits | 585 | 2455 | Rate Constraint in lbs/MWh | FALSE | L | Annual | Allowances Sold NOX | MTons | 0 | 0 | 0 | 0 | 0 | 0 | 0
NJ Non-HEDD CT NGas Units - Nox Rate Annual v5.12, Unit 931 and retrofits | 585 | 2455 | Rate Constraint in lbs/MWh | FALSE | L | Annual | Allowances Banked | MTons | 0 | 0 | 0 | 0 | 0 | 0 | 0
NJ Non-HEDD CT NGas Units - Nox Rate Annual v5.12, Unit 931 and retrofits | 585 | 2455 | Rate Constraint in lbs/MWh | FALSE | L | Annual | Allowances Withdrawn (1:1) | MTons | 0 | 0 | 0 | 0 | 0 | 0 | 0
NJ Non-HEDD CT NGas Units - Nox Rate Annual v5.12, Unit 931 and retrofits | 585 | 2455 | Rate Constraint in lbs/MWh | FALSE | L | Annual | Allowances Withdrawn (n:1) | MTons | 0 | 0 | 0 | 0 | 0 | 0 | 0
NJ Non-HEDD CT NGas Units - Nox Rate Annual v5.12, Unit 931 and retrofits | 585 | 2455 | Rate Constraint in lbs/MWh | FALSE | L | Annual | Net Emissions Allowance Position | MTons | 0 | 0 | 0 | 0 | 0 | 0 | 0
NJ Non-HEDD CT NGas Units - Nox Rate Annual v5.12, Unit 931 and retrofits | 585 | 2455 | Rate Constraint in lbs/MWh | FALSE | L | Annual | Fuel Consumed | TBtu | 0 | 0 | 0 | 0 | 0 | 0 | 0
NJ Non-HEDD CT NGas Units - Nox Rate Annual v5.12, Unit 931 and retrofits | 585 | 2455 | Rate Constraint in lbs/MWh | FALSE | L | Annual | Rate | lb/MMBtu | 0 | 0 | 0 | 0 | 0 | 0 | 0
NJ Non-HEDD CT NGas Units - Nox Rate Annual v5.12, Unit 931 and retrofits | 585 | 2455 | Rate Constraint in lbs/MWh | FALSE | L | Annual | Generation | TWh | 0 | 0 | 0 | 0 | 0 | 0 | 0
NJ Non-HEDD CT NGas Units - Nox Rate Annual v5.12, Unit 931 and retrofits | 585 | 2455 | Rate Constraint in lbs/MWh | FALSE | L | Annual | Qualifying Generation | TWh | 0 | 0 | 0 | 0 | 0 | 0 | 0
NJ Non-HEDD CT NGas Units - Nox Rate Annual v5.12, Unit 931 and retrofits | 585 | 2455 | Rate Constraint in lbs/MWh | FALSE | L | Annual | Constraint Shadow Price | US$/Ton | 157724.4193 | 179296.2676 | 331474.0737 | 361587.8951 | 353773.9681 | 66945.1071 | 79147.4063
NJ Non-HEDD CT NGas Units - Nox Rate Annual v5.12, Unit 933 and retrofits | 586 | 2455 | Rate Constraint in lbs/MWh | FALSE | L | Annual | Seasons Included | Seasons | Winter, Summer | Winter, Summer | Winter, Summer | Winter, Summer | Winter, Summer | Winter, Summer | Winter, Summer
NJ Non-HEDD CT NGas Units - Nox Rate Annual v5.12, Unit 933 and retrofits | 586 | 2455 | Rate Constraint in lbs/MWh | FALSE | L | Annual | Standard | lb/MWh | 2.2 | 2.2 | 2.2 | 2.2 | 2.2 | 2.2 | 2.2
NJ Non-HEDD CT NGas Units - Nox Rate Annual v5.12, Unit 933 and retrofits | 586 | 2455 | Rate Constraint in lbs/MWh | FALSE | L | Annual | Emissions at Affected Plants NOX | MTons | 0.0056144 | 0.0056144 | 0.0056144 | 0.0056144 | 0.0056144 | 0.0056144 | 0.0056144
NJ Non-HEDD CT NGas Units - Nox Rate Annual v5.12, Unit 933 and retrofits | 586 | 2455 | Rate Constraint in lbs/MWh | FALSE | L | Annual | Allowances Purchased NOX | MTons | 0 | 0 | 0 | 0 | 0 | 0 | 0
NJ Non-HEDD CT NGas Units - Nox Rate Annual v5.12, Unit 933 and retrofits | 586 | 2455 | Rate Constraint in lbs/MWh | FALSE | L | Annual | Allowances Sold NOX | MTons | 0 | 0 | 0 | 0 | 0 | 0 | 0
NJ Non-HEDD CT NGas Units - Nox Rate Annual v5.12, Unit 933 and retrofits | 586 | 2455 | Rate Constraint in lbs/MWh | FALSE | L | Annual | Allowances Banked | MTons | 0 | 0 | 0 | 0 | 0 | 0 | 0
NJ Non-HEDD CT NGas Units - Nox Rate Annual v5.12, Unit 933 and retrofits | 586 | 2455 | Rate Constraint in lbs/MWh | FALSE | L | Annual | Allowances Withdrawn (1:1) | MTons | 0 | 0 | 0 | 0 | 0 | 0 | 0
NJ Non-HEDD CT NGas Units - Nox Rate Annual v5.12, Unit 933 and retrofits | 586 | 2455 | Rate Constraint in lbs/MWh | FALSE | L | Annual | Allowances Withdrawn (n:1) | MTons | 0 | 0 | 0 | 0 | 0 | 0 | 0
NJ Non-HEDD CT NGas Units - Nox Rate Annual v5.12, Unit 933 and retrofits | 586 | 2455 | Rate Constraint in lbs/MWh | FALSE | L | Annual | Net Emissions Allowance Position | MTons | 0.0056144 | 0.0056144 | 0.0056144 | 0.0056144 | 0.0056144 | 0.0056144 | 0.0056144
NJ Non-HEDD CT NGas Units - Nox Rate Annual v5.12, Unit 933 and retrofits | 586 | 2455 | Rate Constraint in lbs/MWh | FALSE | L | Annual | Fuel Consumed | TBtu | 0.057981 | 0.057981 | 0.057981 | 0.057981 | 0.057981 | 0.057981 | 0.057981
NJ Non-HEDD CT NGas Units - Nox Rate Annual v5.12, Unit 933 and retrofits | 586 | 2455 | Rate Constraint in lbs/MWh | FALSE | L | Annual | Rate | lb/MMBtu | 0.19366 | 0.19366 | 0.19366 | 0.19366 | 0.19366 | 0.19366 | 0.19366
NJ Non-HEDD CT NGas Units - Nox Rate Annual v5.12, Unit 933 and retrofits | 586 | 2455 | Rate Constraint in lbs/MWh | FALSE | L | Annual | Generation | TWh | 0.005104 | 0.005104 | 0.005104 | 0.005104 | 0.005104 | 0.005104 | 0.005104
NJ Non-HEDD CT NGas Units - Nox Rate Annual v5.12, Unit 933 and retrofits | 586 | 2455 | Rate Constraint in lbs/MWh | FALSE | L | Annual | Qualifying Generation | TWh | 0.005104 | 0.005104 | 0.005104 | 0.005104 | 0.005104 | 0.005104 | 0.005104
NJ Non-HEDD CT NGas Units - Nox Rate Annual v5.12, Unit 933 and retrofits | 586 | 2455 | Rate Constraint in lbs/MWh | FALSE | L | Annual | Constraint Shadow Price | US$/Ton | 0 | 0 | 0 | 0 | 0 | 0 | 0
NJ Non-HEDD CT NGas Units - Nox Rate Annual v5.12, Unit 934 and retrofits | 587 | 2455 | Rate Constraint in lbs/MWh | FALSE | L | Annual | Seasons Included | Seasons | Winter, Summer | Winter, Summer | Winter, Summer | Winter, Summer | Winter, Summer | Winter, Summer | Winter, Summer
NJ Non-HEDD CT NGas Units - Nox Rate Annual v5.12, Unit 934 and retrofits | 587 | 2455 | Rate Constraint in lbs/MWh | FALSE | L | Annual | Standard | lb/MWh | 2.2 | 2.2 | 2.2 | 2.2 | 2.2 | 2.2 | 2.2
NJ Non-HEDD CT NGas Units - Nox Rate Annual v5.12, Unit 934 and retrofits | 587 | 2455 | Rate Constraint in lbs/MWh | FALSE | L | Annual | Emissions at Affected Plants NOX | MTons | 0.0059711 | 0.0059711 | 0.0059711 | 0.0059711 | 0.0059711 | 0.0059711 | 0.0059711
NJ Non-HEDD CT NGas Units - Nox Rate Annual v5.12, Unit 934 and retrofits | 587 | 2455 | Rate Constraint in lbs/MWh | FALSE | L | Annual | Allowances Purchased NOX | MTons | 0 | 0 | 0 | 0 | 0 | 0 | 0
NJ Non-HEDD CT NGas Units - Nox Rate Annual v5.12, Unit 934 and retrofits | 587 | 2455 | Rate Constraint in lbs/MWh | FALSE | L | Annual | Allowances Sold NOX | MTons | 0 | 0 | 0 | 0 | 0 | 0 | 0
NJ Non-HEDD CT NGas Units - Nox Rate Annual v5.12, Unit 934 and retrofits | 587 | 2455 | Rate Constraint in lbs/MWh | FALSE | L | Annual | Allowances Banked | MTons | 0 | 0 | 0 | 0 | 0 | 0 | 0
NJ Non-HEDD CT NGas Units - Nox Rate Annual v5.12, Unit 934 and retrofits | 587 | 2455 | Rate Constraint in lbs/MWh | FALSE | L | Annual | Allowances Withdrawn (1:1) | MTons | 0 | 0 | 0 | 0 | 0 | 0 | 0
NJ Non-HEDD CT NGas Units - Nox Rate Annual v5.12, Unit 934 and retrofits | 587 | 2455 | Rate Constraint in lbs/MWh | FALSE | L | Annual | Allowances Withdrawn (n:1) | MTons | 0 | 0 | 0 | 0 | 0 | 0 | 0
NJ Non-HEDD CT NGas Units - Nox Rate Annual v5.12, Unit 934 and retrofits | 587 | 2455 | Rate Constraint in lbs/MWh | FALSE | L | Annual | Net Emissions Allowance Position | MTons | 0.0059711 | 0.0059711 | 0.0059711 | 0.0059711 | 0.0059711 | 0.0059711 | 0.0059711
NJ Non-HEDD CT NGas Units - Nox Rate Annual v5.12, Unit 934 and retrofits | 587 | 2455 | Rate Constraint in lbs/MWh | FALSE | L | Annual | Fuel Consumed | TBtu | 0.063688 | 0.063688 | 0.063688 | 0.063688 | 0.063688 | 0.063688 | 0.063688
NJ Non-HEDD CT NGas Units - Nox Rate Annual v5.12, Unit 934 and retrofits | 587 | 2455 | Rate Constraint in lbs/MWh | FALSE | L | Annual | Rate | lb/MMBtu | 0.18751 | 0.18751 | 0.18751 | 0.18751 | 0.18751 | 0.18751 | 0.18751
NJ Non-HEDD CT NGas Units - Nox Rate Annual v5.12, Unit 934 and retrofits | 587 | 2455 | Rate Constraint in lbs/MWh | FALSE | L | Annual | Generation | TWh | 0.0055979 | 0.0055979 | 0.0055979 | 0.0055979 | 0.0055979 | 0.0055979 | 0.0055979
NJ Non-HEDD CT NGas Units - Nox Rate Annual v5.12, Unit 934 and retrofits | 587 | 2455 | Rate Constraint in lbs/MWh | FALSE | L | Annual | Qualifying Generation | TWh | 0.0055979 | 0.0055979 | 0.0055979 | 0.0055979 | 0.0055979 | 0.0055979 | 0.0055979
NJ Non-HEDD CT NGas Units - Nox Rate Annual v5.12, Unit 934 and retrofits | 587 | 2455 | Rate Constraint in lbs/MWh | FALSE | L | Annual | Constraint Shadow Price | US$/Ton | 0 | 0 | 0 | 0 | 0 | 0 | 0
NJ Non-HEDD CT NGas Units - Nox Rate Annual v5.12, Unit 942 and retrofits | 588 | 2455 | Rate Constraint in lbs/MWh | FALSE | L | Annual | Seasons Included | Seasons | Winter, Summer | Winter, Summer | Winter, Summer | Winter, Summer | Winter, Summer | Winter, Summer | Winter, Summer
NJ Non-HEDD CT NGas Units - Nox Rate Annual v5.12, Unit 942 and retrofits | 588 | 2455 | Rate Constraint in lbs/MWh | FALSE | L | Annual | Standard | lb/MWh | 2.2 | 2.2 | 2.2 | 2.2 | 2.2 | 2.2 | 2.2
NJ Non-HEDD CT NGas Units - Nox Rate Annual v5.12, Unit 942 and retrofits | 588 | 2455 | Rate Constraint in lbs/MWh | FALSE | L | Annual | Emissions at Affected Plants NOX | MTons | 0.0029689 | 0.0029689 | 0.015092 | 0.015092 | 0.0029689 | 0 | 0
NJ Non-HEDD CT NGas Units - Nox Rate Annual v5.12, Unit 942 and retrofits | 588 | 2455 | Rate Constraint in lbs/MWh | FALSE | L | Annual | Allowances Purchased NOX | MTons | 0 | 0 | 0 | 0 | 0 | 0 | 0
NJ Non-HEDD CT NGas Units - Nox Rate Annual v5.12, Unit 942 and retrofits | 588 | 2455 | Rate Constraint in lbs/MWh | FALSE | L | Annual | Allowances Sold NOX | MTons | 0 | 0 | 0 | 0 | 0 | 0 | 0
NJ Non-HEDD CT NGas Units - Nox Rate Annual v5.12, Unit 942 and retrofits | 588 | 2455 | Rate Constraint in lbs/MWh | FALSE | L | Annual | Allowances Banked | MTons | 0 | 0 | 0 | 0 | 0 | 0 | 0
NJ Non-HEDD CT NGas Units - Nox Rate Annual v5.12, Unit 942 and retrofits | 588 | 2455 | Rate Constraint in lbs/MWh | FALSE | L | Annual | Allowances Withdrawn (1:1) | MTons | 0 | 0 | 0 | 0 | 0 | 0 | 0
NJ Non-HEDD CT NGas Units - Nox Rate Annual v5.12, Unit 942 and retrofits | 588 | 2455 | Rate Constraint in lbs/MWh | FALSE | L | Annual | Allowances Withdrawn (n:1) | MTons | 0 | 0 | 0 | 0 | 0 | 0 | 0
NJ Non-HEDD CT NGas Units - Nox Rate Annual v5.12, Unit 942 and retrofits | 588 | 2455 | Rate Constraint in lbs/MWh | FALSE | L | Annual | Net Emissions Allowance Position | MTons | 0.0029689 | 0.0029689 | 0.015092 | 0.015092 | 0.0029689 | 0 | 0
NJ Non-HEDD CT NGas Units - Nox Rate Annual v5.12, Unit 942 and retrofits | 588 | 2455 | Rate Constraint in lbs/MWh | FALSE | L | Annual | Fuel Consumed | TBtu | 0.040228 | 0.040228 | 0.20449 | 0.20449 | 0.040228 | 0 | 0
NJ Non-HEDD CT NGas Units - Nox Rate Annual v5.12, Unit 942 and retrofits | 588 | 2455 | Rate Constraint in lbs/MWh | FALSE | L | Annual | Rate | lb/MMBtu | 0.1476 | 0.1476 | 0.1476 | 0.1476 | 0.1476 | 0 | 0
NJ Non-HEDD CT NGas Units - Nox Rate Annual v5.12, Unit 942 and retrofits | 588 | 2455 | Rate Constraint in lbs/MWh | FALSE | L | Annual | Generation | TWh | 0.0027003 | 0.0027003 | 0.013726 | 0.013726 | 0.0027003 | 0 | 0
NJ Non-HEDD CT NGas Units - Nox Rate Annual v5.12, Unit 942 and retrofits | 588 | 2455 | Rate Constraint in lbs/MWh | FALSE | L | Annual | Qualifying Generation | TWh | 0.0027003 | 0.0027003 | 0.013726 | 0.013726 | 0.0027003 | 0 | 0
NJ Non-HEDD CT NGas Units - Nox Rate Annual v5.12, Unit 942 and retrofits | 588 | 2455 | Rate Constraint in lbs/MWh | FALSE | L | Annual | Constraint Shadow Price | US$/Ton | 0 | 0 | 0 | 0 | 0 | 0 | 0
NJ Non-HEDD CT NGas Units - Nox Rate Annual v5.12, Unit 943 and retrofits | 589 | 2455 | Rate Constraint in lbs/MWh | FALSE | L | Annual | Seasons Included | Seasons | Winter, Summer | Winter, Summer | Winter, Summer | Winter, Summer | Winter, Summer | Winter, Summer | Winter, Summer
NJ Non-HEDD CT NGas Units - Nox Rate Annual v5.12, Unit 943 and retrofits | 589 | 2455 | Rate Constraint in lbs/MWh | FALSE | L | Annual | Standard | lb/MWh | 2.2 | 2.2 | 2.2 | 2.2 | 2.2 | 2.2 | 2.2
NJ Non-HEDD CT NGas Units - Nox Rate Annual v5.12, Unit 943 and retrofits | 589 | 2455 | Rate Constraint in lbs/MWh | FALSE | L | Annual | Emissions at Affected Plants NOX | MTons | 0.0019435 | 0.0019435 | 0.0019435 | 0.0019435 | 0.0019435 | 0 | 0
NJ Non-HEDD CT NGas Units - Nox Rate Annual v5.12, Unit 943 and retrofits | 589 | 2455 | Rate Constraint in lbs/MWh | FALSE | L | Annual | Allowances Purchased NOX | MTons | 0 | 0 | 0 | 0 | 0 | 0 | 0
NJ Non-HEDD CT NGas Units - Nox Rate Annual v5.12, Unit 943 and retrofits | 589 | 2455 | Rate Constraint in lbs/MWh | FALSE | L | Annual | Allowances Sold NOX | MTons | 0 | 0 | 0 | 0 | 0 | 0 | 0
NJ Non-HEDD CT NGas Units - Nox Rate Annual v5.12, Unit 943 and retrofits | 589 | 2455 | Rate Constraint in lbs/MWh | FALSE | L | Annual | Allowances Banked | MTons | 0 | 0 | 0 | 0 | 0 | 0 | 0
NJ Non-HEDD CT NGas Units - Nox Rate Annual v5.12, Unit 943 and retrofits | 589 | 2455 | Rate Constraint in lbs/MWh | FALSE | L | Annual | Allowances Withdrawn (1:1) | MTons | 0 | 0 | 0 | 0 | 0 | 0 | 0
NJ Non-HEDD CT NGas Units - Nox Rate Annual v5.12, Unit 943 and retrofits | 589 | 2455 | Rate Constraint in lbs/MWh | FALSE | L | Annual | Allowances Withdrawn (n:1) | MTons | 0 | 0 | 0 | 0 | 0 | 0 | 0
NJ Non-HEDD CT NGas Units - Nox Rate Annual v5.12, Unit 943 and retrofits | 589 | 2455 | Rate Constraint in lbs/MWh | FALSE | L | Annual | Net Emissions Allowance Position | MTons | 0.0019435 | 0.0019435 | 0.0019435 | 0.0019435 | 0.0019435 | 0 | 0
NJ Non-HEDD CT NGas Units - Nox Rate Annual v5.12, Unit 943 and retrofits | 589 | 2455 | Rate Constraint in lbs/MWh | FALSE | L | Annual | Fuel Consumed | TBtu | 0.028768 | 0.028768 | 0.028768 | 0.028768 | 0.028768 | 0 | 0
NJ Non-HEDD CT NGas Units - Nox Rate Annual v5.12, Unit 943 and retrofits | 589 | 2455 | Rate Constraint in lbs/MWh | FALSE | L | Annual | Rate | lb/MMBtu | 0.13512 | 0.13512 | 0.13512 | 0.13512 | 0.13512 | 0 | 0
NJ Non-HEDD CT NGas Units - Nox Rate Annual v5.12, Unit 943 and retrofits | 589 | 2455 | Rate Constraint in lbs/MWh | FALSE | L | Annual | Generation | TWh | 0.0017668 | 0.0017668 | 0.0017668 | 0.0017668 | 0.0017668 | 0 | 0
NJ Non-HEDD CT NGas Units - Nox Rate Annual v5.12, Unit 943 and retrofits | 589 | 2455 | Rate Constraint in lbs/MWh | FALSE | L | Annual | Qualifying Generation | TWh | 0.0017668 | 0.0017668 | 0.0017668 | 0.0017668 | 0.0017668 | 0 | 0
NJ Non-HEDD CT NGas Units - Nox Rate Annual v5.12, Unit 943 and retrofits | 589 | 2455 | Rate Constraint in lbs/MWh | FALSE | L | Annual | Constraint Shadow Price | US$/Ton | 0 | 0 | 0 | 0 | 0 | 0 | 0
NJ Non-HEDD CT NGas Units - Nox Rate Annual v5.12, Unit 944 and retrofits | 590 | 2455 | Rate Constraint in lbs/MWh | FALSE | L | Annual | Seasons Included | Seasons | Winter, Summer | Winter, Summer | Winter, Summer | Winter, Summer | Winter, Summer | Winter, Summer | Winter, Summer
NJ Non-HEDD CT NGas Units - Nox Rate Annual v5.12, Unit 944 and retrofits | 590 | 2455 | Rate Constraint in lbs/MWh | FALSE | L | Annual | Standard | lb/MWh | 2.2 | 2.2 | 2.2 | 2.2 | 2.2 | 2.2 | 2.2
NJ Non-HEDD CT NGas Units - Nox Rate Annual v5.12, Unit 944 and retrofits | 590 | 2455 | Rate Constraint in lbs/MWh | FALSE | L | Annual | Emissions at Affected Plants NOX | MTons | 0.0020899 | 0.0020899 | 0.0020899 | 0.0020899 | 0.0020899 | 0 | 0
NJ Non-HEDD CT NGas Units - Nox Rate Annual v5.12, Unit 944 and retrofits | 590 | 2455 | Rate Constraint in lbs/MWh | FALSE | L | Annual | Allowances Purchased NOX | MTons | 0 | 0 | 0 | 0 | 0 | 0 | 0
NJ Non-HEDD CT NGas Units - Nox Rate Annual v5.12, Unit 944 and retrofits | 590 | 2455 | Rate Constraint in lbs/MWh | FALSE | L | Annual | Allowances Sold NOX | MTons | 0 | 0 | 0 | 0 | 0 | 0 | 0
NJ Non-HEDD CT NGas Units - Nox Rate Annual v5.12, Unit 944 and retrofits | 590 | 2455 | Rate Constraint in lbs/MWh | FALSE | L | Annual | Allowances Banked | MTons | 0 | 0 | 0 | 0 | 0 | 0 | 0
NJ Non-HEDD CT NGas Units - Nox Rate Annual v5.12, Unit 944 and retrofits | 590 | 2455 | Rate Constraint in lbs/MWh | FALSE | L | Annual | Allowances Withdrawn (1:1) | MTons | 0 | 0 | 0 | 0 | 0 | 0 | 0
NJ Non-HEDD CT NGas Units - Nox Rate Annual v5.12, Unit 944 and retrofits | 590 | 2455 | Rate Constraint in lbs/MWh | FALSE | L | Annual | Allowances Withdrawn (n:1) | MTons | 0 | 0 | 0 | 0 | 0 | 0 | 0
NJ Non-HEDD CT NGas Units - Nox Rate Annual v5.12, Unit 944 and retrofits | 590 | 2455 | Rate Constraint in lbs/MWh | FALSE | L | Annual | Net Emissions Allowance Position | MTons | 0.0020899 | 0.0020899 | 0.0020899 | 0.0020899 | 0.0020899 | 0 | 0
NJ Non-HEDD CT NGas Units - Nox Rate Annual v5.12, Unit 944 and retrofits | 590 | 2455 | Rate Constraint in lbs/MWh | FALSE | L | Annual | Fuel Consumed | TBtu | 0.030939 | 0.030939 | 0.030939 | 0.030939 | 0.030939 | 0 | 0
NJ Non-HEDD CT NGas Units - Nox Rate Annual v5.12, Unit 944 and retrofits | 590 | 2455 | Rate Constraint in lbs/MWh | FALSE | L | Annual | Rate | lb/MMBtu | 0.1351 | 0.1351 | 0.1351 | 0.1351 | 0.1351 | 0 | 0
NJ Non-HEDD CT NGas Units - Nox Rate Annual v5.12, Unit 944 and retrofits | 590 | 2455 | Rate Constraint in lbs/MWh | FALSE | L | Annual | Generation | TWh | 0.0019002 | 0.0019002 | 0.0019002 | 0.0019002 | 0.0019002 | 0 | 0
NJ Non-HEDD CT NGas Units - Nox Rate Annual v5.12, Unit 944 and retrofits | 590 | 2455 | Rate Constraint in lbs/MWh | FALSE | L | Annual | Qualifying Generation | TWh | 0.0019002 | 0.0019002 | 0.0019002 | 0.0019002 | 0.0019002 | 0 | 0
NJ Non-HEDD CT NGas Units - Nox Rate Annual v5.12, Unit 944 and retrofits | 590 | 2455 | Rate Constraint in lbs/MWh | FALSE | L | Annual | Constraint Shadow Price | US$/Ton | 0 | 0 | 0 | 0 | 0 | 0 | 0
NJ Non-HEDD CT NGas Units - Nox Rate Annual v5.12, Unit 945 and retrofits | 591 | 2455 | Rate Constraint in lbs/MWh | FALSE | L | Annual | Seasons Included | Seasons | Winter, Summer | Winter, Summer | Winter, Summer | Winter, Summer | Winter, Summer | Winter, Summer | Winter, Summer
NJ Non-HEDD CT NGas Units - Nox Rate Annual v5.12, Unit 945 and retrofits | 591 | 2455 | Rate Constraint in lbs/MWh | FALSE | L | Annual | Standard | lb/MWh | 2.2 | 2.2 | 2.2 | 2.2 | 2.2 | 2.2 | 2.2
NJ Non-HEDD CT NGas Units - Nox Rate Annual v5.12, Unit 945 and retrofits | 591 | 2455 | Rate Constraint in lbs/MWh | FALSE | L | Annual | Emissions at Affected Plants NOX | MTons | 0.0020899 | 0.0020899 | 0.0020899 | 0.0020899 | 0.0020899 | 0 | 0
NJ Non-HEDD CT NGas Units - Nox Rate Annual v5.12, Unit 945 and retrofits | 591 | 2455 | Rate Constraint in lbs/MWh | FALSE | L | Annual | Allowances Purchased NOX | MTons | 0 | 0 | 0 | 0 | 0 | 0 | 0
NJ Non-HEDD CT NGas Units - Nox Rate Annual v5.12, Unit 945 and retrofits | 591 | 2455 | Rate Constraint in lbs/MWh | FALSE | L | Annual | Allowances Sold NOX | MTons | 0 | 0 | 0 | 0 | 0 | 0 | 0
NJ Non-HEDD CT NGas Units - Nox Rate Annual v5.12, Unit 945 and retrofits | 591 | 2455 | Rate Constraint in lbs/MWh | FALSE | L | Annual | Allowances Banked | MTons | 0 | 0 | 0 | 0 | 0 | 0 | 0
NJ Non-HEDD CT NGas Units - Nox Rate Annual v5.12, Unit 945 and retrofits | 591 | 2455 | Rate Constraint in lbs/MWh | FALSE | L | Annual | Allowances Withdrawn (1:1) | MTons | 0 | 0 | 0 | 0 | 0 | 0 | 0
NJ Non-HEDD CT NGas Units - Nox Rate Annual v5.12, Unit 945 and retrofits | 591 | 2455 | Rate Constraint in lbs/MWh | FALSE | L | Annual | Allowances Withdrawn (n:1) | MTons | 0 | 0 | 0 | 0 | 0 | 0 | 0
NJ Non-HEDD CT NGas Units - Nox Rate Annual v5.12, Unit 945 and retrofits | 591 | 2455 | Rate Constraint in lbs/MWh | FALSE | L | Annual | Net Emissions Allowance Position | MTons | 0.0020899 | 0.0020899 | 0.0020899 | 0.0020899 | 0.0020899 | 0 | 0
NJ Non-HEDD CT NGas Units - Nox Rate Annual v5.12, Unit 945 and retrofits | 591 | 2455 | Rate Constraint in lbs/MWh | FALSE | L | Annual | Fuel Consumed | TBtu | 0.030939 | 0.030939 | 0.030939 | 0.030939 | 0.030939 | 0 | 0
NJ Non-HEDD CT NGas Units - Nox Rate Annual v5.12, Unit 945 and retrofits | 591 | 2455 | Rate Constraint in lbs/MWh | FALSE | L | Annual | Rate | lb/MMBtu | 0.1351 | 0.1351 | 0.1351 | 0.1351 | 0.1351 | 0 | 0
NJ Non-HEDD CT NGas Units - Nox Rate Annual v5.12, Unit 945 and retrofits | 591 | 2455 | Rate Constraint in lbs/MWh | FALSE | L | Annual | Generation | TWh | 0.0019002 | 0.0019002 | 0.0019002 | 0.0019002 | 0.0019002 | 0 | 0
NJ Non-HEDD CT NGas Units - Nox Rate Annual v5.12, Unit 945 and retrofits | 591 | 2455 | Rate Constraint in lbs/MWh | FALSE | L | Annual | Qualifying Generation | TWh | 0.0019002 | 0.0019002 | 0.0019002 | 0.0019002 | 0.0019002 | 0 | 0
NJ Non-HEDD CT NGas Units - Nox Rate Annual v5.12, Unit 945 and retrofits | 591 | 2455 | Rate Constraint in lbs/MWh | FALSE | L | Annual | Constraint Shadow Price | US$/Ton | 0 | 0 | 0 | 0 | 0 | 0 | 0
NJ Non-HEDD CT NGas Units - Nox Rate Annual v5.12, Unit 947 and retrofits | 592 | 2455 | Rate Constraint in lbs/MWh | FALSE | L | Annual | Seasons Included | Seasons | Winter, Summer | Winter, Summer | Winter, Summer | Winter, Summer | Winter, Summer | Winter, Summer | Winter, Summer
NJ Non-HEDD CT NGas Units - Nox Rate Annual v5.12, Unit 947 and retrofits | 592 | 2455 | Rate Constraint in lbs/MWh | FALSE | L | Annual | Standard | lb/MWh | 2.2 | 2.2 | 2.2 | 2.2 | 2.2 | 2.2 | 2.2
NJ Non-HEDD CT NGas Units - Nox Rate Annual v5.12, Unit 947 and retrofits | 592 | 2455 | Rate Constraint in lbs/MWh | FALSE | L | Annual | Emissions at Affected Plants NOX | MTons | 0.0031536 | 0.0031536 | 0.016031 | 0.016031 | 0.016031 | 0.015601 | 0
NJ Non-HEDD CT NGas Units - Nox Rate Annual v5.12, Unit 947 and retrofits | 592 | 2455 | Rate Constraint in lbs/MWh | FALSE | L | Annual | Allowances Purchased NOX | MTons | 0 | 0 | 0 | 0 | 0 | 0 | 0
NJ Non-HEDD CT NGas Units - Nox Rate Annual v5.12, Unit 947 and retrofits | 592 | 2455 | Rate Constraint in lbs/MWh | FALSE | L | Annual | Allowances Sold NOX | MTons | 0 | 0 | 0 | 0 | 0 | 0 | 0
NJ Non-HEDD CT NGas Units - Nox Rate Annual v5.12, Unit 947 and retrofits | 592 | 2455 | Rate Constraint in lbs/MWh | FALSE | L | Annual | Allowances Banked | MTons | 0 | 0 | 0 | 0 | 0 | 0 | 0
NJ Non-HEDD CT NGas Units - Nox Rate Annual v5.12, Unit 947 and retrofits | 592 | 2455 | Rate Constraint in lbs/MWh | FALSE | L | Annual | Allowances Withdrawn (1:1) | MTons | 0 | 0 | 0 | 0 | 0 | 0 | 0
NJ Non-HEDD CT NGas Units - Nox Rate Annual v5.12, Unit 947 and retrofits | 592 | 2455 | Rate Constraint in lbs/MWh | FALSE | L | Annual | Allowances Withdrawn (n:1) | MTons | 0 | 0 | 0 | 0 | 0 | 0 | 0
NJ Non-HEDD CT NGas Units - Nox Rate Annual v5.12, Unit 947 and retrofits | 592 | 2455 | Rate Constraint in lbs/MWh | FALSE | L | Annual | Net Emissions Allowance Position | MTons | 0.0031536 | 0.0031536 | 0.016031 | 0.016031 | 0.016031 | 0.015601 | 0
NJ Non-HEDD CT NGas Units - Nox Rate Annual v5.12, Unit 947 and retrofits | 592 | 2455 | Rate Constraint in lbs/MWh | FALSE | L | Annual | Fuel Consumed | TBtu | 0.041538 | 0.041538 | 0.21115 | 0.21115 | 0.21115 | 0.20549 | 0
NJ Non-HEDD CT NGas Units - Nox Rate Annual v5.12, Unit 947 and retrofits | 592 | 2455 | Rate Constraint in lbs/MWh | FALSE | L | Annual | Rate | lb/MMBtu | 0.15184 | 0.15184 | 0.15184 | 0.15184 | 0.15184 | 0.15184 | 0
NJ Non-HEDD CT NGas Units - Nox Rate Annual v5.12, Unit 947 and retrofits | 592 | 2455 | Rate Constraint in lbs/MWh | FALSE | L | Annual | Generation | TWh | 0.0028669 | 0.0028669 | 0.014573 | 0.014573 | 0.014573 | 0.014183 | 0
NJ Non-HEDD CT NGas Units - Nox Rate Annual v5.12, Unit 947 and retrofits | 592 | 2455 | Rate Constraint in lbs/MWh | FALSE | L | Annual | Qualifying Generation | TWh | 0.0028669 | 0.0028669 | 0.014573 | 0.014573 | 0.014573 | 0.014183 | 0
NJ Non-HEDD CT NGas Units - Nox Rate Annual v5.12, Unit 947 and retrofits | 592 | 2455 | Rate Constraint in lbs/MWh | FALSE | L | Annual | Constraint Shadow Price | US$/Ton | 0 | 0 | 0 | 0 | 0 | 0 | 0
NJ Non-HEDD CT NGas Units - Nox Rate Annual v5.12, Unit 948 and retrofits | 593 | 2455 | Rate Constraint in lbs/MWh | FALSE | L | Annual | Seasons Included | Seasons | Winter, Summer | Winter, Summer | Winter, Summer | Winter, Summer | Winter, Summer | Winter, Summer | Winter, Summer
NJ Non-HEDD CT NGas Units - Nox Rate Annual v5.12, Unit 948 and retrofits | 593 | 2455 | Rate Constraint in lbs/MWh | FALSE | L | Annual | Standard | lb/MWh | 2.2 | 2.2 | 2.2 | 2.2 | 2.2 | 2.2 | 2.2
NJ Non-HEDD CT NGas Units - Nox Rate Annual v5.12, Unit 948 and retrofits | 593 | 2455 | Rate Constraint in lbs/MWh | FALSE | L | Annual | Emissions at Affected Plants NOX | MTons | 0.0016026 | 0.0016026 | 0.0016026 | 0.0016026 | 0.0016026 | 0 | 0
NJ Non-HEDD CT NGas Units - Nox Rate Annual v5.12, Unit 948 and retrofits | 593 | 2455 | Rate Constraint in lbs/MWh | FALSE | L | Annual | Allowances Purchased NOX | MTons | 0 | 0 | 0 | 0 | 0 | 0 | 0
NJ Non-HEDD CT NGas Units - Nox Rate Annual v5.12, Unit 948 and retrofits | 593 | 2455 | Rate Constraint in lbs/MWh | FALSE | L | Annual | Allowances Sold NOX | MTons | 0 | 0 | 0 | 0 | 0 | 0 | 0
NJ Non-HEDD CT NGas Units - Nox Rate Annual v5.12, Unit 948 and retrofits | 593 | 2455 | Rate Constraint in lbs/MWh | FALSE | L | Annual | Allowances Banked | MTons | 0 | 0 | 0 | 0 | 0 | 0 | 0
NJ Non-HEDD CT NGas Units - Nox Rate Annual v5.12, Unit 948 and retrofits | 593 | 2455 | Rate Constraint in lbs/MWh | FALSE | L | Annual | Allowances Withdrawn (1:1) | MTons | 0 | 0 | 0 | 0 | 0 | 0 | 0
NJ Non-HEDD CT NGas Units - Nox Rate Annual v5.12, Unit 948 and retrofits | 593 | 2455 | Rate Constraint in lbs/MWh | FALSE | L | Annual | Allowances Withdrawn (n:1) | MTons | 0 | 0 | 0 | 0 | 0 | 0 | 0
NJ Non-HEDD CT NGas Units - Nox Rate Annual v5.12, Unit 948 and retrofits | 593 | 2455 | Rate Constraint in lbs/MWh | FALSE | L | Annual | Net Emissions Allowance Position | MTons | 0.0016026 | 0.0016026 | 0.0016026 | 0.0016026 | 0.0016026 | 0 | 0
NJ Non-HEDD CT NGas Units - Nox Rate Annual v5.12, Unit 948 and retrofits | 593 | 2455 | Rate Constraint in lbs/MWh | FALSE | L | Annual | Fuel Consumed | TBtu | 0.024982 | 0.024982 | 0.024982 | 0.024982 | 0.024982 | 0 | 0
NJ Non-HEDD CT NGas Units - Nox Rate Annual v5.12, Unit 948 and retrofits | 593 | 2455 | Rate Constraint in lbs/MWh | FALSE | L | Annual | Rate | lb/MMBtu | 0.1283 | 0.1283 | 0.1283 | 0.1283 | 0.1283 | 0 | 0
NJ Non-HEDD CT NGas Units - Nox Rate Annual v5.12, Unit 948 and retrofits | 593 | 2455 | Rate Constraint in lbs/MWh | FALSE | L | Annual | Generation | TWh | 0.0014575 | 0.0014575 | 0.0014575 | 0.0014575 | 0.0014575 | 0 | 0
NJ Non-HEDD CT NGas Units - Nox Rate Annual v5.12, Unit 948 and retrofits | 593 | 2455 | Rate Constraint in lbs/MWh | FALSE | L | Annual | Qualifying Generation | TWh | 0.0014575 | 0.0014575 | 0.0014575 | 0.0014575 | 0.0014575 | 0 | 0
NJ Non-HEDD CT NGas Units - Nox Rate Annual v5.12, Unit 948 and retrofits | 593 | 2455 | Rate Constraint in lbs/MWh | FALSE | L | Annual | Constraint Shadow Price | US$/Ton | 0 | 0 | 0 | 0 | 0 | 0 | 0
NJ Non-HEDD CT NGas Units - Nox Rate Annual v5.12, Unit 949 and retrofits | 594 | 2455 | Rate Constraint in lbs/MWh | FALSE | L | Annual | Seasons Included | Seasons | Winter, Summer | Winter, Summer | Winter, Summer | Winter, Summer | Winter, Summer | Winter, Summer | Winter, Summer
NJ Non-HEDD CT NGas Units - Nox Rate Annual v5.12, Unit 949 and retrofits | 594 | 2455 | Rate Constraint in lbs/MWh | FALSE | L | Annual | Standard | lb/MWh | 2.2 | 2.2 | 2.2 | 2.2 | 2.2 | 2.2 | 2.2
NJ Non-HEDD CT NGas Units - Nox Rate Annual v5.12, Unit 949 and retrofits | 594 | 2455 | Rate Constraint in lbs/MWh | FALSE | L | Annual | Emissions at Affected Plants NOX | MTons | 0.0017093 | 0.0017093 | 0.0017093 | 0.0017093 | 0.0017093 | 0 | 0
NJ Non-HEDD CT NGas Units - Nox Rate Annual v5.12, Unit 949 and retrofits | 594 | 2455 | Rate Constraint in lbs/MWh | FALSE | L | Annual | Allowances Purchased NOX | MTons | 0 | 0 | 0 | 0 | 0 | 0 | 0
NJ Non-HEDD CT NGas Units - Nox Rate Annual v5.12, Unit 949 and retrofits | 594 | 2455 | Rate Constraint in lbs/MWh | FALSE | L | Annual | Allowances Sold NOX | MTons | 0 | 0 | 0 | 0 | 0 | 0 | 0
NJ Non-HEDD CT NGas Units - Nox Rate Annual v5.12, Unit 949 and retrofits | 594 | 2455 | Rate Constraint in lbs/MWh | FALSE | L | Annual | Allowances Banked | MTons | 0 | 0 | 0 | 0 | 0 | 0 | 0
NJ Non-HEDD CT NGas Units - Nox Rate Annual v5.12, Unit 949 and retrofits | 594 | 2455 | Rate Constraint in lbs/MWh | FALSE | L | Annual | Allowances Withdrawn (1:1) | MTons | 0 | 0 | 0 | 0 | 0 | 0 | 0
NJ Non-HEDD CT NGas Units - Nox Rate Annual v5.12, Unit 949 and retrofits | 594 | 2455 | Rate Constraint in lbs/MWh | FALSE | L | Annual | Allowances Withdrawn (n:1) | MTons | 0 | 0 | 0 | 0 | 0 | 0 | 0
NJ Non-HEDD CT NGas Units - Nox Rate Annual v5.12, Unit 949 and retrofits | 594 | 2455 | Rate Constraint in lbs/MWh | FALSE | L | Annual | Net Emissions Allowance Position | MTons | 0.0017093 | 0.0017093 | 0.0017093 | 0.0017093 | 0.0017093 | 0 | 0
NJ Non-HEDD CT NGas Units - Nox Rate Annual v5.12, Unit 949 and retrofits | 594 | 2455 | Rate Constraint in lbs/MWh | FALSE | L | Annual | Fuel Consumed | TBtu | 0.026625 | 0.026625 | 0.026625 | 0.026625 | 0.026625 | 0 | 0
NJ Non-HEDD CT NGas Units - Nox Rate Annual v5.12, Unit 949 and retrofits | 594 | 2455 | Rate Constraint in lbs/MWh | FALSE | L | Annual | Rate | lb/MMBtu | 0.1284 | 0.1284 | 0.1284 | 0.1284 | 0.1284 | 0 | 0
NJ Non-HEDD CT NGas Units - Nox Rate Annual v5.12, Unit 949 and retrofits | 594 | 2455 | Rate Constraint in lbs/MWh | FALSE | L | Annual | Generation | TWh | 0.0015546 | 0.0015546 | 0.0015546 | 0.0015546 | 0.0015546 | 0 | 0
NJ Non-HEDD CT NGas Units - Nox Rate Annual v5.12, Unit 949 and retrofits | 594 | 2455 | Rate Constraint in lbs/MWh | FALSE | L | Annual | Qualifying Generation | TWh | 0.0015546 | 0.0015546 | 0.0015546 | 0.0015546 | 0.0015546 | 0 | 0
NJ Non-HEDD CT NGas Units - Nox Rate Annual v5.12, Unit 949 and retrofits | 594 | 2455 | Rate Constraint in lbs/MWh | FALSE | L | Annual | Constraint Shadow Price | US$/Ton | 0 | 0 | 0 | 0 | 0 | 0 | 0
NJ Non-HEDD CT Oil Units - Nox Rate Annual v5.12, Unit 907 and retrofits | 595 | 2454 | Rate Constraint in lbs/MWh | FALSE | L | Annual | Seasons Included | Seasons | Winter, Summer | Winter, Summer | Winter, Summer | Winter, Summer | Winter, Summer | Winter, Summer | Winter, Summer
NJ Non-HEDD CT Oil Units - Nox Rate Annual v5.12, Unit 907 and retrofits | 595 | 2454 | Rate Constraint in lbs/MWh | FALSE | L | Annual | Standard | lb/MWh | 3 | 3 | 3 | 3 | 3 | 3 | 3
NJ Non-HEDD CT Oil Units - Nox Rate Annual v5.12, Unit 907 and retrofits | 595 | 2454 | Rate Constraint in lbs/MWh | FALSE | L | Annual | Emissions at Affected Plants NOX | MTons | 0 | 0 | 0 | 0 | 0 | 0 | 0
NJ Non-HEDD CT Oil Units - Nox Rate Annual v5.12, Unit 907 and retrofits | 595 | 2454 | Rate Constraint in lbs/MWh | FALSE | L | Annual | Allowances Purchased NOX | MTons | 0 | 0 | 0 | 0 | 0 | 0 | 0
NJ Non-HEDD CT Oil Units - Nox Rate Annual v5.12, Unit 907 and retrofits | 595 | 2454 | Rate Constraint in lbs/MWh | FALSE | L | Annual | Allowances Sold NOX | MTons | 0 | 0 | 0 | 0 | 0 | 0 | 0
NJ Non-HEDD CT Oil Units - Nox Rate Annual v5.12, Unit 907 and retrofits | 595 | 2454 | Rate Constraint in lbs/MWh | FALSE | L | Annual | Allowances Banked | MTons | 0 | 0 | 0 | 0 | 0 | 0 | 0
NJ Non-HEDD CT Oil Units - Nox Rate Annual v5.12, Unit 907 and retrofits | 595 | 2454 | Rate Constraint in lbs/MWh | FALSE | L | Annual | Allowances Withdrawn (1:1) | MTons | 0 | 0 | 0 | 0 | 0 | 0 | 0
NJ Non-HEDD CT Oil Units - Nox Rate Annual v5.12, Unit 907 and retrofits | 595 | 2454 | Rate Constraint in lbs/MWh | FALSE | L | Annual | Allowances Withdrawn (n:1) | MTons | 0 | 0 | 0 | 0 | 0 | 0 | 0
NJ Non-HEDD CT Oil Units - Nox Rate Annual v5.12, Unit 907 and retrofits | 595 | 2454 | Rate Constraint in lbs/MWh | FALSE | L | Annual | Net Emissions Allowance Position | MTons | 0 | 0 | 0 | 0 | 0 | 0 | 0
NJ Non-HEDD CT Oil Units - Nox Rate Annual v5.12, Unit 907 and retrofits | 595 | 2454 | Rate Constraint in lbs/MWh | FALSE | L | Annual | Fuel Consumed | TBtu | 0 | 0 | 0 | 0 | 0 | 0 | 0
NJ Non-HEDD CT Oil Units - Nox Rate Annual v5.12, Unit 907 and retrofits | 595 | 2454 | Rate Constraint in lbs/MWh | FALSE | L | Annual | Rate | lb/MMBtu | 0 | 0 | 0 | 0 | 0 | 0 | 0
NJ Non-HEDD CT Oil Units - Nox Rate Annual v5.12, Unit 907 and retrofits | 595 | 2454 | Rate Constraint in lbs/MWh | FALSE | L | Annual | Generation | TWh | 0 | 0 | 0 | 0 | 0 | 0 | 0
NJ Non-HEDD CT Oil Units - Nox Rate Annual v5.12, Unit 907 and retrofits | 595 | 2454 | Rate Constraint in lbs/MWh | FALSE | L | Annual | Qualifying Generation | TWh | 0 | 0 | 0 | 0 | 0 | 0 | 0
NJ Non-HEDD CT Oil Units - Nox Rate Annual v5.12, Unit 907 and retrofits | 595 | 2454 | Rate Constraint in lbs/MWh | FALSE | L | Annual | Constraint Shadow Price | US$/Ton | 0 | 0 | 0 | 0 | 0 | 0 | 0
NJ Non-HEDD CT Oil Units - Nox Rate Annual v5.12, Unit 946 and retrofits | 596 | 2454 | Rate Constraint in lbs/MWh | FALSE | L | Annual | Seasons Included | Seasons | Winter, Summer | Winter, Summer | Winter, Summer | Winter, Summer | Winter, Summer | Winter, Summer | Winter, Summer
NJ Non-HEDD CT Oil Units - Nox Rate Annual v5.12, Unit 946 and retrofits | 596 | 2454 | Rate Constraint in lbs/MWh | FALSE | L | Annual | Standard | lb/MWh | 3 | 3 | 3 | 3 | 3 | 3 | 3
NJ Non-HEDD CT Oil Units - Nox Rate Annual v5.12, Unit 946 and retrofits | 596 | 2454 | Rate Constraint in lbs/MWh | FALSE | L | Annual | Emissions at Affected Plants NOX | MTons | 0.0028503 | 0.0028503 | 0.0028503 | 0.0028503 | 0.0028503 | 0 | 0
NJ Non-HEDD CT Oil Units - Nox Rate Annual v5.12, Unit 946 and retrofits | 596 | 2454 | Rate Constraint in lbs/MWh | FALSE | L | Annual | Allowances Purchased NOX | MTons | 0 | 0 | 0 | 0 | 0 | 0 | 0
NJ Non-HEDD CT Oil Units - Nox Rate Annual v5.12, Unit 946 and retrofits | 596 | 2454 | Rate Constraint in lbs/MWh | FALSE | L | Annual | Allowances Sold NOX | MTons | 0 | 0 | 0 | 0 | 0 | 0 | 0
NJ Non-HEDD CT Oil Units - Nox Rate Annual v5.12, Unit 946 and retrofits | 596 | 2454 | Rate Constraint in lbs/MWh | FALSE | L | Annual | Allowances Banked | MTons | 0 | 0 | 0 | 0 | 0 | 0 | 0
NJ Non-HEDD CT Oil Units - Nox Rate Annual v5.12, Unit 946 and retrofits | 596 | 2454 | Rate Constraint in lbs/MWh | FALSE | L | Annual | Allowances Withdrawn (1:1) | MTons | 0 | 0 | 0 | 0 | 0 | 0 | 0
NJ Non-HEDD CT Oil Units - Nox Rate Annual v5.12, Unit 946 and retrofits | 596 | 2454 | Rate Constraint in lbs/MWh | FALSE | L | Annual | Allowances Withdrawn (n:1) | MTons | 0 | 0 | 0 | 0 | 0 | 0 | 0
NJ Non-HEDD CT Oil Units - Nox Rate Annual v5.12, Unit 946 and retrofits | 596 | 2454 | Rate Constraint in lbs/MWh | FALSE | L | Annual | Net Emissions Allowance Position | MTons | 0.0028503 | 0.0028503 | 0.0028503 | 0.0028503 | 0.0028503 | 0 | 0
NJ Non-HEDD CT Oil Units - Nox Rate Annual v5.12, Unit 946 and retrofits | 596 | 2454 | Rate Constraint in lbs/MWh | FALSE | L | Annual | Fuel Consumed | TBtu | 0.030937 | 0.030937 | 0.030937 | 0.030937 | 0.030937 | 0 | 0
NJ Non-HEDD CT Oil Units - Nox Rate Annual v5.12, Unit 946 and retrofits | 596 | 2454 | Rate Constraint in lbs/MWh | FALSE | L | Annual | Rate | lb/MMBtu | 0.18426 | 0.18426 | 0.18426 | 0.18426 | 0.18426 | 0 | 0
NJ Non-HEDD CT Oil Units - Nox Rate Annual v5.12, Unit 946 and retrofits | 596 | 2454 | Rate Constraint in lbs/MWh | FALSE | L | Annual | Generation | TWh | 0.0019002 | 0.0019002 | 0.0019002 | 0.0019002 | 0.0019002 | 0 | 0
NJ Non-HEDD CT Oil Units - Nox Rate Annual v5.12, Unit 946 and retrofits | 596 | 2454 | Rate Constraint in lbs/MWh | FALSE | L | Annual | Qualifying Generation | TWh | 0.0019002 | 0.0019002 | 0.0019002 | 0.0019002 | 0.0019002 | 0 | 0
NJ Non-HEDD CT Oil Units - Nox Rate Annual v5.12, Unit 946 and retrofits | 596 | 2454 | Rate Constraint in lbs/MWh | FALSE | L | Annual | Constraint Shadow Price | US$/Ton | 0 | 0 | 0 | 0 | 0 | 0 | 0
NJ PSEGHudson2- NOx Annual GPS v4.10, Unit 4104 and retrofits | 597 | 2280 | Rate Constraint in lbs/MWh | FALSE | L | Annual | Seasons Included | Seasons | Winter, Summer | Winter, Summer | Winter, Summer | Winter, Summer | Winter, Summer | Winter, Summer | Winter, Summer
NJ PSEGHudson2- NOx Annual GPS v4.10, Unit 4104 and retrofits | 597 | 2280 | Rate Constraint in lbs/MWh | FALSE | L | Annual | Standard | lb/MWh | 1.5 | 1.5 | 1.5 | 1.5 | 1.5 | 1.5 | 1.5
NJ PSEGHudson2- NOx Annual GPS v4.10, Unit 4104 and retrofits | 597 | 2280 | Rate Constraint in lbs/MWh | FALSE | L | Annual | Emissions at Affected Plants NOX | MTons | 1.2736 | 1.4204 | 0.44667 | 0.48516 | 0.44667 | 0.60425 | 1.5212
NJ PSEGHudson2- NOx Annual GPS v4.10, Unit 4104 and retrofits | 597 | 2280 | Rate Constraint in lbs/MWh | FALSE | L | Annual | Allowances Purchased NOX | MTons | 0 | 0 | 0 | 0 | 0 | 0 | 0
NJ PSEGHudson2- NOx Annual GPS v4.10, Unit 4104 and retrofits | 597 | 2280 | Rate Constraint in lbs/MWh | FALSE | L | Annual | Allowances Sold NOX | MTons | 0 | 0 | 0 | 0 | 0 | 0 | 0
NJ PSEGHudson2- NOx Annual GPS v4.10, Unit 4104 and retrofits | 597 | 2280 | Rate Constraint in lbs/MWh | FALSE | L | Annual | Allowances Banked | MTons | 0 | 0 | 0 | 0 | 0 | 0 | 0
NJ PSEGHudson2- NOx Annual GPS v4.10, Unit 4104 and retrofits | 597 | 2280 | Rate Constraint in lbs/MWh | FALSE | L | Annual | Allowances Withdrawn (1:1) | MTons | 0 | 0 | 0 | 0 | 0 | 0 | 0
NJ PSEGHudson2- NOx Annual GPS v4.10, Unit 4104 and retrofits | 597 | 2280 | Rate Constraint in lbs/MWh | FALSE | L | Annual | Allowances Withdrawn (n:1) | MTons | 0 | 0 | 0 | 0 | 0 | 0 | 0
NJ PSEGHudson2- NOx Annual GPS v4.10, Unit 4104 and retrofits | 597 | 2280 | Rate Constraint in lbs/MWh | FALSE | L | Annual | Net Emissions Allowance Position | MTons | 1.2736 | 1.4204 | 0.44667 | 0.48516 | 0.44667 | 0.60425 | 1.5212
NJ PSEGHudson2- NOx Annual GPS v4.10, Unit 4104 and retrofits | 597 | 2280 | Rate Constraint in lbs/MWh | FALSE | L | Annual | Fuel Consumed | TBtu | 33.6163 | 37.4787 | 11.7896 | 12.8055 | 11.7896 | 15.949 | 40.1511
NJ PSEGHudson2- NOx Annual GPS v4.10, Unit 4104 and retrofits | 597 | 2280 | Rate Constraint in lbs/MWh | FALSE | L | Annual | Rate | lb/MMBtu | 0.075773 | 0.075795 | 0.075773 | 0.075773 | 0.075773 | 0.075773 | 0.075773
NJ PSEGHudson2- NOx Annual GPS v4.10, Unit 4104 and retrofits | 597 | 2280 | Rate Constraint in lbs/MWh | FALSE | L | Annual | Generation | TWh | 3.2581 | 3.6331 | 1.1432 | 1.2465 | 1.1432 | 1.5513 | 4.0799
NJ PSEGHudson2- NOx Annual GPS v4.10, Unit 4104 and retrofits | 597 | 2280 | Rate Constraint in lbs/MWh | FALSE | L | Annual | Qualifying Generation | TWh | 3.2581 | 3.6331 | 1.1432 | 1.2465 | 1.1432 | 1.5513 | 4.0799
NJ PSEGHudson2- NOx Annual GPS v4.10, Unit 4104 and retrofits | 597 | 2280 | Rate Constraint in lbs/MWh | FALSE | L | Annual | Constraint Shadow Price | US$/Ton | 0 | 0 | 0 | 0 | 0 | 0 | 0
NJ PSEGMercer1 and 2- NOx Annual GPS v4.10, Unit 4105 and retrofits | 598 | 2281 | Rate Constraint in lbs/MWh | FALSE | L | Annual | Seasons Included | Seasons | Winter, Summer | Winter, Summer | Winter, Summer | Winter, Summer | Winter, Summer | Winter, Summer | Winter, Summer
NJ PSEGMercer1 and 2- NOx Annual GPS v4.10, Unit 4105 and retrofits | 598 | 2281 | Rate Constraint in lbs/MWh | FALSE | L | Annual | Standard | lb/MWh | 1.5 | 1.5 | 1.5 | 1.5 | 1.5 | 1.5 | 1.5
NJ PSEGMercer1 and 2- NOx Annual GPS v4.10, Unit 4105 and retrofits | 598 | 2281 | Rate Constraint in lbs/MWh | FALSE | L | Annual | Emissions at Affected Plants NOX | MTons | 0 | 0 | 0 | 0 | 0 | 0 | 0
NJ PSEGMercer1 and 2- NOx Annual GPS v4.10, Unit 4105 and retrofits | 598 | 2281 | Rate Constraint in lbs/MWh | FALSE | L | Annual | Allowances Purchased NOX | MTons | 0 | 0 | 0 | 0 | 0 | 0 | 0
NJ PSEGMercer1 and 2- NOx Annual GPS v4.10, Unit 4105 and retrofits | 598 | 2281 | Rate Constraint in lbs/MWh | FALSE | L | Annual | Allowances Sold NOX | MTons | 0 | 0 | 0 | 0 | 0 | 0 | 0
NJ PSEGMercer1 and 2- NOx Annual GPS v4.10, Unit 4105 and retrofits | 598 | 2281 | Rate Constraint in lbs/MWh | FALSE | L | Annual | Allowances Banked | MTons | 0 | 0 | 0 | 0 | 0 | 0 | 0
NJ PSEGMercer1 and 2- NOx Annual GPS v4.10, Unit 4105 and retrofits | 598 | 2281 | Rate Constraint in lbs/MWh | FALSE | L | Annual | Allowances Withdrawn (1:1) | MTons | 0 | 0 | 0 | 0 | 0 | 0 | 0
NJ PSEGMercer1 and 2- NOx Annual GPS v4.10, Unit 4105 and retrofits | 598 | 2281 | Rate Constraint in lbs/MWh | FALSE | L | Annual | Allowances Withdrawn (n:1) | MTons | 0 | 0 | 0 | 0 | 0 | 0 | 0
NJ PSEGMercer1 and 2- NOx Annual GPS v4.10, Unit 4105 and retrofits | 598 | 2281 | Rate Constraint in lbs/MWh | FALSE | L | Annual | Net Emissions Allowance Position | MTons | 0 | 0 | 0 | 0 | 0 | 0 | 0
NJ PSEGMercer1 and 2- NOx Annual GPS v4.10, Unit 4105 and retrofits | 598 | 2281 | Rate Constraint in lbs/MWh | FALSE | L | Annual | Fuel Consumed | TBtu | 0 | 0 | 0 | 0 | 0 | 0 | 0
NJ PSEGMercer1 and 2- NOx Annual GPS v4.10, Unit 4105 and retrofits | 598 | 2281 | Rate Constraint in lbs/MWh | FALSE | L | Annual | Rate | lb/MMBtu | 0 | 0 | 0 | 0 | 0 | 0 | 0
NJ PSEGMercer1 and 2- NOx Annual GPS v4.10, Unit 4105 and retrofits | 598 | 2281 | Rate Constraint in lbs/MWh | FALSE | L | Annual | Generation | TWh | 0 | 0 | 0 | 0 | 0 | 0 | 0
NJ PSEGMercer1 and 2- NOx Annual GPS v4.10, Unit 4105 and retrofits | 598 | 2281 | Rate Constraint in lbs/MWh | FALSE | L | Annual | Qualifying Generation | TWh | 0 | 0 | 0 | 0 | 0 | 0 | 0
NJ PSEGMercer1 and 2- NOx Annual GPS v4.10, Unit 4105 and retrofits | 598 | 2281 | Rate Constraint in lbs/MWh | FALSE | L | Annual | Constraint Shadow Price | US$/Ton | 0 | 0 | 0 | 0 | 0 | 0 | 0
NJ PSEGMercer1 and 2- NOx Annual GPS v4.10, Unit 4106 and retrofits | 599 | 2281 | Rate Constraint in lbs/MWh | FALSE | L | Annual | Seasons Included | Seasons | Winter, Summer | Winter, Summer | Winter, Summer | Winter, Summer | Winter, Summer | Winter, Summer | Winter, Summer
NJ PSEGMercer1 and 2- NOx Annual GPS v4.10, Unit 4106 and retrofits | 599 | 2281 | Rate Constraint in lbs/MWh | FALSE | L | Annual | Standard | lb/MWh | 1.5 | 1.5 | 1.5 | 1.5 | 1.5 | 1.5 | 1.5
NJ PSEGMercer1 and 2- NOx Annual GPS v4.10, Unit 4106 and retrofits | 599 | 2281 | Rate Constraint in lbs/MWh | FALSE | L | Annual | Emissions at Affected Plants NOX | MTons | 0 | 0 | 0 | 0 | 0 | 0 | 0
NJ PSEGMercer1 and 2- NOx Annual GPS v4.10, Unit 4106 and retrofits | 599 | 2281 | Rate Constraint in lbs/MWh | FALSE | L | Annual | Allowances Purchased NOX | MTons | 0 | 0 | 0 | 0 | 0 | 0 | 0
NJ PSEGMercer1 and 2- NOx Annual GPS v4.10, Unit 4106 and retrofits | 599 | 2281 | Rate Constraint in lbs/MWh | FALSE | L | Annual | Allowances Sold NOX | MTons | 0 | 0 | 0 | 0 | 0 | 0 | 0
NJ PSEGMercer1 and 2- NOx Annual GPS v4.10, Unit 4106 and retrofits | 599 | 2281 | Rate Constraint in lbs/MWh | FALSE | L | Annual | Allowances Banked | MTons | 0 | 0 | 0 | 0 | 0 | 0 | 0
NJ PSEGMercer1 and 2- NOx Annual GPS v4.10, Unit 4106 and retrofits | 599 | 2281 | Rate Constraint in lbs/MWh | FALSE | L | Annual | Allowances Withdrawn (1:1) | MTons | 0 | 0 | 0 | 0 | 0 | 0 | 0
NJ PSEGMercer1 and 2- NOx Annual GPS v4.10, Unit 4106 and retrofits | 599 | 2281 | Rate Constraint in lbs/MWh | FALSE | L | Annual | Allowances Withdrawn (n:1) | MTons | 0 | 0 | 0 | 0 | 0 | 0 | 0
NJ PSEGMercer1 and 2- NOx Annual GPS v4.10, Unit 4106 and retrofits | 599 | 2281 | Rate Constraint in lbs/MWh | FALSE | L | Annual | Net Emissions Allowance Position | MTons | 0 | 0 | 0 | 0 | 0 | 0 | 0
NJ PSEGMercer1 and 2- NOx Annual GPS v4.10, Unit 4106 and retrofits | 599 | 2281 | Rate Constraint in lbs/MWh | FALSE | L | Annual | Fuel Consumed | TBtu | 0 | 0 | 0 | 0 | 0 | 0 | 0
NJ PSEGMercer1 and 2- NOx Annual GPS v4.10, Unit 4106 and retrofits | 599 | 2281 | Rate Constraint in lbs/MWh | FALSE | L | Annual | Rate | lb/MMBtu | 0 | 0 | 0 | 0 | 0 | 0 | 0
NJ PSEGMercer1 and 2- NOx Annual GPS v4.10, Unit 4106 and retrofits | 599 | 2281 | Rate Constraint in lbs/MWh | FALSE | L | Annual | Generation | TWh | 0 | 0 | 0 | 0 | 0 | 0 | 0
NJ PSEGMercer1 and 2- NOx Annual GPS v4.10, Unit 4106 and retrofits | 599 | 2281 | Rate Constraint in lbs/MWh | FALSE | L | Annual | Qualifying Generation | TWh | 0 | 0 | 0 | 0 | 0 | 0 | 0
NJ PSEGMercer1 and 2- NOx Annual GPS v4.10, Unit 4106 and retrofits | 599 | 2281 | Rate Constraint in lbs/MWh | FALSE | L | Annual | Constraint Shadow Price | US$/Ton | 0 | 0 | 0 | 0 | 0 | 0 | 0
North Carolina Duke - NOX Cap Annual v3.1 | 600 | 1836 | Rate Constraint in MTons | FALSE | L | Annual | Seasons Included | Seasons | Winter, Summer | Winter, Summer | Winter, Summer | Winter, Summer | Winter, Summer | Winter, Summer | Winter, Summer
North Carolina Duke - NOX Cap Annual v3.1 | 600 | 1836 | Rate Constraint in MTons | FALSE | L | Annual | Standard | MTons | 31 | 31 | 31 | 31 | 31 | 31 | 31
North Carolina Duke - NOX Cap Annual v3.1 | 600 | 1836 | Rate Constraint in MTons | FALSE | L | Annual | Standard NOX | MTons | 31 | 31 | 31 | 31 | 31 | 31 | 31
North Carolina Duke - NOX Cap Annual v3.1 | 600 | 1836 | Rate Constraint in MTons | FALSE | L | Annual | Emissions at Affected Plants NOX | MTons | 13.0818 | 13.0501 | 13.3129 | 10.8374 | 10.6841 | 10.0646 | 11.6625
North Carolina Duke - NOX Cap Annual v3.1 | 600 | 1836 | Rate Constraint in MTons | FALSE | L | Annual | Allowances Purchased NOX | MTons | 0 | 0 | 0 | 0 | 0 | 0 | 0
North Carolina Duke - NOX Cap Annual v3.1 | 600 | 1836 | Rate Constraint in MTons | FALSE | L | Annual | Allowances Sold NOX | MTons | 0 | 0 | 0 | 0 | 0 | 0 | 0
North Carolina Duke - NOX Cap Annual v3.1 | 600 | 1836 | Rate Constraint in MTons | FALSE | L | Annual | Allowances Banked | MTons | 0 | 0 | 0 | 0 | 0 | 0 | 0
North Carolina Duke - NOX Cap Annual v3.1 | 600 | 1836 | Rate Constraint in MTons | FALSE | L | Annual | Allowances Withdrawn (1:1) | MTons | 0 | 0 | 0 | 0 | 0 | 0 | 0
North Carolina Duke - NOX Cap Annual v3.1 | 600 | 1836 | Rate Constraint in MTons | FALSE | L | Annual | Allowances Withdrawn (n:1) | MTons | 0 | 0 | 0 | 0 | 0 | 0 | 0
North Carolina Duke - NOX Cap Annual v3.1 | 600 | 1836 | Rate Constraint in MTons | FALSE | L | Annual | Net Emissions Allowance Position | MTons | 13.0818 | 13.0501 | 13.3129 | 10.8374 | 10.6841 | 10.0646 | 11.6625
North Carolina Duke - NOX Cap Annual v3.1 | 600 | 1836 | Rate Constraint in MTons | FALSE | L | Annual | Fuel Consumed | TBtu | 347.7142 | 346.6262 | 340.8607 | 281.2791 | 275.5601 | 261.035 | 298.0904
North Carolina Duke - NOX Cap Annual v3.1 | 600 | 1836 | Rate Constraint in MTons | FALSE | L | Annual | Rate | lb/MMBtu | 0.075244 | 0.075298 | 0.078113 | 0.077058 | 0.077544 | 0.077113 | 0.078248
North Carolina Duke - NOX Cap Annual v3.1 | 600 | 1836 | Rate Constraint in MTons | FALSE | L | Annual | Generation | TWh | 37.4734 | 37.356 | 36.7281 | 30.3825 | 29.7698 | 28.1528 | 32.1612
North Carolina Duke - NOX Cap Annual v3.1 | 600 | 1836 | Rate Constraint in MTons | FALSE | L | Annual | Qualifying Generation | TWh | 37.4734 | 37.356 | 36.7281 | 30.3825 | 29.7698 | 28.1528 | 32.1612
North Carolina Duke - NOX Cap Annual v3.1 | 600 | 1836 | Rate Constraint in MTons | FALSE | L | Annual | Rate | lb/MWh | 0.3491 | 0.34934 | 0.36247 | 0.3567 | 0.35889 | 0.3575 | 0.36263
North Carolina Duke - NOX Cap Annual v3.1 | 600 | 1836 | Rate Constraint in MTons | FALSE | L | Annual | Constraint Shadow Price | US$/Ton | 0 | 0 | 0 | 0 | 0 | 0 | 0
North Carolina Duke - SO2 Cap Annual v3.1 | 601 | 1837 | Rate Constraint in MTons | FALSE | L | Annual | Seasons Included | Seasons | Winter, Summer | Winter, Summer | Winter, Summer | Winter, Summer | Winter, Summer | Winter, Summer | Winter, Summer
North Carolina Duke - SO2 Cap Annual v3.1 | 601 | 1837 | Rate Constraint in MTons | FALSE | L | Annual | Standard | MTons | 80 | 80 | 80 | 80 | 80 | 80 | 80
North Carolina Duke - SO2 Cap Annual v3.1 | 601 | 1837 | Rate Constraint in MTons | FALSE | L | Annual | Standard SO2 | MTons | 80 | 80 | 80 | 80 | 80 | 80 | 80
North Carolina Duke - SO2 Cap Annual v3.1 | 601 | 1837 | Rate Constraint in MTons | FALSE | L | Annual | Emissions at Affected Plants SO2 | MTons | 25.8061 | 22.1155 | 31.365 | 25.4321 | 24.8099 | 23.9296 | 26.8823
North Carolina Duke - SO2 Cap Annual v3.1 | 601 | 1837 | Rate Constraint in MTons | FALSE | L | Annual | Allowances Purchased SO2 | MTons | 0 | 0 | 0 | 0 | 0 | 0 | 0
North Carolina Duke - SO2 Cap Annual v3.1 | 601 | 1837 | Rate Constraint in MTons | FALSE | L | Annual | Allowances Sold SO2 | MTons | 0 | 0 | 0 | 0 | 0 | 0 | 0
North Carolina Duke - SO2 Cap Annual v3.1 | 601 | 1837 | Rate Constraint in MTons | FALSE | L | Annual | Allowances Banked | MTons | 0 | 0 | 0 | 0 | 0 | 0 | 0
North Carolina Duke - SO2 Cap Annual v3.1 | 601 | 1837 | Rate Constraint in MTons | FALSE | L | Annual | Allowances Withdrawn (1:1) | MTons | 0 | 0 | 0 | 0 | 0 | 0 | 0
North Carolina Duke - SO2 Cap Annual v3.1 | 601 | 1837 | Rate Constraint in MTons | FALSE | L | Annual | Allowances Withdrawn (n:1) | MTons | 0 | 0 | 0 | 0 | 0 | 0 | 0
North Carolina Duke - SO2 Cap Annual v3.1 | 601 | 1837 | Rate Constraint in MTons | FALSE | L | Annual | Net Emissions Allowance Position | MTons | 25.8061 | 22.1155 | 31.365 | 25.4321 | 24.8099 | 23.9296 | 26.8823
North Carolina Duke - SO2 Cap Annual v3.1 | 601 | 1837 | Rate Constraint in MTons | FALSE | L | Annual | Fuel Consumed | TBtu | 347.7142 | 346.6262 | 340.8607 | 281.2791 | 275.5601 | 261.035 | 298.0904
North Carolina Duke - SO2 Cap Annual v3.1 | 601 | 1837 | Rate Constraint in MTons | FALSE | L | Annual | Rate | lb/MMBtu | 0.14843 | 0.1276 | 0.18403 | 0.18083 | 0.18007 | 0.18334 | 0.18036
North Carolina Duke - SO2 Cap Annual v3.1 | 601 | 1837 | Rate Constraint in MTons | FALSE | L | Annual | Generation | TWh | 37.4734 | 37.356 | 36.7281 | 30.3825 | 29.7698 | 28.1528 | 32.1612
North Carolina Duke - SO2 Cap Annual v3.1 | 601 | 1837 | Rate Constraint in MTons | FALSE | L | Annual | Qualifying Generation | TWh | 37.4734 | 37.356 | 36.7281 | 30.3825 | 29.7698 | 28.1528 | 32.1612
North Carolina Duke - SO2 Cap Annual v3.1 | 601 | 1837 | Rate Constraint in MTons | FALSE | L | Annual | Rate | lb/MWh | 0.68865 | 0.59202 | 0.85398 | 0.83706 | 0.83339 | 0.84999 | 0.83586
North Carolina Duke - SO2 Cap Annual v3.1 | 601 | 1837 | Rate Constraint in MTons | FALSE | L | Annual | Constraint Shadow Price | US$/Ton | 0 | 0 | 0 | 0 | 0 | 0 | 0
North Carolina Progress - NOX Cap Annual v3.1 | 602 | 1838 | Rate Constraint in MTons | FALSE | L | Annual | Seasons Included | Seasons | Winter, Summer | Winter, Summer | Winter, Summer | Winter, Summer | Winter, Summer | Winter, Summer | Winter, Summer
North Carolina Progress - NOX Cap Annual v3.1 | 602 | 1838 | Rate Constraint in MTons | FALSE | L | Annual | Standard | MTons | 25 | 25 | 25 | 25 | 25 | 25 | 25
North Carolina Progress - NOX Cap Annual v3.1 | 602 | 1838 | Rate Constraint in MTons | FALSE | L | Annual | Standard NOX | MTons | 25 | 25 | 25 | 25 | 25 | 25 | 25
North Carolina Progress - NOX Cap Annual v3.1 | 602 | 1838 | Rate Constraint in MTons | FALSE | L | Annual | Emissions at Affected Plants NOX | MTons | 8.6907 | 8.7797 | 7.4412 | 5.8556 | 5.3703 | 3.6038 | 5.7548
North Carolina Progress - NOX Cap Annual v3.1 | 602 | 1838 | Rate Constraint in MTons | FALSE | L | Annual | Allowances Purchased NOX | MTons | 0 | 0 | 0 | 0 | 0 | 0 | 0
North Carolina Progress - NOX Cap Annual v3.1 | 602 | 1838 | Rate Constraint in MTons | FALSE | L | Annual | Allowances Sold NOX | MTons | 0 | 0 | 0 | 0 | 0 | 0 | 0
North Carolina Progress - NOX Cap Annual v3.1 | 602 | 1838 | Rate Constraint in MTons | FALSE | L | Annual | Allowances Banked | MTons | 0 | 0 | 0 | 0 | 0 | 0 | 0
North Carolina Progress - NOX Cap Annual v3.1 | 602 | 1838 | Rate Constraint in MTons | FALSE | L | Annual | Allowances Withdrawn (1:1) | MTons | 0 | 0 | 0 | 0 | 0 | 0 | 0
North Carolina Progress - NOX Cap Annual v3.1 | 602 | 1838 | Rate Constraint in MTons | FALSE | L | Annual | Allowances Withdrawn (n:1) | MTons | 0 | 0 | 0 | 0 | 0 | 0 | 0
North Carolina Progress - NOX Cap Annual v3.1 | 602 | 1838 | Rate Constraint in MTons | FALSE | L | Annual | Net Emissions Allowance Position | MTons | 8.6907 | 8.7797 | 7.4412 | 5.8556 | 5.3703 | 3.6038 | 5.7548
North Carolina Progress - NOX Cap Annual v3.1 | 602 | 1838 | Rate Constraint in MTons | FALSE | L | Annual | Fuel Consumed | TBtu | 178.3956 | 180.0131 | 152.6278 | 121.8491 | 112.648 | 72.5218 | 115.7842
North Carolina Progress - NOX Cap Annual v3.1 | 602 | 1838 | Rate Constraint in MTons | FALSE | L | Annual | Rate | lb/MMBtu | 0.097431 | 0.097545 | 0.097508 | 0.096112 | 0.095346 | 0.099386 | 0.099405
North Carolina Progress - NOX Cap Annual v3.1 | 602 | 1838 | Rate Constraint in MTons | FALSE | L | Annual | Generation | TWh | 17.9323 | 18.0969 | 15.3282 | 12.2491 | 11.3203 | 7.2515 | 11.6883
North Carolina Progress - NOX Cap Annual v3.1 | 602 | 1838 | Rate Constraint in MTons | FALSE | L | Annual | Qualifying Generation | TWh | 17.9323 | 18.0969 | 15.3282 | 12.2491 | 11.3203 | 7.2515 | 11.6883
North Carolina Progress - NOX Cap Annual v3.1 | 602 | 1838 | Rate Constraint in MTons | FALSE | L | Annual | Rate | lb/MWh | 0.48464 | 0.48515 | 0.48546 | 0.47804 | 0.4744 | 0.49698 | 0.49235
North Carolina Progress - NOX Cap Annual v3.1 | 602 | 1838 | Rate Constraint in MTons | FALSE | L | Annual | Constraint Shadow Price | US$/Ton | 0 | 0 | 0 | 0 | 0 | 0 | 0
North Carolina Progress - SO2 Cap Annual v3.1 | 603 | 1839 | Rate Constraint in MTons | FALSE | L | Annual | Seasons Included | Seasons | Winter, Summer | Winter, Summer | Winter, Summer | Winter, Summer | Winter, Summer | Winter, Summer | Winter, Summer
North Carolina Progress - SO2 Cap Annual v3.1 | 603 | 1839 | Rate Constraint in MTons | FALSE | L | Annual | Standard | MTons | 50 | 50 | 50 | 50 | 50 | 50 | 50
North Carolina Progress - SO2 Cap Annual v3.1 | 603 | 1839 | Rate Constraint in MTons | FALSE | L | Annual | Standard SO2 | MTons | 50 | 50 | 50 | 50 | 50 | 50 | 50
North Carolina Progress - SO2 Cap Annual v3.1 | 603 | 1839 | Rate Constraint in MTons | FALSE | L | Annual | Emissions at Affected Plants SO2 | MTons | 7.8651 | 6.6337 | 7.3717 | 4.9276 | 4.7761 | 4.0798 | 9.3129
North Carolina Progress - SO2 Cap Annual v3.1 | 603 | 1839 | Rate Constraint in MTons | FALSE | L | Annual | Allowances Purchased SO2 | MTons | 0 | 0 | 0 | 0 | 0 | 0 | 0
North Carolina Progress - SO2 Cap Annual v3.1 | 603 | 1839 | Rate Constraint in MTons | FALSE | L | Annual | Allowances Sold SO2 | MTons | 0 | 0 | 0 | 0 | 0 | 0 | 0
North Carolina Progress - SO2 Cap Annual v3.1 | 603 | 1839 | Rate Constraint in MTons | FALSE | L | Annual | Allowances Banked | MTons | 0 | 0 | 0 | 0 | 0 | 0 | 0
North Carolina Progress - SO2 Cap Annual v3.1 | 603 | 1839 | Rate Constraint in MTons | FALSE | L | Annual | Allowances Withdrawn (1:1) | MTons | 0 | 0 | 0 | 0 | 0 | 0 | 0
North Carolina Progress - SO2 Cap Annual v3.1 | 603 | 1839 | Rate Constraint in MTons | FALSE | L | Annual | Allowances Withdrawn (n:1) | MTons | 0 | 0 | 0 | 0 | 0 | 0 | 0
North Carolina Progress - SO2 Cap Annual v3.1 | 603 | 1839 | Rate Constraint in MTons | FALSE | L | Annual | Net Emissions Allowance Position | MTons | 7.8651 | 6.6337 | 7.3717 | 4.9276 | 4.7761 | 4.0798 | 9.3129
North Carolina Progress - SO2 Cap Annual v3.1 | 603 | 1839 | Rate Constraint in MTons | FALSE | L | Annual | Fuel Consumed | TBtu | 178.3956 | 180.0131 | 152.6278 | 121.8491 | 112.648 | 72.5218 | 115.7842
North Carolina Progress - SO2 Cap Annual v3.1 | 603 | 1839 | Rate Constraint in MTons | FALSE | L | Annual | Rate | lb/MMBtu | 0.088176 | 0.073702 | 0.096597 | 0.080881 | 0.084796 | 0.11251 | 0.16087
North Carolina Progress - SO2 Cap Annual v3.1 | 603 | 1839 | Rate Constraint in MTons | FALSE | L | Annual | Generation | TWh | 17.9323 | 18.0969 | 15.3282 | 12.2491 | 11.3203 | 7.2515 | 11.6883
North Carolina Progress - SO2 Cap Annual v3.1 | 603 | 1839 | Rate Constraint in MTons | FALSE | L | Annual | Qualifying Generation | TWh | 17.9323 | 18.0969 | 15.3282 | 12.2491 | 11.3203 | 7.2515 | 11.6883
North Carolina Progress - SO2 Cap Annual v3.1 | 603 | 1839 | Rate Constraint in MTons | FALSE | L | Annual | Rate | lb/MWh | 0.4386 | 0.36656 | 0.48092 | 0.40229 | 0.4219 | 0.56261 | 0.79677
North Carolina Progress - SO2 Cap Annual v3.1 | 603 | 1839 | Rate Constraint in MTons | FALSE | L | Annual | Constraint Shadow Price | US$/Ton | 0 | 0 | 0 | 0 | 0 | 0 | 0
NSR AEP Consent - NOX Cap Annual v3.1 | 604 | 2047 | Rate Constraint in MTons | FALSE | L | Annual | Seasons Included | Seasons | Winter, Summer | Winter, Summer | Winter, Summer | Winter, Summer | Winter, Summer | Winter, Summer | Winter, Summer
NSR AEP Consent - NOX Cap Annual v3.1 | 604 | 2047 | Rate Constraint in MTons | FALSE | L | Annual | Standard | MTons | 72 | 72 | 72 | 72 | 72 | 72 | 72
NSR AEP Consent - NOX Cap Annual v3.1 | 604 | 2047 | Rate Constraint in MTons | FALSE | L | Annual | Standard NOX | MTons | 72 | 72 | 72 | 72 | 72 | 72 | 72
NSR AEP Consent - NOX Cap Annual v3.1 | 604 | 2047 | Rate Constraint in MTons | FALSE | L | Annual | Emissions at Affected Plants NOX | MTons | 43.2354 | 42.9014 | 39.8178 | 40.2721 | 20.8491 | 20.5936 | 22.052
NSR AEP Consent - NOX Cap Annual v3.1 | 604 | 2047 | Rate Constraint in MTons | FALSE | L | Annual | Allowances Purchased NOX | MTons | 0 | 0 | 0 | 0 | 0 | 0 | 0
NSR AEP Consent - NOX Cap Annual v3.1 | 604 | 2047 | Rate Constraint in MTons | FALSE | L | Annual | Allowances Sold NOX | MTons | 0 | 0 | 0 | 0 | 0 | 0 | 0
NSR AEP Consent - NOX Cap Annual v3.1 | 604 | 2047 | Rate Constraint in MTons | FALSE | L | Annual | Allowances Banked | MTons | 0 | 0 | 0 | 0 | 0 | 0 | 0
NSR AEP Consent - NOX Cap Annual v3.1 | 604 | 2047 | Rate Constraint in MTons | FALSE | L | Annual | Allowances Withdrawn (1:1) | MTons | 0 | 0 | 0 | 0 | 0 | 0 | 0
NSR AEP Consent - NOX Cap Annual v3.1 | 604 | 2047 | Rate Constraint in MTons | FALSE | L | Annual | Allowances Withdrawn (n:1) | MTons | 0 | 0 | 0 | 0 | 0 | 0 | 0
NSR AEP Consent - NOX Cap Annual v3.1 | 604 | 2047 | Rate Constraint in MTons | FALSE | L | Annual | Net Emissions Allowance Position | MTons | 43.2354 | 42.9014 | 39.8178 | 40.2721 | 20.8491 | 20.5936 | 22.052
NSR AEP Consent - NOX Cap Annual v3.1 | 604 | 2047 | Rate Constraint in MTons | FALSE | L | Annual | Fuel Consumed | TBtu | 912.7511 | 902.4503 | 869.4788 | 851.1619 | 698.66 | 689.8906 | 731.9984
NSR AEP Consent - NOX Cap Annual v3.1 | 604 | 2047 | Rate Constraint in MTons | FALSE | L | Annual | Rate | lb/MMBtu | 0.094736 | 0.095078 | 0.09159 | 0.094629 | 0.059683 | 0.059701 | 0.060251
NSR AEP Consent - NOX Cap Annual v3.1 | 604 | 2047 | Rate Constraint in MTons | FALSE | L | Annual | Generation | TWh | 94.9535 | 94.9535 | 91.417 | 89.4949 | 73.3113 | 72.3892 | 76.8297
NSR AEP Consent - NOX Cap Annual v3.1 | 604 | 2047 | Rate Constraint in MTons | FALSE | L | Annual | Qualifying Generation | TWh | 94.9535 | 94.9535 | 91.417 | 89.4949 | 73.3113 | 72.3892 | 76.8297
NSR AEP Consent - NOX Cap Annual v3.1 | 604 | 2047 | Rate Constraint in MTons | FALSE | L | Annual | Rate | lb/MWh | 0.45533 | 0.45182 | 0.43556 | 0.44999 | 0.28439 | 0.28448 | 0.28702
NSR AEP Consent - NOX Cap Annual v3.1 | 604 | 2047 | Rate Constraint in MTons | FALSE | L | Annual | Constraint Shadow Price | US$/Ton | 0 | 0 | 0 | 0 | 0 | 0 | 0
NSR AEP Consent - SO2 Cap Annual v5.13 | 605 | 5897 | Rate Constraint in MTons | FALSE | L | Annual | Seasons Included | Seasons | Winter, Summer | Winter, Summer | Winter, Summer | Winter, Summer | Winter, Summer | Winter, Summer | Winter, Summer
NSR AEP Consent - SO2 Cap Annual v5.13 | 605 | 5897 | Rate Constraint in MTons | FALSE | L | Annual | Standard | MTons | 145 | 145 | 112.25 | 106.8 | 95.3333 | 94 | 94
NSR AEP Consent - SO2 Cap Annual v5.13 | 605 | 5897 | Rate Constraint in MTons | FALSE | L | Annual | Standard SO2 | MTons | 145 | 145 | 112.25 | 106.8 | 95.3333 | 94 | 94
NSR AEP Consent - SO2 Cap Annual v5.13 | 605 | 5897 | Rate Constraint in MTons | FALSE | L | Annual | Emissions at Affected Plants SO2 | MTons | 76.454 | 80.3236 | 73.9684 | 69.1369 | 44.9819 | 48.5656 | 54.4496
NSR AEP Consent - SO2 Cap Annual v5.13 | 605 | 5897 | Rate Constraint in MTons | FALSE | L | Annual | Allowances Purchased SO2 | MTons | 0 | 0 | 0 | 0 | 0 | 0 | 0
NSR AEP Consent - SO2 Cap Annual v5.13 | 605 | 5897 | Rate Constraint in MTons | FALSE | L | Annual | Allowances Sold SO2 | MTons | 0 | 0 | 0 | 0 | 0 | 0 | 0
NSR AEP Consent - SO2 Cap Annual v5.13 | 605 | 5897 | Rate Constraint in MTons | FALSE | L | Annual | Allowances Banked | MTons | 0 | 0 | 0 | 0 | 0 | 0 | 0
NSR AEP Consent - SO2 Cap Annual v5.13 | 605 | 5897 | Rate Constraint in MTons | FALSE | L | Annual | Allowances Withdrawn (1:1) | MTons | 0 | 0 | 0 | 0 | 0 | 0 | 0
NSR AEP Consent - SO2 Cap Annual v5.13 | 605 | 5897 | Rate Constraint in MTons | FALSE | L | Annual | Allowances Withdrawn (n:1) | MTons | 0 | 0 | 0 | 0 | 0 | 0 | 0
NSR AEP Consent - SO2 Cap Annual v5.13 | 605 | 5897 | Rate Constraint in MTons | FALSE | L | Annual | Net Emissions Allowance Position | MTons | 76.454 | 80.3236 | 73.9684 | 69.1369 | 44.9819 | 48.5656 | 54.4496
NSR AEP Consent - SO2 Cap Annual v5.13 | 605 | 5897 | Rate Constraint in MTons | FALSE | L | Annual | Fuel Consumed | TBtu | 912.7511 | 902.4503 | 869.4788 | 851.1619 | 698.66 | 689.8906 | 731.9984
NSR AEP Consent - SO2 Cap Annual v5.13 | 605 | 5897 | Rate Constraint in MTons | FALSE | L | Annual | Rate | lb/MMBtu | 0.16752 | 0.17801 | 0.17014 | 0.16245 | 0.12877 | 0.14079 | 0.14877
NSR AEP Consent - SO2 Cap Annual v5.13 | 605 | 5897 | Rate Constraint in MTons | FALSE | L | Annual | Generation | TWh | 94.9535 | 94.9535 | 91.417 | 89.4949 | 73.3113 | 72.3892 | 76.8297
NSR AEP Consent - SO2 Cap Annual v5.13 | 605 | 5897 | Rate Constraint in MTons | FALSE | L | Annual | Qualifying Generation | TWh | 94.9535 | 94.9535 | 91.417 | 89.4949 | 73.3113 | 72.3892 | 76.8297
NSR AEP Consent - SO2 Cap Annual v5.13 | 605 | 5897 | Rate Constraint in MTons | FALSE | L | Annual | Rate | lb/MWh | 0.80517 | 0.84593 | 0.80913 | 0.77252 | 0.61357 | 0.6709 | 0.70871
NSR AEP Consent - SO2 Cap Annual v5.13 | 605 | 5897 | Rate Constraint in MTons | FALSE | L | Annual | Constraint Shadow Price | US$/Ton | 0 | 0 | 0 | 0 | 0 | 0 | 0
NSR Alma 4 & 5 - Hg Cap Annual v5.13 | 606 | 5960 | Rate Constraint in MTons | FALSE | L | Annual | Seasons Included | Seasons | Winter, Summer | Winter, Summer | Winter, Summer | Winter, Summer | Winter, Summer | Winter, Summer | Winter, Summer
NSR Alma 4 & 5 - Hg Cap Annual v5.13 | 606 | 5960 | Rate Constraint in MTons | FALSE | L | Annual | Standard | Lb | 224000 | 224000 | 134000 | 134000 | 134000 | 134000 | 134000
NSR Alma 4 & 5 - Hg Cap Annual v5.13 | 606 | 5960 | Rate Constraint in MTons | FALSE | L | Annual | Standard MER | lbs | 224000 | 224000 | 134000 | 134000 | 134000 | 134000 | 134000
NSR Alma 4 & 5 - Hg Cap Annual v5.13 | 606 | 5960 | Rate Constraint in MTons | FALSE | L | Annual | Emissions at Affected Plants MER | lbs | 0 | 0 | 0 | 0 | 0 | 0 | 0
NSR Alma 4 & 5 - Hg Cap Annual v5.13 | 606 | 5960 | Rate Constraint in MTons | FALSE | L | Annual | Allowances Purchased MER | lbs | 0 | 0 | 0 | 0 | 0 | 0 | 0
NSR Alma 4 & 5 - Hg Cap Annual v5.13 | 606 | 5960 | Rate Constraint in MTons | FALSE | L | Annual | Allowances Sold MER | lbs | 0 | 0 | 0 | 0 | 0 | 0 | 0
NSR Alma 4 & 5 - Hg Cap Annual v5.13 | 606 | 5960 | Rate Constraint in MTons | FALSE | L | Annual | Allowances Banked | lbs | 0 | 0 | 0 | 0 | 0 | 0 | 0
NSR Alma 4 & 5 - Hg Cap Annual v5.13 | 606 | 5960 | Rate Constraint in MTons | FALSE | L | Annual | Allowances Withdrawn (1:1) | lbs | 0 | 0 | 0 | 0 | 0 | 0 | 0
NSR Alma 4 & 5 - Hg Cap Annual v5.13 | 606 | 5960 | Rate Constraint in MTons | FALSE | L | Annual | Allowances Withdrawn (n:1) | lbs | 0 | 0 | 0 | 0 | 0 | 0 | 0
NSR Alma 4 & 5 - Hg Cap Annual v5.13 | 606 | 5960 | Rate Constraint in MTons | FALSE | L | Annual | Net Emissions Allowance Position | lbs | 0 | 0 | 0 | 0 | 0 | 0 | 0
NSR Alma 4 & 5 - Hg Cap Annual v5.13 | 606 | 5960 | Rate Constraint in MTons | FALSE | L | Annual | Fuel Consumed | TBtu | 0 | 0 | 0 | 0 | 0 | 0 | 0
NSR Alma 4 & 5 - Hg Cap Annual v5.13 | 606 | 5960 | Rate Constraint in MTons | FALSE | L | Annual | Rate | lb/MMBtu | 0 | 0 | 0 | 0 | 0 | 0 | 0
NSR Alma 4 & 5 - Hg Cap Annual v5.13 | 606 | 5960 | Rate Constraint in MTons | FALSE | L | Annual | Generation | TWh | 0 | 0 | 0 | 0 | 0 | 0 | 0
NSR Alma 4 & 5 - Hg Cap Annual v5.13 | 606 | 5960 | Rate Constraint in MTons | FALSE | L | Annual | Qualifying Generation | TWh | 0 | 0 | 0 | 0 | 0 | 0 | 0
NSR Alma 4 & 5 - Hg Cap Annual v5.13 | 606 | 5960 | Rate Constraint in MTons | FALSE | L | Annual | Rate | lb/MWh | 0 | 0 | 0 | 0 | 0 | 0 | 0
NSR Alma 4 & 5 - Hg Cap Annual v5.13 | 606 | 5960 | Rate Constraint in MTons | FALSE | L | Annual | Constraint Shadow Price | US$/Lb | 0 | 0 | 0 | 0 | 0 | 0 | 0
NSR Alma 4 & 5 - NOx Cap Annual v5.13 | 607 | 5958 | Rate Constraint in MTons | FALSE | L | Annual | Seasons Included | Seasons | Winter, Summer | Winter, Summer | Winter, Summer | Winter, Summer | Winter, Summer | Winter, Summer | Winter, Summer
NSR Alma 4 & 5 - NOx Cap Annual v5.13 | 607 | 5958 | Rate Constraint in MTons | FALSE | L | Annual | Standard | MTons | 1.308 | 1.308 | 0.785 | 0.785 | 0.785 | 0.785 | 0.785
NSR Alma 4 & 5 - NOx Cap Annual v5.13 | 607 | 5958 | Rate Constraint in MTons | FALSE | L | Annual | Standard NOX | MTons | 1.308 | 1.308 | 0.785 | 0.785 | 0.785 | 0.785 | 0.785
NSR Alma 4 & 5 - NOx Cap Annual v5.13 | 607 | 5958 | Rate Constraint in MTons | FALSE | L | Annual | Emissions at Affected Plants NOX | MTons | 0 | 0 | 0 | 0 | 0 | 0 | 0
NSR Alma 4 & 5 - NOx Cap Annual v5.13 | 607 | 5958 | Rate Constraint in MTons | FALSE | L | Annual | Allowances Purchased NOX | MTons | 0 | 0 | 0 | 0 | 0 | 0 | 0
NSR Alma 4 & 5 - NOx Cap Annual v5.13 | 607 | 5958 | Rate Constraint in MTons | FALSE | L | Annual | Allowances Sold NOX | MTons | 0 | 0 | 0 | 0 | 0 | 0 | 0
NSR Alma 4 & 5 - NOx Cap Annual v5.13 | 607 | 5958 | Rate Constraint in MTons | FALSE | L | Annual | Allowances Banked | MTons | 0 | 0 | 0 | 0 | 0 | 0 | 0
NSR Alma 4 & 5 - NOx Cap Annual v5.13 | 607 | 5958 | Rate Constraint in MTons | FALSE | L | Annual | Allowances Withdrawn (1:1) | MTons | 0 | 0 | 0 | 0 | 0 | 0 | 0
NSR Alma 4 & 5 - NOx Cap Annual v5.13 | 607 | 5958 | Rate Constraint in MTons | FALSE | L | Annual | Allowances Withdrawn (n:1) | MTons | 0 | 0 | 0 | 0 | 0 | 0 | 0
NSR Alma 4 & 5 - NOx Cap Annual v5.13 | 607 | 5958 | Rate Constraint in MTons | FALSE | L | Annual | Net Emissions Allowance Position | MTons | 0 | 0 | 0 | 0 | 0 | 0 | 0
NSR Alma 4 & 5 - NOx Cap Annual v5.13 | 607 | 5958 | Rate Constraint in MTons | FALSE | L | Annual | Fuel Consumed | TBtu | 0 | 0 | 0 | 0 | 0 | 0 | 0
NSR Alma 4 & 5 - NOx Cap Annual v5.13 | 607 | 5958 | Rate Constraint in MTons | FALSE | L | Annual | Rate | lb/MMBtu | 0 | 0 | 0 | 0 | 0 | 0 | 0
NSR Alma 4 & 5 - NOx Cap Annual v5.13 | 607 | 5958 | Rate Constraint in MTons | FALSE | L | Annual | Generation | TWh | 0 | 0 | 0 | 0 | 0 | 0 | 0
NSR Alma 4 & 5 - NOx Cap Annual v5.13 | 607 | 5958 | Rate Constraint in MTons | FALSE | L | Annual | Qualifying Generation | TWh | 0 | 0 | 0 | 0 | 0 | 0 | 0
NSR Alma 4 & 5 - NOx Cap Annual v5.13 | 607 | 5958 | Rate Constraint in MTons | FALSE | L | Annual | Rate | lb/MWh | 0 | 0 | 0 | 0 | 0 | 0 | 0
NSR Alma 4 & 5 - NOx Cap Annual v5.13 | 607 | 5958 | Rate Constraint in MTons | FALSE | L | Annual | Constraint Shadow Price | US$/Ton | 0 | 0 | 0 | 0 | 0 | 0 | 0
NSR Alma 4 & 5 - NOx Rate Annual v5.13 | 608 | 5959 | Rate Constraint in lbs/MMBtu | FALSE | L | Annual | Seasons Included | Seasons | Winter, Summer | Winter, Summer | Winter, Summer | Winter, Summer | Winter, Summer | Winter, Summer | Winter, Summer
NSR Alma 4 & 5 - NOx Rate Annual v5.13 | 608 | 5959 | Rate Constraint in lbs/MMBtu | FALSE | L | Annual | Standard | lb/MMBtu | 0.35 | 0.35 | 0.35 | 0.35 | 0.35 | 0.35 | 0.35
NSR Alma 4 & 5 - NOx Rate Annual v5.13 | 608 | 5959 | Rate Constraint in lbs/MMBtu | FALSE | L | Annual | Emissions at Affected Plants NOX | MTons | 0 | 0 | 0 | 0 | 0 | 0 | 0
NSR Alma 4 & 5 - NOx Rate Annual v5.13 | 608 | 5959 | Rate Constraint in lbs/MMBtu | FALSE | L | Annual | Allowances Purchased NOX | MTons | 0 | 0 | 0 | 0 | 0 | 0 | 0
NSR Alma 4 & 5 - NOx Rate Annual v5.13 | 608 | 5959 | Rate Constraint in lbs/MMBtu | FALSE | L | Annual | Allowances Sold NOX | MTons | 0 | 0 | 0 | 0 | 0 | 0 | 0
NSR Alma 4 & 5 - NOx Rate Annual v5.13 | 608 | 5959 | Rate Constraint in lbs/MMBtu | FALSE | L | Annual | Allowances Banked | MTons | 0 | 0 | 0 | 0 | 0 | 0 | 0
NSR Alma 4 & 5 - NOx Rate Annual v5.13 | 608 | 5959 | Rate Constraint in lbs/MMBtu | FALSE | L | Annual | Allowances Withdrawn (1:1) | MTons | 0 | 0 | 0 | 0 | 0 | 0 | 0
NSR Alma 4 & 5 - NOx Rate Annual v5.13 | 608 | 5959 | Rate Constraint in lbs/MMBtu | FALSE | L | Annual | Allowances Withdrawn (n:1) | MTons | 0 | 0 | 0 | 0 | 0 | 0 | 0
NSR Alma 4 & 5 - NOx Rate Annual v5.13 | 608 | 5959 | Rate Constraint in lbs/MMBtu | FALSE | L | Annual | Net Emissions Allowance Position | MTons | 0 | 0 | 0 | 0 | 0 | 0 | 0
NSR Alma 4 & 5 - NOx Rate Annual v5.13 | 608 | 5959 | Rate Constraint in lbs/MMBtu | FALSE | L | Annual | Fuel Consumed | TBtu | 0 | 0 | 0 | 0 | 0 | 0 | 0
NSR Alma 4 & 5 - NOx Rate Annual v5.13 | 608 | 5959 | Rate Constraint in lbs/MMBtu | FALSE | L | Annual | Rate | lb/MMBtu | 0 | 0 | 0 | 0 | 0 | 0 | 0
NSR Alma 4 & 5 - NOx Rate Annual v5.13 | 608 | 5959 | Rate Constraint in lbs/MMBtu | FALSE | L | Annual | Generation | TWh | 0 | 0 | 0 | 0 | 0 | 0 | 0
NSR Alma 4 & 5 - NOx Rate Annual v5.13 | 608 | 5959 | Rate Constraint in lbs/MMBtu | FALSE | L | Annual | Qualifying Generation | TWh | 0 | 0 | 0 | 0 | 0 | 0 | 0
NSR Alma 4 & 5 - NOx Rate Annual v5.13 | 608 | 5959 | Rate Constraint in lbs/MMBtu | FALSE | L | Annual | Rate | lb/MWh | 0 | 0 | 0 | 0 | 0 | 0 | 0
NSR Alma 4 & 5 - NOx Rate Annual v5.13 | 608 | 5959 | Rate Constraint in lbs/MMBtu | FALSE | L | Annual | Constraint Shadow Price | US$/Ton | 0 | 0 | 0 | 0 | 0 | 0 | 0
NSR Alma 4 & 5- SO2 Cap Annual v5.13 | 609 | 5956 | Rate Constraint in MTons | FALSE | L | Annual | Seasons Included | Seasons | Winter, Summer | Winter, Summer | Winter, Summer | Winter, Summer | Winter, Summer | Winter, Summer | Winter, Summer
NSR Alma 4 & 5- SO2 Cap Annual v5.13 | 609 | 5956 | Rate Constraint in MTons | FALSE | L | Annual | Standard | MTons | 3.737 | 3.737 | 2.242 | 2.242 | 2.242 | 2.242 | 2.242
NSR Alma 4 & 5- SO2 Cap Annual v5.13 | 609 | 5956 | Rate Constraint in MTons | FALSE | L | Annual | Standard SO2 | MTons | 3.737 | 3.737 | 2.242 | 2.242 | 2.242 | 2.242 | 2.242
NSR Alma 4 & 5- SO2 Cap Annual v5.13 | 609 | 5956 | Rate Constraint in MTons | FALSE | L | Annual | Emissions at Affected Plants SO2 | MTons | 0 | 0 | 0 | 0 | 0 | 0 | 0
NSR Alma 4 & 5- SO2 Cap Annual v5.13 | 609 | 5956 | Rate Constraint in MTons | FALSE | L | Annual | Allowances Purchased SO2 | MTons | 0 | 0 | 0 | 0 | 0 | 0 | 0
NSR Alma 4 & 5- SO2 Cap Annual v5.13 | 609 | 5956 | Rate Constraint in MTons | FALSE | L | Annual | Allowances Sold SO2 | MTons | 0 | 0 | 0 | 0 | 0 | 0 | 0
NSR Alma 4 & 5- SO2 Cap Annual v5.13 | 609 | 5956 | Rate Constraint in MTons | FALSE | L | Annual | Allowances Banked | MTons | 0 | 0 | 0 | 0 | 0 | 0 | 0
NSR Alma 4 & 5- SO2 Cap Annual v5.13 | 609 | 5956 | Rate Constraint in MTons | FALSE | L | Annual | Allowances Withdrawn (1:1) | MTons | 0 | 0 | 0 | 0 | 0 | 0 | 0
NSR Alma 4 & 5- SO2 Cap Annual v5.13 | 609 | 5956 | Rate Constraint in MTons | FALSE | L | Annual | Allowances Withdrawn (n:1) | MTons | 0 | 0 | 0 | 0 | 0 | 0 | 0
NSR Alma 4 & 5- SO2 Cap Annual v5.13 | 609 | 5956 | Rate Constraint in MTons | FALSE | L | Annual | Net Emissions Allowance Position | MTons | 0 | 0 | 0 | 0 | 0 | 0 | 0
NSR Alma 4 & 5- SO2 Cap Annual v5.13 | 609 | 5956 | Rate Constraint in MTons | FALSE | L | Annual | Fuel Consumed | TBtu | 0 | 0 | 0 | 0 | 0 | 0 | 0
NSR Alma 4 & 5- SO2 Cap Annual v5.13 | 609 | 5956 | Rate Constraint in MTons | FALSE | L | Annual | Rate | lb/MMBtu | 0 | 0 | 0 | 0 | 0 | 0 | 0
NSR Alma 4 & 5- SO2 Cap Annual v5.13 | 609 | 5956 | Rate Constraint in MTons | FALSE | L | Annual | Generation | TWh | 0 | 0 | 0 | 0 | 0 | 0 | 0
NSR Alma 4 & 5- SO2 Cap Annual v5.13 | 609 | 5956 | Rate Constraint in MTons | FALSE | L | Annual | Qualifying Generation | TWh | 0 | 0 | 0 | 0 | 0 | 0 | 0
NSR Alma 4 & 5- SO2 Cap Annual v5.13 | 609 | 5956 | Rate Constraint in MTons | FALSE | L | Annual | Rate | lb/MWh | 0 | 0 | 0 | 0 | 0 | 0 | 0
NSR Alma 4 & 5- SO2 Cap Annual v5.13 | 609 | 5956 | Rate Constraint in MTons | FALSE | L | Annual | Constraint Shadow Price | US$/Ton | 0 | 0 | 0 | 0 | 0 | 0 | 0
NSR Alma 4 & 5- SO2 Rate Annual v5.13 | 610 | 5957 | Rate Constraint in lbs/MMBtu | FALSE | L | Annual | Seasons Included | Seasons | Winter, Summer | Winter, Summer | Winter, Summer | Winter, Summer | Winter, Summer | Winter, Summer | Winter, Summer
NSR Alma 4 & 5- SO2 Rate Annual v5.13 | 610 | 5957 | Rate Constraint in lbs/MMBtu | FALSE | L | Annual | Standard | lb/MMBtu | 0.1 | 0.1 | 0.1 | 0.1 | 0.1 | 0.1 | 0.1
NSR Alma 4 & 5- SO2 Rate Annual v5.13 | 610 | 5957 | Rate Constraint in lbs/MMBtu | FALSE | L | Annual | Emissions at Affected Plants SO2 | MTons | 0 | 0 | 0 | 0 | 0 | 0 | 0
NSR Alma 4 & 5- SO2 Rate Annual v5.13 | 610 | 5957 | Rate Constraint in lbs/MMBtu | FALSE | L | Annual | Allowances Purchased SO2 | MTons | 0 | 0 | 0 | 0 | 0 | 0 | 0
NSR Alma 4 & 5- SO2 Rate Annual v5.13 | 610 | 5957 | Rate Constraint in lbs/MMBtu | FALSE | L | Annual | Allowances Sold SO2 | MTons | 0 | 0 | 0 | 0 | 0 | 0 | 0
NSR Alma 4 & 5- SO2 Rate Annual v5.13 | 610 | 5957 | Rate Constraint in lbs/MMBtu | FALSE | L | Annual | Allowances Banked | MTons | 0 | 0 | 0 | 0 | 0 | 0 | 0
NSR Alma 4 & 5- SO2 Rate Annual v5.13 | 610 | 5957 | Rate Constraint in lbs/MMBtu | FALSE | L | Annual | Allowances Withdrawn (1:1) | MTons | 0 | 0 | 0 | 0 | 0 | 0 | 0
NSR Alma 4 & 5- SO2 Rate Annual v5.13 | 610 | 5957 | Rate Constraint in lbs/MMBtu | FALSE | L | Annual | Allowances Withdrawn (n:1) | MTons | 0 | 0 | 0 | 0 | 0 | 0 | 0
NSR Alma 4 & 5- SO2 Rate Annual v5.13 | 610 | 5957 | Rate Constraint in lbs/MMBtu | FALSE | L | Annual | Net Emissions Allowance Position | MTons | 0 | 0 | 0 | 0 | 0 | 0 | 0
NSR Alma 4 & 5- SO2 Rate Annual v5.13 | 610 | 5957 | Rate Constraint in lbs/MMBtu | FALSE | L | Annual | Fuel Consumed | TBtu | 0 | 0 | 0 | 0 | 0 | 0 | 0
NSR Alma 4 & 5- SO2 Rate Annual v5.13 | 610 | 5957 | Rate Constraint in lbs/MMBtu | FALSE | L | Annual | Rate | lb/MMBtu | 0 | 0 | 0 | 0 | 0 | 0 | 0
NSR Alma 4 & 5- SO2 Rate Annual v5.13 | 610 | 5957 | Rate Constraint in lbs/MMBtu | FALSE | L | Annual | Generation | TWh | 0 | 0 | 0 | 0 | 0 | 0 | 0
NSR Alma 4 & 5- SO2 Rate Annual v5.13 | 610 | 5957 | Rate Constraint in lbs/MMBtu | FALSE | L | Annual | Qualifying Generation | TWh | 0 | 0 | 0 | 0 | 0 | 0 | 0
NSR Alma 4 & 5- SO2 Rate Annual v5.13 | 610 | 5957 | Rate Constraint in lbs/MMBtu | FALSE | L | Annual | Rate | lb/MWh | 0 | 0 | 0 | 0 | 0 | 0 | 0
NSR Alma 4 & 5- SO2 Rate Annual v5.13 | 610 | 5957 | Rate Constraint in lbs/MMBtu | FALSE | L | Annual | Constraint Shadow Price | US$/Ton | 26287.6188 | 51373.5274 | 15611.6593 | 14999.6252 | 17465.2409 | 9579.7749 | 24426.2701
NSR Baily 7 & 8 - NOX Rate Annual v4.11 | 611 | 2302 | Rate Constraint in lbs/MMBtu | FALSE | L | Annual | Seasons Included | Seasons | Winter, Summer | Winter, Summer | Winter, Summer | Winter, Summer | Winter, Summer | Winter, Summer | Winter, Summer
NSR Baily 7 & 8 - NOX Rate Annual v4.11 | 611 | 2302 | Rate Constraint in lbs/MMBtu | FALSE | L | Annual | Standard | lb/MMBtu | 0.12 | 0.12 | 0.12 | 0.12 | 0.12 | 0.12 | 0.12
NSR Baily 7 & 8 - NOX Rate Annual v4.11 | 611 | 2302 | Rate Constraint in lbs/MMBtu | FALSE | L | Annual | Emissions at Affected Plants NOX | MTons | 0 | 0 | 0 | 0 | 0 | 0 | 0
NSR Baily 7 & 8 - NOX Rate Annual v4.11 | 611 | 2302 | Rate Constraint in lbs/MMBtu | FALSE | L | Annual | Allowances Purchased NOX | MTons | 0 | 0 | 0 | 0 | 0 | 0 | 0
NSR Baily 7 & 8 - NOX Rate Annual v4.11 | 611 | 2302 | Rate Constraint in lbs/MMBtu | FALSE | L | Annual | Allowances Sold NOX | MTons | 0 | 0 | 0 | 0 | 0 | 0 | 0
NSR Baily 7 & 8 - NOX Rate Annual v4.11 | 611 | 2302 | Rate Constraint in lbs/MMBtu | FALSE | L | Annual | Allowances Banked | MTons | 0 | 0 | 0 | 0 | 0 | 0 | 0
NSR Baily 7 & 8 - NOX Rate Annual v4.11 | 611 | 2302 | Rate Constraint in lbs/MMBtu | FALSE | L | Annual | Allowances Withdrawn (1:1) | MTons | 0 | 0 | 0 | 0 | 0 | 0 | 0
NSR Baily 7 & 8 - NOX Rate Annual v4.11 | 611 | 2302 | Rate Constraint in lbs/MMBtu | FALSE | L | Annual | Allowances Withdrawn (n:1) | MTons | 0 | 0 | 0 | 0 | 0 | 0 | 0
NSR Baily 7 & 8 - NOX Rate Annual v4.11 | 611 | 2302 | Rate Constraint in lbs/MMBtu | FALSE | L | Annual | Net Emissions Allowance Position | MTons | 0 | 0 | 0 | 0 | 0 | 0 | 0
NSR Baily 7 & 8 - NOX Rate Annual v4.11 | 611 | 2302 | Rate Constraint in lbs/MMBtu | FALSE | L | Annual | Fuel Consumed | TBtu | 0 | 0 | 0 | 0 | 0 | 0 | 0
NSR Baily 7 & 8 - NOX Rate Annual v4.11 | 611 | 2302 | Rate Constraint in lbs/MMBtu | FALSE | L | Annual | Rate | lb/MMBtu | 0 | 0 | 0 | 0 | 0 | 0 | 0
NSR Baily 7 & 8 - NOX Rate Annual v4.11 | 611 | 2302 | Rate Constraint in lbs/MMBtu | FALSE | L | Annual | Generation | TWh | 0 | 0 | 0 | 0 | 0 | 0 | 0
NSR Baily 7 & 8 - NOX Rate Annual v4.11 | 611 | 2302 | Rate Constraint in lbs/MMBtu | FALSE | L | Annual | Qualifying Generation | TWh | 0 | 0 | 0 | 0 | 0 | 0 | 0
NSR Baily 7 & 8 - NOX Rate Annual v4.11 | 611 | 2302 | Rate Constraint in lbs/MMBtu | FALSE | L | Annual | Rate | lb/MWh | 0 | 0 | 0 | 0 | 0 | 0 | 0
NSR Baily 7 & 8 - NOX Rate Annual v4.11 | 611 | 2302 | Rate Constraint in lbs/MMBtu | FALSE | L | Annual | Constraint Shadow Price | US$/Ton | 0 | 0 | 0 | 0 | 0 | 0 | 0
NSR Baldwin 1,2 - NOX Rate Annual v3.1, Unit 4102 and retrofits | 612 | 1944 | Rate Constraint in lbs/MMBtu | FALSE | L | Annual | Seasons Included | Seasons | Winter, Summer | Winter, Summer | Winter, Summer | Winter, Summer | Winter, Summer | Winter, Summer | Winter, Summer
NSR Baldwin 1,2 - NOX Rate Annual v3.1, Unit 4102 and retrofits | 612 | 1944 | Rate Constraint in lbs/MMBtu | FALSE | L | Annual | Standard | lb/MMBtu | 0.1 | 0.1 | 0.1 | 0.1 | 0.1 | 0.1 | 0.1
NSR Baldwin 1,2 - NOX Rate Annual v3.1, Unit 4102 and retrofits | 612 | 1944 | Rate Constraint in lbs/MMBtu | FALSE | L | Annual | Emissions at Affected Plants NOX | MTons | 1.2199 | 1.2199 | 1.0656 | 1.2199 | 1.0656 | 1.2199 | 1.2199
NSR Baldwin 1,2 - NOX Rate Annual v3.1, Unit 4102 and retrofits | 612 | 1944 | Rate Constraint in lbs/MMBtu | FALSE | L | Annual | Allowances Purchased NOX | MTons | 0 | 0 | 0 | 0 | 0 | 0 | 0
NSR Baldwin 1,2 - NOX Rate Annual v3.1, Unit 4102 and retrofits | 612 | 1944 | Rate Constraint in lbs/MMBtu | FALSE | L | Annual | Allowances Sold NOX | MTons | 0 | 0 | 0 | 0 | 0 | 0 | 0
NSR Baldwin 1,2 - NOX Rate Annual v3.1, Unit 4102 and retrofits | 612 | 1944 | Rate Constraint in lbs/MMBtu | FALSE | L | Annual | Allowances Banked | MTons | 0 | 0 | 0 | 0 | 0 | 0 | 0
NSR Baldwin 1,2 - NOX Rate Annual v3.1, Unit 4102 and retrofits | 612 | 1944 | Rate Constraint in lbs/MMBtu | FALSE | L | Annual | Allowances Withdrawn (1:1) | MTons | 0 | 0 | 0 | 0 | 0 | 0 | 0
NSR Baldwin 1,2 - NOX Rate Annual v3.1, Unit 4102 and retrofits | 612 | 1944 | Rate Constraint in lbs/MMBtu | FALSE | L | Annual | Allowances Withdrawn (n:1) | MTons | 0 | 0 | 0 | 0 | 0 | 0 | 0
NSR Baldwin 1,2 - NOX Rate Annual v3.1, Unit 4102 and retrofits | 612 | 1944 | Rate Constraint in lbs/MMBtu | FALSE | L | Annual | Net Emissions Allowance Position | MTons | 1.2199 | 1.2199 | 1.0656 | 1.2199 | 1.0656 | 1.2199 | 1.2199
NSR Baldwin 1,2 - NOX Rate Annual v3.1, Unit 4102 and retrofits | 612 | 1944 | Rate Constraint in lbs/MMBtu | FALSE | L | Annual | Fuel Consumed | TBtu | 40.889 | 40.889 | 35.7165 | 40.889 | 35.7165 | 40.889 | 40.889
NSR Baldwin 1,2 - NOX Rate Annual v3.1, Unit 4102 and retrofits | 612 | 1944 | Rate Constraint in lbs/MMBtu | FALSE | L | Annual | Rate | lb/MMBtu | 0.059671 | 0.059671 | 0.059671 | 0.059671 | 0.059671 | 0.059671 | 0.059671
NSR Baldwin 1,2 - NOX Rate Annual v3.1, Unit 4102 and retrofits | 612 | 1944 | Rate Constraint in lbs/MMBtu | FALSE | L | Annual | Generation | TWh | 4.2044 | 4.2044 | 3.6725 | 4.2044 | 3.6725 | 4.2044 | 4.2044
NSR Baldwin 1,2 - NOX Rate Annual v3.1, Unit 4102 and retrofits | 612 | 1944 | Rate Constraint in lbs/MMBtu | FALSE | L | Annual | Qualifying Generation | TWh | 4.2044 | 4.2044 | 3.6725 | 4.2044 | 3.6725 | 4.2044 | 4.2044
NSR Baldwin 1,2 - NOX Rate Annual v3.1, Unit 4102 and retrofits | 612 | 1944 | Rate Constraint in lbs/MMBtu | FALSE | L | Annual | Rate | lb/MWh | 0.29016 | 0.29016 | 0.29016 | 0.29016 | 0.29016 | 0.29016 | 0.29016
NSR Baldwin 1,2 - NOX Rate Annual v3.1, Unit 4102 and retrofits | 612 | 1944 | Rate Constraint in lbs/MMBtu | FALSE | L | Annual | Constraint Shadow Price | US$/Ton | 0 | 0 | 0 | 0 | 0 | 0 | 0
NSR Baldwin 1,2 - NOX Rate Annual v3.1, Unit 4103 and retrofits | 613 | 1944 | Rate Constraint in lbs/MMBtu | FALSE | L | Annual | Seasons Included | Seasons | Winter, Summer | Winter, Summer | Winter, Summer | Winter, Summer | Winter, Summer | Winter, Summer | Winter, Summer
NSR Baldwin 1,2 - NOX Rate Annual v3.1, Unit 4103 and retrofits | 613 | 1944 | Rate Constraint in lbs/MMBtu | FALSE | L | Annual | Standard | lb/MMBtu | 0.1 | 0.1 | 0.1 | 0.1 | 0.1 | 0.1 | 0.1
NSR Baldwin 1,2 - NOX Rate Annual v3.1, Unit 4103 and retrofits | 613 | 1944 | Rate Constraint in lbs/MMBtu | FALSE | L | Annual | Emissions at Affected Plants NOX | MTons | 1.181 | 1.181 | 1.0316 | 1.181 | 1.1608 | 1.181 | 1.181
NSR Baldwin 1,2 - NOX Rate Annual v3.1, Unit 4103 and retrofits | 613 | 1944 | Rate Constraint in lbs/MMBtu | FALSE | L | Annual | Allowances Purchased NOX | MTons | 0 | 0 | 0 | 0 | 0 | 0 | 0
NSR Baldwin 1,2 - NOX Rate Annual v3.1, Unit 4103 and retrofits | 613 | 1944 | Rate Constraint in lbs/MMBtu | FALSE | L | Annual | Allowances Sold NOX | MTons | 0 | 0 | 0 | 0 | 0 | 0 | 0
NSR Baldwin 1,2 - NOX Rate Annual v3.1, Unit 4103 and retrofits | 613 | 1944 | Rate Constraint in lbs/MMBtu | FALSE | L | Annual | Allowances Banked | MTons | 0 | 0 | 0 | 0 | 0 | 0 | 0
NSR Baldwin 1,2 - NOX Rate Annual v3.1, Unit 4103 and retrofits | 613 | 1944 | Rate Constraint in lbs/MMBtu | FALSE | L | Annual | Allowances Withdrawn (1:1) | MTons | 0 | 0 | 0 | 0 | 0 | 0 | 0
NSR Baldwin 1,2 - NOX Rate Annual v3.1, Unit 4103 and retrofits | 613 | 1944 | Rate Constraint in lbs/MMBtu | FALSE | L | Annual | Allowances Withdrawn (n:1) | MTons | 0 | 0 | 0 | 0 | 0 | 0 | 0
NSR Baldwin 1,2 - NOX Rate Annual v3.1, Unit 4103 and retrofits | 613 | 1944 | Rate Constraint in lbs/MMBtu | FALSE | L | Annual | Net Emissions Allowance Position | MTons | 1.181 | 1.181 | 1.0316 | 1.181 | 1.1608 | 1.181 | 1.181
NSR Baldwin 1,2 - NOX Rate Annual v3.1, Unit 4103 and retrofits | 613 | 1944 | Rate Constraint in lbs/MMBtu | FALSE | L | Annual | Fuel Consumed | TBtu | 41.028 | 41.028 | 35.838 | 41.028 | 40.3258 | 41.028 | 41.028
NSR Baldwin 1,2 - NOX Rate Annual v3.1, Unit 4103 and retrofits | 613 | 1944 | Rate Constraint in lbs/MMBtu | FALSE | L | Annual | Rate | lb/MMBtu | 0.057572 | 0.057572 | 0.057572 | 0.057572 | 0.057572 | 0.057572 | 0.057572
NSR Baldwin 1,2 - NOX Rate Annual v3.1, Unit 4103 and retrofits | 613 | 1944 | Rate Constraint in lbs/MMBtu | FALSE | L | Annual | Generation | TWh | 4.2402 | 4.2402 | 3.7038 | 4.2402 | 4.1677 | 4.2402 | 4.2402
NSR Baldwin 1,2 - NOX Rate Annual v3.1, Unit 4103 and retrofits | 613 | 1944 | Rate Constraint in lbs/MMBtu | FALSE | L | Annual | Qualifying Generation | TWh | 4.2402 | 4.2402 | 3.7038 | 4.2402 | 4.1677 | 4.2402 | 4.2402
NSR Baldwin 1,2 - NOX Rate Annual v3.1, Unit 4103 and retrofits | 613 | 1944 | Rate Constraint in lbs/MMBtu | FALSE | L | Annual | Rate | lb/MWh | 0.27853 | 0.27853 | 0.27853 | 0.27853 | 0.27853 | 0.27853 | 0.27853
NSR Baldwin 1,2 - NOX Rate Annual v3.1, Unit 4103 and retrofits | 613 | 1944 | Rate Constraint in lbs/MMBtu | FALSE | L | Annual | Constraint Shadow Price | US$/Ton | 0 | 0 | 0 | 0 | 0 | 0 | 0
NSR Baldwin 1-3 - SO2 Rate Annual v3.1, Unit 4102 and retrofits | 614 | 1861 | Rate Constraint in lbs/MMBtu | FALSE | L | Annual | Seasons Included | Seasons | Winter, Summer | Winter, Summer | Winter, Summer | Winter, Summer | Winter, Summer | Winter, Summer | Winter, Summer
NSR Baldwin 1-3 - SO2 Rate Annual v3.1, Unit 4102 and retrofits | 614 | 1861 | Rate Constraint in lbs/MMBtu | FALSE | L | Annual | Standard | lb/MMBtu | 0.1 | 0.1 | 0.1 | 0.1 | 0.1 | 0.1 | 0.1
NSR Baldwin 1-3 - SO2 Rate Annual v3.1, Unit 4102 and retrofits | 614 | 1861 | Rate Constraint in lbs/MMBtu | FALSE | L | Annual | Emissions at Affected Plants SO2 | MTons | 1.6335 | 1.6335 | 1.4269 | 1.6335 | 1.4269 | 1.6335 | 1.6335
NSR Baldwin 1-3 - SO2 Rate Annual v3.1, Unit 4102 and retrofits | 614 | 1861 | Rate Constraint in lbs/MMBtu | FALSE | L | Annual | Allowances Purchased SO2 | MTons | 0 | 0 | 0 | 0 | 0 | 0 | 0
NSR Baldwin 1-3 - SO2 Rate Annual v3.1, Unit 4102 and retrofits | 614 | 1861 | Rate Constraint in lbs/MMBtu | FALSE | L | Annual | Allowances Sold SO2 | MTons | 0 | 0 | 0 | 0 | 0 | 0 | 0
NSR Baldwin 1-3 - SO2 Rate Annual v3.1, Unit 4102 and retrofits | 614 | 1861 | Rate Constraint in lbs/MMBtu | FALSE | L | Annual | Allowances Banked | MTons | 0 | 0 | 0 | 0 | 0 | 0 | 0
NSR Baldwin 1-3 - SO2 Rate Annual v3.1, Unit 4102 and retrofits | 614 | 1861 | Rate Constraint in lbs/MMBtu | FALSE | L | Annual | Allowances Withdrawn (1:1) | MTons | 0 | 0 | 0 | 0 | 0 | 0 | 0
NSR Baldwin 1-3 - SO2 Rate Annual v3.1, Unit 4102 and retrofits | 614 | 1861 | Rate Constraint in lbs/MMBtu | FALSE | L | Annual | Allowances Withdrawn (n:1) | MTons | 0 | 0 | 0 | 0 | 0 | 0 | 0
NSR Baldwin 1-3 - SO2 Rate Annual v3.1, Unit 4102 and retrofits | 614 | 1861 | Rate Constraint in lbs/MMBtu | FALSE | L | Annual | Net Emissions Allowance Position | MTons | 1.6335 | 1.6335 | 1.4269 | 1.6335 | 1.4269 | 1.6335 | 1.6335
NSR Baldwin 1-3 - SO2 Rate Annual v3.1, Unit 4102 and retrofits | 614 | 1861 | Rate Constraint in lbs/MMBtu | FALSE | L | Annual | Fuel Consumed | TBtu | 40.889 | 40.889 | 35.7165 | 40.889 | 35.7165 | 40.889 | 40.889
NSR Baldwin 1-3 - SO2 Rate Annual v3.1, Unit 4102 and retrofits | 614 | 1861 | Rate Constraint in lbs/MMBtu | FALSE | L | Annual | Rate | lb/MMBtu | 0.0799 | 0.0799 | 0.0799 | 0.0799 | 0.0799 | 0.0799 | 0.0799
NSR Baldwin 1-3 - SO2 Rate Annual v3.1, Unit 4102 and retrofits | 614 | 1861 | Rate Constraint in lbs/MMBtu | FALSE | L | Annual | Generation | TWh | 4.2044 | 4.2044 | 3.6725 | 4.2044 | 3.6725 | 4.2044 | 4.2044
NSR Baldwin 1-3 - SO2 Rate Annual v3.1, Unit 4102 and retrofits | 614 | 1861 | Rate Constraint in lbs/MMBtu | FALSE | L | Annual | Qualifying Generation | TWh | 4.2044 | 4.2044 | 3.6725 | 4.2044 | 3.6725 | 4.2044 | 4.2044
NSR Baldwin 1-3 - SO2 Rate Annual v3.1, Unit 4102 and retrofits | 614 | 1861 | Rate Constraint in lbs/MMBtu | FALSE | L | Annual | Rate | lb/MWh | 0.38853 | 0.38853 | 0.38853 | 0.38853 | 0.38853 | 0.38853 | 0.38853
NSR Baldwin 1-3 - SO2 Rate Annual v3.1, Unit 4102 and retrofits | 614 | 1861 | Rate Constraint in lbs/MMBtu | FALSE | L | Annual | Constraint Shadow Price | US$/Ton | 0 | 0 | 0 | 0 | 0 | 0 | 0
NSR Baldwin 1-3 - SO2 Rate Annual v3.1, Unit 4103 and retrofits | 615 | 1861 | Rate Constraint in lbs/MMBtu | FALSE | L | Annual | Seasons Included | Seasons | Winter, Summer | Winter, Summer | Winter, Summer | Winter, Summer | Winter, Summer | Winter, Summer | Winter, Summer
NSR Baldwin 1-3 - SO2 Rate Annual v3.1, Unit 4103 and retrofits | 615 | 1861 | Rate Constraint in lbs/MMBtu | FALSE | L | Annual | Standard | lb/MMBtu | 0.1 | 0.1 | 0.1 | 0.1 | 0.1 | 0.1 | 0.1
NSR Baldwin 1-3 - SO2 Rate Annual v3.1, Unit 4103 and retrofits | 615 | 1861 | Rate Constraint in lbs/MMBtu | FALSE | L | Annual | Emissions at Affected Plants SO2 | MTons | 1.6391 | 1.6391 | 1.4317 | 1.6391 | 1.611 | 1.6391 | 1.6391
NSR Baldwin 1-3 - SO2 Rate Annual v3.1, Unit 4103 and retrofits | 615 | 1861 | Rate Constraint in lbs/MMBtu | FALSE | L | Annual | Allowances Purchased SO2 | MTons | 0 | 0 | 0 | 0 | 0 | 0 | 0
NSR Baldwin 1-3 - SO2 Rate Annual v3.1, Unit 4103 and retrofits | 615 | 1861 | Rate Constraint in lbs/MMBtu | FALSE | L | Annual | Allowances Sold SO2 | MTons | 0 | 0 | 0 | 0 | 0 | 0 | 0
NSR Baldwin 1-3 - SO2 Rate Annual v3.1, Unit 4103 and retrofits | 615 | 1861 | Rate Constraint in lbs/MMBtu | FALSE | L | Annual | Allowances Banked | MTons | 0 | 0 | 0 | 0 | 0 | 0 | 0
NSR Baldwin 1-3 - SO2 Rate Annual v3.1, Unit 4103 and retrofits | 615 | 1861 | Rate Constraint in lbs/MMBtu | FALSE | L | Annual | Allowances Withdrawn (1:1) | MTons | 0 | 0 | 0 | 0 | 0 | 0 | 0
NSR Baldwin 1-3 - SO2 Rate Annual v3.1, Unit 4103 and retrofits | 615 | 1861 | Rate Constraint in lbs/MMBtu | FALSE | L | Annual | Allowances Withdrawn (n:1) | MTons | 0 | 0 | 0 | 0 | 0 | 0 | 0
NSR Baldwin 1-3 - SO2 Rate Annual v3.1, Unit 4103 and retrofits | 615 | 1861 | Rate Constraint in lbs/MMBtu | FALSE | L | Annual | Net Emissions Allowance Position | MTons | 1.6391 | 1.6391 | 1.4317 | 1.6391 | 1.611 | 1.6391 | 1.6391
NSR Baldwin 1-3 - SO2 Rate Annual v3.1, Unit 4103 and retrofits | 615 | 1861 | Rate Constraint in lbs/MMBtu | FALSE | L | Annual | Fuel Consumed | TBtu | 41.028 | 41.028 | 35.838 | 41.028 | 40.3258 | 41.028 | 41.028
NSR Baldwin 1-3 - SO2 Rate Annual v3.1, Unit 4103 and retrofits | 615 | 1861 | Rate Constraint in lbs/MMBtu | FALSE | L | Annual | Rate | lb/MMBtu | 0.0799 | 0.0799 | 0.0799 | 0.0799 | 0.0799 | 0.0799 | 0.0799
NSR Baldwin 1-3 - SO2 Rate Annual v3.1, Unit 4103 and retrofits | 615 | 1861 | Rate Constraint in lbs/MMBtu | FALSE | L | Annual | Generation | TWh | 4.2402 | 4.2402 | 3.7038 | 4.2402 | 4.1677 | 4.2402 | 4.2402
NSR Baldwin 1-3 - SO2 Rate Annual v3.1, Unit 4103 and retrofits | 615 | 1861 | Rate Constraint in lbs/MMBtu | FALSE | L | Annual | Qualifying Generation | TWh | 4.2402 | 4.2402 | 3.7038 | 4.2402 | 4.1677 | 4.2402 | 4.2402
NSR Baldwin 1-3 - SO2 Rate Annual v3.1, Unit 4103 and retrofits | 615 | 1861 | Rate Constraint in lbs/MMBtu | FALSE | L | Annual | Rate | lb/MWh | 0.38655 | 0.38655 | 0.38655 | 0.38655 | 0.38655 | 0.38655 | 0.38655
NSR Baldwin 1-3 - SO2 Rate Annual v3.1, Unit 4103 and retrofits | 615 | 1861 | Rate Constraint in lbs/MMBtu | FALSE | L | Annual | Constraint Shadow Price | US$/Ton | 0 | 0 | 0 | 0 | 0 | 0 | 0
NSR Baldwin 1-3 - SO2 Rate Annual v3.1, Unit 4132 and retrofits | 616 | 1861 | Rate Constraint in lbs/MMBtu | FALSE | L | Annual | Seasons Included | Seasons | Winter, Summer | Winter, Summer | Winter, Summer | Winter, Summer | Winter, Summer | Winter, Summer | Winter, Summer
NSR Baldwin 1-3 - SO2 Rate Annual v3.1, Unit 4132 and retrofits | 616 | 1861 | Rate Constraint in lbs/MMBtu | FALSE | L | Annual | Standard | lb/MMBtu | 0.1 | 0.1 | 0.1 | 0.1 | 0.1 | 0.1 | 0.1
NSR Baldwin 1-3 - SO2 Rate Annual v3.1, Unit 4132 and retrofits | 616 | 1861 | Rate Constraint in lbs/MMBtu | FALSE | L | Annual | Emissions at Affected Plants SO2 | MTons | 1.7021 | 1.7021 | 1.4872 | 1.7021 | 1.7021 | 1.7021 | 1.7021
NSR Baldwin 1-3 - SO2 Rate Annual v3.1, Unit 4132 and retrofits | 616 | 1861 | Rate Constraint in lbs/MMBtu | FALSE | L | Annual | Allowances Purchased SO2 | MTons | 0 | 0 | 0 | 0 | 0 | 0 | 0
NSR Baldwin 1-3 - SO2 Rate Annual v3.1, Unit 4132 and retrofits | 616 | 1861 | Rate Constraint in lbs/MMBtu | FALSE | L | Annual | Allowances Sold SO2 | MTons | 0 | 0 | 0 | 0 | 0 | 0 | 0
NSR Baldwin 1-3 - SO2 Rate Annual v3.1, Unit 4132 and retrofits | 616 | 1861 | Rate Constraint in lbs/MMBtu | FALSE | L | Annual | Allowances Banked | MTons | 0 | 0 | 0 | 0 | 0 | 0 | 0
NSR Baldwin 1-3 - SO2 Rate Annual v3.1, Unit 4132 and retrofits | 616 | 1861 | Rate Constraint in lbs/MMBtu | FALSE | L | Annual | Allowances Withdrawn (1:1) | MTons | 0 | 0 | 0 | 0 | 0 | 0 | 0
NSR Baldwin 1-3 - SO2 Rate Annual v3.1, Unit 4132 and retrofits | 616 | 1861 | Rate Constraint in lbs/MMBtu | FALSE | L | Annual | Allowances Withdrawn (n:1) | MTons | 0 | 0 | 0 | 0 | 0 | 0 | 0
NSR Baldwin 1-3 - SO2 Rate Annual v3.1, Unit 4132 and retrofits | 616 | 1861 | Rate Constraint in lbs/MMBtu | FALSE | L | Annual | Net Emissions Allowance Position | MTons | 1.7021 | 1.7021 | 1.4872 | 1.7021 | 1.7021 | 1.7021 | 1.7021
NSR Baldwin 1-3 - SO2 Rate Annual v3.1, Unit 4132 and retrofits | 616 | 1861 | Rate Constraint in lbs/MMBtu | FALSE | L | Annual | Fuel Consumed | TBtu | 42.6068 | 42.6068 | 37.2259 | 42.6068 | 42.6068 | 42.6068 | 42.6068
NSR Baldwin 1-3 - SO2 Rate Annual v3.1, Unit 4132 and retrofits | 616 | 1861 | Rate Constraint in lbs/MMBtu | FALSE | L | Annual | Rate | lb/MMBtu | 0.0799 | 0.0799 | 0.0799 | 0.0799 | 0.0799 | 0.0799 | 0.0799
NSR Baldwin 1-3 - SO2 Rate Annual v3.1, Unit 4132 and retrofits | 616 | 1861 | Rate Constraint in lbs/MMBtu | FALSE | L | Annual | Generation | TWh | 4.4082 | 4.4082 | 3.8515 | 4.4082 | 4.4082 | 4.4082 | 4.4082
NSR Baldwin 1-3 - SO2 Rate Annual v3.1, Unit 4132 and retrofits | 616 | 1861 | Rate Constraint in lbs/MMBtu | FALSE | L | Annual | Qualifying Generation | TWh | 4.4082 | 4.4082 | 3.8515 | 4.4082 | 4.4082 | 4.4082 | 4.4082
NSR Baldwin 1-3 - SO2 Rate Annual v3.1, Unit 4132 and retrofits | 616 | 1861 | Rate Constraint in lbs/MMBtu | FALSE | L | Annual | Rate | lb/MWh | 0.38613 | 0.38613 | 0.38613 | 0.38613 | 0.38613 | 0.38613 | 0.38613
NSR Baldwin 1-3 - SO2 Rate Annual v3.1, Unit 4132 and retrofits | 616 | 1861 | Rate Constraint in lbs/MMBtu | FALSE | L | Annual | Constraint Shadow Price | US$/Ton | 0 | 0 | 0 | 0 | 0 | 0 | 0
NSR Big Bend 1-4 - NOX Rate Annual v3.1, Unit 5302 and retrofits | 617 | 1863 | Rate Constraint in lbs/MMBtu | FALSE | L | Annual | Seasons Included | Seasons | Winter, Summer | Winter, Summer | Winter, Summer | Winter, Summer | Winter, Summer | Winter, Summer | Winter, Summer
NSR Big Bend 1-4 - NOX Rate Annual v3.1, Unit 5302 and retrofits | 617 | 1863 | Rate Constraint in lbs/MMBtu | FALSE | L | Annual | Standard | lb/MMBtu | 0.1 | 0.1 | 0.1 | 0.1 | 0.1 | 0.1 | 0.1
NSR Big Bend 1-4 - NOX Rate Annual v3.1, Unit 5302 and retrofits | 617 | 1863 | Rate Constraint in lbs/MMBtu | FALSE | L | Annual | Emissions at Affected Plants NOX | MTons | 1.0317 | 1.1811 | 0.85233 | 0.85233 | 0.85233 | 0.85233 | 1.0968
NSR Big Bend 1-4 - NOX Rate Annual v3.1, Unit 5302 and retrofits | 617 | 1863 | Rate Constraint in lbs/MMBtu | FALSE | L | Annual | Allowances Purchased NOX | MTons | 0 | 0 | 0 | 0 | 0 | 0 | 0
NSR Big Bend 1-4 - NOX Rate Annual v3.1, Unit 5302 and retrofits | 617 | 1863 | Rate Constraint in lbs/MMBtu | FALSE | L | Annual | Allowances Sold NOX | MTons | 0 | 0 | 0 | 0 | 0 | 0 | 0
NSR Big Bend 1-4 - NOX Rate Annual v3.1, Unit 5302 and retrofits | 617 | 1863 | Rate Constraint in lbs/MMBtu | FALSE | L | Annual | Allowances Banked | MTons | 0 | 0 | 0 | 0 | 0 | 0 | 0
NSR Big Bend 1-4 - NOX Rate Annual v3.1, Unit 5302 and retrofits | 617 | 1863 | Rate Constraint in lbs/MMBtu | FALSE | L | Annual | Allowances Withdrawn (1:1) | MTons | 0 | 0 | 0 | 0 | 0 | 0 | 0
NSR Big Bend 1-4 - NOX Rate Annual v3.1, Unit 5302 and retrofits | 617 | 1863 | Rate Constraint in lbs/MMBtu | FALSE | L | Annual | Allowances Withdrawn (n:1) | MTons | 0 | 0 | 0 | 0 | 0 | 0 | 0
NSR Big Bend 1-4 - NOX Rate Annual v3.1, Unit 5302 and retrofits | 617 | 1863 | Rate Constraint in lbs/MMBtu | FALSE | L | Annual | Net Emissions Allowance Position | MTons | 1.0317 | 1.1811 | 0.85233 | 0.85233 | 0.85233 | 0.85233 | 1.0968
NSR Big Bend 1-4 - NOX Rate Annual v3.1, Unit 5302 and retrofits | 617 | 1863 | Rate Constraint in lbs/MMBtu | FALSE | L | Annual | Fuel Consumed | TBtu | 24.6263 | 28.1927 | 20.345 | 20.345 | 20.345 | 20.345 | 26.1812
NSR Big Bend 1-4 - NOX Rate Annual v3.1, Unit 5302 and retrofits | 617 | 1863 | Rate Constraint in lbs/MMBtu | FALSE | L | Annual | Rate | lb/MMBtu | 0.083788 | 0.083788 | 0.083788 | 0.083788 | 0.083788 | 0.083788 | 0.083788
NSR Big Bend 1-4 - NOX Rate Annual v3.1, Unit 5302 and retrofits | 617 | 1863 | Rate Constraint in lbs/MMBtu | FALSE | L | Annual | Generation | TWh | 2.4868 | 2.8469 | 2.0545 | 2.0545 | 2.0545 | 2.0545 | 2.6438
NSR Big Bend 1-4 - NOX Rate Annual v3.1, Unit 5302 and retrofits | 617 | 1863 | Rate Constraint in lbs/MMBtu | FALSE | L | Annual | Qualifying Generation | TWh | 2.4868 | 2.8469 | 2.0545 | 2.0545 | 2.0545 | 2.0545 | 2.6438
NSR Big Bend 1-4 - NOX Rate Annual v3.1, Unit 5302 and retrofits | 617 | 1863 | Rate Constraint in lbs/MMBtu | FALSE | L | Annual | Rate | lb/MWh | 0.41487 | 0.41487 | 0.41487 | 0.41487 | 0.41487 | 0.41487 | 0.41487
NSR Big Bend 1-4 - NOX Rate Annual v3.1, Unit 5302 and retrofits | 617 | 1863 | Rate Constraint in lbs/MMBtu | FALSE | L | Annual | Constraint Shadow Price | US$/Ton | 0 | 0 | 0 | 0 | 0 | 0 | 0
NSR Big Bend 1-4 - NOX Rate Annual v3.1, Unit 5303 and retrofits | 618 | 1863 | Rate Constraint in lbs/MMBtu | FALSE | L | Annual | Seasons Included | Seasons | Winter, Summer | Winter, Summer | Winter, Summer | Winter, Summer | Winter, Summer | Winter, Summer | Winter, Summer
NSR Big Bend 1-4 - NOX Rate Annual v3.1, Unit 5303 and retrofits | 618 | 1863 | Rate Constraint in lbs/MMBtu | FALSE | L | Annual | Standard | lb/MMBtu | 0.1 | 0.1 | 0.1 | 0.1 | 0.1 | 0.1 | 0.1
NSR Big Bend 1-4 - NOX Rate Annual v3.1, Unit 5303 and retrofits | 618 | 1863 | Rate Constraint in lbs/MMBtu | FALSE | L | Annual | Emissions at Affected Plants NOX | MTons | 1.036 | 1.1861 | 0.85592 | 0.85592 | 0.85592 | 0.85592 | 1.1014
NSR Big Bend 1-4 - NOX Rate Annual v3.1, Unit 5303 and retrofits | 618 | 1863 | Rate Constraint in lbs/MMBtu | FALSE | L | Annual | Allowances Purchased NOX | MTons | 0 | 0 | 0 | 0 | 0 | 0 | 0
NSR Big Bend 1-4 - NOX Rate Annual v3.1, Unit 5303 and retrofits | 618 | 1863 | Rate Constraint in lbs/MMBtu | FALSE | L | Annual | Allowances Sold NOX | MTons | 0 | 0 | 0 | 0 | 0 | 0 | 0
NSR Big Bend 1-4 - NOX Rate Annual v3.1, Unit 5303 and retrofits | 618 | 1863 | Rate Constraint in lbs/MMBtu | FALSE | L | Annual | Allowances Banked | MTons | 0 | 0 | 0 | 0 | 0 | 0 | 0
NSR Big Bend 1-4 - NOX Rate Annual v3.1, Unit 5303 and retrofits | 618 | 1863 | Rate Constraint in lbs/MMBtu | FALSE | L | Annual | Allowances Withdrawn (1:1) | MTons | 0 | 0 | 0 | 0 | 0 | 0 | 0
NSR Big Bend 1-4 - NOX Rate Annual v3.1, Unit 5303 and retrofits | 618 | 1863 | Rate Constraint in lbs/MMBtu | FALSE | L | Annual | Allowances Withdrawn (n:1) | MTons | 0 | 0 | 0 | 0 | 0 | 0 | 0
NSR Big Bend 1-4 - NOX Rate Annual v3.1, Unit 5303 and retrofits | 618 | 1863 | Rate Constraint in lbs/MMBtu | FALSE | L | Annual | Net Emissions Allowance Position | MTons | 1.036 | 1.1861 | 0.85592 | 0.85592 | 0.85592 | 0.85592 | 1.1014
NSR Big Bend 1-4 - NOX Rate Annual v3.1, Unit 5303 and retrofits | 618 | 1863 | Rate Constraint in lbs/MMBtu | FALSE | L | Annual | Fuel Consumed | TBtu | 24.7704 | 28.3577 | 20.4641 | 20.4641 | 20.4641 | 20.4641 | 26.3344
NSR Big Bend 1-4 - NOX Rate Annual v3.1, Unit 5303 and retrofits | 618 | 1863 | Rate Constraint in lbs/MMBtu | FALSE | L | Annual | Rate | lb/MMBtu | 0.083651 | 0.083651 | 0.083651 | 0.083651 | 0.083651 | 0.083651 | 0.083651
NSR Big Bend 1-4 - NOX Rate Annual v3.1, Unit 5303 and retrofits | 618 | 1863 | Rate Constraint in lbs/MMBtu | FALSE | L | Annual | Generation | TWh | 2.4868 | 2.8469 | 2.0545 | 2.0545 | 2.0545 | 2.0545 | 2.6438
NSR Big Bend 1-4 - NOX Rate Annual v3.1, Unit 5303 and retrofits | 618 | 1863 | Rate Constraint in lbs/MMBtu | FALSE | L | Annual | Qualifying Generation | TWh | 2.4868 | 2.8469 | 2.0545 | 2.0545 | 2.0545 | 2.0545 | 2.6438
NSR Big Bend 1-4 - NOX Rate Annual v3.1, Unit 5303 and retrofits | 618 | 1863 | Rate Constraint in lbs/MMBtu | FALSE | L | Annual | Rate | lb/MWh | 0.41661 | 0.41661 | 0.41661 | 0.41661 | 0.41661 | 0.41661 | 0.41661
NSR Big Bend 1-4 - NOX Rate Annual v3.1, Unit 5303 and retrofits | 618 | 1863 | Rate Constraint in lbs/MMBtu | FALSE | L | Annual | Constraint Shadow Price | US$/Ton | 0 | 0 | 0 | 0 | 0 | 0 | 0
NSR Big Bend 1-4 - NOX Rate Annual v3.1, Unit 5304 and retrofits | 619 | 1863 | Rate Constraint in lbs/MMBtu | FALSE | L | Annual | Seasons Included | Seasons | Winter, Summer | Winter, Summer | Winter, Summer | Winter, Summer | Winter, Summer | Winter, Summer | Winter, Summer
NSR Big Bend 1-4 - NOX Rate Annual v3.1, Unit 5304 and retrofits | 619 | 1863 | Rate Constraint in lbs/MMBtu | FALSE | L | Annual | Standard | lb/MMBtu | 0.1 | 0.1 | 0.1 | 0.1 | 0.1 | 0.1 | 0.1
NSR Big Bend 1-4 - NOX Rate Annual v3.1, Unit 5304 and retrofits | 619 | 1863 | Rate Constraint in lbs/MMBtu | FALSE | L | Annual | Emissions at Affected Plants NOX | MTons | 1.1325 | 1.2787 | 0.93564 | 0.93564 | 0.93564 | 0.93564 | 1.204
NSR Big Bend 1-4 - NOX Rate Annual v3.1, Unit 5304 and retrofits | 619 | 1863 | Rate Constraint in lbs/MMBtu | FALSE | L | Annual | Allowances Purchased NOX | MTons | 0 | 0 | 0 | 0 | 0 | 0 | 0
NSR Big Bend 1-4 - NOX Rate Annual v3.1, Unit 5304 and retrofits | 619 | 1863 | Rate Constraint in lbs/MMBtu | FALSE | L | Annual | Allowances Sold NOX | MTons | 0 | 0 | 0 | 0 | 0 | 0 | 0
NSR Big Bend 1-4 - NOX Rate Annual v3.1, Unit 5304 and retrofits | 619 | 1863 | Rate Constraint in lbs/MMBtu | FALSE | L | Annual | Allowances Banked | MTons | 0 | 0 | 0 | 0 | 0 | 0 | 0
NSR Big Bend 1-4 - NOX Rate Annual v3.1, Unit 5304 and retrofits | 619 | 1863 | Rate Constraint in lbs/MMBtu | FALSE | L | Annual | Allowances Withdrawn (1:1) | MTons | 0 | 0 | 0 | 0 | 0 | 0 | 0
NSR Big Bend 1-4 - NOX Rate Annual v3.1, Unit 5304 and retrofits | 619 | 1863 | Rate Constraint in lbs/MMBtu | FALSE | L | Annual | Allowances Withdrawn (n:1) | MTons | 0 | 0 | 0 | 0 | 0 | 0 | 0
NSR Big Bend 1-4 - NOX Rate Annual v3.1, Unit 5304 and retrofits | 619 | 1863 | Rate Constraint in lbs/MMBtu | FALSE | L | Annual | Net Emissions Allowance Position | MTons | 1.1325 | 1.2787 | 0.93564 | 0.93564 | 0.93564 | 0.93564 | 1.204
NSR Big Bend 1-4 - NOX Rate Annual v3.1, Unit 5304 and retrofits | 619 | 1863 | Rate Constraint in lbs/MMBtu | FALSE | L | Annual | Fuel Consumed | TBtu | 23.7054 | 26.7648 | 19.5842 | 19.5842 | 19.5842 | 19.5842 | 25.2021
NSR Big Bend 1-4 - NOX Rate Annual v3.1, Unit 5304 and retrofits | 619 | 1863 | Rate Constraint in lbs/MMBtu | FALSE | L | Annual | Rate | lb/MMBtu | 0.09555 | 0.09555 | 0.09555 | 0.09555 | 0.09555 | 0.09555 | 0.09555
NSR Big Bend 1-4 - NOX Rate Annual v3.1, Unit 5304 and retrofits | 619 | 1863 | Rate Constraint in lbs/MMBtu | FALSE | L | Annual | Generation | TWh | 2.3576 | 2.6619 | 1.9477 | 1.9477 | 1.9477 | 1.9477 | 2.5065
NSR Big Bend 1-4 - NOX Rate Annual v3.1, Unit 5304 and retrofits | 619 | 1863 | Rate Constraint in lbs/MMBtu | FALSE | L | Annual | Qualifying Generation | TWh | 2.3576 | 2.6619 | 1.9477 | 1.9477 | 1.9477 | 1.9477 | 2.5065
NSR Big Bend 1-4 - NOX Rate Annual v3.1, Unit 5304 and retrofits | 619 | 1863 | Rate Constraint in lbs/MMBtu | FALSE | L | Annual | Rate | lb/MWh | 0.48037 | 0.48037 | 0.48037 | 0.48037 | 0.48037 | 0.48037 | 0.48037
NSR Big Bend 1-4 - NOX Rate Annual v3.1, Unit 5304 and retrofits | 619 | 1863 | Rate Constraint in lbs/MMBtu | FALSE | L | Annual | Constraint Shadow Price | US$/Ton | 0 | 0 | 0 | 0 | 0 | 0 | 0
NSR Big Bend 1-4 - NOX Rate Annual v3.1, Unit 5305 and retrofits | 620 | 1863 | Rate Constraint in lbs/MMBtu | FALSE | L | Annual | Seasons Included | Seasons | Winter, Summer | Winter, Summer | Winter, Summer | Winter, Summer | Winter, Summer | Winter, Summer | Winter, Summer
NSR Big Bend 1-4 - NOX Rate Annual v3.1, Unit 5305 and retrofits | 620 | 1863 | Rate Constraint in lbs/MMBtu | FALSE | L | Annual | Standard | lb/MMBtu | 0.1 | 0.1 | 0.1 | 0.1 | 0.1 | 0.1 | 0.1
NSR Big Bend 1-4 - NOX Rate Annual v3.1, Unit 5305 and retrofits | 620 | 1863 | Rate Constraint in lbs/MMBtu | FALSE | L | Annual | Emissions at Affected Plants NOX | MTons | 1.0308 | 1.0964 | 0.80819 | 0.75116 | 0.85161 | 0.85161 | 0.99585
NSR Big Bend 1-4 - NOX Rate Annual v3.1, Unit 5305 and retrofits | 620 | 1863 | Rate Constraint in lbs/MMBtu | FALSE | L | Annual | Allowances Purchased NOX | MTons | 0 | 0 | 0 | 0 | 0 | 0 | 0
NSR Big Bend 1-4 - NOX Rate Annual v3.1, Unit 5305 and retrofits | 620 | 1863 | Rate Constraint in lbs/MMBtu | FALSE | L | Annual | Allowances Sold NOX | MTons | 0 | 0 | 0 | 0 | 0 | 0 | 0
NSR Big Bend 1-4 - NOX Rate Annual v3.1, Unit 5305 and retrofits | 620 | 1863 | Rate Constraint in lbs/MMBtu | FALSE | L | Annual | Allowances Banked | MTons | 0 | 0 | 0 | 0 | 0 | 0 | 0
NSR Big Bend 1-4 - NOX Rate Annual v3.1, Unit 5305 and retrofits | 620 | 1863 | Rate Constraint in lbs/MMBtu | FALSE | L | Annual | Allowances Withdrawn (1:1) | MTons | 0 | 0 | 0 | 0 | 0 | 0 | 0
NSR Big Bend 1-4 - NOX Rate Annual v3.1, Unit 5305 and retrofits | 620 | 1863 | Rate Constraint in lbs/MMBtu | FALSE | L | Annual | Allowances Withdrawn (n:1) | MTons | 0 | 0 | 0 | 0 | 0 | 0 | 0
NSR Big Bend 1-4 - NOX Rate Annual v3.1, Unit 5305 and retrofits | 620 | 1863 | Rate Constraint in lbs/MMBtu | FALSE | L | Annual | Net Emissions Allowance Position | MTons | 1.0308 | 1.0964 | 0.80819 | 0.75116 | 0.85161 | 0.85161 | 0.99585
NSR Big Bend 1-4 - NOX Rate Annual v3.1, Unit 5305 and retrofits | 620 | 1863 | Rate Constraint in lbs/MMBtu | FALSE | L | Annual | Fuel Consumed | TBtu | 26.3911 | 28.0695 | 20.6916 | 19.2314 | 21.803 | 21.803 | 25.4961
NSR Big Bend 1-4 - NOX Rate Annual v3.1, Unit 5305 and retrofits | 620 | 1863 | Rate Constraint in lbs/MMBtu | FALSE | L | Annual | Rate | lb/MMBtu | 0.078118 | 0.078118 | 0.078118 | 0.078118 | 0.078118 | 0.078118 | 0.078118
NSR Big Bend 1-4 - NOX Rate Annual v3.1, Unit 5305 and retrofits | 620 | 1863 | Rate Constraint in lbs/MMBtu | FALSE | L | Annual | Generation | TWh | 2.6134 | 2.7796 | 2.049 | 1.9044 | 2.159 | 2.159 | 2.5247
NSR Big Bend 1-4 - NOX Rate Annual v3.1, Unit 5305 and retrofits | 620 | 1863 | Rate Constraint in lbs/MMBtu | FALSE | L | Annual | Qualifying Generation | TWh | 2.6134 | 2.7796 | 2.049 | 1.9044 | 2.159 | 2.159 | 2.5247
NSR Big Bend 1-4 - NOX Rate Annual v3.1, Unit 5305 and retrofits | 620 | 1863 | Rate Constraint in lbs/MMBtu | FALSE | L | Annual | Rate | lb/MWh | 0.39444 | 0.39444 | 0.39444 | 0.39444 | 0.39444 | 0.39444 | 0.39444
NSR Big Bend 1-4 - NOX Rate Annual v3.1, Unit 5305 and retrofits | 620 | 1863 | Rate Constraint in lbs/MMBtu | FALSE | L | Annual | Constraint Shadow Price | US$/Ton | 0 | 0 | 0 | 0 | 0 | 0 | 0
NSR Big Cajun 2- NOx Cap Annual v5.13 | 621 | 5998 | Rate Constraint in MTons | FALSE | L | Annual | Seasons Included | Seasons | Winter, Summer | Winter, Summer | Winter, Summer | Winter, Summer | Winter, Summer | Winter, Summer | Winter, Summer
NSR Big Cajun 2- NOx Cap Annual v5.13 | 621 | 5998 | Rate Constraint in MTons | FALSE | L | Annual | Standard | MTons | 8.95 | 8.95 | 8.95 | 8.95 | 8.95 | 8.95 | 8.95
NSR Big Cajun 2- NOx Cap Annual v5.13 | 621 | 5998 | Rate Constraint in MTons | FALSE | L | Annual | Standard NOX | MTons | 8.95 | 8.95 | 8.95 | 8.95 | 8.95 | 8.95 | 8.95
NSR Big Cajun 2- NOx Cap Annual v5.13 | 621 | 5998 | Rate Constraint in MTons | FALSE | L | Annual | Emissions at Affected Plants NOX | MTons | 0 | 0 | 0 | 0 | 0 | 0 | 0
NSR Big Cajun 2- NOx Cap Annual v5.13 | 621 | 5998 | Rate Constraint in MTons | FALSE | L | Annual | Allowances Purchased NOX | MTons | 0 | 0 | 0 | 0 | 0 | 0 | 0
NSR Big Cajun 2- NOx Cap Annual v5.13 | 621 | 5998 | Rate Constraint in MTons | FALSE | L | Annual | Allowances Sold NOX | MTons | 0 | 0 | 0 | 0 | 0 | 0 | 0
NSR Big Cajun 2- NOx Cap Annual v5.13 | 621 | 5998 | Rate Constraint in MTons | FALSE | L | Annual | Allowances Banked | MTons | 0 | 0 | 0 | 0 | 0 | 0 | 0
NSR Big Cajun 2- NOx Cap Annual v5.13 | 621 | 5998 | Rate Constraint in MTons | FALSE | L | Annual | Allowances Withdrawn (1:1) | MTons | 0 | 0 | 0 | 0 | 0 | 0 | 0
NSR Big Cajun 2- NOx Cap Annual v5.13 | 621 | 5998 | Rate Constraint in MTons | FALSE | L | Annual | Allowances Withdrawn (n:1) | MTons | 0 | 0 | 0 | 0 | 0 | 0 | 0
NSR Big Cajun 2- NOx Cap Annual v5.13 | 621 | 5998 | Rate Constraint in MTons | FALSE | L | Annual | Net Emissions Allowance Position | MTons | 0 | 0 | 0 | 0 | 0 | 0 | 0
NSR Big Cajun 2- NOx Cap Annual v5.13 | 621 | 5998 | Rate Constraint in MTons | FALSE | L | Annual | Fuel Consumed | TBtu | 0 | 0 | 0 | 0 | 0 | 0 | 0
NSR Big Cajun 2- NOx Cap Annual v5.13 | 621 | 5998 | Rate Constraint in MTons | FALSE | L | Annual | Rate | lb/MMBtu | 0 | 0 | 0 | 0 | 0 | 0 | 0
NSR Big Cajun 2- NOx Cap Annual v5.13 | 621 | 5998 | Rate Constraint in MTons | FALSE | L | Annual | Generation | TWh | 0 | 0 | 0 | 0 | 0 | 0 | 0
NSR Big Cajun 2- NOx Cap Annual v5.13 | 621 | 5998 | Rate Constraint in MTons | FALSE | L | Annual | Qualifying Generation | TWh | 0 | 0 | 0 | 0 | 0 | 0 | 0
NSR Big Cajun 2- NOx Cap Annual v5.13 | 621 | 5998 | Rate Constraint in MTons | FALSE | L | Annual | Rate | lb/MWh | 0 | 0 | 0 | 0 | 0 | 0 | 0
NSR Big Cajun 2- NOx Cap Annual v5.13 | 621 | 5998 | Rate Constraint in MTons | FALSE | L | Annual | Constraint Shadow Price | US$/Ton | 0 | 0 | 0 | 0 | 0 | 0 | 0
NSR Big Cajun 2- SO2 Cap Annual v5.13 | 622 | 5999 | Rate Constraint in MTons | FALSE | L | Annual | Seasons Included | Seasons | Winter, Summer | Winter, Summer | Winter, Summer | Winter, Summer | Winter, Summer | Winter, Summer | Winter, Summer
NSR Big Cajun 2- SO2 Cap Annual v5.13 | 622 | 5999 | Rate Constraint in MTons | FALSE | L | Annual | Standard | MTons | 18.95 | 18.95 | 18.95 | 18.95 | 18.95 | 18.95 | 18.95
NSR Big Cajun 2- SO2 Cap Annual v5.13 | 622 | 5999 | Rate Constraint in MTons | FALSE | L | Annual | Standard SO2 | MTons | 18.95 | 18.95 | 18.95 | 18.95 | 18.95 | 18.95 | 18.95
NSR Big Cajun 2- SO2 Cap Annual v5.13 | 622 | 5999 | Rate Constraint in MTons | FALSE | L | Annual | Emissions at Affected Plants SO2 | MTons | 0 | 0 | 0 | 0 | 0 | 0 | 0
NSR Big Cajun 2- SO2 Cap Annual v5.13 | 622 | 5999 | Rate Constraint in MTons | FALSE | L | Annual | Allowances Purchased SO2 | MTons | 0 | 0 | 0 | 0 | 0 | 0 | 0
NSR Big Cajun 2- SO2 Cap Annual v5.13 | 622 | 5999 | Rate Constraint in MTons | FALSE | L | Annual | Allowances Sold SO2 | MTons | 0 | 0 | 0 | 0 | 0 | 0 | 0
NSR Big Cajun 2- SO2 Cap Annual v5.13 | 622 | 5999 | Rate Constraint in MTons | FALSE | L | Annual | Allowances Banked | MTons | 0 | 0 | 0 | 0 | 0 | 0 | 0
NSR Big Cajun 2- SO2 Cap Annual v5.13 | 622 | 5999 | Rate Constraint in MTons | FALSE | L | Annual | Allowances Withdrawn (1:1) | MTons | 0 | 0 | 0 | 0 | 0 | 0 | 0
NSR Big Cajun 2- SO2 Cap Annual v5.13 | 622 | 5999 | Rate Constraint in MTons | FALSE | L | Annual | Allowances Withdrawn (n:1) | MTons | 0 | 0 | 0 | 0 | 0 | 0 | 0
NSR Big Cajun 2- SO2 Cap Annual v5.13 | 622 | 5999 | Rate Constraint in MTons | FALSE | L | Annual | Net Emissions Allowance Position | MTons | 0 | 0 | 0 | 0 | 0 | 0 | 0
NSR Big Cajun 2- SO2 Cap Annual v5.13 | 622 | 5999 | Rate Constraint in MTons | FALSE | L | Annual | Fuel Consumed | TBtu | 0 | 0 | 0 | 0 | 0 | 0 | 0
NSR Big Cajun 2- SO2 Cap Annual v5.13 | 622 | 5999 | Rate Constraint in MTons | FALSE | L | Annual | Rate | lb/MMBtu | 0 | 0 | 0 | 0 | 0 | 0 | 0
NSR Big Cajun 2- SO2 Cap Annual v5.13 | 622 | 5999 | Rate Constraint in MTons | FALSE | L | Annual | Generation | TWh | 0 | 0 | 0 | 0 | 0 | 0 | 0
NSR Big Cajun 2- SO2 Cap Annual v5.13 | 622 | 5999 | Rate Constraint in MTons | FALSE | L | Annual | Qualifying Generation | TWh | 0 | 0 | 0 | 0 | 0 | 0 | 0
NSR Big Cajun 2- SO2 Cap Annual v5.13 | 622 | 5999 | Rate Constraint in MTons | FALSE | L | Annual | Rate | lb/MWh | 0 | 0 | 0 | 0 | 0 | 0 | 0
NSR Big Cajun 2- SO2 Cap Annual v5.13 | 622 | 5999 | Rate Constraint in MTons | FALSE | L | Annual | Constraint Shadow Price | US$/Ton | 0 | 0 | 0 | 0 | 0 | 0 | 0
NSR Big Cajun 2- Unit 1 - Hg Rate Annual v5.13 | 623 | 5955 | Rate Constraint in lbs/MMBtu | FALSE | L | Annual | Seasons Included | Seasons | Winter, Summer | Winter, Summer | Winter, Summer | Winter, Summer | Winter, Summer | Winter, Summer | Winter, Summer
NSR Big Cajun 2- Unit 1 - Hg Rate Annual v5.13 | 623 | 5955 | Rate Constraint in lbs/MMBtu | FALSE | L | Annual | Standard | lb/MMBtu | 0.03 | 0.03 | 0.03 | 0.03 | 0.03 | 0.03 | 0.03
NSR Big Cajun 2- Unit 1 - Hg Rate Annual v5.13 | 623 | 5955 | Rate Constraint in lbs/MMBtu | FALSE | L | Annual | Emissions at Affected Plants MER | lbs | 0 | 0 | 0 | 0 | 0 | 0 | 0
NSR Big Cajun 2- Unit 1 - Hg Rate Annual v5.13 | 623 | 5955 | Rate Constraint in lbs/MMBtu | FALSE | L | Annual | Allowances Purchased MER | lbs | 0 | 0 | 0 | 0 | 0 | 0 | 0
NSR Big Cajun 2- Unit 1 - Hg Rate Annual v5.13 | 623 | 5955 | Rate Constraint in lbs/MMBtu | FALSE | L | Annual | Allowances Sold MER | lbs | 0 | 0 | 0 | 0 | 0 | 0 | 0
NSR Big Cajun 2- Unit 1 - Hg Rate Annual v5.13 | 623 | 5955 | Rate Constraint in lbs/MMBtu | FALSE | L | Annual | Allowances Banked | lbs | 0 | 0 | 0 | 0 | 0 | 0 | 0
NSR Big Cajun 2- Unit 1 - Hg Rate Annual v5.13 | 623 | 5955 | Rate Constraint in lbs/MMBtu | FALSE | L | Annual | Allowances Withdrawn (1:1) | lbs | 0 | 0 | 0 | 0 | 0 | 0 | 0
NSR Big Cajun 2- Unit 1 - Hg Rate Annual v5.13 | 623 | 5955 | Rate Constraint in lbs/MMBtu | FALSE | L | Annual | Allowances Withdrawn (n:1) | lbs | 0 | 0 | 0 | 0 | 0 | 0 | 0
NSR Big Cajun 2- Unit 1 - Hg Rate Annual v5.13 | 623 | 5955 | Rate Constraint in lbs/MMBtu | FALSE | L | Annual | Net Emissions Allowance Position | lbs | 0 | 0 | 0 | 0 | 0 | 0 | 0
NSR Big Cajun 2- Unit 1 - Hg Rate Annual v5.13 | 623 | 5955 | Rate Constraint in lbs/MMBtu | FALSE | L | Annual | Fuel Consumed | TBtu | 0 | 0 | 0 | 0 | 0 | 0 | 0
NSR Big Cajun 2- Unit 1 - Hg Rate Annual v5.13 | 623 | 5955 | Rate Constraint in lbs/MMBtu | FALSE | L | Annual | Rate | lb/MMBtu | 0 | 0 | 0 | 0 | 0 | 0 | 0
NSR Big Cajun 2- Unit 1 - Hg Rate Annual v5.13 | 623 | 5955 | Rate Constraint in lbs/MMBtu | FALSE | L | Annual | Generation | TWh | 0 | 0 | 0 | 0 | 0 | 0 | 0
NSR Big Cajun 2- Unit 1 - Hg Rate Annual v5.13 | 623 | 5955 | Rate Constraint in lbs/MMBtu | FALSE | L | Annual | Qualifying Generation | TWh | 0 | 0 | 0 | 0 | 0 | 0 | 0
NSR Big Cajun 2- Unit 1 - Hg Rate Annual v5.13 | 623 | 5955 | Rate Constraint in lbs/MMBtu | FALSE | L | Annual | Rate | lb/MWh | 0 | 0 | 0 | 0 | 0 | 0 | 0
NSR Big Cajun 2- Unit 1 - Hg Rate Annual v5.13 | 623 | 5955 | Rate Constraint in lbs/MMBtu | FALSE | L | Annual | Constraint Shadow Price | US$/Lb | 0 | 0 | 0 | 0 | 0 | 0 | 0
NSR Big Cajun 2- Unit 1 - NOx Rate Annual v5.13 | 624 | 5954 | Rate Constraint in lbs/MMBtu | FALSE | L | Annual | Seasons Included | Seasons | Winter, Summer | Winter, Summer | Winter, Summer | Winter, Summer | Winter, Summer | Winter, Summer | Winter, Summer
NSR Big Cajun 2- Unit 1 - NOx Rate Annual v5.13 | 624 | 5954 | Rate Constraint in lbs/MMBtu | FALSE | L | Annual | Standard | lb/MMBtu | 0.15 | 0.15 | 0.15 | 0.15 | 0.15 | 0.15 | 0.15
NSR Big Cajun 2- Unit 1 - NOx Rate Annual v5.13 | 624 | 5954 | Rate Constraint in lbs/MMBtu | FALSE | L | Annual | Emissions at Affected Plants NOX | MTons | 0 | 0 | 0 | 0 | 0 | 0 | 0
NSR Big Cajun 2- Unit 1 - NOx Rate Annual v5.13 | 624 | 5954 | Rate Constraint in lbs/MMBtu | FALSE | L | Annual | Allowances Purchased NOX | MTons | 0 | 0 | 0 | 0 | 0 | 0 | 0
NSR Big Cajun 2- Unit 1 - NOx Rate Annual v5.13 | 624 | 5954 | Rate Constraint in lbs/MMBtu | FALSE | L | Annual | Allowances Sold NOX | MTons | 0 | 0 | 0 | 0 | 0 | 0 | 0
NSR Big Cajun 2- Unit 1 - NOx Rate Annual v5.13 | 624 | 5954 | Rate Constraint in lbs/MMBtu | FALSE | L | Annual | Allowances Banked | MTons | 0 | 0 | 0 | 0 | 0 | 0 | 0
NSR Big Cajun 2- Unit 1 - NOx Rate Annual v5.13 | 624 | 5954 | Rate Constraint in lbs/MMBtu | FALSE | L | Annual | Allowances Withdrawn (1:1) | MTons | 0 | 0 | 0 | 0 | 0 | 0 | 0
NSR Big Cajun 2- Unit 1 - NOx Rate Annual v5.13 | 624 | 5954 | Rate Constraint in lbs/MMBtu | FALSE | L | Annual | Allowances Withdrawn (n:1) | MTons | 0 | 0 | 0 | 0 | 0 | 0 | 0
NSR Big Cajun 2- Unit 1 - NOx Rate Annual v5.13 | 624 | 5954 | Rate Constraint in lbs/MMBtu | FALSE | L | Annual | Net Emissions Allowance Position | MTons | 0 | 0 | 0 | 0 | 0 | 0 | 0
NSR Big Cajun 2- Unit 1 - NOx Rate Annual v5.13 | 624 | 5954 | Rate Constraint in lbs/MMBtu | FALSE | L | Annual | Fuel Consumed | TBtu | 0 | 0 | 0 | 0 | 0 | 0 | 0
NSR Big Cajun 2- Unit 1 - NOx Rate Annual v5.13 | 624 | 5954 | Rate Constraint in lbs/MMBtu | FALSE | L | Annual | Rate | lb/MMBtu | 0 | 0 | 0 | 0 | 0 | 0 | 0
NSR Big Cajun 2- Unit 1 - NOx Rate Annual v5.13 | 624 | 5954 | Rate Constraint in lbs/MMBtu | FALSE | L | Annual | Generation | TWh | 0 | 0 | 0 | 0 | 0 | 0 | 0
NSR Big Cajun 2- Unit 1 - NOx Rate Annual v5.13 | 624 | 5954 | Rate Constraint in lbs/MMBtu | FALSE | L | Annual | Qualifying Generation | TWh | 0 | 0 | 0 | 0 | 0 | 0 | 0
NSR Big Cajun 2- Unit 1 - NOx Rate Annual v5.13 | 624 | 5954 | Rate Constraint in lbs/MMBtu | FALSE | L | Annual | Rate | lb/MWh | 0 | 0 | 0 | 0 | 0 | 0 | 0
NSR Big Cajun 2- Unit 1 - NOx Rate Annual v5.13 | 624 | 5954 | Rate Constraint in lbs/MMBtu | FALSE | L | Annual | Constraint Shadow Price | US$/Ton | 0 | 0 | 0 | 0 | 0 | 0 | 0
NSR Big Cajun 2- Unit 1 - SO2 Rate Annual v5.13 | 625 | 5953 | Rate Constraint in lbs/MMBtu | FALSE | L | Annual | Seasons Included | Seasons | Winter, Summer | Winter, Summer | Winter, Summer | Winter, Summer | Winter, Summer | Winter, Summer | Winter, Summer
NSR Big Cajun 2- Unit 1 - SO2 Rate Annual v5.13 | 625 | 5953 | Rate Constraint in lbs/MMBtu | FALSE | L | Annual | Standard | lb/MMBtu | 0.38 | 0.38 | 0.38 | 0.194 | 0.07 | 0.07 | 0.07
NSR Big Cajun 2- Unit 1 - SO2 Rate Annual v5.13 | 625 | 5953 | Rate Constraint in lbs/MMBtu | FALSE | L | Annual | Emissions at Affected Plants SO2 | MTons | 0 | 0 | 0 | 0 | 0 | 0 | 0
NSR Big Cajun 2- Unit 1 - SO2 Rate Annual v5.13 | 625 | 5953 | Rate Constraint in lbs/MMBtu | FALSE | L | Annual | Allowances Purchased SO2 | MTons | 0 | 0 | 0 | 0 | 0 | 0 | 0
NSR Big Cajun 2- Unit 1 - SO2 Rate Annual v5.13 | 625 | 5953 | Rate Constraint in lbs/MMBtu | FALSE | L | Annual | Allowances Sold SO2 | MTons | 0 | 0 | 0 | 0 | 0 | 0 | 0
NSR Big Cajun 2- Unit 1 - SO2 Rate Annual v5.13 | 625 | 5953 | Rate Constraint in lbs/MMBtu | FALSE | L | Annual | Allowances Banked | MTons | 0 | 0 | 0 | 0 | 0 | 0 | 0
NSR Big Cajun 2- Unit 1 - SO2 Rate Annual v5.13 | 625 | 5953 | Rate Constraint in lbs/MMBtu | FALSE | L | Annual | Allowances Withdrawn (1:1) | MTons | 0 | 0 | 0 | 0 | 0 | 0 | 0
NSR Big Cajun 2- Unit 1 - SO2 Rate Annual v5.13 | 625 | 5953 | Rate Constraint in lbs/MMBtu | FALSE | L | Annual | Allowances Withdrawn (n:1) | MTons | 0 | 0 | 0 | 0 | 0 | 0 | 0
NSR Big Cajun 2- Unit 1 - SO2 Rate Annual v5.13 | 625 | 5953 | Rate Constraint in lbs/MMBtu | FALSE | L | Annual | Net Emissions Allowance Position | MTons | 0 | 0 | 0 | 0 | 0 | 0 | 0
NSR Big Cajun 2- Unit 1 - SO2 Rate Annual v5.13 | 625 | 5953 | Rate Constraint in lbs/MMBtu | FALSE | L | Annual | Fuel Consumed | TBtu | 0 | 0 | 0 | 0 | 0 | 0 | 0
NSR Big Cajun 2- Unit 1 - SO2 Rate Annual v5.13 | 625 | 5953 | Rate Constraint in lbs/MMBtu | FALSE | L | Annual | Rate | lb/MMBtu | 0 | 0 | 0 | 0 | 0 | 0 | 0
NSR Big Cajun 2- Unit 1 - SO2 Rate Annual v5.13 | 625 | 5953 | Rate Constraint in lbs/MMBtu | FALSE | L | Annual | Generation | TWh | 0 | 0 | 0 | 0 | 0 | 0 | 0
NSR Big Cajun 2- Unit 1 - SO2 Rate Annual v5.13 | 625 | 5953 | Rate Constraint in lbs/MMBtu | FALSE | L | Annual | Qualifying Generation | TWh | 0 | 0 | 0 | 0 | 0 | 0 | 0
NSR Big Cajun 2- Unit 1 - SO2 Rate Annual v5.13 | 625 | 5953 | Rate Constraint in lbs/MMBtu | FALSE | L | Annual | Rate | lb/MWh | 0 | 0 | 0 | 0 | 0 | 0 | 0
NSR Big Cajun 2- Unit 1 - SO2 Rate Annual v5.13 | 625 | 5953 | Rate Constraint in lbs/MMBtu | FALSE | L | Annual | Constraint Shadow Price | US$/Ton | 0 | 0 | 0 | 0 | 69821.2229 | 47756.2466 | 83760.2817
NSR Big Cajun 2- Unit 3 - Hg Rate Annual v5.13 | 626 | 6029 | Rate Constraint in lbs/MMBtu | FALSE | L | Annual | Seasons Included | Seasons | Winter, Summer | Winter, Summer | Winter, Summer | Winter, Summer | Winter, Summer | Winter, Summer | Winter, Summer
NSR Big Cajun 2- Unit 3 - Hg Rate Annual v5.13 | 626 | 6029 | Rate Constraint in lbs/MMBtu | FALSE | L | Annual | Standard | lb/MMBtu | 0.03 | 0.03 | 0.03 | 0.03 | 0.03 | 0.03 | 0.03
NSR Big Cajun 2- Unit 3 - Hg Rate Annual v5.13 | 626 | 6029 | Rate Constraint in lbs/MMBtu | FALSE | L | Annual | Emissions at Affected Plants MER | lbs | 0 | 0 | 0 | 0 | 0 | 0 | 0
NSR Big Cajun 2- Unit 3 - Hg Rate Annual v5.13 | 626 | 6029 | Rate Constraint in lbs/MMBtu | FALSE | L | Annual | Allowances Purchased MER | lbs | 0 | 0 | 0 | 0 | 0 | 0 | 0
NSR Big Cajun 2- Unit 3 - Hg Rate Annual v5.13 | 626 | 6029 | Rate Constraint in lbs/MMBtu | FALSE | L | Annual | Allowances Sold MER | lbs | 0 | 0 | 0 | 0 | 0 | 0 | 0
NSR Big Cajun 2- Unit 3 - Hg Rate Annual v5.13 | 626 | 6029 | Rate Constraint in lbs/MMBtu | FALSE | L | Annual | Allowances Banked | lbs | 0 | 0 | 0 | 0 | 0 | 0 | 0
NSR Big Cajun 2- Unit 3 - Hg Rate Annual v5.13 | 626 | 6029 | Rate Constraint in lbs/MMBtu | FALSE | L | Annual | Allowances Withdrawn (1:1) | lbs | 0 | 0 | 0 | 0 | 0 | 0 | 0
NSR Big Cajun 2- Unit 3 - Hg Rate Annual v5.13 | 626 | 6029 | Rate Constraint in lbs/MMBtu | FALSE | L | Annual | Allowances Withdrawn (n:1) | lbs | 0 | 0 | 0 | 0 | 0 | 0 | 0
NSR Big Cajun 2- Unit 3 - Hg Rate Annual v5.13 | 626 | 6029 | Rate Constraint in lbs/MMBtu | FALSE | L | Annual | Net Emissions Allowance Position | lbs | 0 | 0 | 0 | 0 | 0 | 0 | 0
NSR Big Cajun 2- Unit 3 - Hg Rate Annual v5.13 | 626 | 6029 | Rate Constraint in lbs/MMBtu | FALSE | L | Annual | Fuel Consumed | TBtu | 0 | 0 | 0 | 0 | 0 | 0 | 0
NSR Big Cajun 2- Unit 3 - Hg Rate Annual v5.13 | 626 | 6029 | Rate Constraint in lbs/MMBtu | FALSE | L | Annual | Rate | lb/MMBtu | 0 | 0 | 0 | 0 | 0 | 0 | 0
NSR Big Cajun 2- Unit 3 - Hg Rate Annual v5.13 | 626 | 6029 | Rate Constraint in lbs/MMBtu | FALSE | L | Annual | Generation | TWh | 0 | 0 | 0 | 0 | 0 | 0 | 0
NSR Big Cajun 2- Unit 3 - Hg Rate Annual v5.13 | 626 | 6029 | Rate Constraint in lbs/MMBtu | FALSE | L | Annual | Qualifying Generation | TWh | 0 | 0 | 0 | 0 | 0 | 0 | 0
NSR Big Cajun 2- Unit 3 - Hg Rate Annual v5.13 | 626 | 6029 | Rate Constraint in lbs/MMBtu | FALSE | L | Annual | Rate | lb/MWh | 0 | 0 | 0 | 0 | 0 | 0 | 0
NSR Big Cajun 2- Unit 3 - Hg Rate Annual v5.13 | 626 | 6029 | Rate Constraint in lbs/MMBtu | FALSE | L | Annual | Constraint Shadow Price | US$/Lb | 0 | 0 | 0 | 0 | 0 | 0 | 0
NSR Big Cajun 2- Unit 3 - NOx Rate Annual v5.13 | 627 | 5996 | Rate Constraint in lbs/MMBtu | FALSE | L | Annual | Seasons Included | Seasons | Winter, Summer | Winter, Summer | Winter, Summer | Winter, Summer | Winter, Summer | Winter, Summer | Winter, Summer
NSR Big Cajun 2- Unit 3 - NOx Rate Annual v5.13 | 627 | 5996 | Rate Constraint in lbs/MMBtu | FALSE | L | Annual | Standard | lb/MMBtu | 0.135 | 0.135 | 0.135 | 0.135 | 0.135 | 0.135 | 0.135
NSR Big Cajun 2- Unit 3 - NOx Rate Annual v5.13 | 627 | 5996 | Rate Constraint in lbs/MMBtu | FALSE | L | Annual | Emissions at Affected Plants NOX | MTons | 0 | 0 | 0 | 0 | 0 | 0 | 0
NSR Big Cajun 2- Unit 3 - NOx Rate Annual v5.13 | 627 | 5996 | Rate Constraint in lbs/MMBtu | FALSE | L | Annual | Allowances Purchased NOX | MTons | 0 | 0 | 0 | 0 | 0 | 0 | 0
NSR Big Cajun 2- Unit 3 - NOx Rate Annual v5.13 | 627 | 5996 | Rate Constraint in lbs/MMBtu | FALSE | L | Annual | Allowances Sold NOX | MTons | 0 | 0 | 0 | 0 | 0 | 0 | 0
NSR Big Cajun 2- Unit 3 - NOx Rate Annual v5.13 | 627 | 5996 | Rate Constraint in lbs/MMBtu | FALSE | L | Annual | Allowances Banked | MTons | 0 | 0 | 0 | 0 | 0 | 0 | 0
NSR Big Cajun 2- Unit 3 - NOx Rate Annual v5.13 | 627 | 5996 | Rate Constraint in lbs/MMBtu | FALSE | L | Annual | Allowances Withdrawn (1:1) | MTons | 0 | 0 | 0 | 0 | 0 | 0 | 0
NSR Big Cajun 2- Unit 3 - NOx Rate Annual v5.13 | 627 | 5996 | Rate Constraint in lbs/MMBtu | FALSE | L | Annual | Allowances Withdrawn (n:1) | MTons | 0 | 0 | 0 | 0 | 0 | 0 | 0
NSR Big Cajun 2- Unit 3 - NOx Rate Annual v5.13 | 627 | 5996 | Rate Constraint in lbs/MMBtu | FALSE | L | Annual | Net Emissions Allowance Position | MTons | 0 | 0 | 0 | 0 | 0 | 0 | 0
NSR Big Cajun 2- Unit 3 - NOx Rate Annual v5.13 | 627 | 5996 | Rate Constraint in lbs/MMBtu | FALSE | L | Annual | Fuel Consumed | TBtu | 0 | 0 | 0 | 0 | 0 | 0 | 0
NSR Big Cajun 2- Unit 3 - NOx Rate Annual v5.13 | 627 | 5996 | Rate Constraint in lbs/MMBtu | FALSE | L | Annual | Rate | lb/MMBtu | 0 | 0 | 0 | 0 | 0 | 0 | 0
NSR Big Cajun 2- Unit 3 - NOx Rate Annual v5.13 | 627 | 5996 | Rate Constraint in lbs/MMBtu | FALSE | L | Annual | Generation | TWh | 0 | 0 | 0 | 0 | 0 | 0 | 0
NSR Big Cajun 2- Unit 3 - NOx Rate Annual v5.13 | 627 | 5996 | Rate Constraint in lbs/MMBtu | FALSE | L | Annual | Qualifying Generation | TWh | 0 | 0 | 0 | 0 | 0 | 0 | 0
NSR Big Cajun 2- Unit 3 - NOx Rate Annual v5.13 | 627 | 5996 | Rate Constraint in lbs/MMBtu | FALSE | L | Annual | Rate | lb/MWh | 0 | 0 | 0 | 0 | 0 | 0 | 0
NSR Big Cajun 2- Unit 3 - NOx Rate Annual v5.13 | 627 | 5996 | Rate Constraint in lbs/MMBtu | FALSE | L | Annual | Constraint Shadow Price | US$/Ton | 0 | 0 | 0 | 0 | 0 | 0 | 0
NSR Brayton Point 1 & 2- SO2 Rate Annual v5.13 | 628 | 5968 | Rate Constraint in lbs/MMBtu | FALSE | L | Annual | Seasons Included | Seasons | Winter, Summer | Winter, Summer | Winter, Summer | Winter, Summer | Winter, Summer | Winter, Summer | Winter, Summer
NSR Brayton Point 1 & 2- SO2 Rate Annual v5.13 | 628 | 5968 | Rate Constraint in lbs/MMBtu | FALSE | L | Annual | Standard | lb/MMBtu | 0.15 | 0.15 | 0.15 | 0.15 | 0.15 | 0.15 | 0.15
NSR Brayton Point 1 & 2- SO2 Rate Annual v5.13 | 628 | 5968 | Rate Constraint in lbs/MMBtu | FALSE | L | Annual | Emissions at Affected Plants SO2 | MTons | 0 | 0 | 0 | 0 | 0 | 0 | 0
NSR Brayton Point 1 & 2- SO2 Rate Annual v5.13 | 628 | 5968 | Rate Constraint in lbs/MMBtu | FALSE | L | Annual | Allowances Purchased SO2 | MTons | 0 | 0 | 0 | 0 | 0 | 0 | 0
NSR Brayton Point 1 & 2- SO2 Rate Annual v5.13 | 628 | 5968 | Rate Constraint in lbs/MMBtu | FALSE | L | Annual | Allowances Sold SO2 | MTons | 0 | 0 | 0 | 0 | 0 | 0 | 0
NSR Brayton Point 1 & 2- SO2 Rate Annual v5.13 | 628 | 5968 | Rate Constraint in lbs/MMBtu | FALSE | L | Annual | Allowances Banked | MTons | 0 | 0 | 0 | 0 | 0 | 0 | 0
NSR Brayton Point 1 & 2- SO2 Rate Annual v5.13 | 628 | 5968 | Rate Constraint in lbs/MMBtu | FALSE | L | Annual | Allowances Withdrawn (1:1) | MTons | 0 | 0 | 0 | 0 | 0 | 0 | 0
NSR Brayton Point 1 & 2- SO2 Rate Annual v5.13 | 628 | 5968 | Rate Constraint in lbs/MMBtu | FALSE | L | Annual | Allowances Withdrawn (n:1) | MTons | 0 | 0 | 0 | 0 | 0 | 0 | 0
NSR Brayton Point 1 & 2- SO2 Rate Annual v5.13 | 628 | 5968 | Rate Constraint in lbs/MMBtu | FALSE | L | Annual | Net Emissions Allowance Position | MTons | 0 | 0 | 0 | 0 | 0 | 0 | 0
NSR Brayton Point 1 & 2- SO2 Rate Annual v5.13 | 628 | 5968 | Rate Constraint in lbs/MMBtu | FALSE | L | Annual | Fuel Consumed | TBtu | 0 | 0 | 0 | 0 | 0 | 0 | 0
NSR Brayton Point 1 & 2- SO2 Rate Annual v5.13 | 628 | 5968 | Rate Constraint in lbs/MMBtu | FALSE | L | Annual | Rate | lb/MMBtu | 0 | 0 | 0 | 0 | 0 | 0 | 0
NSR Brayton Point 1 & 2- SO2 Rate Annual v5.13 | 628 | 5968 | Rate Constraint in lbs/MMBtu | FALSE | L | Annual | Generation | TWh | 0 | 0 | 0 | 0 | 0 | 0 | 0
NSR Brayton Point 1 & 2- SO2 Rate Annual v5.13 | 628 | 5968 | Rate Constraint in lbs/MMBtu | FALSE | L | Annual | Qualifying Generation | TWh | 0 | 0 | 0 | 0 | 0 | 0 | 0
NSR Brayton Point 1 & 2- SO2 Rate Annual v5.13 | 628 | 5968 | Rate Constraint in lbs/MMBtu | FALSE | L | Annual | Rate | lb/MWh | 0 | 0 | 0 | 0 | 0 | 0 | 0
NSR Brayton Point 1 & 2- SO2 Rate Annual v5.13 | 628 | 5968 | Rate Constraint in lbs/MMBtu | FALSE | L | Annual | Constraint Shadow Price | US$/Ton | 9520.8956 | 16480.8184 | 7619.1895 | 7855.958 | 802.166 | 0 | 372.8204
NSR Brayton Point 1- Hg Rate Annual v5.13 | 629 | 5972 | Rate Constraint in lbs/MMBtu | FALSE | L | Annual | Seasons Included | Seasons | Winter, Summer | Winter, Summer | Winter, Summer | Winter, Summer | Winter, Summer | Winter, Summer | Winter, Summer
NSR Brayton Point 1- Hg Rate Annual v5.13 | 629 | 5972 | Rate Constraint in lbs/MMBtu | FALSE | L | Annual | Standard | lb/MMBtu | 0.01 | 0.01 | 0.01 | 0.01 | 0.01 | 0.01 | 0.01
NSR Brayton Point 1- Hg Rate Annual v5.13 | 629 | 5972 | Rate Constraint in lbs/MMBtu | FALSE | L | Annual | Emissions at Affected Plants MER | lbs | 0 | 0 | 0 | 0 | 0 | 0 | 0
NSR Brayton Point 1- Hg Rate Annual v5.13 | 629 | 5972 | Rate Constraint in lbs/MMBtu | FALSE | L | Annual | Allowances Purchased MER | lbs | 0 | 0 | 0 | 0 | 0 | 0 | 0
NSR Brayton Point 1- Hg Rate Annual v5.13 | 629 | 5972 | Rate Constraint in lbs/MMBtu | FALSE | L | Annual | Allowances Sold MER | lbs | 0 | 0 | 0 | 0 | 0 | 0 | 0
NSR Brayton Point 1- Hg Rate Annual v5.13 | 629 | 5972 | Rate Constraint in lbs/MMBtu | FALSE | L | Annual | Allowances Banked | lbs | 0 | 0 | 0 | 0 | 0 | 0 | 0
NSR Brayton Point 1- Hg Rate Annual v5.13 | 629 | 5972 | Rate Constraint in lbs/MMBtu | FALSE | L | Annual | Allowances Withdrawn (1:1) | lbs | 0 | 0 | 0 | 0 | 0 | 0 | 0
NSR Brayton Point 1- Hg Rate Annual v5.13 | 629 | 5972 | Rate Constraint in lbs/MMBtu | FALSE | L | Annual | Allowances Withdrawn (n:1) | lbs | 0 | 0 | 0 | 0 | 0 | 0 | 0
NSR Brayton Point 1- Hg Rate Annual v5.13 | 629 | 5972 | Rate Constraint in lbs/MMBtu | FALSE | L | Annual | Net Emissions Allowance Position | lbs | 0 | 0 | 0 | 0 | 0 | 0 | 0
NSR Brayton Point 1- Hg Rate Annual v5.13 | 629 | 5972 | Rate Constraint in lbs/MMBtu | FALSE | L | Annual | Fuel Consumed | TBtu | 0 | 0 | 0 | 0 | 0 | 0 | 0
NSR Brayton Point 1- Hg Rate Annual v5.13 | 629 | 5972 | Rate Constraint in lbs/MMBtu | FALSE | L | Annual | Rate | lb/MMBtu | 0 | 0 | 0 | 0 | 0 | 0 | 0
NSR Brayton Point 1- Hg Rate Annual v5.13 | 629 | 5972 | Rate Constraint in lbs/MMBtu | FALSE | L | Annual | Generation | TWh | 0 | 0 | 0 | 0 | 0 | 0 | 0
NSR Brayton Point 1- Hg Rate Annual v5.13 | 629 | 5972 | Rate Constraint in lbs/MMBtu | FALSE | L | Annual | Qualifying Generation | TWh | 0 | 0 | 0 | 0 | 0 | 0 | 0
NSR Brayton Point 1- Hg Rate Annual v5.13 | 629 | 5972 | Rate Constraint in lbs/MMBtu | FALSE | L | Annual | Rate | lb/MWh | 0 | 0 | 0 | 0 | 0 | 0 | 0
NSR Brayton Point 1- Hg Rate Annual v5.13 | 629 | 5972 | Rate Constraint in lbs/MMBtu | FALSE | L | Annual | Constraint Shadow Price | US$/Lb | 0 | 0 | 0 | 0 | 0 | 0 | 0
NSR Brayton Point 1- NOx Rate Annual v5.13 | 630 | 5970 | Rate Constraint in lbs/MMBtu | FALSE | L | Annual | Seasons Included | Seasons | Winter, Summer | Winter, Summer | Winter, Summer | Winter, Summer | Winter, Summer | Winter, Summer | Winter, Summer
NSR Brayton Point 1- NOx Rate Annual v5.13 | 630 | 5970 | Rate Constraint in lbs/MMBtu | FALSE | L | Annual | Standard | lb/MMBtu | 0.08 | 0.08 | 0.08 | 0.08 | 0.08 | 0.08 | 0.08
NSR Brayton Point 1- NOx Rate Annual v5.13 | 630 | 5970 | Rate Constraint in lbs/MMBtu | FALSE | L | Annual | Emissions at Affected Plants NOX | MTons | 0 | 0 | 0 | 0 | 0 | 0 | 0
NSR Brayton Point 1- NOx Rate Annual v5.13 | 630 | 5970 | Rate Constraint in lbs/MMBtu | FALSE | L | Annual | Allowances Purchased NOX | MTons | 0 | 0 | 0 | 0 | 0 | 0 | 0
NSR Brayton Point 1- NOx Rate Annual v5.13 | 630 | 5970 | Rate Constraint in lbs/MMBtu | FALSE | L | Annual | Allowances Sold NOX | MTons | 0 | 0 | 0 | 0 | 0 | 0 | 0
NSR Brayton Point 1- NOx Rate Annual v5.13 | 630 | 5970 | Rate Constraint in lbs/MMBtu | FALSE | L | Annual | Allowances Banked | MTons | 0 | 0 | 0 | 0 | 0 | 0 | 0
NSR Brayton Point 1- NOx Rate Annual v5.13 | 630 | 5970 | Rate Constraint in lbs/MMBtu | FALSE | L | Annual | Allowances Withdrawn (1:1) | MTons | 0 | 0 | 0 | 0 | 0 | 0 | 0
NSR Brayton Point 1- NOx Rate Annual v5.13 | 630 | 5970 | Rate Constraint in lbs/MMBtu | FALSE | L | Annual | Allowances Withdrawn (n:1) | MTons | 0 | 0 | 0 | 0 | 0 | 0 | 0
NSR Brayton Point 1- NOx Rate Annual v5.13 | 630 | 5970 | Rate Constraint in lbs/MMBtu | FALSE | L | Annual | Net Emissions Allowance Position | MTons | 0 | 0 | 0 | 0 | 0 | 0 | 0
NSR Brayton Point 1- NOx Rate Annual v5.13 | 630 | 5970 | Rate Constraint in lbs/MMBtu | FALSE | L | Annual | Fuel Consumed | TBtu | 0 | 0 | 0 | 0 | 0 | 0 | 0
NSR Brayton Point 1- NOx Rate Annual v5.13 | 630 | 5970 | Rate Constraint in lbs/MMBtu | FALSE | L | Annual | Rate | lb/MMBtu | 0 | 0 | 0 | 0 | 0 | 0 | 0
NSR Brayton Point 1- NOx Rate Annual v5.13 | 630 | 5970 | Rate Constraint in lbs/MMBtu | FALSE | L | Annual | Generation | TWh | 0 | 0 | 0 | 0 | 0 | 0 | 0
NSR Brayton Point 1- NOx Rate Annual v5.13 | 630 | 5970 | Rate Constraint in lbs/MMBtu | FALSE | L | Annual | Qualifying Generation | TWh | 0 | 0 | 0 | 0 | 0 | 0 | 0
NSR Brayton Point 1- NOx Rate Annual v5.13 | 630 | 5970 | Rate Constraint in lbs/MMBtu | FALSE | L | Annual | Rate | lb/MWh | 0 | 0 | 0 | 0 | 0 | 0 | 0
NSR Brayton Point 1- NOx Rate Annual v5.13 | 630 | 5970 | Rate Constraint in lbs/MMBtu | FALSE | L | Annual | Constraint Shadow Price | US$/Ton | 0 | 0 | 0 | 0 | 0 | 0 | 0
NSR Brayton Point 1-3 Nox Cap Annual v5.13 | 631 | 5977 | Rate Constraint in MTons | FALSE | L | Annual | Seasons Included | Seasons | Winter, Summer | Winter, Summer | Winter, Summer | Winter, Summer | Winter, Summer | Winter, Summer | Winter, Summer
NSR Brayton Point 1-3 Nox Cap Annual v5.13 | 631 | 5977 | Rate Constraint in MTons | FALSE | L | Annual | Standard | MTons | 4.6 | 4.6 | 4.6 | 4.6 | 4.6 | 4.6 | 4.6
NSR Brayton Point 1-3 Nox Cap Annual v5.13 | 631 | 5977 | Rate Constraint in MTons | FALSE | L | Annual | Standard NOX | MTons | 4.6 | 4.6 | 4.6 | 4.6 | 4.6 | 4.6 | 4.6
NSR Brayton Point 1-3 Nox Cap Annual v5.13 | 631 | 5977 | Rate Constraint in MTons | FALSE | L | Annual | Emissions at Affected Plants NOX | MTons | 0 | 0 | 0 | 0 | 0 | 0 | 0
NSR Brayton Point 1-3 Nox Cap Annual v5.13 | 631 | 5977 | Rate Constraint in MTons | FALSE | L | Annual | Allowances Purchased NOX | MTons | 0 | 0 | 0 | 0 | 0 | 0 | 0
NSR Brayton Point 1-3 Nox Cap Annual v5.13 | 631 | 5977 | Rate Constraint in MTons | FALSE | L | Annual | Allowances Sold NOX | MTons | 0 | 0 | 0 | 0 | 0 | 0 | 0
NSR Brayton Point 1-3 Nox Cap Annual v5.13 | 631 | 5977 | Rate Constraint in MTons | FALSE | L | Annual | Allowances Banked | MTons | 0 | 0 | 0 | 0 | 0 | 0 | 0
NSR Brayton Point 1-3 Nox Cap Annual v5.13 | 631 | 5977 | Rate Constraint in MTons | FALSE | L | Annual | Allowances Withdrawn (1:1) | MTons | 0 | 0 | 0 | 0 | 0 | 0 | 0
NSR Brayton Point 1-3 Nox Cap Annual v5.13 | 631 | 5977 | Rate Constraint in MTons | FALSE | L | Annual | Allowances Withdrawn (n:1) | MTons | 0 | 0 | 0 | 0 | 0 | 0 | 0
NSR Brayton Point 1-3 Nox Cap Annual v5.13 | 631 | 5977 | Rate Constraint in MTons | FALSE | L | Annual | Net Emissions Allowance Position | MTons | 0 | 0 | 0 | 0 | 0 | 0 | 0
NSR Brayton Point 1-3 Nox Cap Annual v5.13 | 631 | 5977 | Rate Constraint in MTons | FALSE | L | Annual | Fuel Consumed | TBtu | 0 | 0 | 0 | 0 | 0 | 0 | 0
NSR Brayton Point 1-3 Nox Cap Annual v5.13 | 631 | 5977 | Rate Constraint in MTons | FALSE | L | Annual | Rate | lb/MMBtu | 0 | 0 | 0 | 0 | 0 | 0 | 0
NSR Brayton Point 1-3 Nox Cap Annual v5.13 | 631 | 5977 | Rate Constraint in MTons | FALSE | L | Annual | Generation | TWh | 0 | 0 | 0 | 0 | 0 | 0 | 0
NSR Brayton Point 1-3 Nox Cap Annual v5.13 | 631 | 5977 | Rate Constraint in MTons | FALSE | L | Annual | Qualifying Generation | TWh | 0 | 0 | 0 | 0 | 0 | 0 | 0
NSR Brayton Point 1-3 Nox Cap Annual v5.13 | 631 | 5977 | Rate Constraint in MTons | FALSE | L | Annual | Rate | lb/MWh | 0 | 0 | 0 | 0 | 0 | 0 | 0
NSR Brayton Point 1-3 Nox Cap Annual v5.13 | 631 | 5977 | Rate Constraint in MTons | FALSE | L | Annual | Constraint Shadow Price | US$/Ton | 0 | 0 | 0 | 0 | 0 | 0 | 0
NSR Brayton Point 1-3 SO2 Cap Annual v5.13 | 632 | 5969 | Rate Constraint in MTons | FALSE | L | Annual | Seasons Included | Seasons | Winter, Summer | Winter, Summer | Winter, Summer | Winter, Summer | Winter, Summer | Winter, Summer | Winter, Summer
NSR Brayton Point 1-3 SO2 Cap Annual v5.13 | 632 | 5969 | Rate Constraint in MTons | FALSE | L | Annual | Standard | MTons | 4.1 | 4.1 | 4.1 | 4.1 | 4.1 | 4.1 | 4.1
NSR Brayton Point 1-3 SO2 Cap Annual v5.13 | 632 | 5969 | Rate Constraint in MTons | FALSE | L | Annual | Standard SO2 | MTons | 4.1 | 4.1 | 4.1 | 4.1 | 4.1 | 4.1 | 4.1
NSR Brayton Point 1-3 SO2 Cap Annual v5.13 | 632 | 5969 | Rate Constraint in MTons | FALSE | L | Annual | Emissions at Affected Plants SO2 | MTons | 0 | 0 | 0 | 0 | 0 | 0 | 0
NSR Brayton Point 1-3 SO2 Cap Annual v5.13 | 632 | 5969 | Rate Constraint in MTons | FALSE | L | Annual | Allowances Purchased SO2 | MTons | 0 | 0 | 0 | 0 | 0 | 0 | 0
NSR Brayton Point 1-3 SO2 Cap Annual v5.13 | 632 | 5969 | Rate Constraint in MTons | FALSE | L | Annual | Allowances Sold SO2 | MTons | 0 | 0 | 0 | 0 | 0 | 0 | 0
NSR Brayton Point 1-3 SO2 Cap Annual v5.13 | 632 | 5969 | Rate Constraint in MTons | FALSE | L | Annual | Allowances Banked | MTons | 0 | 0 | 0 | 0 | 0 | 0 | 0
NSR Brayton Point 1-3 SO2 Cap Annual v5.13 | 632 | 5969 | Rate Constraint in MTons | FALSE | L | Annual | Allowances Withdrawn (1:1) | MTons | 0 | 0 | 0 | 0 | 0 | 0 | 0
NSR Brayton Point 1-3 SO2 Cap Annual v5.13 | 632 | 5969 | Rate Constraint in MTons | FALSE | L | Annual | Allowances Withdrawn (n:1) | MTons | 0 | 0 | 0 | 0 | 0 | 0 | 0
NSR Brayton Point 1-3 SO2 Cap Annual v5.13 | 632 | 5969 | Rate Constraint in MTons | FALSE | L | Annual | Net Emissions Allowance Position | MTons | 0 | 0 | 0 | 0 | 0 | 0 | 0
NSR Brayton Point 1-3 SO2 Cap Annual v5.13 | 632 | 5969 | Rate Constraint in MTons | FALSE | L | Annual | Fuel Consumed | TBtu | 0 | 0 | 0 | 0 | 0 | 0 | 0
NSR Brayton Point 1-3 SO2 Cap Annual v5.13 | 632 | 5969 | Rate Constraint in MTons | FALSE | L | Annual | Rate | lb/MMBtu | 0 | 0 | 0 | 0 | 0 | 0 | 0
NSR Brayton Point 1-3 SO2 Cap Annual v5.13 | 632 | 5969 | Rate Constraint in MTons | FALSE | L | Annual | Generation | TWh | 0 | 0 | 0 | 0 | 0 | 0 | 0
NSR Brayton Point 1-3 SO2 Cap Annual v5.13 | 632 | 5969 | Rate Constraint in MTons | FALSE | L | Annual | Qualifying Generation | TWh | 0 | 0 | 0 | 0 | 0 | 0 | 0
NSR Brayton Point 1-3 SO2 Cap Annual v5.13 | 632 | 5969 | Rate Constraint in MTons | FALSE | L | Annual | Rate | lb/MWh | 0 | 0 | 0 | 0 | 0 | 0 | 0
NSR Brayton Point 1-3 SO2 Cap Annual v5.13 | 632 | 5969 | Rate Constraint in MTons | FALSE | L | Annual | Constraint Shadow Price | US$/Ton | 0 | 0 | 0 | 0 | 0 | 0 | 0
NSR Brayton Point 2- Hg Rate Annual v5.13 | 633 | 5973 | Rate Constraint in lbs/MMBtu | FALSE | L | Annual | Seasons Included | Seasons | Winter, Summer | Winter, Summer | Winter, Summer | Winter, Summer | Winter, Summer | Winter, Summer | Winter, Summer
NSR Brayton Point 2- Hg Rate Annual v5.13 | 633 | 5973 | Rate Constraint in lbs/MMBtu | FALSE | L | Annual | Standard | lb/MMBtu | 0.01 | 0.01 | 0.01 | 0.01 | 0.01 | 0.01 | 0.01
NSR Brayton Point 2- Hg Rate Annual v5.13 | 633 | 5973 | Rate Constraint in lbs/MMBtu | FALSE | L | Annual | Emissions at Affected Plants MER | lbs | 0 | 0 | 0 | 0 | 0 | 0 | 0
NSR Brayton Point 2- Hg Rate Annual v5.13 | 633 | 5973 | Rate Constraint in lbs/MMBtu | FALSE | L | Annual | Allowances Purchased MER | lbs | 0 | 0 | 0 | 0 | 0 | 0 | 0
NSR Brayton Point 2- Hg Rate Annual v5.13 | 633 | 5973 | Rate Constraint in lbs/MMBtu | FALSE | L | Annual | Allowances Sold MER | lbs | 0 | 0 | 0 | 0 | 0 | 0 | 0
NSR Brayton Point 2- Hg Rate Annual v5.13 | 633 | 5973 | Rate Constraint in lbs/MMBtu | FALSE | L | Annual | Allowances Banked | lbs | 0 | 0 | 0 | 0 | 0 | 0 | 0
NSR Brayton Point 2- Hg Rate Annual v5.13 | 633 | 5973 | Rate Constraint in lbs/MMBtu | FALSE | L | Annual | Allowances Withdrawn (1:1) | lbs | 0 | 0 | 0 | 0 | 0 | 0 | 0
NSR Brayton Point 2- Hg Rate Annual v5.13 | 633 | 5973 | Rate Constraint in lbs/MMBtu | FALSE | L | Annual | Allowances Withdrawn (n:1) | lbs | 0 | 0 | 0 | 0 | 0 | 0 | 0
NSR Brayton Point 2- Hg Rate Annual v5.13 | 633 | 5973 | Rate Constraint in lbs/MMBtu | FALSE | L | Annual | Net Emissions Allowance Position | lbs | 0 | 0 | 0 | 0 | 0 | 0 | 0
NSR Brayton Point 2- Hg Rate Annual v5.13 | 633 | 5973 | Rate Constraint in lbs/MMBtu | FALSE | L | Annual | Fuel Consumed | TBtu | 0 | 0 | 0 | 0 | 0 | 0 | 0
NSR Brayton Point 2- Hg Rate Annual v5.13 | 633 | 5973 | Rate Constraint in lbs/MMBtu | FALSE | L | Annual | Rate | lb/MMBtu | 0 | 0 | 0 | 0 | 0 | 0 | 0
NSR Brayton Point 2- Hg Rate Annual v5.13 | 633 | 5973 | Rate Constraint in lbs/MMBtu | FALSE | L | Annual | Generation | TWh | 0 | 0 | 0 | 0 | 0 | 0 | 0
NSR Brayton Point 2- Hg Rate Annual v5.13 | 633 | 5973 | Rate Constraint in lbs/MMBtu | FALSE | L | Annual | Qualifying Generation | TWh | 0 | 0 | 0 | 0 | 0 | 0 | 0
NSR Brayton Point 2- Hg Rate Annual v5.13 | 633 | 5973 | Rate Constraint in lbs/MMBtu | FALSE | L | Annual | Rate | lb/MWh | 0 | 0 | 0 | 0 | 0 | 0 | 0
NSR Brayton Point 2- Hg Rate Annual v5.13 | 633 | 5973 | Rate Constraint in lbs/MMBtu | FALSE | L | Annual | Constraint Shadow Price | US$/Lb | 0 | 0 | 0 | 0 | 0 | 0 | 0
NSR Brayton Point 2- NOx Rate Annual v5.13 | 634 | 5971 | Rate Constraint in lbs/MMBtu | FALSE | L | Annual | Seasons Included | Seasons | Winter, Summer | Winter, Summer | Winter, Summer | Winter, Summer | Winter, Summer | Winter, Summer | Winter, Summer
NSR Brayton Point 2- NOx Rate Annual v5.13 | 634 | 5971 | Rate Constraint in lbs/MMBtu | FALSE | L | Annual | Standard | lb/MMBtu | 0.28 | 0.28 | 0.28 | 0.28 | 0.28 | 0.28 | 0.28
NSR Brayton Point 2- NOx Rate Annual v5.13 | 634 | 5971 | Rate Constraint in lbs/MMBtu | FALSE | L | Annual | Emissions at Affected Plants NOX | MTons | 0 | 0 | 0 | 0 | 0 | 0 | 0
NSR Brayton Point 2- NOx Rate Annual v5.13 | 634 | 5971 | Rate Constraint in lbs/MMBtu | FALSE | L | Annual | Allowances Purchased NOX | MTons | 0 | 0 | 0 | 0 | 0 | 0 | 0
NSR Brayton Point 2- NOx Rate Annual v5.13 | 634 | 5971 | Rate Constraint in lbs/MMBtu | FALSE | L | Annual | Allowances Sold NOX | MTons | 0 | 0 | 0 | 0 | 0 | 0 | 0
NSR Brayton Point 2- NOx Rate Annual v5.13 | 634 | 5971 | Rate Constraint in lbs/MMBtu | FALSE | L | Annual | Allowances Banked | MTons | 0 | 0 | 0 | 0 | 0 | 0 | 0
NSR Brayton Point 2- NOx Rate Annual v5.13 | 634 | 5971 | Rate Constraint in lbs/MMBtu | FALSE | L | Annual | Allowances Withdrawn (1:1) | MTons | 0 | 0 | 0 | 0 | 0 | 0 | 0
NSR Brayton Point 2- NOx Rate Annual v5.13 | 634 | 5971 | Rate Constraint in lbs/MMBtu | FALSE | L | Annual | Allowances Withdrawn (n:1) | MTons | 0 | 0 | 0 | 0 | 0 | 0 | 0
NSR Brayton Point 2- NOx Rate Annual v5.13 | 634 | 5971 | Rate Constraint in lbs/MMBtu | FALSE | L | Annual | Net Emissions Allowance Position | MTons | 0 | 0 | 0 | 0 | 0 | 0 | 0
NSR Brayton Point 2- NOx Rate Annual v5.13 | 634 | 5971 | Rate Constraint in lbs/MMBtu | FALSE | L | Annual | Fuel Consumed | TBtu | 0 | 0 | 0 | 0 | 0 | 0 | 0
NSR Brayton Point 2- NOx Rate Annual v5.13 | 634 | 5971 | Rate Constraint in lbs/MMBtu | FALSE | L | Annual | Rate | lb/MMBtu | 0 | 0 | 0 | 0 | 0 | 0 | 0
NSR Brayton Point 2- NOx Rate Annual v5.13 | 634 | 5971 | Rate Constraint in lbs/MMBtu | FALSE | L | Annual | Generation | TWh | 0 | 0 | 0 | 0 | 0 | 0 | 0
NSR Brayton Point 2- NOx Rate Annual v5.13 | 634 | 5971 | Rate Constraint in lbs/MMBtu | FALSE | L | Annual | Qualifying Generation | TWh | 0 | 0 | 0 | 0 | 0 | 0 | 0
NSR Brayton Point 2- NOx Rate Annual v5.13 | 634 | 5971 | Rate Constraint in lbs/MMBtu | FALSE | L | Annual | Rate | lb/MWh | 0 | 0 | 0 | 0 | 0 | 0 | 0
NSR Brayton Point 2- NOx Rate Annual v5.13 | 634 | 5971 | Rate Constraint in lbs/MMBtu | FALSE | L | Annual | Constraint Shadow Price | US$/Ton | 0 | 0 | 0 | 0 | 0 | 0 | 0
NSR Brayton Point 3- Hg Rate Annual v5.13 | 635 | 5976 | Rate Constraint in lbs/MMBtu | FALSE | L | Annual | Seasons Included | Seasons | Winter, Summer | Winter, Summer | Winter, Summer | Winter, Summer | Winter, Summer | Winter, Summer | Winter, Summer
NSR Brayton Point 3- Hg Rate Annual v5.13 | 635 | 5976 | Rate Constraint in lbs/MMBtu | FALSE | L | Annual | Standard | lb/MMBtu | 0.01 | 0.01 | 0.01 | 0.01 | 0.01 | 0.01 | 0.01
NSR Brayton Point 3- Hg Rate Annual v5.13 | 635 | 5976 | Rate Constraint in lbs/MMBtu | FALSE | L | Annual | Emissions at Affected Plants MER | lbs | 0 | 0 | 0 | 0 | 0 | 0 | 0
NSR Brayton Point 3- Hg Rate Annual v5.13 | 635 | 5976 | Rate Constraint in lbs/MMBtu | FALSE | L | Annual | Allowances Purchased MER | lbs | 0 | 0 | 0 | 0 | 0 | 0 | 0
NSR Brayton Point 3- Hg Rate Annual v5.13 | 635 | 5976 | Rate Constraint in lbs/MMBtu | FALSE | L | Annual | Allowances Sold MER | lbs | 0 | 0 | 0 | 0 | 0 | 0 | 0
NSR Brayton Point 3- Hg Rate Annual v5.13 | 635 | 5976 | Rate Constraint in lbs/MMBtu | FALSE | L | Annual | Allowances Banked | lbs | 0 | 0 | 0 | 0 | 0 | 0 | 0
NSR Brayton Point 3- Hg Rate Annual v5.13 | 635 | 5976 | Rate Constraint in lbs/MMBtu | FALSE | L | Annual | Allowances Withdrawn (1:1) | lbs | 0 | 0 | 0 | 0 | 0 | 0 | 0
NSR Brayton Point 3- Hg Rate Annual v5.13 | 635 | 5976 | Rate Constraint in lbs/MMBtu | FALSE | L | Annual | Allowances Withdrawn (n:1) | lbs | 0 | 0 | 0 | 0 | 0 | 0 | 0
NSR Brayton Point 3- Hg Rate Annual v5.13 | 635 | 5976 | Rate Constraint in lbs/MMBtu | FALSE | L | Annual | Net Emissions Allowance Position | lbs | 0 | 0 | 0 | 0 | 0 | 0 | 0
NSR Brayton Point 3- Hg Rate Annual v5.13 | 635 | 5976 | Rate Constraint in lbs/MMBtu | FALSE | L | Annual | Fuel Consumed | TBtu | 0 | 0 | 0 | 0 | 0 | 0 | 0
NSR Brayton Point 3- Hg Rate Annual v5.13 | 635 | 5976 | Rate Constraint in lbs/MMBtu | FALSE | L | Annual | Rate | lb/MMBtu | 0 | 0 | 0 | 0 | 0 | 0 | 0
NSR Brayton Point 3- Hg Rate Annual v5.13 | 635 | 5976 | Rate Constraint in lbs/MMBtu | FALSE | L | Annual | Generation | TWh | 0 | 0 | 0 | 0 | 0 | 0 | 0
NSR Brayton Point 3- Hg Rate Annual v5.13 | 635 | 5976 | Rate Constraint in lbs/MMBtu | FALSE | L | Annual | Qualifying Generation | TWh | 0 | 0 | 0 | 0 | 0 | 0 | 0
NSR Brayton Point 3- Hg Rate Annual v5.13 | 635 | 5976 | Rate Constraint in lbs/MMBtu | FALSE | L | Annual | Rate | lb/MWh | 0 | 0 | 0 | 0 | 0 | 0 | 0
NSR Brayton Point 3- Hg Rate Annual v5.13 | 635 | 5976 | Rate Constraint in lbs/MMBtu | FALSE | L | Annual | Constraint Shadow Price | US$/Lb | 0 | 0 | 0 | 0 | 0 | 0 | 0
NSR Brayton Point 3- NOx Rate Annual v5.13 | 636 | 5975 | Rate Constraint in lbs/MMBtu | FALSE | L | Annual | Seasons Included | Seasons | Winter, Summer | Winter, Summer | Winter, Summer | Winter, Summer | Winter, Summer | Winter, Summer | Winter, Summer
NSR Brayton Point 3- NOx Rate Annual v5.13 | 636 | 5975 | Rate Constraint in lbs/MMBtu | FALSE | L | Annual | Standard | lb/MMBtu | 0.08 | 0.08 | 0.08 | 0.08 | 0.08 | 0.08 | 0.08
NSR Brayton Point 3- NOx Rate Annual v5.13 | 636 | 5975 | Rate Constraint in lbs/MMBtu | FALSE | L | Annual | Emissions at Affected Plants NOX | MTons | 0 | 0 | 0 | 0 | 0 | 0 | 0
NSR Brayton Point 3- NOx Rate Annual v5.13 | 636 | 5975 | Rate Constraint in lbs/MMBtu | FALSE | L | Annual | Allowances Purchased NOX | MTons | 0 | 0 | 0 | 0 | 0 | 0 | 0
NSR Brayton Point 3- NOx Rate Annual v5.13 | 636 | 5975 | Rate Constraint in lbs/MMBtu | FALSE | L | Annual | Allowances Sold NOX | MTons | 0 | 0 | 0 | 0 | 0 | 0 | 0
NSR Brayton Point 3- NOx Rate Annual v5.13 | 636 | 5975 | Rate Constraint in lbs/MMBtu | FALSE | L | Annual | Allowances Banked | MTons | 0 | 0 | 0 | 0 | 0 | 0 | 0
NSR Brayton Point 3- NOx Rate Annual v5.13 | 636 | 5975 | Rate Constraint in lbs/MMBtu | FALSE | L | Annual | Allowances Withdrawn (1:1) | MTons | 0 | 0 | 0 | 0 | 0 | 0 | 0
NSR Brayton Point 3- NOx Rate Annual v5.13 | 636 | 5975 | Rate Constraint in lbs/MMBtu | FALSE | L | Annual | Allowances Withdrawn (n:1) | MTons | 0 | 0 | 0 | 0 | 0 | 0 | 0
NSR Brayton Point 3- NOx Rate Annual v5.13 | 636 | 5975 | Rate Constraint in lbs/MMBtu | FALSE | L | Annual | Net Emissions Allowance Position | MTons | 0 | 0 | 0 | 0 | 0 | 0 | 0
NSR Brayton Point 3- NOx Rate Annual v5.13 | 636 | 5975 | Rate Constraint in lbs/MMBtu | FALSE | L | Annual | Fuel Consumed | TBtu | 0 | 0 | 0 | 0 | 0 | 0 | 0
NSR Brayton Point 3- NOx Rate Annual v5.13 | 636 | 5975 | Rate Constraint in lbs/MMBtu | FALSE | L | Annual | Rate | lb/MMBtu | 0 | 0 | 0 | 0 | 0 | 0 | 0
NSR Brayton Point 3- NOx Rate Annual v5.13 | 636 | 5975 | Rate Constraint in lbs/MMBtu | FALSE | L | Annual | Generation | TWh | 0 | 0 | 0 | 0 | 0 | 0 | 0
NSR Brayton Point 3- NOx Rate Annual v5.13 | 636 | 5975 | Rate Constraint in lbs/MMBtu | FALSE | L | Annual | Qualifying Generation | TWh | 0 | 0 | 0 | 0 | 0 | 0 | 0
NSR Brayton Point 3- NOx Rate Annual v5.13 | 636 | 5975 | Rate Constraint in lbs/MMBtu | FALSE | L | Annual | Rate | lb/MWh | 0 | 0 | 0 | 0 | 0 | 0 | 0
NSR Brayton Point 3- NOx Rate Annual v5.13 | 636 | 5975 | Rate Constraint in lbs/MMBtu | FALSE | L | Annual | Constraint Shadow Price | US$/Ton | 0 | 0 | 0 | 0 | 0 | 0 | 0
NSR Brayton Point 3- SO2 Rate Annual v5.13 | 637 | 5974 | Rate Constraint in lbs/MMBtu | FALSE | L | Annual | Seasons Included | Seasons | Winter, Summer | Winter, Summer | Winter, Summer | Winter, Summer | Winter, Summer | Winter, Summer | Winter, Summer
NSR Brayton Point 3- SO2 Rate Annual v5.13 | 637 | 5974 | Rate Constraint in lbs/MMBtu | FALSE | L | Annual | Standard | lb/MMBtu | 0.08 | 0.08 | 0.08 | 0.08 | 0.08 | 0.08 | 0.08
NSR Brayton Point 3- SO2 Rate Annual v5.13 | 637 | 5974 | Rate Constraint in lbs/MMBtu | FALSE | L | Annual | Emissions at Affected Plants SO2 | MTons | 0 | 0 | 0 | 0 | 0 | 0 | 0
NSR Brayton Point 3- SO2 Rate Annual v5.13 | 637 | 5974 | Rate Constraint in lbs/MMBtu | FALSE | L | Annual | Allowances Purchased SO2 | MTons | 0 | 0 | 0 | 0 | 0 | 0 | 0
NSR Brayton Point 3- SO2 Rate Annual v5.13 | 637 | 5974 | Rate Constraint in lbs/MMBtu | FALSE | L | Annual | Allowances Sold SO2 | MTons | 0 | 0 | 0 | 0 | 0 | 0 | 0
NSR Brayton Point 3- SO2 Rate Annual v5.13 | 637 | 5974 | Rate Constraint in lbs/MMBtu | FALSE | L | Annual | Allowances Banked | MTons | 0 | 0 | 0 | 0 | 0 | 0 | 0
NSR Brayton Point 3- SO2 Rate Annual v5.13 | 637 | 5974 | Rate Constraint in lbs/MMBtu | FALSE | L | Annual | Allowances Withdrawn (1:1) | MTons | 0 | 0 | 0 | 0 | 0 | 0 | 0
NSR Brayton Point 3- SO2 Rate Annual v5.13 | 637 | 5974 | Rate Constraint in lbs/MMBtu | FALSE | L | Annual | Allowances Withdrawn (n:1) | MTons | 0 | 0 | 0 | 0 | 0 | 0 | 0
NSR Brayton Point 3- SO2 Rate Annual v5.13 | 637 | 5974 | Rate Constraint in lbs/MMBtu | FALSE | L | Annual | Net Emissions Allowance Position | MTons | 0 | 0 | 0 | 0 | 0 | 0 | 0
NSR Brayton Point 3- SO2 Rate Annual v5.13 | 637 | 5974 | Rate Constraint in lbs/MMBtu | FALSE | L | Annual | Fuel Consumed | TBtu | 0 | 0 | 0 | 0 | 0 | 0 | 0
NSR Brayton Point 3- SO2 Rate Annual v5.13 | 637 | 5974 | Rate Constraint in lbs/MMBtu | FALSE | L | Annual | Rate | lb/MMBtu | 0 | 0 | 0 | 0 | 0 | 0 | 0
NSR Brayton Point 3- SO2 Rate Annual v5.13 | 637 | 5974 | Rate Constraint in lbs/MMBtu | FALSE | L | Annual | Generation | TWh | 0 | 0 | 0 | 0 | 0 | 0 | 0
NSR Brayton Point 3- SO2 Rate Annual v5.13 | 637 | 5974 | Rate Constraint in lbs/MMBtu | FALSE | L | Annual | Qualifying Generation | TWh | 0 | 0 | 0 | 0 | 0 | 0 | 0
NSR Brayton Point 3- SO2 Rate Annual v5.13 | 637 | 5974 | Rate Constraint in lbs/MMBtu | FALSE | L | Annual | Rate | lb/MWh | 0 | 0 | 0 | 0 | 0 | 0 | 0
NSR Brayton Point 3- SO2 Rate Annual v5.13 | 637 | 5974 | Rate Constraint in lbs/MMBtu | FALSE | L | Annual | Constraint Shadow Price | US$/Ton | 0 | 0 | 0 | 0 | 0 | 0 | 0
NSR Chesterfield 4 - NOX Rate Annual v3.1, Unit 5403 and retrofits | 638 | 1936 | Rate Constraint in lbs/MMBtu | FALSE | L | Annual | Seasons Included | Seasons | Winter, Summer | Winter, Summer | Winter, Summer | Winter, Summer | Winter, Summer | Winter, Summer | Winter, Summer
NSR Chesterfield 4 - NOX Rate Annual v3.1, Unit 5403 and retrofits | 638 | 1936 | Rate Constraint in lbs/MMBtu | FALSE | L | Annual | Standard | lb/MMBtu | 0.1 | 0.1 | 0.1 | 0.1 | 0.1 | 0.1 | 0.1
NSR Chesterfield 4 - NOX Rate Annual v3.1, Unit 5403 and retrofits | 638 | 1936 | Rate Constraint in lbs/MMBtu | FALSE | L | Annual | Emissions at Affected Plants NOX | MTons | 0 | 0 | 0 | 0 | 0 | 0 | 0
NSR Chesterfield 4 - NOX Rate Annual v3.1, Unit 5403 and retrofits | 638 | 1936 | Rate Constraint in lbs/MMBtu | FALSE | L | Annual | Allowances Purchased NOX | MTons | 0 | 0 | 0 | 0 | 0 | 0 | 0
NSR Chesterfield 4 - NOX Rate Annual v3.1, Unit 5403 and retrofits | 638 | 1936 | Rate Constraint in lbs/MMBtu | FALSE | L | Annual | Allowances Sold NOX | MTons | 0 | 0 | 0 | 0 | 0 | 0 | 0
NSR Chesterfield 4 - NOX Rate Annual v3.1, Unit 5403 and retrofits | 638 | 1936 | Rate Constraint in lbs/MMBtu | FALSE | L | Annual | Allowances Banked | MTons | 0 | 0 | 0 | 0 | 0 | 0 | 0
NSR Chesterfield 4 - NOX Rate Annual v3.1, Unit 5403 and retrofits | 638 | 1936 | Rate Constraint in lbs/MMBtu | FALSE | L | Annual | Allowances Withdrawn (1:1) | MTons | 0 | 0 | 0 | 0 | 0 | 0 | 0
NSR Chesterfield 4 - NOX Rate Annual v3.1, Unit 5403 and retrofits | 638 | 1936 | Rate Constraint in lbs/MMBtu | FALSE | L | Annual | Allowances Withdrawn (n:1) | MTons | 0 | 0 | 0 | 0 | 0 | 0 | 0
NSR Chesterfield 4 - NOX Rate Annual v3.1, Unit 5403 and retrofits | 638 | 1936 | Rate Constraint in lbs/MMBtu | FALSE | L | Annual | Net Emissions Allowance Position | MTons | 0 | 0 | 0 | 0 | 0 | 0 | 0
NSR Chesterfield 4 - NOX Rate Annual v3.1, Unit 5403 and retrofits | 638 | 1936 | Rate Constraint in lbs/MMBtu | FALSE | L | Annual | Fuel Consumed | TBtu | 0 | 0 | 0 | 0 | 0 | 0 | 0
NSR Chesterfield 4 - NOX Rate Annual v3.1, Unit 5403 and retrofits | 638 | 1936 | Rate Constraint in lbs/MMBtu | FALSE | L | Annual | Rate | lb/MMBtu | 0 | 0 | 0 | 0 | 0 | 0 | 0
NSR Chesterfield 4 - NOX Rate Annual v3.1, Unit 5403 and retrofits | 638 | 1936 | Rate Constraint in lbs/MMBtu | FALSE | L | Annual | Generation | TWh | 0 | 0 | 0 | 0 | 0 | 0 | 0
NSR Chesterfield 4 - NOX Rate Annual v3.1, Unit 5403 and retrofits | 638 | 1936 | Rate Constraint in lbs/MMBtu | FALSE | L | Annual | Qualifying Generation | TWh | 0 | 0 | 0 | 0 | 0 | 0 | 0
NSR Chesterfield 4 - NOX Rate Annual v3.1, Unit 5403 and retrofits | 638 | 1936 | Rate Constraint in lbs/MMBtu | FALSE | L | Annual | Rate | lb/MWh | 0 | 0 | 0 | 0 | 0 | 0 | 0
NSR Chesterfield 4 - NOX Rate Annual v3.1, Unit 5403 and retrofits | 638 | 1936 | Rate Constraint in lbs/MMBtu | FALSE | L | Annual | Constraint Shadow Price | US$/Ton | 0 | 0 | 0 | 0 | 0 | 0 | 0
NSR Chesterfield 5,6 - NOX Rate Annual v3.1, Unit 5404 and retrofits | 639 | 1935 | Rate Constraint in lbs/MMBtu | FALSE | L | Annual | Seasons Included | Seasons | Winter, Summer | Winter, Summer | Winter, Summer | Winter, Summer | Winter, Summer | Winter, Summer | Winter, Summer
NSR Chesterfield 5,6 - NOX Rate Annual v3.1, Unit 5404 and retrofits | 639 | 1935 | Rate Constraint in lbs/MMBtu | FALSE | L | Annual | Standard | lb/MMBtu | 0.1 | 0.1 | 0.1 | 0.1 | 0.1 | 0.1 | 0.1
NSR Chesterfield 5,6 - NOX Rate Annual v3.1, Unit 5404 and retrofits | 639 | 1935 | Rate Constraint in lbs/MMBtu | FALSE | L | Annual | Emissions at Affected Plants NOX | MTons | 0 | 0 | 0 | 0 | 0 | 0 | 0
NSR Chesterfield 5,6 - NOX Rate Annual v3.1, Unit 5404 and retrofits | 639 | 1935 | Rate Constraint in lbs/MMBtu | FALSE | L | Annual | Allowances Purchased NOX | MTons | 0 | 0 | 0 | 0 | 0 | 0 | 0
NSR Chesterfield 5,6 - NOX Rate Annual v3.1, Unit 5404 and retrofits | 639 | 1935 | Rate Constraint in lbs/MMBtu | FALSE | L | Annual | Allowances Sold NOX | MTons | 0 | 0 | 0 | 0 | 0 | 0 | 0
NSR Chesterfield 5,6 - NOX Rate Annual v3.1, Unit 5404 and retrofits | 639 | 1935 | Rate Constraint in lbs/MMBtu | FALSE | L | Annual | Allowances Banked | MTons | 0 | 0 | 0 | 0 | 0 | 0 | 0
NSR Chesterfield 5,6 - NOX Rate Annual v3.1, Unit 5404 and retrofits | 639 | 1935 | Rate Constraint in lbs/MMBtu | FALSE | L | Annual | Allowances Withdrawn (1:1) | MTons | 0 | 0 | 0 | 0 | 0 | 0 | 0
NSR Chesterfield 5,6 - NOX Rate Annual v3.1, Unit 5404 and retrofits | 639 | 1935 | Rate Constraint in lbs/MMBtu | FALSE | L | Annual | Allowances Withdrawn (n:1) | MTons | 0 | 0 | 0 | 0 | 0 | 0 | 0
NSR Chesterfield 5,6 - NOX Rate Annual v3.1, Unit 5404 and retrofits | 639 | 1935 | Rate Constraint in lbs/MMBtu | FALSE | L | Annual | Net Emissions Allowance Position | MTons | 0 | 0 | 0 | 0 | 0 | 0 | 0
NSR Chesterfield 5,6 - NOX Rate Annual v3.1, Unit 5404 and retrofits | 639 | 1935 | Rate Constraint in lbs/MMBtu | FALSE | L | Annual | Fuel Consumed | TBtu | 0 | 0 | 0 | 0 | 0 | 0 | 0
NSR Chesterfield 5,6 - NOX Rate Annual v3.1, Unit 5404 and retrofits | 639 | 1935 | Rate Constraint in lbs/MMBtu | FALSE | L | Annual | Rate | lb/MMBtu | 0 | 0 | 0 | 0 | 0 | 0 | 0
NSR Chesterfield 5,6 - NOX Rate Annual v3.1, Unit 5404 and retrofits | 639 | 1935 | Rate Constraint in lbs/MMBtu | FALSE | L | Annual | Generation | TWh | 0 | 0 | 0 | 0 | 0 | 0 | 0
NSR Chesterfield 5,6 - NOX Rate Annual v3.1, Unit 5404 and retrofits | 639 | 1935 | Rate Constraint in lbs/MMBtu | FALSE | L | Annual | Qualifying Generation | TWh | 0 | 0 | 0 | 0 | 0 | 0 | 0
NSR Chesterfield 5,6 - NOX Rate Annual v3.1, Unit 5404 and retrofits | 639 | 1935 | Rate Constraint in lbs/MMBtu | FALSE | L | Annual | Rate | lb/MWh | 0 | 0 | 0 | 0 | 0 | 0 | 0
NSR Chesterfield 5,6 - NOX Rate Annual v3.1, Unit 5404 and retrofits | 639 | 1935 | Rate Constraint in lbs/MMBtu | FALSE | L | Annual | Constraint Shadow Price | US$/Ton | 268925.4708 | 285904.9703 | 322772.7441 | 176894.609 | 187776.7497 | 62425.5641 | 60108.553
NSR Chesterfield 5,6 - NOX Rate Annual v3.1, Unit 5405 and retrofits | 640 | 1935 | Rate Constraint in lbs/MMBtu | FALSE | L | Annual | Seasons Included | Seasons | Winter, Summer | Winter, Summer | Winter, Summer | Winter, Summer | Winter, Summer | Winter, Summer | Winter, Summer
NSR Chesterfield 5,6 - NOX Rate Annual v3.1, Unit 5405 and retrofits | 640 | 1935 | Rate Constraint in lbs/MMBtu | FALSE | L | Annual | Standard | lb/MMBtu | 0.1 | 0.1 | 0.1 | 0.1 | 0.1 | 0.1 | 0.1
NSR Chesterfield 5,6 - NOX Rate Annual v3.1, Unit 5405 and retrofits | 640 | 1935 | Rate Constraint in lbs/MMBtu | FALSE | L | Annual | Emissions at Affected Plants NOX | MTons | 0.16834 | 0.19271 | 0.13907 | 0.12268 | 0.063612 | 0.061151 | 0.13907
NSR Chesterfield 5,6 - NOX Rate Annual v3.1, Unit 5405 and retrofits | 640 | 1935 | Rate Constraint in lbs/MMBtu | FALSE | L | Annual | Allowances Purchased NOX | MTons | 0 | 0 | 0 | 0 | 0 | 0 | 0
NSR Chesterfield 5,6 - NOX Rate Annual v3.1, Unit 5405 and retrofits | 640 | 1935 | Rate Constraint in lbs/MMBtu | FALSE | L | Annual | Allowances Sold NOX | MTons | 0 | 0 | 0 | 0 | 0 | 0 | 0
NSR Chesterfield 5,6 - NOX Rate Annual v3.1, Unit 5405 and retrofits | 640 | 1935 | Rate Constraint in lbs/MMBtu | FALSE | L | Annual | Allowances Banked | MTons | 0 | 0 | 0 | 0 | 0 | 0 | 0
NSR Chesterfield 5,6 - NOX Rate Annual v3.1, Unit 5405 and retrofits | 640 | 1935 | Rate Constraint in lbs/MMBtu | FALSE | L | Annual | Allowances Withdrawn (1:1) | MTons | 0 | 0 | 0 | 0 | 0 | 0 | 0
NSR Chesterfield 5,6 - NOX Rate Annual v3.1, Unit 5405 and retrofits | 640 | 1935 | Rate Constraint in lbs/MMBtu | FALSE | L | Annual | Allowances Withdrawn (n:1) | MTons | 0 | 0 | 0 | 0 | 0 | 0 | 0
NSR Chesterfield 5,6 - NOX Rate Annual v3.1, Unit 5405 and retrofits | 640 | 1935 | Rate Constraint in lbs/MMBtu | FALSE | L | Annual | Net Emissions Allowance Position | MTons | 0.16834 | 0.19271 | 0.13907 | 0.12268 | 0.063612 | 0.061151 | 0.13907
NSR Chesterfield 5,6 - NOX Rate Annual v3.1, Unit 5405 and retrofits | 640 | 1935 | Rate Constraint in lbs/MMBtu | FALSE | L | Annual | Fuel Consumed | TBtu | 6.4518 | 7.3862 | 5.3302 | 4.7021 | 2.4381 | 2.3438 | 5.3302
NSR Chesterfield 5,6 - NOX Rate Annual v3.1, Unit 5405 and retrofits | 640 | 1935 | Rate Constraint in lbs/MMBtu | FALSE | L | Annual | Rate | lb/MMBtu | 0.052182 | 0.052182 | 0.052182 | 0.052182 | 0.052182 | 0.052182 | 0.052182
NSR Chesterfield 5,6 - NOX Rate Annual v3.1, Unit 5405 and retrofits | 640 | 1935 | Rate Constraint in lbs/MMBtu | FALSE | L | Annual | Generation | TWh | 0.67003 | 0.76706 | 0.55354 | 0.48832 | 0.2532 | 0.2434 | 0.55354
NSR Chesterfield 5,6 - NOX Rate Annual v3.1, Unit 5405 and retrofits | 640 | 1935 | Rate Constraint in lbs/MMBtu | FALSE | L | Annual | Qualifying Generation | TWh | 0.67003 | 0.76706 | 0.55354 | 0.48832 | 0.2532 | 0.2434 | 0.55354
NSR Chesterfield 5,6 - NOX Rate Annual v3.1, Unit 5405 and retrofits | 640 | 1935 | Rate Constraint in lbs/MMBtu | FALSE | L | Annual | Rate | lb/MWh | 0.25124 | 0.25124 | 0.25124 | 0.25124 | 0.25124 | 0.25124 | 0.25124
NSR Chesterfield 5,6 - NOX Rate Annual v3.1, Unit 5405 and retrofits | 640 | 1935 | Rate Constraint in lbs/MMBtu | FALSE | L | Annual | Constraint Shadow Price | US$/Ton | 0 | 0 | 0 | 0 | 0 | 0 | 0
NSR ClinchRiver 1-3 - SO2 Cap Annual v3.1 | 641 | 2049 | Rate Constraint in MTons | FALSE | L | Annual | Seasons Included | Seasons | Winter, Summer | Winter, Summer | Winter, Summer | Winter, Summer | Winter, Summer | Winter, Summer | Winter, Summer
NSR ClinchRiver 1-3 - SO2 Cap Annual v3.1 | 641 | 2049 | Rate Constraint in MTons | FALSE | L | Annual | Standard | MTons | 16.3 | 16.3 | 16.3 | 16.3 | 16.3 | 16.3 | 16.3
NSR ClinchRiver 1-3 - SO2 Cap Annual v3.1 | 641 | 2049 | Rate Constraint in MTons | FALSE | L | Annual | Standard SO2 | MTons | 16.3 | 16.3 | 16.3 | 16.3 | 16.3 | 16.3 | 16.3
NSR ClinchRiver 1-3 - SO2 Cap Annual v3.1 | 641 | 2049 | Rate Constraint in MTons | FALSE | L | Annual | Emissions at Affected Plants SO2 | MTons | 0 | 0 | 0 | 0 | 0 | 0 | 0
NSR ClinchRiver 1-3 - SO2 Cap Annual v3.1 | 641 | 2049 | Rate Constraint in MTons | FALSE | L | Annual | Allowances Purchased SO2 | MTons | 0 | 0 | 0 | 0 | 0 | 0 | 0
NSR ClinchRiver 1-3 - SO2 Cap Annual v3.1 | 641 | 2049 | Rate Constraint in MTons | FALSE | L | Annual | Allowances Sold SO2 | MTons | 0 | 0 | 0 | 0 | 0 | 0 | 0
NSR ClinchRiver 1-3 - SO2 Cap Annual v3.1 | 641 | 2049 | Rate Constraint in MTons | FALSE | L | Annual | Allowances Banked | MTons | 0 | 0 | 0 | 0 | 0 | 0 | 0
NSR ClinchRiver 1-3 - SO2 Cap Annual v3.1 | 641 | 2049 | Rate Constraint in MTons | FALSE | L | Annual | Allowances Withdrawn (1:1) | MTons | 0 | 0 | 0 | 0 | 0 | 0 | 0
NSR ClinchRiver 1-3 - SO2 Cap Annual v3.1 | 641 | 2049 | Rate Constraint in MTons | FALSE | L | Annual | Allowances Withdrawn (n:1) | MTons | 0 | 0 | 0 | 0 | 0 | 0 | 0
NSR ClinchRiver 1-3 - SO2 Cap Annual v3.1 | 641 | 2049 | Rate Constraint in MTons | FALSE | L | Annual | Net Emissions Allowance Position | MTons | 0 | 0 | 0 | 0 | 0 | 0 | 0
NSR ClinchRiver 1-3 - SO2 Cap Annual v3.1 | 641 | 2049 | Rate Constraint in MTons | FALSE | L | Annual | Fuel Consumed | TBtu | 0 | 0 | 0 | 0 | 0 | 0 | 0
NSR ClinchRiver 1-3 - SO2 Cap Annual v3.1 | 641 | 2049 | Rate Constraint in MTons | FALSE | L | Annual | Rate | lb/MMBtu | 0 | 0 | 0 | 0 | 0 | 0 | 0
NSR ClinchRiver 1-3 - SO2 Cap Annual v3.1 | 641 | 2049 | Rate Constraint in MTons | FALSE | L | Annual | Generation | TWh | 0 | 0 | 0 | 0 | 0 | 0 | 0
NSR ClinchRiver 1-3 - SO2 Cap Annual v3.1 | 641 | 2049 | Rate Constraint in MTons | FALSE | L | Annual | Qualifying Generation | TWh | 0 | 0 | 0 | 0 | 0 | 0 | 0
NSR ClinchRiver 1-3 - SO2 Cap Annual v3.1 | 641 | 2049 | Rate Constraint in MTons | FALSE | L | Annual | Rate | lb/MWh | 0 | 0 | 0 | 0 | 0 | 0 | 0
NSR ClinchRiver 1-3 - SO2 Cap Annual v3.1 | 641 | 2049 | Rate Constraint in MTons | FALSE | L | Annual | Constraint Shadow Price | US$/Ton | 0 | 0 | 0 | 0 | 0 | 0 | 0
NSR Columbia 1 & 2- NOx Cap Annual v5.13 | 642 | 5993 | Rate Constraint in MTons | FALSE | L | Annual | Seasons Included | Seasons | Winter, Summer | Winter, Summer | Winter, Summer | Winter, Summer | Winter, Summer | Winter, Summer | Winter, Summer
NSR Columbia 1 & 2- NOx Cap Annual v5.13 | 642 | 5993 | Rate Constraint in MTons | FALSE | L | Annual | Standard | MTons | 5.55 | 5.55 | 4.3 | 4.3 | 4.3 | 4.3 | 4.3
NSR Columbia 1 & 2- NOx Cap Annual v5.13 | 642 | 5993 | Rate Constraint in MTons | FALSE | L | Annual | Standard NOX | MTons | 5.55 | 5.55 | 4.3 | 4.3 | 4.3 | 4.3 | 4.3
NSR Columbia 1 & 2- NOx Cap Annual v5.13 | 642 | 5993 | Rate Constraint in MTons | FALSE | L | Annual | Emissions at Affected Plants NOX | MTons | 3.6331 | 2.4043 | 1.735 | 1.9398 | 1.9398 | 1.9398 | 2.4043
NSR Columbia 1 & 2- NOx Cap Annual v5.13 | 642 | 5993 | Rate Constraint in MTons | FALSE | L | Annual | Allowances Purchased NOX | MTons | 0 | 0 | 0 | 0 | 0 | 0 | 0
NSR Columbia 1 & 2- NOx Cap Annual v5.13 | 642 | 5993 | Rate Constraint in MTons | FALSE | L | Annual | Allowances Sold NOX | MTons | 0 | 0 | 0 | 0 | 0 | 0 | 0
NSR Columbia 1 & 2- NOx Cap Annual v5.13 | 642 | 5993 | Rate Constraint in MTons | FALSE | L | Annual | Allowances Banked | MTons | 0 | 0 | 0 | 0 | 0 | 0 | 0
NSR Columbia 1 & 2- NOx Cap Annual v5.13 | 642 | 5993 | Rate Constraint in MTons | FALSE | L | Annual | Allowances Withdrawn (1:1) | MTons | 0 | 0 | 0 | 0 | 0 | 0 | 0
NSR Columbia 1 & 2- NOx Cap Annual v5.13 | 642 | 5993 | Rate Constraint in MTons | FALSE | L | Annual | Allowances Withdrawn (n:1) | MTons | 0 | 0 | 0 | 0 | 0 | 0 | 0
NSR Columbia 1 & 2- NOx Cap Annual v5.13 | 642 | 5993 | Rate Constraint in MTons | FALSE | L | Annual | Net Emissions Allowance Position | MTons | 3.6331 | 2.4043 | 1.735 | 1.9398 | 1.9398 | 1.9398 | 2.4043
NSR Columbia 1 & 2- NOx Cap Annual v5.13 | 642 | 5993 | Rate Constraint in MTons | FALSE | L | Annual | Fuel Consumed | TBtu | 60.7054 | 40.1259 | 28.9905 | 32.4122 | 32.4122 | 32.4122 | 40.1729
NSR Columbia 1 & 2- NOx Cap Annual v5.13 | 642 | 5993 | Rate Constraint in MTons | FALSE | L | Annual | Rate | lb/MMBtu | 0.1197 | 0.11984 | 0.1197 | 0.1197 | 0.1197 | 0.1197 | 0.1197
NSR Columbia 1 & 2- NOx Cap Annual v5.13 | 642 | 5993 | Rate Constraint in MTons | FALSE | L | Annual | Generation | TWh | 5.8838 | 3.9748 | 2.8684 | 3.2069 | 3.2069 | 3.2069 | 3.9748
NSR Columbia 1 & 2- NOx Cap Annual v5.13 | 642 | 5993 | Rate Constraint in MTons | FALSE | L | Annual | Qualifying Generation | TWh | 5.8838 | 3.9748 | 2.8684 | 3.2069 | 3.2069 | 3.2069 | 3.9748
NSR Columbia 1 & 2- NOx Cap Annual v5.13 | 642 | 5993 | Rate Constraint in MTons | FALSE | L | Annual | Rate | lb/MWh | 0.61747 | 0.60488 | 0.60488 | 0.60488 | 0.60488 | 0.60488 | 0.60488
NSR Columbia 1 & 2- NOx Cap Annual v5.13 | 642 | 5993 | Rate Constraint in MTons | FALSE | L | Annual | Constraint Shadow Price | US$/Ton | 0 | 0 | 0 | 0 | 0 | 0 | 0
NSR Columbia 1 & 2- SO2 Cap Annual v5.13 | 643 | 5991 | Rate Constraint in MTons | FALSE | L | Annual | Seasons Included | Seasons | Winter, Summer | Winter, Summer | Winter, Summer | Winter, Summer | Winter, Summer | Winter, Summer | Winter, Summer
NSR Columbia 1 & 2- SO2 Cap Annual v5.13 | 643 | 5991 | Rate Constraint in MTons | FALSE | L | Annual | Standard | MTons | 3.286 | 3.286 | 3.286 | 3.286 | 3.286 | 3.286 | 3.286
NSR Columbia 1 & 2- SO2 Cap Annual v5.13 | 643 | 5991 | Rate Constraint in MTons | FALSE | L | Annual | Standard SO2 | MTons | 3.286 | 3.286 | 3.286 | 3.286 | 3.286 | 3.286 | 3.286
NSR Columbia 1 & 2- SO2 Cap Annual v5.13 | 643 | 5991 | Rate Constraint in MTons | FALSE | L | Annual | Emissions at Affected Plants SO2 | MTons | 2.2765 | 1.5047 | 1.0871 | 1.2155 | 1.2155 | 1.2155 | 1.5065
NSR Columbia 1 & 2- SO2 Cap Annual v5.13 | 643 | 5991 | Rate Constraint in MTons | FALSE | L | Annual | Allowances Purchased SO2 | MTons | 0 | 0 | 0 | 0 | 0 | 0 | 0
NSR Columbia 1 & 2- SO2 Cap Annual v5.13 | 643 | 5991 | Rate Constraint in MTons | FALSE | L | Annual | Allowances Sold SO2 | MTons | 0 | 0 | 0 | 0 | 0 | 0 | 0
NSR Columbia 1 & 2- SO2 Cap Annual v5.13 | 643 | 5991 | Rate Constraint in MTons | FALSE | L | Annual | Allowances Banked | MTons | 0 | 0 | 0 | 0 | 0 | 0 | 0
NSR Columbia 1 & 2- SO2 Cap Annual v5.13 | 643 | 5991 | Rate Constraint in MTons | FALSE | L | Annual | Allowances Withdrawn (1:1) | MTons | 0 | 0 | 0 | 0 | 0 | 0 | 0
NSR Columbia 1 & 2- SO2 Cap Annual v5.13 | 643 | 5991 | Rate Constraint in MTons | FALSE | L | Annual | Allowances Withdrawn (n:1) | MTons | 0 | 0 | 0 | 0 | 0 | 0 | 0
NSR Columbia 1 & 2- SO2 Cap Annual v5.13 | 643 | 5991 | Rate Constraint in MTons | FALSE | L | Annual | Net Emissions Allowance Position | MTons | 2.2765 | 1.5047 | 1.0871 | 1.2155 | 1.2155 | 1.2155 | 1.5065
NSR Columbia 1 & 2- SO2 Cap Annual v5.13 | 643 | 5991 | Rate Constraint in MTons | FALSE | L | Annual | Fuel Consumed | TBtu | 60.7054 | 40.1259 | 28.9905 | 32.4122 | 32.4122 | 32.4122 | 40.1729
NSR Columbia 1 & 2- SO2 Cap Annual v5.13 | 643 | 5991 | Rate Constraint in MTons | FALSE | L | Annual | Rate | lb/MMBtu | 0.075 | 0.075 | 0.075 | 0.075 | 0.075 | 0.075 | 0.075
NSR Columbia 1 & 2- SO2 Cap Annual v5.13 | 643 | 5991 | Rate Constraint in MTons | FALSE | L | Annual | Generation | TWh | 5.8838 | 3.9748 | 2.8684 | 3.2069 | 3.2069 | 3.2069 | 3.9748
NSR Columbia 1 & 2- SO2 Cap Annual v5.13 | 643 | 5991 | Rate Constraint in MTons | FALSE | L | Annual | Qualifying Generation | TWh | 5.8838 | 3.9748 | 2.8684 | 3.2069 | 3.2069 | 3.2069 | 3.9748
NSR Columbia 1 & 2- SO2 Cap Annual v5.13 | 643 | 5991 | Rate Constraint in MTons | FALSE | L | Annual | Rate | lb/MWh | 0.3869 | 0.37857 | 0.37901 | 0.37901 | 0.37901 | 0.37901 | 0.37901
NSR Columbia 1 & 2- SO2 Cap Annual v5.13 | 643 | 5991 | Rate Constraint in MTons | FALSE | L | Annual | Constraint Shadow Price | US$/Ton | 0 | 0 | 0 | 0 | 0 | 0 | 0
NSR Columbia 1 & 2- SO2 Rate Annual v5.13 | 644 | 5992 | Rate Constraint in lbs/MMBtu | FALSE | L | Annual | Seasons Included | Seasons | Winter, Summer | Winter, Summer | Winter, Summer | Winter, Summer | Winter, Summer | Winter, Summer | Winter, Summer
NSR Columbia 1 & 2- SO2 Rate Annual v5.13 | 644 | 5992 | Rate Constraint in lbs/MMBtu | FALSE | L | Annual | Standard | lb/MMBtu | 0.075 | 0.075 | 0.075 | 0.075 | 0.075 | 0.075 | 0.075
NSR Columbia 1 & 2- SO2 Rate Annual v5.13 | 644 | 5992 | Rate Constraint in lbs/MMBtu | FALSE | L | Annual | Emissions at Affected Plants SO2 | MTons | 2.2765 | 1.5047 | 1.0871 | 1.2155 | 1.2155 | 1.2155 | 1.5065
NSR Columbia 1 & 2- SO2 Rate Annual v5.13 | 644 | 5992 | Rate Constraint in lbs/MMBtu | FALSE | L | Annual | Allowances Purchased SO2 | MTons | 0 | 0 | 0 | 0 | 0 | 0 | 0
NSR Columbia 1 & 2- SO2 Rate Annual v5.13 | 644 | 5992 | Rate Constraint in lbs/MMBtu | FALSE | L | Annual | Allowances Sold SO2 | MTons | 0 | 0 | 0 | 0 | 0 | 0 | 0
NSR Columbia 1 & 2- SO2 Rate Annual v5.13 | 644 | 5992 | Rate Constraint in lbs/MMBtu | FALSE | L | Annual | Allowances Banked | MTons | 0 | 0 | 0 | 0 | 0 | 0 | 0
NSR Columbia 1 & 2- SO2 Rate Annual v5.13 | 644 | 5992 | Rate Constraint in lbs/MMBtu | FALSE | L | Annual | Allowances Withdrawn (1:1) | MTons | 0 | 0 | 0 | 0 | 0 | 0 | 0
NSR Columbia 1 & 2- SO2 Rate Annual v5.13 | 644 | 5992 | Rate Constraint in lbs/MMBtu | FALSE | L | Annual | Allowances Withdrawn (n:1) | MTons | 0 | 0 | 0 | 0 | 0 | 0 | 0
NSR Columbia 1 & 2- SO2 Rate Annual v5.13 | 644 | 5992 | Rate Constraint in lbs/MMBtu | FALSE | L | Annual | Net Emissions Allowance Position | MTons | 2.2765 | 1.5047 | 1.0871 | 1.2155 | 1.2155 | 1.2155 | 1.5065
NSR Columbia 1 & 2- SO2 Rate Annual v5.13 | 644 | 5992 | Rate Constraint in lbs/MMBtu | FALSE | L | Annual | Fuel Consumed | TBtu | 60.7054 | 40.1259 | 28.9905 | 32.4122 | 32.4122 | 32.4122 | 40.1729
NSR Columbia 1 & 2- SO2 Rate Annual v5.13 | 644 | 5992 | Rate Constraint in lbs/MMBtu | FALSE | L | Annual | Rate | lb/MMBtu | 0.075 | 0.075 | 0.075 | 0.075 | 0.075 | 0.075 | 0.075
NSR Columbia 1 & 2- SO2 Rate Annual v5.13 | 644 | 5992 | Rate Constraint in lbs/MMBtu | FALSE | L | Annual | Generation | TWh | 5.8838 | 3.9748 | 2.8684 | 3.2069 | 3.2069 | 3.2069 | 3.9748
NSR Columbia 1 & 2- SO2 Rate Annual v5.13 | 644 | 5992 | Rate Constraint in lbs/MMBtu | FALSE | L | Annual | Qualifying Generation | TWh | 5.8838 | 3.9748 | 2.8684 | 3.2069 | 3.2069 | 3.2069 | 3.9748
NSR Columbia 1 & 2- SO2 Rate Annual v5.13 | 644 | 5992 | Rate Constraint in lbs/MMBtu | FALSE | L | Annual | Rate | lb/MWh | 0.3869 | 0.37857 | 0.37901 | 0.37901 | 0.37901 | 0.37901 | 0.37901
NSR Columbia 1 & 2- SO2 Rate Annual v5.13 | 644 | 5992 | Rate Constraint in lbs/MMBtu | FALSE | L | Annual | Constraint Shadow Price | US$/Ton | 0 | 0 | 0 | 0 | 0 | 0 | 0
NSR Columbia 1- Hg Rate Annual v5.13 | 645 | 6002 | Rate Constraint in lbs/MMBtu | FALSE | L | Annual | Seasons Included | Seasons | Winter, Summer | Winter, Summer | Winter, Summer | Winter, Summer | Winter, Summer | Winter, Summer | Winter, Summer
NSR Columbia 1- Hg Rate Annual v5.13 | 645 | 6002 | Rate Constraint in lbs/MMBtu | FALSE | L | Annual | Standard | lb/MMBtu | 0.015 | 0.015 | 0.015 | 0.015 | 0.015 | 0.015 | 0.015
NSR Columbia 1- Hg Rate Annual v5.13 | 645 | 6002 | Rate Constraint in lbs/MMBtu | FALSE | L | Annual | Emissions at Affected Plants MER | lbs | 21.6315 | 22.0236 | 15.6102 | 17.4527 | 17.4527 | 17.4527 | 21.6315
NSR Columbia 1- Hg Rate Annual v5.13 | 645 | 6002 | Rate Constraint in lbs/MMBtu | FALSE | L | Annual | Allowances Purchased MER | lbs | 0 | 0 | 0 | 0 | 0 | 0 | 0
NSR Columbia 1- Hg Rate Annual v5.13 | 645 | 6002 | Rate Constraint in lbs/MMBtu | FALSE | L | Annual | Allowances Sold MER | lbs | 0 | 0 | 0 | 0 | 0 | 0 | 0
NSR Columbia 1- Hg Rate Annual v5.13 | 645 | 6002 | Rate Constraint in lbs/MMBtu | FALSE | L | Annual | Allowances Banked | lbs | 0 | 0 | 0 | 0 | 0 | 0 | 0
NSR Columbia 1- Hg Rate Annual v5.13 | 645 | 6002 | Rate Constraint in lbs/MMBtu | FALSE | L | Annual | Allowances Withdrawn (1:1) | lbs | 0 | 0 | 0 | 0 | 0 | 0 | 0
NSR Columbia 1- Hg Rate Annual v5.13 | 645 | 6002 | Rate Constraint in lbs/MMBtu | FALSE | L | Annual | Allowances Withdrawn (n:1) | lbs | 0 | 0 | 0 | 0 | 0 | 0 | 0
NSR Columbia 1- Hg Rate Annual v5.13 | 645 | 6002 | Rate Constraint in lbs/MMBtu | FALSE | L | Annual | Net Emissions Allowance Position | lbs | 21.6315 | 22.0236 | 15.6102 | 17.4527 | 17.4527 | 17.4527 | 21.6315
NSR Columbia 1- Hg Rate Annual v5.13 | 645 | 6002 | Rate Constraint in lbs/MMBtu | FALSE | L | Annual | Fuel Consumed | TBtu | 40.1729 | 40.1259 | 28.9905 | 32.4122 | 32.4122 | 32.4122 | 40.1729
NSR Columbia 1- Hg Rate Annual v5.13 | 645 | 6002 | Rate Constraint in lbs/MMBtu | FALSE | L | Annual | Rate | lb/MMBtu | 5.3846e-07 | 5.4886e-07 | 5.3846e-07 | 5.3846e-07 | 5.3846e-07 | 5.3846e-07 | 5.3846e-07
NSR Columbia 1- Hg Rate Annual v5.13 | 645 | 6002 | Rate Constraint in lbs/MMBtu | FALSE | L | Annual | Generation | TWh | 3.9748 | 3.9748 | 2.8684 | 3.2069 | 3.2069 | 3.2069 | 3.9748
NSR Columbia 1- Hg Rate Annual v5.13 | 645 | 6002 | Rate Constraint in lbs/MMBtu | FALSE | L | Annual | Qualifying Generation | TWh | 3.9748 | 3.9748 | 2.8684 | 3.2069 | 3.2069 | 3.2069 | 3.9748
NSR Columbia 1- Hg Rate Annual v5.13 | 645 | 6002 | Rate Constraint in lbs/MMBtu | FALSE | L | Annual | Rate | lb/MWh | 5.4422 | 5.5409 | 5.4422 | 5.4422 | 5.4422 | 5.4422 | 5.4422
NSR Columbia 1- Hg Rate Annual v5.13 | 645 | 6002 | Rate Constraint in lbs/MMBtu | FALSE | L | Annual | Constraint Shadow Price | US$/Lb | 0 | 0 | 0 | 0 | 0 | 0 | 0
NSR Columbia 1- NOx Rate Annual v5.13 | 646 | 5994 | Rate Constraint in lbs/MMBtu | FALSE | L | Annual | Seasons Included | Seasons | Winter, Summer | Winter, Summer | Winter, Summer | Winter, Summer | Winter, Summer | Winter, Summer | Winter, Summer
NSR Columbia 1- NOx Rate Annual v5.13 | 646 | 5994 | Rate Constraint in lbs/MMBtu | FALSE | L | Annual | Standard | lb/MMBtu | 0.15 | 0.15 | 0.15 | 0.15 | 0.15 | 0.15 | 0.15
NSR Columbia 1- NOx Rate Annual v5.13 | 646 | 5994 | Rate Constraint in lbs/MMBtu | FALSE | L | Annual | Emissions at Affected Plants NOX | MTons | 2.4043 | 2.4043 | 1.735 | 1.9398 | 1.9398 | 1.9398 | 2.4043
NSR Columbia 1- NOx Rate Annual v5.13 | 646 | 5994 | Rate Constraint in lbs/MMBtu | FALSE | L | Annual | Allowances Purchased NOX | MTons | 0 | 0 | 0 | 0 | 0 | 0 | 0
NSR Columbia 1- NOx Rate Annual v5.13 | 646 | 5994 | Rate Constraint in lbs/MMBtu | FALSE | L | Annual | Allowances Sold NOX | MTons | 0 | 0 | 0 | 0 | 0 | 0 | 0
NSR Columbia 1- NOx Rate Annual v5.13 | 646 | 5994 | Rate Constraint in lbs/MMBtu | FALSE | L | Annual | Allowances Banked | MTons | 0 | 0 | 0 | 0 | 0 | 0 | 0
NSR Columbia 1- NOx Rate Annual v5.13 | 646 | 5994 | Rate Constraint in lbs/MMBtu | FALSE | L | Annual | Allowances Withdrawn (1:1) | MTons | 0 | 0 | 0 | 0 | 0 | 0 | 0
NSR Columbia 1- NOx Rate Annual v5.13 | 646 | 5994 | Rate Constraint in lbs/MMBtu | FALSE | L | Annual | Allowances Withdrawn (n:1) | MTons | 0 | 0 | 0 | 0 | 0 | 0 | 0
NSR Columbia 1- NOx Rate Annual v5.13 | 646 | 5994 | Rate Constraint in lbs/MMBtu | FALSE | L | Annual | Net Emissions Allowance Position | MTons | 2.4043 | 2.4043 | 1.735 | 1.9398 | 1.9398 | 1.9398 | 2.4043
NSR Columbia 1- NOx Rate Annual v5.13 | 646 | 5994 | Rate Constraint in lbs/MMBtu | FALSE | L | Annual | Fuel Consumed | TBtu | 40.1729 | 40.1259 | 28.9905 | 32.4122 | 32.4122 | 32.4122 | 40.1729
NSR Columbia 1- NOx Rate Annual v5.13 | 646 | 5994 | Rate Constraint in lbs/MMBtu | FALSE | L | Annual | Rate | lb/MMBtu | 0.1197 | 0.11984 | 0.1197 | 0.1197 | 0.1197 | 0.1197 | 0.1197
NSR Columbia 1- NOx Rate Annual v5.13 | 646 | 5994 | Rate Constraint in lbs/MMBtu | FALSE | L | Annual | Generation | TWh | 3.9748 | 3.9748 | 2.8684 | 3.2069 | 3.2069 | 3.2069 | 3.9748
NSR Columbia 1- NOx Rate Annual v5.13 | 646 | 5994 | Rate Constraint in lbs/MMBtu | FALSE | L | Annual | Qualifying Generation | TWh | 3.9748 | 3.9748 | 2.8684 | 3.2069 | 3.2069 | 3.2069 | 3.9748
NSR Columbia 1- NOx Rate Annual v5.13 | 646 | 5994 | Rate Constraint in lbs/MMBtu | FALSE | L | Annual | Rate | lb/MWh | 0.60488 | 0.60488 | 0.60488 | 0.60488 | 0.60488 | 0.60488 | 0.60488
NSR Columbia 1- NOx Rate Annual v5.13 | 646 | 5994 | Rate Constraint in lbs/MMBtu | FALSE | L | Annual | Constraint Shadow Price | US$/Ton | 0 | 0 | 0 | 0 | 0 | 0 | 0
NSR Columbia 2- Hg Rate Annual v5.13 | 647 | 5995 | Rate Constraint in lbs/MMBtu | FALSE | L | Annual | Seasons Included | Seasons | Winter, Summer | Winter, Summer | Winter, Summer | Winter, Summer | Winter, Summer | Winter, Summer | Winter, Summer
NSR Columbia 2- Hg Rate Annual v5.13 | 647 | 5995 | Rate Constraint in lbs/MMBtu | FALSE | L | Annual | Standard | lb/MMBtu | 0.015 | 0.015 | 0.015 | 0.015 | 0.015 | 0.015 | 0.015
NSR Columbia 2- Hg Rate Annual v5.13 | 647 | 5995 | Rate Constraint in lbs/MMBtu | FALSE | L | Annual | Emissions at Affected Plants MER | lbs | 11.0559 | 0 | 0 | 0 | 0 | 0 | 0
NSR Columbia 2- Hg Rate Annual v5.13 | 647 | 5995 | Rate Constraint in lbs/MMBtu | FALSE | L | Annual | Allowances Purchased MER | lbs | 0 | 0 | 0 | 0 | 0 | 0 | 0
NSR Columbia 2- Hg Rate Annual v5.13 | 647 | 5995 | Rate Constraint in lbs/MMBtu | FALSE | L | Annual | Allowances Sold MER | lbs | 0 | 0 | 0 | 0 | 0 | 0 | 0
NSR Columbia 2- Hg Rate Annual v5.13 | 647 | 5995 | Rate Constraint in lbs/MMBtu | FALSE | L | Annual | Allowances Banked | lbs | 0 | 0 | 0 | 0 | 0 | 0 | 0
NSR Columbia 2- Hg Rate Annual v5.13 | 647 | 5995 | Rate Constraint in lbs/MMBtu | FALSE | L | Annual | Allowances Withdrawn (1:1) | lbs | 0 | 0 | 0 | 0 | 0 | 0 | 0
NSR Columbia 2- Hg Rate Annual v5.13 | 647 | 5995 | Rate Constraint in lbs/MMBtu | FALSE | L | Annual | Allowances Withdrawn (n:1) | lbs | 0 | 0 | 0 | 0 | 0 | 0 | 0
NSR Columbia 2- Hg Rate Annual v5.13 | 647 | 5995 | Rate Constraint in lbs/MMBtu | FALSE | L | Annual | Net Emissions Allowance Position | lbs | 11.0559 | 0 | 0 | 0 | 0 | 0 | 0
NSR Columbia 2- Hg Rate Annual v5.13 | 647 | 5995 | Rate Constraint in lbs/MMBtu | FALSE | L | Annual | Fuel Consumed | TBtu | 20.5324 | 0 | 0 | 0 | 0 | 0 | 0
NSR Columbia 2- Hg Rate Annual v5.13 | 647 | 5995 | Rate Constraint in lbs/MMBtu | FALSE | L | Annual | Rate | lb/MMBtu | 5.3846e-07 | 0 | 0 | 0 | 0 | 0 | 0
NSR Columbia 2- Hg Rate Annual v5.13 | 647 | 5995 | Rate Constraint in lbs/MMBtu | FALSE | L | Annual | Generation | TWh | 1.9091 | 0 | 0 | 0 | 0 | 0 | 0
NSR Columbia 2- Hg Rate Annual v5.13 | 647 | 5995 | Rate Constraint in lbs/MMBtu | FALSE | L | Annual | Qualifying Generation | TWh | 1.9091 | 0 | 0 | 0 | 0 | 0 | 0
NSR Columbia 2- Hg Rate Annual v5.13 | 647 | 5995 | Rate Constraint in lbs/MMBtu | FALSE | L | Annual | Rate | lb/MWh | 5.7913 | 0 | 0 | 0 | 0 | 0 | 0
NSR Columbia 2- Hg Rate Annual v5.13 | 647 | 5995 | Rate Constraint in lbs/MMBtu | FALSE | L | Annual | Constraint Shadow Price | US$/Lb | 0 | 0 | 0 | 0 | 0 | 0 | 0
NSR Columbia 2- NOx Rate Annual v5.13 | 648 | 5997 | Rate Constraint in lbs/MMBtu | FALSE | L | Annual | Seasons Included | Seasons | Winter, Summer | Winter, Summer | Winter, Summer | Winter, Summer | Winter, Summer | Winter, Summer | Winter, Summer
NSR Columbia 2- NOx Rate Annual v5.13 | 648 | 5997 | Rate Constraint in lbs/MMBtu | FALSE | L | Annual | Standard | lb/MMBtu | 0.15 | 0.15 | 0.07 | 0.07 | 0.07 | 0.07 | 0.07
NSR Columbia 2- NOx Rate Annual v5.13 | 648 | 5997 | Rate Constraint in lbs/MMBtu | FALSE | L | Annual | Emissions at Affected Plants NOX | MTons | 1.2288 | 0 | 0 | 0 | 0 | 0 | 0
NSR Columbia 2- NOx Rate Annual v5.13 | 648 | 5997 | Rate Constraint in lbs/MMBtu | FALSE | L | Annual | Allowances Purchased NOX | MTons | 0 | 0 | 0 | 0 | 0 | 0 | 0
NSR Columbia 2- NOx Rate Annual v5.13 | 648 | 5997 | Rate Constraint in lbs/MMBtu | FALSE | L | Annual | Allowances Sold NOX | MTons | 0 | 0 | 0 | 0 | 0 | 0 | 0
NSR Columbia 2- NOx Rate Annual v5.13 | 648 | 5997 | Rate Constraint in lbs/MMBtu | FALSE | L | Annual | Allowances Banked | MTons | 0 | 0 | 0 | 0 | 0 | 0 | 0
NSR Columbia 2- NOx Rate Annual v5.13 | 648 | 5997 | Rate Constraint in lbs/MMBtu | FALSE | L | Annual | Allowances Withdrawn (1:1) | MTons | 0 | 0 | 0 | 0 | 0 | 0 | 0
NSR Columbia 2- NOx Rate Annual v5.13 | 648 | 5997 | Rate Constraint in lbs/MMBtu | FALSE | L | Annual | Allowances Withdrawn (n:1) | MTons | 0 | 0 | 0 | 0 | 0 | 0 | 0
NSR Columbia 2- NOx Rate Annual v5.13 | 648 | 5997 | Rate Constraint in lbs/MMBtu | FALSE | L | Annual | Net Emissions Allowance Position | MTons | 1.2288 | 0 | 0 | 0 | 0 | 0 | 0
NSR Columbia 2- NOx Rate Annual v5.13 | 648 | 5997 | Rate Constraint in lbs/MMBtu | FALSE | L | Annual | Fuel Consumed | TBtu | 20.5324 | 0 | 0 | 0 | 0 | 0 | 0
NSR Columbia 2- NOx Rate Annual v5.13 | 648 | 5997 | Rate Constraint in lbs/MMBtu | FALSE | L | Annual | Rate | lb/MMBtu | 0.1197 | 0 | 0 | 0 | 0 | 0 | 0
NSR Columbia 2- NOx Rate Annual v5.13 | 648 | 5997 | Rate Constraint in lbs/MMBtu | FALSE | L | Annual | Generation | TWh | 1.9091 | 0 | 0 | 0 | 0 | 0 | 0
NSR Columbia 2- NOx Rate Annual v5.13 | 648 | 5997 | Rate Constraint in lbs/MMBtu | FALSE | L | Annual | Qualifying Generation | TWh | 1.9091 | 0 | 0 | 0 | 0 | 0 | 0
NSR Columbia 2- NOx Rate Annual v5.13 | 648 | 5997 | Rate Constraint in lbs/MMBtu | FALSE | L | Annual | Rate | lb/MWh | 0.64368 | 0 | 0 | 0 | 0 | 0 | 0
NSR Columbia 2- NOx Rate Annual v5.13 | 648 | 5997 | Rate Constraint in lbs/MMBtu | FALSE | L | Annual | Constraint Shadow Price | US$/Ton | 0 | 0 | 11241.3722 | 10408.5903 | 12095.448 | 20897.9521 | 9408.9235
NSR Cooper 2 - NOX Rate Annual v3.1, Unit 3597 and retrofits | 649 | 1957 | Rate Constraint in lbs/MMBtu | FALSE | L | Annual | Seasons Included | Seasons | Winter, Summer | Winter, Summer | Winter, Summer | Winter, Summer | Winter, Summer | Winter, Summer | Winter, Summer
NSR Cooper 2 - NOX Rate Annual v3.1, Unit 3597 and retrofits | 649 | 1957 | Rate Constraint in lbs/MMBtu | FALSE | L | Annual | Standard | lb/MMBtu | 0.08 | 0.08 | 0.08 | 0.08 | 0.08 | 0.08 | 0.08
NSR Cooper 2 - NOX Rate Annual v3.1, Unit 3597 and retrofits | 649 | 1957 | Rate Constraint in lbs/MMBtu | FALSE | L | Annual | Emissions at Affected Plants NOX | MTons | 0 | 0 | 0 | 0 | 0 | 0 | 0
NSR Cooper 2 - NOX Rate Annual v3.1, Unit 3597 and retrofits | 649 | 1957 | Rate Constraint in lbs/MMBtu | FALSE | L | Annual | Allowances Purchased NOX | MTons | 0 | 0 | 0 | 0 | 0 | 0 | 0
NSR Cooper 2 - NOX Rate Annual v3.1, Unit 3597 and retrofits | 649 | 1957 | Rate Constraint in lbs/MMBtu | FALSE | L | Annual | Allowances Sold NOX | MTons | 0 | 0 | 0 | 0 | 0 | 0 | 0
NSR Cooper 2 - NOX Rate Annual v3.1, Unit 3597 and retrofits | 649 | 1957 | Rate Constraint in lbs/MMBtu | FALSE | L | Annual | Allowances Banked | MTons | 0 | 0 | 0 | 0 | 0 | 0 | 0
NSR Cooper 2 - NOX Rate Annual v3.1, Unit 3597 and retrofits | 649 | 1957 | Rate Constraint in lbs/MMBtu | FALSE | L | Annual | Allowances Withdrawn (1:1) | MTons | 0 | 0 | 0 | 0 | 0 | 0 | 0
NSR Cooper 2 - NOX Rate Annual v3.1, Unit 3597 and retrofits | 649 | 1957 | Rate Constraint in lbs/MMBtu | FALSE | L | Annual | Allowances Withdrawn (n:1) | MTons | 0 | 0 | 0 | 0 | 0 | 0 | 0
NSR Cooper 2 - NOX Rate Annual v3.1, Unit 3597 and retrofits | 649 | 1957 | Rate Constraint in lbs/MMBtu | FALSE | L | Annual | Net Emissions Allowance Position | MTons | 0 | 0 | 0 | 0 | 0 | 0 | 0
NSR Cooper 2 - NOX Rate Annual v3.1, Unit 3597 and retrofits | 649 | 1957 | Rate Constraint in lbs/MMBtu | FALSE | L | Annual | Fuel Consumed | TBtu | 0 | 0 | 0 | 0 | 0 | 0 | 0
NSR Cooper 2 - NOX Rate Annual v3.1, Unit 3597 and retrofits | 649 | 1957 | Rate Constraint in lbs/MMBtu | FALSE | L | Annual | Rate | lb/MMBtu | 0 | 0 | 0 | 0 | 0 | 0 | 0
NSR Cooper 2 - NOX Rate Annual v3.1, Unit 3597 and retrofits | 649 | 1957 | Rate Constraint in lbs/MMBtu | FALSE | L | Annual | Generation | TWh | 0 | 0 | 0 | 0 | 0 | 0 | 0
NSR Cooper 2 - NOX Rate Annual v3.1, Unit 3597 and retrofits | 649 | 1957 | Rate Constraint in lbs/MMBtu | FALSE | L | Annual | Qualifying Generation | TWh | 0 | 0 | 0 | 0 | 0 | 0 | 0
NSR Cooper 2 - NOX Rate Annual v3.1, Unit 3597 and retrofits | 649 | 1957 | Rate Constraint in lbs/MMBtu | FALSE | L | Annual | Rate | lb/MWh | 0 | 0 | 0 | 0 | 0 | 0 | 0
NSR Cooper 2 - NOX Rate Annual v3.1, Unit 3597 and retrofits | 649 | 1957 | Rate Constraint in lbs/MMBtu | FALSE | L | Annual | Constraint Shadow Price | US$/Ton | 0 | 0 | 0 | 0 | 0 | 0 | 0
NSR Cooper 2 - SO2 Rate Annual v3.1, Unit 3597 and retrofits | 650 | 1958 | Rate Constraint in lbs/MMBtu | FALSE | L | Annual | Seasons Included | Seasons | Winter, Summer | Winter, Summer | Winter, Summer | Winter, Summer | Winter, Summer | Winter, Summer | Winter, Summer
NSR Cooper 2 - SO2 Rate Annual v3.1, Unit 3597 and retrofits | 650 | 1958 | Rate Constraint in lbs/MMBtu | FALSE | L | Annual | Standard | lb/MMBtu | 0.1 | 0.1 | 0.1 | 0.1 | 0.1 | 0.1 | 0.1
NSR Cooper 2 - SO2 Rate Annual v3.1, Unit 3597 and retrofits | 650 | 1958 | Rate Constraint in lbs/MMBtu | FALSE | L | Annual | Emissions at Affected Plants SO2 | MTons | 0 | 0 | 0 | 0 | 0 | 0 | 0
NSR Cooper 2 - SO2 Rate Annual v3.1, Unit 3597 and retrofits | 650 | 1958 | Rate Constraint in lbs/MMBtu | FALSE | L | Annual | Allowances Purchased SO2 | MTons | 0 | 0 | 0 | 0 | 0 | 0 | 0
NSR Cooper 2 - SO2 Rate Annual v3.1, Unit 3597 and retrofits | 650 | 1958 | Rate Constraint in lbs/MMBtu | FALSE | L | Annual | Allowances Sold SO2 | MTons | 0 | 0 | 0 | 0 | 0 | 0 | 0
NSR Cooper 2 - SO2 Rate Annual v3.1, Unit 3597 and retrofits | 650 | 1958 | Rate Constraint in lbs/MMBtu | FALSE | L | Annual | Allowances Banked | MTons | 0 | 0 | 0 | 0 | 0 | 0 | 0
NSR Cooper 2 - SO2 Rate Annual v3.1, Unit 3597 and retrofits | 650 | 1958 | Rate Constraint in lbs/MMBtu | FALSE | L | Annual | Allowances Withdrawn (1:1) | MTons | 0 | 0 | 0 | 0 | 0 | 0 | 0
NSR Cooper 2 - SO2 Rate Annual v3.1, Unit 3597 and retrofits | 650 | 1958 | Rate Constraint in lbs/MMBtu | FALSE | L | Annual | Allowances Withdrawn (n:1) | MTons | 0 | 0 | 0 | 0 | 0 | 0 | 0
NSR Cooper 2 - SO2 Rate Annual v3.1, Unit 3597 and retrofits | 650 | 1958 | Rate Constraint in lbs/MMBtu | FALSE | L | Annual | Net Emissions Allowance Position | MTons | 0 | 0 | 0 | 0 | 0 | 0 | 0
NSR Cooper 2 - SO2 Rate Annual v3.1, Unit 3597 and retrofits | 650 | 1958 | Rate Constraint in lbs/MMBtu | FALSE | L | Annual | Fuel Consumed | TBtu | 0 | 0 | 0 | 0 | 0 | 0 | 0
NSR Cooper 2 - SO2 Rate Annual v3.1, Unit 3597 and retrofits | 650 | 1958 | Rate Constraint in lbs/MMBtu | FALSE | L | Annual | Rate | lb/MMBtu | 0 | 0 | 0 | 0 | 0 | 0 | 0
NSR Cooper 2 - SO2 Rate Annual v3.1, Unit 3597 and retrofits | 650 | 1958 | Rate Constraint in lbs/MMBtu | FALSE | L | Annual | Generation | TWh | 0 | 0 | 0 | 0 | 0 | 0 | 0
NSR Cooper 2 - SO2 Rate Annual v3.1, Unit 3597 and retrofits | 650 | 1958 | Rate Constraint in lbs/MMBtu | FALSE | L | Annual | Qualifying Generation | TWh | 0 | 0 | 0 | 0 | 0 | 0 | 0
NSR Cooper 2 - SO2 Rate Annual v3.1, Unit 3597 and retrofits | 650 | 1958 | Rate Constraint in lbs/MMBtu | FALSE | L | Annual | Rate | lb/MWh | 0 | 0 | 0 | 0 | 0 | 0 | 0
NSR Cooper 2 - SO2 Rate Annual v3.1, Unit 3597 and retrofits | 650 | 1958 | Rate Constraint in lbs/MMBtu | FALSE | L | Annual | Constraint Shadow Price | US$/Ton | 0 | 0 | 0 | 0 | 0 | 0 | 0
NSR Cross 1,2 - NOX Rate Annual v3.1, Unit 5385 and retrofits | 651 | 1949 | Rate Constraint in lbs/MMBtu | FALSE | L | Annual | Seasons Included | Seasons | Winter, Summer | Winter, Summer | Winter, Summer | Winter, Summer | Winter, Summer | Winter, Summer | Winter, Summer
NSR Cross 1,2 - NOX Rate Annual v3.1, Unit 5385 and retrofits | 651 | 1949 | Rate Constraint in lbs/MMBtu | FALSE | L | Annual | Standard | lb/MMBtu | 0.1 | 0.1 | 0.1 | 0.1 | 0.1 | 0.1 | 0.1
NSR Cross 1,2 - NOX Rate Annual v3.1, Unit 5385 and retrofits | 651 | 1949 | Rate Constraint in lbs/MMBtu | FALSE | L | Annual | Emissions at Affected Plants NOX | MTons | 1.2115 | 1.2115 | 0.53202 | 0.95614 | 0.53202 | 1.021 | 1.2115
NSR Cross 1,2 - NOX Rate Annual v3.1, Unit 5385 and retrofits | 651 | 1949 | Rate Constraint in lbs/MMBtu | FALSE | L | Annual | Allowances Purchased NOX | MTons | 0 | 0 | 0 | 0 | 0 | 0 | 0
NSR Cross 1,2 - NOX Rate Annual v3.1, Unit 5385 and retrofits | 651 | 1949 | Rate Constraint in lbs/MMBtu | FALSE | L | Annual | Allowances Sold NOX | MTons | 0 | 0 | 0 | 0 | 0 | 0 | 0
NSR Cross 1,2 - NOX Rate Annual v3.1, Unit 5385 and retrofits | 651 | 1949 | Rate Constraint in lbs/MMBtu | FALSE | L | Annual | Allowances Banked | MTons | 0 | 0 | 0 | 0 | 0 | 0 | 0
NSR Cross 1,2 - NOX Rate Annual v3.1, Unit 5385 and retrofits | 651 | 1949 | Rate Constraint in lbs/MMBtu | FALSE | L | Annual | Allowances Withdrawn (1:1) | MTons | 0 | 0 | 0 | 0 | 0 | 0 | 0
NSR Cross 1,2 - NOX Rate Annual v3.1, Unit 5385 and retrofits | 651 | 1949 | Rate Constraint in lbs/MMBtu | FALSE | L | Annual | Allowances Withdrawn (n:1) | MTons | 0 | 0 | 0 | 0 | 0 | 0 | 0
NSR Cross 1,2 - NOX Rate Annual v3.1, Unit 5385 and retrofits | 651 | 1949 | Rate Constraint in lbs/MMBtu | FALSE | L | Annual | Net Emissions Allowance Position | MTons | 1.2115 | 1.2115 | 0.53202 | 0.95614 | 0.53202 | 1.021 | 1.2115
NSR Cross 1,2 - NOX Rate Annual v3.1, Unit 5385 and retrofits | 651 | 1949 | Rate Constraint in lbs/MMBtu | FALSE | L | Annual | Fuel Consumed | TBtu | 29.1445 | 29.1445 | 12.7981 | 23.0007 | 12.7981 | 24.5899 | 29.1797
NSR Cross 1,2 - NOX Rate Annual v3.1, Unit 5385 and retrofits | 651 | 1949 | Rate Constraint in lbs/MMBtu | FALSE | L | Annual | Rate | lb/MMBtu | 0.08314 | 0.08314 | 0.08314 | 0.08314 | 0.08314 | 0.08304 | 0.08304
NSR Cross 1,2 - NOX Rate Annual v3.1, Unit 5385 and retrofits | 651 | 1949 | Rate Constraint in lbs/MMBtu | FALSE | L | Annual | Generation | TWh | 3.003 | 3.003 | 1.3187 | 2.3699 | 1.3187 | 2.5306 | 3.003
NSR Cross 1,2 - NOX Rate Annual v3.1, Unit 5385 and retrofits | 651 | 1949 | Rate Constraint in lbs/MMBtu | FALSE | L | Annual | Qualifying Generation | TWh | 3.003 | 3.003 | 1.3187 | 2.3699 | 1.3187 | 2.5306 | 3.003
NSR Cross 1,2 - NOX Rate Annual v3.1, Unit 5385 and retrofits | 651 | 1949 | Rate Constraint in lbs/MMBtu | FALSE | L | Annual | Rate | lb/MWh | 0.40345 | 0.40345 | 0.40345 | 0.40345 | 0.40345 | 0.40345 | 0.40345
NSR Cross 1,2 - NOX Rate Annual v3.1, Unit 5385 and retrofits | 651 | 1949 | Rate Constraint in lbs/MMBtu | FALSE | L | Annual | Constraint Shadow Price | US$/Ton | 0 | 0 | 0 | 0 | 0 | 0 | 0
NSR Cross 1,2 - NOX Rate Annual v3.1, Unit 5386 and retrofits | 652 | 1949 | Rate Constraint in lbs/MMBtu | FALSE | L | Annual | Seasons Included | Seasons | Winter, Summer | Winter, Summer | Winter, Summer | Winter, Summer | Winter, Summer | Winter, Summer | Winter, Summer
NSR Cross 1,2 - NOX Rate Annual v3.1, Unit 5386 and retrofits | 652 | 1949 | Rate Constraint in lbs/MMBtu | FALSE | L | Annual | Standard | lb/MMBtu | 0.1 | 0.1 | 0.1 | 0.1 | 0.1 | 0.1 | 0.1
NSR Cross 1,2 - NOX Rate Annual v3.1, Unit 5386 and retrofits | 652 | 1949 | Rate Constraint in lbs/MMBtu | FALSE | L | Annual | Emissions at Affected Plants NOX | MTons | 0 | 0 | 0 | 0 | 0 | 0 | 0
NSR Cross 1,2 - NOX Rate Annual v3.1, Unit 5386 and retrofits | 652 | 1949 | Rate Constraint in lbs/MMBtu | FALSE | L | Annual | Allowances Purchased NOX | MTons | 0 | 0 | 0 | 0 | 0 | 0 | 0
NSR Cross 1,2 - NOX Rate Annual v3.1, Unit 5386 and retrofits | 652 | 1949 | Rate Constraint in lbs/MMBtu | FALSE | L | Annual | Allowances Sold NOX | MTons | 0 | 0 | 0 | 0 | 0 | 0 | 0
NSR Cross 1,2 - NOX Rate Annual v3.1, Unit 5386 and retrofits | 652 | 1949 | Rate Constraint in lbs/MMBtu | FALSE | L | Annual | Allowances Banked | MTons | 0 | 0 | 0 | 0 | 0 | 0 | 0
NSR Cross 1,2 - NOX Rate Annual v3.1, Unit 5386 and retrofits | 652 | 1949 | Rate Constraint in lbs/MMBtu | FALSE | L | Annual | Allowances Withdrawn (1:1) | MTons | 0 | 0 | 0 | 0 | 0 | 0 | 0
NSR Cross 1,2 - NOX Rate Annual v3.1, Unit 5386 and retrofits | 652 | 1949 | Rate Constraint in lbs/MMBtu | FALSE | L | Annual | Allowances Withdrawn (n:1) | MTons | 0 | 0 | 0 | 0 | 0 | 0 | 0
NSR Cross 1,2 - NOX Rate Annual v3.1, Unit 5386 and retrofits | 652 | 1949 | Rate Constraint in lbs/MMBtu | FALSE | L | Annual | Net Emissions Allowance Position | MTons | 0 | 0 | 0 | 0 | 0 | 0 | 0
NSR Cross 1,2 - NOX Rate Annual v3.1, Unit 5386 and retrofits | 652 | 1949 | Rate Constraint in lbs/MMBtu | FALSE | L | Annual | Fuel Consumed | TBtu | 0 | 0 | 0 | 0 | 0 | 0 | 0
NSR Cross 1,2 - NOX Rate Annual v3.1, Unit 5386 and retrofits | 652 | 1949 | Rate Constraint in lbs/MMBtu | FALSE | L | Annual | Rate | lb/MMBtu | 0 | 0 | 0 | 0 | 0 | 0 | 0
NSR Cross 1,2 - NOX Rate Annual v3.1, Unit 5386 and retrofits | 652 | 1949 | Rate Constraint in lbs/MMBtu | FALSE | L | Annual | Generation | TWh | 0 | 0 | 0 | 0 | 0 | 0 | 0
NSR Cross 1,2 - NOX Rate Annual v3.1, Unit 5386 and retrofits | 652 | 1949 | Rate Constraint in lbs/MMBtu | FALSE | L | Annual | Qualifying Generation | TWh | 0 | 0 | 0 | 0 | 0 | 0 | 0
NSR Cross 1,2 - NOX Rate Annual v3.1, Unit 5386 and retrofits | 652 | 1949 | Rate Constraint in lbs/MMBtu | FALSE | L | Annual | Rate | lb/MWh | 0 | 0 | 0 | 0 | 0 | 0 | 0
NSR Cross 1,2 - NOX Rate Annual v3.1, Unit 5386 and retrofits | 652 | 1949 | Rate Constraint in lbs/MMBtu | FALSE | L | Annual | Constraint Shadow Price | US$/Ton | 0 | 0 | 0 | 0 | 0 | 0 | 0
NSR Dairyland- NOx Cap Annual v5.13 | 653 | 6001 | Rate Constraint in MTons | FALSE | L | Annual | Seasons Included | Seasons | Winter, Summer | Winter, Summer | Winter, Summer | Winter, Summer | Winter, Summer | Winter, Summer | Winter, Summer
NSR Dairyland- NOx Cap Annual v5.13 | 653 | 6001 | Rate Constraint in MTons | FALSE | L | Annual | Standard | MTons | 5.2825 | 3.748 | 3.364 | 3.236 | 3.236 | 3.236 | 3.236
NSR Dairyland- NOx Cap Annual v5.13 | 653 | 6001 | Rate Constraint in MTons | FALSE | L | Annual | Standard NOX | MTons | 5.2825 | 3.748 | 3.364 | 3.236 | 3.236 | 3.236 | 3.236
NSR Dairyland- NOx Cap Annual v5.13 | 653 | 6001 | Rate Constraint in MTons | FALSE | L | Annual | Emissions at Affected Plants NOX | MTons | 1.14 | 1.14 | 1.14 | 1.14 | 1.14 | 1.14 | 1.14
NSR Dairyland- NOx Cap Annual v5.13 | 653 | 6001 | Rate Constraint in MTons | FALSE | L | Annual | Allowances Purchased NOX | MTons | 0 | 0 | 0 | 0 | 0 | 0 | 0
NSR Dairyland- NOx Cap Annual v5.13 | 653 | 6001 | Rate Constraint in MTons | FALSE | L | Annual | Allowances Sold NOX | MTons | 0 | 0 | 0 | 0 | 0 | 0 | 0
NSR Dairyland- NOx Cap Annual v5.13 | 653 | 6001 | Rate Constraint in MTons | FALSE | L | Annual | Allowances Banked | MTons | 0 | 0 | 0 | 0 | 0 | 0 | 0
NSR Dairyland- NOx Cap Annual v5.13 | 653 | 6001 | Rate Constraint in MTons | FALSE | L | Annual | Allowances Withdrawn (1:1) | MTons | 0 | 0 | 0 | 0 | 0 | 0 | 0
NSR Dairyland- NOx Cap Annual v5.13 | 653 | 6001 | Rate Constraint in MTons | FALSE | L | Annual | Allowances Withdrawn (n:1) | MTons | 0 | 0 | 0 | 0 | 0 | 0 | 0
NSR Dairyland- NOx Cap Annual v5.13 | 653 | 6001 | Rate Constraint in MTons | FALSE | L | Annual | Net Emissions Allowance Position | MTons | 1.14 | 1.14 | 1.14 | 1.14 | 1.14 | 1.14 | 1.14
NSR Dairyland- NOx Cap Annual v5.13 | 653 | 6001 | Rate Constraint in MTons | FALSE | L | Annual | Fuel Consumed | TBtu | 21.593 | 21.593 | 21.593 | 21.593 | 21.593 | 21.593 | 22.2761
NSR Dairyland- NOx Cap Annual v5.13 | 653 | 6001 | Rate Constraint in MTons | FALSE | L | Annual | Rate | lb/MMBtu | 0.10559 | 0.10559 | 0.10559 | 0.10559 | 0.10559 | 0.10559 | 0.10235
NSR Dairyland- NOx Cap Annual v5.13 | 653 | 6001 | Rate Constraint in MTons | FALSE | L | Annual | Generation | TWh | 2.3236 | 2.3236 | 2.3236 | 2.3236 | 2.3236 | 2.3236 | 2.3966
NSR Dairyland- NOx Cap Annual v5.13 | 653 | 6001 | Rate Constraint in MTons | FALSE | L | Annual | Qualifying Generation | TWh | 2.3236 | 2.3236 | 2.3236 | 2.3236 | 2.3236 | 2.3236 | 2.3966
NSR Dairyland- NOx Cap Annual v5.13 | 653 | 6001 | Rate Constraint in MTons | FALSE | L | Annual | Rate | lb/MWh | 0.49062 | 0.49062 | 0.49062 | 0.49062 | 0.49062 | 0.49062 | 0.47567
NSR Dairyland- NOx Cap Annual v5.13 | 653 | 6001 | Rate Constraint in MTons | FALSE | L | Annual | Constraint Shadow Price | US$/Ton | 0 | 0 | 0 | 0 | 0 | 0 | 0
NSR Dairyland- SO2 Cap Annual v5.13 | 654 | 6000 | Rate Constraint in MTons | FALSE | L | Annual | Seasons Included | Seasons | Winter, Summer | Winter, Summer | Winter, Summer | Winter, Summer | Winter, Summer | Winter, Summer | Winter, Summer
NSR Dairyland- SO2 Cap Annual v5.13 | 654 | 6000 | Rate Constraint in MTons | FALSE | L | Annual | Standard | MTons | 6.065 | 6.057 | 4.9478 | 4.578 | 4.578 | 4.578 | 4.578
NSR Dairyland- SO2 Cap Annual v5.13 | 654 | 6000 | Rate Constraint in MTons | FALSE | L | Annual | Standard SO2 | MTons | 6.065 | 6.057 | 4.9478 | 4.578 | 4.578 | 4.578 | 4.578
NSR Dairyland- SO2 Cap Annual v5.13 | 654 | 6000 | Rate Constraint in MTons | FALSE | L | Annual | Emissions at Affected Plants SO2 | MTons | 0.86264 | 0.86264 | 0.86264 | 0.86264 | 0.86264 | 0.86264 | 0.88993
NSR Dairyland- SO2 Cap Annual v5.13 | 654 | 6000 | Rate Constraint in MTons | FALSE | L | Annual | Allowances Purchased SO2 | MTons | 0 | 0 | 0 | 0 | 0 | 0 | 0
NSR Dairyland- SO2 Cap Annual v5.13 | 654 | 6000 | Rate Constraint in MTons | FALSE | L | Annual | Allowances Sold SO2 | MTons | 0 | 0 | 0 | 0 | 0 | 0 | 0
NSR Dairyland- SO2 Cap Annual v5.13 | 654 | 6000 | Rate Constraint in MTons | FALSE | L | Annual | Allowances Banked | MTons | 0 | 0 | 0 | 0 | 0 | 0 | 0
NSR Dairyland- SO2 Cap Annual v5.13 | 654 | 6000 | Rate Constraint in MTons | FALSE | L | Annual | Allowances Withdrawn (1:1) | MTons | 0 | 0 | 0 | 0 | 0 | 0 | 0
NSR Dairyland- SO2 Cap Annual v5.13 | 654 | 6000 | Rate Constraint in MTons | FALSE | L | Annual | Allowances Withdrawn (n:1) | MTons | 0 | 0 | 0 | 0 | 0 | 0 | 0
NSR Dairyland- SO2 Cap Annual v5.13 | 654 | 6000 | Rate Constraint in MTons | FALSE | L | Annual | Net Emissions Allowance Position | MTons | 0.86264 | 0.86264 | 0.86264 | 0.86264 | 0.86264 | 0.86264 | 0.88993
NSR Dairyland- SO2 Cap Annual v5.13 | 654 | 6000 | Rate Constraint in MTons | FALSE | L | Annual | Fuel Consumed | TBtu | 21.593 | 21.593 | 21.593 | 21.593 | 21.593 | 21.593 | 22.2761
NSR Dairyland- SO2 Cap Annual v5.13 | 654 | 6000 | Rate Constraint in MTons | FALSE | L | Annual | Rate | lb/MMBtu | 0.0799 | 0.0799 | 0.0799 | 0.0799 | 0.0799 | 0.0799 | 0.0799
NSR Dairyland- SO2 Cap Annual v5.13 | 654 | 6000 | Rate Constraint in MTons | FALSE | L | Annual | Generation | TWh | 2.3236 | 2.3236 | 2.3236 | 2.3236 | 2.3236 | 2.3236 | 2.3966
NSR Dairyland- SO2 Cap Annual v5.13 | 654 | 6000 | Rate Constraint in MTons | FALSE | L | Annual | Qualifying Generation | TWh | 2.3236 | 2.3236 | 2.3236 | 2.3236 | 2.3236 | 2.3236 | 2.3966
NSR Dairyland- SO2 Cap Annual v5.13 | 654 | 6000 | Rate Constraint in MTons | FALSE | L | Annual | Rate | lb/MWh | 0.37126 | 0.37126 | 0.37126 | 0.37126 | 0.37126 | 0.37126 | 0.37132
NSR Dairyland- SO2 Cap Annual v5.13 | 654 | 6000 | Rate Constraint in MTons | FALSE | L | Annual | Constraint Shadow Price | US$/Ton | 0 | 0 | 0 | 0 | 0 | 0 | 0
NSR Dominion Consent - NOX Cap Annual v3.1 | 655 | 1840 | Rate Constraint in MTons | FALSE | L | Annual | Seasons Included | Seasons | Winter, Summer | Winter, Summer | Winter, Summer | Winter, Summer | Winter, Summer | Winter, Summer | Winter, Summer
NSR Dominion Consent - NOX Cap Annual v3.1 | 655 | 1840 | Rate Constraint in MTons | FALSE | L | Annual | Standard | MTons | 30.25 | 30.25 | 30.25 | 30.25 | 30.25 | 30.25 | 30.25
NSR Dominion Consent - NOX Cap Annual v3.1 | 655 | 1840 | Rate Constraint in MTons | FALSE | L | Annual | Standard NOX | MTons | 30.25 | 30.25 | 30.25 | 30.25 | 30.25 | 30.25 | 30.25
NSR Dominion Consent - NOX Cap Annual v3.1 | 655 | 1840 | Rate Constraint in MTons | FALSE | L | Annual | Emissions at Affected Plants NOX | MTons | 9.4584 | 9.4527 | 7.6799 | 5.4493 | 3.1068 | 3.0943 | 5.9021
NSR Dominion Consent - NOX Cap Annual v3.1 | 655 | 1840 | Rate Constraint in MTons | FALSE | L | Annual | Allowances Purchased NOX | MTons | 0 | 0 | 0 | 0 | 0 | 0 | 0
NSR Dominion Consent - NOX Cap Annual v3.1 | 655 | 1840 | Rate Constraint in MTons | FALSE | L | Annual | Allowances Sold NOX | MTons | 0 | 0 | 0 | 0 | 0 | 0 | 0
NSR Dominion Consent - NOX Cap Annual v3.1 | 655 | 1840 | Rate Constraint in MTons | FALSE | L | Annual | Allowances Banked | MTons | 0 | 0 | 0 | 0 | 0 | 0 | 0
NSR Dominion Consent - NOX Cap Annual v3.1 | 655 | 1840 | Rate Constraint in MTons | FALSE | L | Annual | Allowances Withdrawn (1:1) | MTons | 0 | 0 | 0 | 0 | 0 | 0 | 0
NSR Dominion Consent - NOX Cap Annual v3.1 | 655 | 1840 | Rate Constraint in MTons | FALSE | L | Annual | Allowances Withdrawn (n:1) | MTons | 0 | 0 | 0 | 0 | 0 | 0 | 0
NSR Dominion Consent - NOX Cap Annual v3.1 | 655 | 1840 | Rate Constraint in MTons | FALSE | L | Annual | Net Emissions Allowance Position | MTons | 9.4584 | 9.4527 | 7.6799 | 5.4493 | 3.1068 | 3.0943 | 5.9021
NSR Dominion Consent - NOX Cap Annual v3.1 | 655 | 1840 | Rate Constraint in MTons | FALSE | L | Annual | Fuel Consumed | TBtu | 141.3917 | 136.9037 | 144.6397 | 128.1486 | 87.4161 | 85.5132 | 108.058
NSR Dominion Consent - NOX Cap Annual v3.1 | 655 | 1840 | Rate Constraint in MTons | FALSE | L | Annual | Rate | lb/MMBtu | 0.13379 | 0.13809 | 0.10619 | 0.085047 | 0.07108 | 0.072369 | 0.10924
NSR Dominion Consent - NOX Cap Annual v3.1 | 655 | 1840 | Rate Constraint in MTons | FALSE | L | Annual | Generation | TWh | 15.0154 | 14.393 | 15.9038 | 14.2435 | 9.4005 | 9.1508 | 11.4276
NSR Dominion Consent - NOX Cap Annual v3.1 | 655 | 1840 | Rate Constraint in MTons | FALSE | L | Annual | Qualifying Generation | TWh | 15.0154 | 14.393 | 15.9038 | 14.2435 | 9.4005 | 9.1508 | 11.4276
NSR Dominion Consent - NOX Cap Annual v3.1 | 655 | 1840 | Rate Constraint in MTons | FALSE | L | Annual | Rate | lb/MWh | 0.62992 | 0.65676 | 0.4829 | 0.38259 | 0.33049 | 0.33814 | 0.51648
NSR Dominion Consent - NOX Cap Annual v3.1 | 655 | 1840 | Rate Constraint in MTons | FALSE | L | Annual | Constraint Shadow Price | US$/Ton | 0 | 0 | 0 | 0 | 0 | 0 | 0
NSR Dominion Consent - NOX Rate Annual v3.1 | 656 | 1841 | Rate Constraint in lbs/MMBtu | FALSE | L | Annual | Seasons Included | Seasons | Winter, Summer | Winter, Summer | Winter, Summer | Winter, Summer | Winter, Summer | Winter, Summer | Winter, Summer
NSR Dominion Consent - NOX Rate Annual v3.1 | 656 | 1841 | Rate Constraint in lbs/MMBtu | FALSE | L | Annual | Standard | lb/MMBtu | 0.15 | 0.15 | 0.15 | 0.15 | 0.15 | 0.15 | 0.15
NSR Dominion Consent - NOX Rate Annual v3.1 | 656 | 1841 | Rate Constraint in lbs/MMBtu | FALSE | L | Annual | Emissions at Affected Plants NOX | MTons | 9.4584 | 9.4527 | 7.6799 | 5.4493 | 3.1068 | 3.0943 | 5.9021
NSR Dominion Consent - NOX Rate Annual v3.1 | 656 | 1841 | Rate Constraint in lbs/MMBtu | FALSE | L | Annual | Allowances Purchased NOX | MTons | 0 | 0 | 0 | 0 | 0 | 0 | 0
NSR Dominion Consent - NOX Rate Annual v3.1 | 656 | 1841 | Rate Constraint in lbs/MMBtu | FALSE | L | Annual | Allowances Sold NOX | MTons | 0 | 0 | 0 | 0 | 0 | 0 | 0
NSR Dominion Consent - NOX Rate Annual v3.1 | 656 | 1841 | Rate Constraint in lbs/MMBtu | FALSE | L | Annual | Allowances Banked | MTons | 0 | 0 | 0 | 0 | 0 | 0 | 0
NSR Dominion Consent - NOX Rate Annual v3.1 | 656 | 1841 | Rate Constraint in lbs/MMBtu | FALSE | L | Annual | Allowances Withdrawn (1:1) | MTons | 0 | 0 | 0 | 0 | 0 | 0 | 0
NSR Dominion Consent - NOX Rate Annual v3.1 | 656 | 1841 | Rate Constraint in lbs/MMBtu | FALSE | L | Annual | Allowances Withdrawn (n:1) | MTons | 0 | 0 | 0 | 0 | 0 | 0 | 0
NSR Dominion Consent - NOX Rate Annual v3.1 | 656 | 1841 | Rate Constraint in lbs/MMBtu | FALSE | L | Annual | Net Emissions Allowance Position | MTons | 9.4584 | 9.4527 | 7.6799 | 5.4493 | 3.1068 | 3.0943 | 5.9021
NSR Dominion Consent - NOX Rate Annual v3.1 | 656 | 1841 | Rate Constraint in lbs/MMBtu | FALSE | L | Annual | Fuel Consumed | TBtu | 141.3917 | 136.9037 | 144.6397 | 128.1486 | 87.4161 | 85.5132 | 108.058
NSR Dominion Consent - NOX Rate Annual v3.1 | 656 | 1841 | Rate Constraint in lbs/MMBtu | FALSE | L | Annual | Rate | lb/MMBtu | 0.13379 | 0.13809 | 0.10619 | 0.085047 | 0.07108 | 0.072369 | 0.10924
NSR Dominion Consent - NOX Rate Annual v3.1 | 656 | 1841 | Rate Constraint in lbs/MMBtu | FALSE | L | Annual | Generation | TWh | 15.0154 | 14.393 | 15.9038 | 14.2435 | 9.4005 | 9.1508 | 11.4276
NSR Dominion Consent - NOX Rate Annual v3.1 | 656 | 1841 | Rate Constraint in lbs/MMBtu | FALSE | L | Annual | Qualifying Generation | TWh | 15.0154 | 14.393 | 15.9038 | 14.2435 | 9.4005 | 9.1508 | 11.4276
NSR Dominion Consent - NOX Rate Annual v3.1 | 656 | 1841 | Rate Constraint in lbs/MMBtu | FALSE | L | Annual | Rate | lb/MWh | 0.62992 | 0.65676 | 0.4829 | 0.38259 | 0.33049 | 0.33814 | 0.51648
NSR Dominion Consent - NOX Rate Annual v3.1 | 656 | 1841 | Rate Constraint in lbs/MMBtu | FALSE | L | Annual | Constraint Shadow Price | US$/Ton | 0 | 0 | 0 | 0 | 0 | 0 | 0
NSR Edgewater 3-5- NOx Cap Annual v5.13 | 657 | 5986 | Rate Constraint in MTons | FALSE | L | Annual | Seasons Included | Seasons | Winter, Summer | Winter, Summer | Winter, Summer | Winter, Summer | Winter, Summer | Winter, Summer | Winter, Summer
NSR Edgewater 3-5- NOx Cap Annual v5.13 | 657 | 5986 | Rate Constraint in MTons | FALSE | L | Annual | Standard | MTons | 2.5 | 2.5 | 1.1 | 1.1 | 1.1 | 1.1 | 1.1
NSR Edgewater 3-5- NOx Cap Annual v5.13 | 657 | 5986 | Rate Constraint in MTons | FALSE | L | Annual | Standard NOX | MTons | 2.5 | 2.5 | 1.1 | 1.1 | 1.1 | 1.1 | 1.1
NSR Edgewater 3-5- NOx Cap Annual v5.13 | 657 | 5986 | Rate Constraint in MTons | FALSE | L | Annual | Emissions at Affected Plants NOX | MTons | 0.046301 | 0.043146 | 0.043146 | 0.043146 | 0.043146 | 0.043146 | 0.043146
NSR Edgewater 3-5- NOx Cap Annual v5.13 | 657 | 5986 | Rate Constraint in MTons | FALSE | L | Annual | Allowances Purchased NOX | MTons | 0 | 0 | 0 | 0 | 0 | 0 | 0
NSR Edgewater 3-5- NOx Cap Annual v5.13 | 657 | 5986 | Rate Constraint in MTons | FALSE | L | Annual | Allowances Sold NOX | MTons | 0 | 0 | 0 | 0 | 0 | 0 | 0
NSR Edgewater 3-5- NOx Cap Annual v5.13 | 657 | 5986 | Rate Constraint in MTons | FALSE | L | Annual | Allowances Banked | MTons | 0 | 0 | 0 | 0 | 0 | 0 | 0
NSR Edgewater 3-5- NOx Cap Annual v5.13 | 657 | 5986 | Rate Constraint in MTons | FALSE | L | Annual | Allowances Withdrawn (1:1) | MTons | 0 | 0 | 0 | 0 | 0 | 0 | 0
NSR Edgewater 3-5- NOx Cap Annual v5.13 | 657 | 5986 | Rate Constraint in MTons | FALSE | L | Annual | Allowances Withdrawn (n:1) | MTons | 0 | 0 | 0 | 0 | 0 | 0 | 0
NSR Edgewater 3-5- NOx Cap Annual v5.13 | 657 | 5986 | Rate Constraint in MTons | FALSE | L | Annual | Net Emissions Allowance Position | MTons | 0.046301 | 0.043146 | 0.043146 | 0.043146 | 0.043146 | 0.043146 | 0.043146
NSR Edgewater 3-5- NOx Cap Annual v5.13 | 657 | 5986 | Rate Constraint in MTons | FALSE | L | Annual | Fuel Consumed | TBtu | 1.3277 | 1.274 | 1.274 | 1.274 | 1.274 | 1.274 | 1.274
NSR Edgewater 3-5- NOx Cap Annual v5.13 | 657 | 5986 | Rate Constraint in MTons | FALSE | L | Annual | Rate | lb/MMBtu | 0.069747 | 0.067735 | 0.067735 | 0.067735 | 0.067735 | 0.067735 | 0.067735
NSR Edgewater 3-5- NOx Cap Annual v5.13 | 657 | 5986 | Rate Constraint in MTons | FALSE | L | Annual | Generation | TWh | 0.14002 | 0.13395 | 0.13395 | 0.13395 | 0.13395 | 0.13395 | 0.13395
NSR Edgewater 3-5- NOx Cap Annual v5.13 | 657 | 5986 | Rate Constraint in MTons | FALSE | L | Annual | Qualifying Generation | TWh | 0.14002 | 0.13395 | 0.13395 | 0.13395 | 0.13395 | 0.13395 | 0.13395
NSR Edgewater 3-5- NOx Cap Annual v5.13 | 657 | 5986 | Rate Constraint in MTons | FALSE | L | Annual | Rate | lb/MWh | 0.33067 | 0.32211 | 0.32211 | 0.32211 | 0.32211 | 0.32211 | 0.32211
NSR Edgewater 3-5- NOx Cap Annual v5.13 | 657 | 5986 | Rate Constraint in MTons | FALSE | L | Annual | Constraint Shadow Price | US$/Ton | 0 | 0 | 0 | 0 | 0 | 0 | 0
NSR Edgewater 3-5- SO2 Cap Annual v5.13 | 658 | 5984 | Rate Constraint in MTons | FALSE | L | Annual | Seasons Included | Seasons | Winter, Summer | Winter, Summer | Winter, Summer | Winter, Summer | Winter, Summer | Winter, Summer | Winter, Summer
NSR Edgewater 3-5- SO2 Cap Annual v5.13 | 658 | 5984 | Rate Constraint in MTons | FALSE | L | Annual | Standard | MTons | 9.25 | 6 | 1.1 | 1.1 | 1.1 | 1.1 | 1.1
NSR Edgewater 3-5- SO2 Cap Annual v5.13 | 658 | 5984 | Rate Constraint in MTons | FALSE | L | Annual | Standard SO2 | MTons | 9.25 | 6 | 1.1 | 1.1 | 1.1 | 1.1 | 1.1
NSR Edgewater 3-5- SO2 Cap Annual v5.13 | 658 | 5984 | Rate Constraint in MTons | FALSE | L | Annual | Emissions at Affected Plants SO2 | MTons | 0.075689 | 0.047948 | 0.047948 | 0.047948 | 0.047948 | 0.047948 | 0.047948
NSR Edgewater 3-5- SO2 Cap Annual v5.13 | 658 | 5984 | Rate Constraint in MTons | FALSE | L | Annual | Allowances Purchased SO2 | MTons | 0 | 0 | 0 | 0 | 0 | 0 | 0
NSR Edgewater 3-5- SO2 Cap Annual v5.13 | 658 | 5984 | Rate Constraint in MTons | FALSE | L | Annual | Allowances Sold SO2 | MTons | 0 | 0 | 0 | 0 | 0 | 0 | 0
NSR Edgewater 3-5- SO2 Cap Annual v5.13 | 658 | 5984 | Rate Constraint in MTons | FALSE | L | Annual | Allowances Banked | MTons | 0 | 0 | 0 | 0 | 0 | 0 | 0
NSR Edgewater 3-5- SO2 Cap Annual v5.13 | 658 | 5984 | Rate Constraint in MTons | FALSE | L | Annual | Allowances Withdrawn (1:1) | MTons | 0 | 0 | 0 | 0 | 0 | 0 | 0
NSR Edgewater 3-5- SO2 Cap Annual v5.13 | 658 | 5984 | Rate Constraint in MTons | FALSE | L | Annual | Allowances Withdrawn (n:1) | MTons | 0 | 0 | 0 | 0 | 0 | 0 | 0
NSR Edgewater 3-5- SO2 Cap Annual v5.13 | 658 | 5984 | Rate Constraint in MTons | FALSE | L | Annual | Net Emissions Allowance Position | MTons | 0.075689 | 0.047948 | 0.047948 | 0.047948 | 0.047948 | 0.047948 | 0.047948
NSR Edgewater 3-5- SO2 Cap Annual v5.13 | 658 | 5984 | Rate Constraint in MTons | FALSE | L | Annual | Fuel Consumed | TBtu | 1.3277 | 1.274 | 1.274 | 1.274 | 1.274 | 1.274 | 1.274
NSR Edgewater 3-5- SO2 Cap Annual v5.13 | 658 | 5984 | Rate Constraint in MTons | FALSE | L | Annual | Rate | lb/MMBtu | 0.11402 | 0.075272 | 0.075272 | 0.075272 | 0.075272 | 0.075272 | 0.075272
NSR Edgewater 3-5- SO2 Cap Annual v5.13 | 658 | 5984 | Rate Constraint in MTons | FALSE | L | Annual | Generation | TWh | 0.14002 | 0.13395 | 0.13395 | 0.13395 | 0.13395 | 0.13395 | 0.13395
NSR Edgewater 3-5- SO2 Cap Annual v5.13 | 658 | 5984 | Rate Constraint in MTons | FALSE | L | Annual | Qualifying Generation | TWh | 0.14002 | 0.13395 | 0.13395 | 0.13395 | 0.13395 | 0.13395 | 0.13395
NSR Edgewater 3-5- SO2 Cap Annual v5.13 | 658 | 5984 | Rate Constraint in MTons | FALSE | L | Annual | Rate | lb/MWh | 0.54055 | 0.35795 | 0.35795 | 0.35795 | 0.35795 | 0.35795 | 0.35795
NSR Edgewater 3-5- SO2 Cap Annual v5.13 | 658 | 5984 | Rate Constraint in MTons | FALSE | L | Annual | Constraint Shadow Price | US$/Ton | 0 | 0 | 0 | 0 | 0 | 0 | 0
NSR Edgewater 4- Hg Rate Annual v5.13 | 659 | 5987 | Rate Constraint in lbs/MMBtu | FALSE | L | Annual | Seasons Included | Seasons | Winter, Summer | Winter, Summer | Winter, Summer | Winter, Summer | Winter, Summer | Winter, Summer | Winter, Summer
NSR Edgewater 4- Hg Rate Annual v5.13 | 659 | 5987 | Rate Constraint in lbs/MMBtu | FALSE | L | Annual | Standard | lb/MMBtu | 0.03 | 0.03 | 0.03 | 0.03 | 0.03 | 0.03 | 0.03
NSR Edgewater 4- Hg Rate Annual v5.13 | 659 | 5987 | Rate Constraint in lbs/MMBtu | FALSE | L | Annual | Emissions at Affected Plants MER | lbs | 0 | 0 | 0 | 0 | 0 | 0 | 0
NSR Edgewater 4- Hg Rate Annual v5.13 | 659 | 5987 | Rate Constraint in lbs/MMBtu | FALSE | L | Annual | Allowances Purchased MER | lbs | 0 | 0 | 0 | 0 | 0 | 0 | 0
NSR Edgewater 4- Hg Rate Annual v5.13 | 659 | 5987 | Rate Constraint in lbs/MMBtu | FALSE | L | Annual | Allowances Sold MER | lbs | 0 | 0 | 0 | 0 | 0 | 0 | 0
NSR Edgewater 4- Hg Rate Annual v5.13 | 659 | 5987 | Rate Constraint in lbs/MMBtu | FALSE | L | Annual | Allowances Banked | lbs | 0 | 0 | 0 | 0 | 0 | 0 | 0
NSR Edgewater 4- Hg Rate Annual v5.13 | 659 | 5987 | Rate Constraint in lbs/MMBtu | FALSE | L | Annual | Allowances Withdrawn (1:1) | lbs | 0 | 0 | 0 | 0 | 0 | 0 | 0
NSR Edgewater 4- Hg Rate Annual v5.13 | 659 | 5987 | Rate Constraint in lbs/MMBtu | FALSE | L | Annual | Allowances Withdrawn (n:1) | lbs | 0 | 0 | 0 | 0 | 0 | 0 | 0
NSR Edgewater 4- Hg Rate Annual v5.13 | 659 | 5987 | Rate Constraint in lbs/MMBtu | FALSE | L | Annual | Net Emissions Allowance Position | lbs | 0 | 0 | 0 | 0 | 0 | 0 | 0
NSR Edgewater 4- Hg Rate Annual v5.13 | 659 | 5987 | Rate Constraint in lbs/MMBtu | FALSE | L | Annual | Fuel Consumed | TBtu | 0 | 0 | 0 | 0 | 0 | 0 | 0
NSR Edgewater 4- Hg Rate Annual v5.13 | 659 | 5987 | Rate Constraint in lbs/MMBtu | FALSE | L | Annual | Rate | lb/MMBtu | 0 | 0 | 0 | 0 | 0 | 0 | 0
NSR Edgewater 4- Hg Rate Annual v5.13 | 659 | 5987 | Rate Constraint in lbs/MMBtu | FALSE | L | Annual | Generation | TWh | 0 | 0 | 0 | 0 | 0 | 0 | 0
NSR Edgewater 4- Hg Rate Annual v5.13 | 659 | 5987 | Rate Constraint in lbs/MMBtu | FALSE | L | Annual | Qualifying Generation | TWh | 0 | 0 | 0 | 0 | 0 | 0 | 0
NSR Edgewater 4- Hg Rate Annual v5.13 | 659 | 5987 | Rate Constraint in lbs/MMBtu | FALSE | L | Annual | Rate | lb/MWh | 0 | 0 | 0 | 0 | 0 | 0 | 0
NSR Edgewater 4- Hg Rate Annual v5.13 | 659 | 5987 | Rate Constraint in lbs/MMBtu | FALSE | L | Annual | Constraint Shadow Price | US$/Lb | 0 | 0 | 0 | 0 | 0 | 0 | 0
NSR Edgewater 4- NOx Rate Annual v5.13 | 660 | 5985 | Rate Constraint in lbs/MMBtu | FALSE | L | Annual | Seasons Included | Seasons | Winter, Summer | Winter, Summer | Winter, Summer | Winter, Summer | Winter, Summer | Winter, Summer | Winter, Summer
NSR Edgewater 4- NOx Rate Annual v5.13 | 660 | 5985 | Rate Constraint in lbs/MMBtu | FALSE | L | Annual | Standard | lb/MMBtu | 0.15 | 0.15 | 0.15 | 0.15 | 0.15 | 0.15 | 0.15
NSR Edgewater 4- NOx Rate Annual v5.13 | 660 | 5985 | Rate Constraint in lbs/MMBtu | FALSE | L | Annual | Emissions at Affected Plants NOX | MTons | 0 | 0 | 0 | 0 | 0 | 0 | 0
NSR Edgewater 4- NOx Rate Annual v5.13 | 660 | 5985 | Rate Constraint in lbs/MMBtu | FALSE | L | Annual | Allowances Purchased NOX | MTons | 0 | 0 | 0 | 0 | 0 | 0 | 0
NSR Edgewater 4- NOx Rate Annual v5.13 | 660 | 5985 | Rate Constraint in lbs/MMBtu | FALSE | L | Annual | Allowances Sold NOX | MTons | 0 | 0 | 0 | 0 | 0 | 0 | 0
NSR Edgewater 4- NOx Rate Annual v5.13 | 660 | 5985 | Rate Constraint in lbs/MMBtu | FALSE | L | Annual | Allowances Banked | MTons | 0 | 0 | 0 | 0 | 0 | 0 | 0
NSR Edgewater 4- NOx Rate Annual v5.13 | 660 | 5985 | Rate Constraint in lbs/MMBtu | FALSE | L | Annual | Allowances Withdrawn (1:1) | MTons | 0 | 0 | 0 | 0 | 0 | 0 | 0
NSR Edgewater 4- NOx Rate Annual v5.13 | 660 | 5985 | Rate Constraint in lbs/MMBtu | FALSE | L | Annual | Allowances Withdrawn (n:1) | MTons | 0 | 0 | 0 | 0 | 0 | 0 | 0
NSR Edgewater 4- NOx Rate Annual v5.13 | 660 | 5985 | Rate Constraint in lbs/MMBtu | FALSE | L | Annual | Net Emissions Allowance Position | MTons | 0 | 0 | 0 | 0 | 0 | 0 | 0
NSR Edgewater 4- NOx Rate Annual v5.13 | 660 | 5985 | Rate Constraint in lbs/MMBtu | FALSE | L | Annual | Fuel Consumed | TBtu | 0 | 0 | 0 | 0 | 0 | 0 | 0
NSR Edgewater 4- NOx Rate Annual v5.13 | 660 | 5985 | Rate Constraint in lbs/MMBtu | FALSE | L | Annual | Rate | lb/MMBtu | 0 | 0 | 0 | 0 | 0 | 0 | 0
NSR Edgewater 4- NOx Rate Annual v5.13 | 660 | 5985 | Rate Constraint in lbs/MMBtu | FALSE | L | Annual | Generation | TWh | 0 | 0 | 0 | 0 | 0 | 0 | 0
NSR Edgewater 4- NOx Rate Annual v5.13 | 660 | 5985 | Rate Constraint in lbs/MMBtu | FALSE | L | Annual | Qualifying Generation | TWh | 0 | 0 | 0 | 0 | 0 | 0 | 0
NSR Edgewater 4- NOx Rate Annual v5.13 | 660 | 5985 | Rate Constraint in lbs/MMBtu | FALSE | L | Annual | Rate | lb/MWh | 0 | 0 | 0 | 0 | 0 | 0 | 0
NSR Edgewater 4- NOx Rate Annual v5.13 | 660 | 5985 | Rate Constraint in lbs/MMBtu | FALSE | L | Annual | Constraint Shadow Price | US$/Ton | 0 | 0 | 0 | 0 | 0 | 0 | 0
NSR Edgewater 4- SO2 Rate Annual v5.13 | 661 | 5983 | Rate Constraint in lbs/MMBtu | FALSE | L | Annual | Seasons Included | Seasons | Winter, Summer | Winter, Summer | Winter, Summer | Winter, Summer | Winter, Summer | Winter, Summer | Winter, Summer
NSR Edgewater 4- SO2 Rate Annual v5.13 | 661 | 5983 | Rate Constraint in lbs/MMBtu | FALSE | L | Annual | Standard | lb/MMBtu | 0.7 | 0.7 | 0.7 | 0.7 | 0.7 | 0.7 | 0.7
NSR Edgewater 4- SO2 Rate Annual v5.13 | 661 | 5983 | Rate Constraint in lbs/MMBtu | FALSE | L | Annual | Emissions at Affected Plants SO2 | MTons | 0 | 0 | 0 | 0 | 0 | 0 | 0
NSR Edgewater 4- SO2 Rate Annual v5.13 | 661 | 5983 | Rate Constraint in lbs/MMBtu | FALSE | L | Annual | Allowances Purchased SO2 | MTons | 0 | 0 | 0 | 0 | 0 | 0 | 0
NSR Edgewater 4- SO2 Rate Annual v5.13 | 661 | 5983 | Rate Constraint in lbs/MMBtu | FALSE | L | Annual | Allowances Sold SO2 | MTons | 0 | 0 | 0 | 0 | 0 | 0 | 0
NSR Edgewater 4- SO2 Rate Annual v5.13 | 661 | 5983 | Rate Constraint in lbs/MMBtu | FALSE | L | Annual | Allowances Banked | MTons | 0 | 0 | 0 | 0 | 0 | 0 | 0
NSR Edgewater 4- SO2 Rate Annual v5.13 | 661 | 5983 | Rate Constraint in lbs/MMBtu | FALSE | L | Annual | Allowances Withdrawn (1:1) | MTons | 0 | 0 | 0 | 0 | 0 | 0 | 0
NSR Edgewater 4- SO2 Rate Annual v5.13 | 661 | 5983 | Rate Constraint in lbs/MMBtu | FALSE | L | Annual | Allowances Withdrawn (n:1) | MTons | 0 | 0 | 0 | 0 | 0 | 0 | 0
NSR Edgewater 4- SO2 Rate Annual v5.13 | 661 | 5983 | Rate Constraint in lbs/MMBtu | FALSE | L | Annual | Net Emissions Allowance Position | MTons | 0 | 0 | 0 | 0 | 0 | 0 | 0
NSR Edgewater 4- SO2 Rate Annual v5.13 | 661 | 5983 | Rate Constraint in lbs/MMBtu | FALSE | L | Annual | Fuel Consumed | TBtu | 0 | 0 | 0 | 0 | 0 | 0 | 0
NSR Edgewater 4- SO2 Rate Annual v5.13 | 661 | 5983 | Rate Constraint in lbs/MMBtu | FALSE | L | Annual | Rate | lb/MMBtu | 0 | 0 | 0 | 0 | 0 | 0 | 0
NSR Edgewater 4- SO2 Rate Annual v5.13 | 661 | 5983 | Rate Constraint in lbs/MMBtu | FALSE | L | Annual | Generation | TWh | 0 | 0 | 0 | 0 | 0 | 0 | 0
NSR Edgewater 4- SO2 Rate Annual v5.13 | 661 | 5983 | Rate Constraint in lbs/MMBtu | FALSE | L | Annual | Qualifying Generation | TWh | 0 | 0 | 0 | 0 | 0 | 0 | 0
NSR Edgewater 4- SO2 Rate Annual v5.13 | 661 | 5983 | Rate Constraint in lbs/MMBtu | FALSE | L | Annual | Rate | lb/MWh | 0 | 0 | 0 | 0 | 0 | 0 | 0
NSR Edgewater 4- SO2 Rate Annual v5.13 | 661 | 5983 | Rate Constraint in lbs/MMBtu | FALSE | L | Annual | Constraint Shadow Price | US$/Ton | 0 | 0 | 0 | 0 | 0 | 0 | 0
NSR Edgewater 5- Hg Rate Annual v5.13 | 662 | 5990 | Rate Constraint in lbs/MMBtu | FALSE | L | Annual | Seasons Included | Seasons |  | Winter, Summer | Winter, Summer | Winter, Summer | Winter, Summer | Winter, Summer | Winter, Summer
NSR Edgewater 5- Hg Rate Annual v5.13 | 662 | 5990 | Rate Constraint in lbs/MMBtu | FALSE | L | Annual | Standard | lb/MMBtu | 0.015 | 0.015 | 0.015 | 0.015 | 0.015 | 0.015 | 0.015
NSR Edgewater 5- Hg Rate Annual v5.13 | 662 | 5990 | Rate Constraint in lbs/MMBtu | FALSE | L | Annual | Emissions at Affected Plants MER | lbs | 0 | 0.63474 | 0.63474 | 0.63474 | 0.63474 | 0.63474 | 0.63474
NSR Edgewater 5- Hg Rate Annual v5.13 | 662 | 5990 | Rate Constraint in lbs/MMBtu | FALSE | L | Annual | Allowances Purchased MER | lbs | 0 | 0 | 0 | 0 | 0 | 0 | 0
NSR Edgewater 5- Hg Rate Annual v5.13 | 662 | 5990 | Rate Constraint in lbs/MMBtu | FALSE | L | Annual | Allowances Sold MER | lbs | 0 | 0 | 0 | 0 | 0 | 0 | 0
NSR Edgewater 5- Hg Rate Annual v5.13 | 662 | 5990 | Rate Constraint in lbs/MMBtu | FALSE | L | Annual | Allowances Banked | lbs | 0 | 0 | 0 | 0 | 0 | 0 | 0
NSR Edgewater 5- Hg Rate Annual v5.13 | 662 | 5990 | Rate Constraint in lbs/MMBtu | FALSE | L | Annual | Allowances Withdrawn (1:1) | lbs | 0 | 0 | 0 | 0 | 0 | 0 | 0
NSR Edgewater 5- Hg Rate Annual v5.13 | 662 | 5990 | Rate Constraint in lbs/MMBtu | FALSE | L | Annual | Allowances Withdrawn (n:1) | lbs | 0 | 0 | 0 | 0 | 0 | 0 | 0
NSR Edgewater 5- Hg Rate Annual v5.13 | 662 | 5990 | Rate Constraint in lbs/MMBtu | FALSE | L | Annual | Net Emissions Allowance Position | lbs | 0 | 0.63474 | 0.63474 | 0.63474 | 0.63474 | 0.63474 | 0.63474
NSR Edgewater 5- Hg Rate Annual v5.13 | 662 | 5990 | Rate Constraint in lbs/MMBtu | FALSE | L | Annual | Fuel Consumed | TBtu | 0 | 1.274 | 1.274 | 1.274 | 1.274 | 1.274 | 1.274
NSR Edgewater 5- Hg Rate Annual v5.13 | 662 | 5990 | Rate Constraint in lbs/MMBtu | FALSE | L | Annual | Rate | lb/MMBtu | 0 | 4.9823e-07 | 4.9823e-07 | 4.9823e-07 | 4.9823e-07 | 4.9823e-07 | 4.9823e-07
NSR Edgewater 5- Hg Rate Annual v5.13 | 662 | 5990 | Rate Constraint in lbs/MMBtu | FALSE | L | Annual | Generation | TWh | 0 | 0.13395 | 0.13395 | 0.13395 | 0.13395 | 0.13395 | 0.13395
NSR Edgewater 5- Hg Rate Annual v5.13 | 662 | 5990 | Rate Constraint in lbs/MMBtu | FALSE | L | Annual | Qualifying Generation | TWh | 0 | 0.13395 | 0.13395 | 0.13395 | 0.13395 | 0.13395 | 0.13395
NSR Edgewater 5- Hg Rate Annual v5.13 | 662 | 5990 | Rate Constraint in lbs/MMBtu | FALSE | L | Annual | Rate | lb/MWh | 0 | 4.7386 | 4.7386 | 4.7386 | 4.7386 | 4.7386 | 4.7386
NSR Edgewater 5- Hg Rate Annual v5.13 | 662 | 5990 | Rate Constraint in lbs/MMBtu | FALSE | L | Annual | Constraint Shadow Price | US$/Lb | 0 | 0 | 0 | 0 | 0 | 0 | 0
NSR Edgewater 5- NOx Rate Annual v5.13 | 663 | 5989 | Rate Constraint in lbs/MMBtu | FALSE | L | Annual | Seasons Included | Seasons | Winter, Summer | Winter, Summer | Winter, Summer | Winter, Summer | Winter, Summer | Winter, Summer | Winter, Summer
NSR Edgewater 5- NOx Rate Annual v5.13 | 663 | 5989 | Rate Constraint in lbs/MMBtu | FALSE | L | Annual | Standard | lb/MMBtu | 0.07 | 0.07 | 0.07 | 0.07 | 0.07 | 0.07 | 0.07
NSR Edgewater 5- NOx Rate Annual v5.13 | 663 | 5989 | Rate Constraint in lbs/MMBtu | FALSE | L | Annual | Emissions at Affected Plants NOX | MTons | 0.046301 | 0.043146 | 0.043146 | 0.043146 | 0.043146 | 0.043146 | 0.043146
NSR Edgewater 5- NOx Rate Annual v5.13 | 663 | 5989 | Rate Constraint in lbs/MMBtu | FALSE | L | Annual | Allowances Purchased NOX | MTons | 0 | 0 | 0 | 0 | 0 | 0 | 0
NSR Edgewater 5- NOx Rate Annual v5.13 | 663 | 5989 | Rate Constraint in lbs/MMBtu | FALSE | L | Annual | Allowances Sold NOX | MTons | 0 | 0 | 0 | 0 | 0 | 0 | 0
NSR Edgewater 5- NOx Rate Annual v5.13 | 663 | 5989 | Rate Constraint in lbs/MMBtu | FALSE | L | Annual | Allowances Banked | MTons | 0 | 0 | 0 | 0 | 0 | 0 | 0
NSR Edgewater 5- NOx Rate Annual v5.13 | 663 | 5989 | Rate Constraint in lbs/MMBtu | FALSE | L | Annual | Allowances Withdrawn (1:1) | MTons | 0 | 0 | 0 | 0 | 0 | 0 | 0
NSR Edgewater 5- NOx Rate Annual v5.13 | 663 | 5989 | Rate Constraint in lbs/MMBtu | FALSE | L | Annual | Allowances Withdrawn (n:1) | MTons | 0 | 0 | 0 | 0 | 0 | 0 | 0
NSR Edgewater 5- NOx Rate Annual v5.13 | 663 | 5989 | Rate Constraint in lbs/MMBtu | FALSE | L | Annual | Net Emissions Allowance Position | MTons | 0.046301 | 0.043146 | 0.043146 | 0.043146 | 0.043146 | 0.043146 | 0.043146
NSR Edgewater 5- NOx Rate Annual v5.13 | 663 | 5989 | Rate Constraint in lbs/MMBtu | FALSE | L | Annual | Fuel Consumed | TBtu | 1.3277 | 1.274 | 1.274 | 1.274 | 1.274 | 1.274 | 1.274
NSR Edgewater 5- NOx Rate Annual v5.13 | 663 | 5989 | Rate Constraint in lbs/MMBtu | FALSE | L | Annual | Rate | lb/MMBtu | 0.069747 | 0.067735 | 0.067735 | 0.067735 | 0.067735 | 0.067735 | 0.067735
NSR Edgewater 5- NOx Rate Annual v5.13 | 663 | 5989 | Rate Constraint in lbs/MMBtu | FALSE | L | Annual | Generation | TWh | 0.14002 | 0.13395 | 0.13395 | 0.13395 | 0.13395 | 0.13395 | 0.13395
NSR Edgewater 5- NOx Rate Annual v5.13 | 663 | 5989 | Rate Constraint in lbs/MMBtu | FALSE | L | Annual | Qualifying Generation | TWh | 0.14002 | 0.13395 | 0.13395 | 0.13395 | 0.13395 | 0.13395 | 0.13395
NSR Edgewater 5- NOx Rate Annual v5.13 | 663 | 5989 | Rate Constraint in lbs/MMBtu | FALSE | L | Annual | Rate | lb/MWh | 0.33067 | 0.32211 | 0.32211 | 0.32211 | 0.32211 | 0.32211 | 0.32211
NSR Edgewater 5- NOx Rate Annual v5.13 | 663 | 5989 | Rate Constraint in lbs/MMBtu | FALSE | L | Annual | Constraint Shadow Price | US$/Ton | 0 | 0 | 0 | 0 | 0 | 0 | 0
NSR Edgewater 5- SO2 Rate Annual v5.13 | 664 | 5988 | Rate Constraint in lbs/MMBtu | FALSE | L | Annual | Seasons Included | Seasons |  | Winter, Summer | Winter, Summer | Winter, Summer | Winter, Summer | Winter, Summer | Winter, Summer
NSR Edgewater 5- SO2 Rate Annual v5.13 | 664 | 5988 | Rate Constraint in lbs/MMBtu | FALSE | L | Annual | Standard | lb/MMBtu | 0.075 | 0.075 | 0.075 | 0.075 | 0.075 | 0.075 | 0.075
NSR Edgewater 5- SO2 Rate Annual v5.13 | 664 | 5988 | Rate Constraint in lbs/MMBtu | FALSE | L | Annual | Emissions at Affected Plants SO2 | MTons | 0 | 0.047948 | 0.047948 | 0.047948 | 0.047948 | 0.047948 | 0.047948
NSR Edgewater 5- SO2 Rate Annual v5.13 | 664 | 5988 | Rate Constraint in lbs/MMBtu | FALSE | L | Annual | Allowances Purchased SO2 | MTons | 0 | 0 | 0 | 0 | 0 | 0 | 0
NSR Edgewater 5- SO2 Rate Annual v5.13 | 664 | 5988 | Rate Constraint in lbs/MMBtu | FALSE | L | Annual | Allowances Sold SO2 | MTons | 0 | 0 | 0 | 0 | 0 | 0 | 0
NSR Edgewater 5- SO2 Rate Annual v5.13 | 664 | 5988 | Rate Constraint in lbs/MMBtu | FALSE | L | Annual | Allowances Banked | MTons | 0 | 0 | 0 | 0 | 0 | 0 | 0
NSR Edgewater 5- SO2 Rate Annual v5.13 | 664 | 5988 | Rate Constraint in lbs/MMBtu | FALSE | L | Annual | Allowances Withdrawn (1:1) | MTons | 0 | 0 | 0 | 0 | 0 | 0 | 0
NSR Edgewater 5- SO2 Rate Annual v5.13 | 664 | 5988 | Rate Constraint in lbs/MMBtu | FALSE | L | Annual | Allowances Withdrawn (n:1) | MTons | 0 | 0 | 0 | 0 | 0 | 0 | 0
NSR Edgewater 5- SO2 Rate Annual v5.13 | 664 | 5988 | Rate Constraint in lbs/MMBtu | FALSE | L | Annual | Net Emissions Allowance Position | MTons | 0 | 0.047948 | 0.047948 | 0.047948 | 0.047948 | 0.047948 | 0.047948
NSR Edgewater 5- SO2 Rate Annual v5.13 | 664 | 5988 | Rate Constraint in lbs/MMBtu | FALSE | L | Annual | Fuel Consumed | TBtu | 0 | 1.274 | 1.274 | 1.274 | 1.274 | 1.274 | 1.274
NSR Edgewater 5- SO2 Rate Annual v5.13 | 664 | 5988 | Rate Constraint in lbs/MMBtu | FALSE | L | Annual | Rate | lb/MMBtu | 0 | 0.075272 | 0.075272 | 0.075272 | 0.075272 | 0.075272 | 0.075272
NSR Edgewater 5- SO2 Rate Annual v5.13 | 664 | 5988 | Rate Constraint in lbs/MMBtu | FALSE | L | Annual | Generation | TWh | 0 | 0.13395 | 0.13395 | 0.13395 | 0.13395 | 0.13395 | 0.13395
NSR Edgewater 5- SO2 Rate Annual v5.13 | 664 | 5988 | Rate Constraint in lbs/MMBtu | FALSE | L | Annual | Qualifying Generation | TWh | 0 | 0.13395 | 0.13395 | 0.13395 | 0.13395 | 0.13395 | 0.13395
NSR Edgewater 5- SO2 Rate Annual v5.13 | 664 | 5988 | Rate Constraint in lbs/MMBtu | FALSE | L | Annual | Rate | lb/MWh | 0 | 0.35795 | 0.35795 | 0.35795 | 0.35795 | 0.35795 | 0.35795
NSR Edgewater 5- SO2 Rate Annual v5.13 | 664 | 5988 | Rate Constraint in lbs/MMBtu | FALSE | L | Annual | Constraint Shadow Price | US$/Ton | 0 | 356072.5174 | 120214.8332 | 106490.4141 | 133209.2765 | 167927.2313 | 362688.935
NSR EKPC Consent - NOX Cap Annual v3.1 | 665 | 1842 | Rate Constraint in MTons | FALSE | L | Annual | Seasons Included | Seasons | Winter, Summer | Winter, Summer | Winter, Summer | Winter, Summer | Winter, Summer | Winter, Summer | Winter, Summer
NSR EKPC Consent - NOX Cap Annual v3.1 | 665 | 1842 | Rate Constraint in MTons | FALSE | L | Annual | Standard | MTons | 8 | 8 | 8 | 8 | 8 | 8 | 8
NSR EKPC Consent - NOX Cap Annual v3.1 | 665 | 1842 | Rate Constraint in MTons | FALSE | L | Annual | Standard NOX | MTons | 8 | 8 | 8 | 8 | 8 | 8 | 8
NSR EKPC Consent - NOX Cap Annual v3.1 | 665 | 1842 | Rate Constraint in MTons | FALSE | L | Annual | Emissions at Affected Plants NOX | MTons | 4.2253 | 4.2253 | 4.0407 | 4.1436 | 4.188 | 4.3276 | 4.5055
NSR EKPC Consent - NOX Cap Annual v3.1 | 665 | 1842 | Rate Constraint in MTons | FALSE | L | Annual | Allowances Purchased NOX | MTons | 0 | 0 | 0 | 0 | 0 | 0 | 0
NSR EKPC Consent - NOX Cap Annual v3.1 | 665 | 1842 | Rate Constraint in MTons | FALSE | L | Annual | Allowances Sold NOX | MTons | 0 | 0 | 0 | 0 | 0 | 0 | 0
NSR EKPC Consent - NOX Cap Annual v3.1 | 665 | 1842 | Rate Constraint in MTons | FALSE | L | Annual | Allowances Banked | MTons | 0 | 0 | 0 | 0 | 0 | 0 | 0
NSR EKPC Consent - NOX Cap Annual v3.1 | 665 | 1842 | Rate Constraint in MTons | FALSE | L | Annual | Allowances Withdrawn (1:1) | MTons | 0 | 0 | 0 | 0 | 0 | 0 | 0
NSR EKPC Consent - NOX Cap Annual v3.1 | 665 | 1842 | Rate Constraint in MTons | FALSE | L | Annual | Allowances Withdrawn (n:1) | MTons | 0 | 0 | 0 | 0 | 0 | 0 | 0
NSR EKPC Consent - NOX Cap Annual v3.1 | 665 | 1842 | Rate Constraint in MTons | FALSE | L | Annual | Net Emissions Allowance Position | MTons | 4.2253 | 4.2253 | 4.0407 | 4.1436 | 4.188 | 4.3276 | 4.5055
NSR EKPC Consent - NOX Cap Annual v3.1 | 665 | 1842 | Rate Constraint in MTons | FALSE | L | Annual | Fuel Consumed | TBtu | 98.1762 | 98.1762 | 93.7077 | 94.9194 | 96.0548 | 97.2304 | 99.691
NSR EKPC Consent - NOX Cap Annual v3.1 | 665 | 1842 | Rate Constraint in MTons | FALSE | L | Annual | Rate | lb/MMBtu | 0.086076 | 0.086076 | 0.086241 | 0.087307 | 0.0872 | 0.089016 | 0.09039
NSR EKPC Consent - NOX Cap Annual v3.1 | 665 | 1842 | Rate Constraint in MTons | FALSE | L | Annual | Generation | TWh | 9.9712 | 9.9712 | 9.5083 | 9.6281 | 9.7405 | 9.8493 | 10.0947
NSR EKPC Consent - NOX Cap Annual v3.1 | 665 | 1842 | Rate Constraint in MTons | FALSE | L | Annual | Qualifying Generation | TWh | 9.9712 | 9.9712 | 9.5083 | 9.6281 | 9.7405 | 9.8493 | 10.0947
NSR EKPC Consent - NOX Cap Annual v3.1 | 665 | 1842 | Rate Constraint in MTons | FALSE | L | Annual | Rate | lb/MWh | 0.42375 | 0.42375 | 0.42497 | 0.43036 | 0.42996 | 0.43938 | 0.44633
NSR EKPC Consent - NOX Cap Annual v3.1 | 665 | 1842 | Rate Constraint in MTons | FALSE | L | Annual | Constraint Shadow Price | US$/Ton | 0 | 0 | 0 | 0 | 0 | 0 | 0
NSR EKPC Consent - SO2 Cap Annual v3.1 | 666 | 1843 | Rate Constraint in MTons | FALSE | L | Annual | Seasons Included | Seasons | Winter, Summer | Winter, Summer | Winter, Summer | Winter, Summer | Winter, Summer | Winter, Summer | Winter, Summer
NSR EKPC Consent - SO2 Cap Annual v3.1 | 666 | 1843 | Rate Constraint in MTons | FALSE | L | Annual | Standard | MTons | 28 | 28 | 28 | 28 | 28 | 28 | 28
NSR EKPC Consent - SO2 Cap Annual v3.1 | 666 | 1843 | Rate Constraint in MTons | FALSE | L | Annual | Standard SO2 | MTons | 28 | 28 | 28 | 28 | 28 | 28 | 28
NSR EKPC Consent - SO2 Cap Annual v3.1 | 666 | 1843 | Rate Constraint in MTons | FALSE | L | Annual | Emissions at Affected Plants SO2 | MTons | 5.8918 | 5.3978 | 5.0618 | 5.2658 | 5.323 | 5.6331 | 5.965
NSR EKPC Consent - SO2 Cap Annual v3.1 | 666 | 1843 | Rate Constraint in MTons | FALSE | L | Annual | Allowances Purchased SO2 | MTons | 0 | 0 | 0 | 0 | 0 | 0 | 0
NSR EKPC Consent - SO2 Cap Annual v3.1 | 666 | 1843 | Rate Constraint in MTons | FALSE | L | Annual | Allowances Sold SO2 | MTons | 0 | 0 | 0 | 0 | 0 | 0 | 0
NSR EKPC Consent - SO2 Cap Annual v3.1 | 666 | 1843 | Rate Constraint in MTons | FALSE | L | Annual | Allowances Banked | MTons | 0 | 0 | 0 | 0 | 0 | 0 | 0
NSR EKPC Consent - SO2 Cap Annual v3.1 | 666 | 1843 | Rate Constraint in MTons | FALSE | L | Annual | Allowances Withdrawn (1:1) | MTons | 0 | 0 | 0 | 0 | 0 | 0 | 0
NSR EKPC Consent - SO2 Cap Annual v3.1 | 666 | 1843 | Rate Constraint in MTons | FALSE | L | Annual | Allowances Withdrawn (n:1) | MTons | 0 | 0 | 0 | 0 | 0 | 0 | 0
NSR EKPC Consent - SO2 Cap Annual v3.1 | 666 | 1843 | Rate Constraint in MTons | FALSE | L | Annual | Net Emissions Allowance Position | MTons | 5.8918 | 5.3978 | 5.0618 | 5.2658 | 5.323 | 5.6331 | 5.965
NSR EKPC Consent - SO2 Cap Annual v3.1 | 666 | 1843 | Rate Constraint in MTons | FALSE | L | Annual | Fuel Consumed | TBtu | 98.1762 | 98.1762 | 93.7077 | 94.9194 | 96.0548 | 97.2304 | 99.691
NSR EKPC Consent - SO2 Cap Annual v3.1 | 666 | 1843 | Rate Constraint in MTons | FALSE | L | Annual | Rate | lb/MMBtu | 0.12002 | 0.10996 | 0.10803 | 0.11095 | 0.11083 | 0.11587 | 0.11967
NSR EKPC Consent - SO2 Cap Annual v3.1 | 666 | 1843 | Rate Constraint in MTons | FALSE | L | Annual | Generation | TWh | 9.9712 | 9.9712 | 9.5083 | 9.6281 | 9.7405 | 9.8493 | 10.0947
NSR EKPC Consent - SO2 Cap Annual v3.1 | 666 | 1843 | Rate Constraint in MTons | FALSE | L | Annual | Qualifying Generation | TWh | 9.9712 | 9.9712 | 9.5083 | 9.6281 | 9.7405 | 9.8493 | 10.0947
NSR EKPC Consent - SO2 Cap Annual v3.1 | 666 | 1843 | Rate Constraint in MTons | FALSE | L | Annual | Rate | lb/MWh | 0.59088 | 0.54134 | 0.53235 | 0.54692 | 0.54648 | 0.57193 | 0.5909
NSR EKPC Consent - SO2 Cap Annual v3.1 | 666 | 1843 | Rate Constraint in MTons | FALSE | L | Annual | Constraint Shadow Price | US$/Ton | 0 | 0 | 0 | 0 | 0 | 0 | 0
NSR FB Culley 3 - NOX Rate Annual v3.1, Unit 5318 and retrofits | 667 | 1946 | Rate Constraint in lbs/MMBtu | FALSE | L | Annual | Seasons Included | Seasons | Winter, Summer | Winter, Summer | Winter, Summer | Winter, Summer | Winter, Summer | Winter, Summer | Winter, Summer
NSR FB Culley 3 - NOX Rate Annual v3.1, Unit 5318 and retrofits | 667 | 1946 | Rate Constraint in lbs/MMBtu | FALSE | L | Annual | Standard | lb/MMBtu | 0.1 | 0.1 | 0.1 | 0.1 | 0.1 | 0.1 | 0.1
NSR FB Culley 3 - NOX Rate Annual v3.1, Unit 5318 and retrofits | 667 | 1946 | Rate Constraint in lbs/MMBtu | FALSE | L | Annual | Emissions at Affected Plants NOX | MTons | 1.0038 | 1.0038 | 0.94818 | 1.0038 | 0.94818 | 0.87685 | 1.0038
NSR FB Culley 3 - NOX Rate Annual v3.1, Unit 5318 and retrofits | 667 | 1946 | Rate Constraint in lbs/MMBtu | FALSE | L | Annual | Allowances Purchased NOX | MTons | 0 | 0 | 0 | 0 | 0 | 0 | 0
NSR FB Culley 3 - NOX Rate Annual v3.1, Unit 5318 and retrofits | 667 | 1946 | Rate Constraint in lbs/MMBtu | FALSE | L | Annual | Allowances Sold NOX | MTons | 0 | 0 | 0 | 0 | 0 | 0 | 0
NSR FB Culley 3 - NOX Rate Annual v3.1, Unit 5318 and retrofits | 667 | 1946 | Rate Constraint in lbs/MMBtu | FALSE | L | Annual | Allowances Banked | MTons | 0 | 0 | 0 | 0 | 0 | 0 | 0
NSR FB Culley 3 - NOX Rate Annual v3.1, Unit 5318 and retrofits | 667 | 1946 | Rate Constraint in lbs/MMBtu | FALSE | L | Annual | Allowances Withdrawn (1:1) | MTons | 0 | 0 | 0 | 0 | 0 | 0 | 0
NSR FB Culley 3 - NOX Rate Annual v3.1, Unit 5318 and retrofits | 667 | 1946 | Rate Constraint in lbs/MMBtu | FALSE | L | Annual | Allowances Withdrawn (n:1) | MTons | 0 | 0 | 0 | 0 | 0 | 0 | 0
NSR FB Culley 3 - NOX Rate Annual v3.1, Unit 5318 and retrofits | 667 | 1946 | Rate Constraint in lbs/MMBtu | FALSE | L | Annual | Net Emissions Allowance Position | MTons | 1.0038 | 1.0038 | 0.94818 | 1.0038 | 0.94818 | 0.87685 | 1.0038
NSR FB Culley 3 - NOX Rate Annual v3.1, Unit 5318 and retrofits | 667 | 1946 | Rate Constraint in lbs/MMBtu | FALSE | L | Annual | Fuel Consumed | TBtu | 20.2962 | 20.2962 | 19.1708 | 20.2962 | 19.1708 | 17.7287 | 20.2962
NSR FB Culley 3 - NOX Rate Annual v3.1, Unit 5318 and retrofits | 667 | 1946 | Rate Constraint in lbs/MMBtu | FALSE | L | Annual | Rate | lb/MMBtu | 0.098919 | 0.098919 | 0.098919 | 0.098919 | 0.098919 | 0.098919 | 0.098919
NSR FB Culley 3 - NOX Rate Annual v3.1, Unit 5318 and retrofits | 667 | 1946 | Rate Constraint in lbs/MMBtu | FALSE | L | Annual | Generation | TWh | 1.9538 | 1.9538 | 1.8454 | 1.9538 | 1.8454 | 1.7066 | 1.9538
NSR FB Culley 3 - NOX Rate Annual v3.1, Unit 5318 and retrofits | 667 | 1946 | Rate Constraint in lbs/MMBtu | FALSE | L | Annual | Qualifying Generation | TWh | 1.9538 | 1.9538 | 1.8454 | 1.9538 | 1.8454 | 1.7066 | 1.9538
NSR FB Culley 3 - NOX Rate Annual v3.1, Unit 5318 and retrofits | 667 | 1946 | Rate Constraint in lbs/MMBtu | FALSE | L | Annual | Rate | lb/MWh | 0.5138 | 0.5138 | 0.5138 | 0.5138 | 0.5138 | 0.5138 | 0.5138
NSR FB Culley 3 - NOX Rate Annual v3.1, Unit 5318 and retrofits | 667 | 1946 | Rate Constraint in lbs/MMBtu | FALSE | L | Annual | Constraint Shadow Price | US$/Ton | 0 | 0 | 0 | 0 | 0 | 0 | 0
NSR Genoa 1 - Hg Rate Annual v5.13 | 668 | 5967 | Rate Constraint in lbs/MMBtu | FALSE | L | Annual | Seasons Included | Seasons | Winter, Summer | Winter, Summer | Winter, Summer | Winter, Summer | Winter, Summer | Winter, Summer | Winter, Summer
NSR Genoa 1 - Hg Rate Annual v5.13 | 668 | 5967 | Rate Constraint in lbs/MMBtu | FALSE | L | Annual | Standard | lb/MMBtu | 0.015 | 0.015 | 0.015 | 0.015 | 0.015 | 0.015 | 0.015
NSR Genoa 1 - Hg Rate Annual v5.13 | 668 | 5967 | Rate Constraint in lbs/MMBtu | FALSE | L | Annual | Emissions at Affected Plants MER | lbs | 12.1137 | 12.1137 | 12.1137 | 12.1137 | 12.1137 | 12.1137 | 12.4969
NSR Genoa 1 - Hg Rate Annual v5.13 | 668 | 5967 | Rate Constraint in lbs/MMBtu | FALSE | L | Annual | Allowances Purchased MER | lbs | 0 | 0 | 0 | 0 | 0 | 0 | 0
NSR Genoa 1 - Hg Rate Annual v5.13 | 668 | 5967 | Rate Constraint in lbs/MMBtu | FALSE | L | Annual | Allowances Sold MER | lbs | 0 | 0 | 0 | 0 | 0 | 0 | 0
NSR Genoa 1 - Hg Rate Annual v5.13 | 668 | 5967 | Rate Constraint in lbs/MMBtu | FALSE | L | Annual | Allowances Banked | lbs | 0 | 0 | 0 | 0 | 0 | 0 | 0
NSR Genoa 1 - Hg Rate Annual v5.13 | 668 | 5967 | Rate Constraint in lbs/MMBtu | FALSE | L | Annual | Allowances Withdrawn (1:1) | lbs | 0 | 0 | 0 | 0 | 0 | 0 | 0
NSR Genoa 1 - Hg Rate Annual v5.13 | 668 | 5967 | Rate Constraint in lbs/MMBtu | FALSE | L | Annual | Allowances Withdrawn (n:1) | lbs | 0 | 0 | 0 | 0 | 0 | 0 | 0
NSR Genoa 1 - Hg Rate Annual v5.13 | 668 | 5967 | Rate Constraint in lbs/MMBtu | FALSE | L | Annual | Net Emissions Allowance Position | lbs | 12.1137 | 12.1137 | 12.1137 | 12.1137 | 12.1137 | 12.1137 | 12.4969
NSR Genoa 1 - Hg Rate Annual v5.13 | 668 | 5967 | Rate Constraint in lbs/MMBtu | FALSE | L | Annual | Fuel Consumed | TBtu | 21.593 | 21.593 | 21.593 | 21.593 | 21.593 | 21.593 | 22.2761
NSR Genoa 1 - Hg Rate Annual v5.13 | 668 | 5967 | Rate Constraint in lbs/MMBtu | FALSE | L | Annual | Rate | lb/MMBtu | 5.61e-07 | 5.61e-07 | 5.61e-07 | 5.61e-07 | 5.61e-07 | 5.61e-07 | 5.61e-07
NSR Genoa 1 - Hg Rate Annual v5.13 | 668 | 5967 | Rate Constraint in lbs/MMBtu | FALSE | L | Annual | Generation | TWh | 2.3236 | 2.3236 | 2.3236 | 2.3236 | 2.3236 | 2.3236 | 2.3966
NSR Genoa 1 - Hg Rate Annual v5.13 | 668 | 5967 | Rate Constraint in lbs/MMBtu | FALSE | L | Annual | Qualifying Generation | TWh | 2.3236 | 2.3236 | 2.3236 | 2.3236 | 2.3236 | 2.3236 | 2.3966
NSR Genoa 1 - Hg Rate Annual v5.13 | 668 | 5967 | Rate Constraint in lbs/MMBtu | FALSE | L | Annual | Rate | lb/MWh | 5.2134 | 5.2134 | 5.2134 | 5.2134 | 5.2134 | 5.2134 | 5.2143
NSR Genoa 1 - Hg Rate Annual v5.13 | 668 | 5967 | Rate Constraint in lbs/MMBtu | FALSE | L | Annual | Constraint Shadow Price | US$/Lb | 0 | 0 | 0 | 0 | 0 | 0 | 0
NSR Genoa 1 - NOx Cap Annual v5.13 | 669 | 5966 | Rate Constraint in MTons | FALSE | L | Annual | Seasons Included | Seasons | Winter, Summer | Winter, Summer | Winter, Summer | Winter, Summer | Winter, Summer | Winter, Summer | Winter, Summer
NSR Genoa 1 - NOx Cap Annual v5.13 | 669 | 5966 | Rate Constraint in MTons | FALSE | L | Annual | Standard | MTons | 1.14 | 1.14 | 1.14 | 1.14 | 1.14 | 1.14 | 1.14
NSR Genoa 1 - NOx Cap Annual v5.13 | 669 | 5966 | Rate Constraint in MTons | FALSE | L | Annual | Standard NOX | MTons | 1.14 | 1.14 | 1.14 | 1.14 | 1.14 | 1.14 | 1.14
NSR Genoa 1 - NOx Cap Annual v5.13 | 669 | 5966 | Rate Constraint in MTons | FALSE | L | Annual | Emissions at Affected Plants NOX | MTons | 1.14 | 1.14 | 1.14 | 1.14 | 1.14 | 1.14 | 1.14
NSR Genoa 1 - NOx Cap Annual v5.13 | 669 | 5966 | Rate Constraint in MTons | FALSE | L | Annual | Allowances Purchased NOX | MTons | 0 | 0 | 0 | 0 | 0 | 0 | 0
NSR Genoa 1 - NOx Cap Annual v5.13 | 669 | 5966 | Rate Constraint in MTons | FALSE | L | Annual | Allowances Sold NOX | MTons | 0 | 0 | 0 | 0 | 0 | 0 | 0
NSR Genoa 1 - NOx Cap Annual v5.13 | 669 | 5966 | Rate Constraint in MTons | FALSE | L | Annual | Allowances Banked | MTons | 0 | 0 | 0 | 0 | 0 | 0 | 0
NSR Genoa 1 - NOx Cap Annual v5.13 | 669 | 5966 | Rate Constraint in MTons | FALSE | L | Annual | Allowances Withdrawn (1:1) | MTons | 0 | 0 | 0 | 0 | 0 | 0 | 0
NSR Genoa 1 - NOx Cap Annual v5.13 | 669 | 5966 | Rate Constraint in MTons | FALSE | L | Annual | Allowances Withdrawn (n:1) | MTons | 0 | 0 | 0 | 0 | 0 | 0 | 0
NSR Genoa 1 - NOx Cap Annual v5.13 | 669 | 5966 | Rate Constraint in MTons | FALSE | L | Annual | Net Emissions Allowance Position | MTons | 1.14 | 1.14 | 1.14 | 1.14 | 1.14 | 1.14 | 1.14
NSR Genoa 1 - NOx Cap Annual v5.13 | 669 | 5966 | Rate Constraint in MTons | FALSE | L | Annual | Fuel Consumed | TBtu | 21.593 | 21.593 | 21.593 | 21.593 | 21.593 | 21.593 | 22.2761
NSR Genoa 1 - NOx Cap Annual v5.13 | 669 | 5966 | Rate Constraint in MTons | FALSE | L | Annual | Rate | lb/MMBtu | 0.10559 | 0.10559 | 0.10559 | 0.10559 | 0.10559 | 0.10559 | 0.10235
NSR Genoa 1 - NOx Cap Annual v5.13 | 669 | 5966 | Rate Constraint in MTons | FALSE | L | Annual | Generation | TWh | 2.3236 | 2.3236 | 2.3236 | 2.3236 | 2.3236 | 2.3236 | 2.3966
NSR Genoa 1 - NOx Cap Annual v5.13 | 669 | 5966 | Rate Constraint in MTons | FALSE | L | Annual | Qualifying Generation | TWh | 2.3236 | 2.3236 | 2.3236 | 2.3236 | 2.3236 | 2.3236 | 2.3966
NSR Genoa 1 - NOx Cap Annual v5.13 | 669 | 5966 | Rate Constraint in MTons | FALSE | L | Annual | Rate | lb/MWh | 0.49062 | 0.49062 | 0.49062 | 0.49062 | 0.49062 | 0.49062 | 0.47567
NSR Genoa 1 - NOx Cap Annual v5.13 | 669 | 5966 | Rate Constraint in MTons | FALSE | L | Annual | Constraint Shadow Price | US$/Ton | 9405.4731 | 8427.1287 | 2625.2243 | 3293.0731 | 4875.6989 | 5007.5925 | 9145.0228
NSR Genoa 1 - NOx Rate Annual v5.13 | 670 | 5965 | Rate Constraint in lbs/MMBtu | FALSE | L | Annual | Seasons Included | Seasons | Winter, Summer | Winter, Summer | Winter, Summer | Winter, Summer | Winter, Summer | Winter, Summer | Winter, Summer
NSR Genoa 1 - NOx Rate Annual v5.13 | 670 | 5965 | Rate Constraint in lbs/MMBtu | FALSE | L | Annual | Standard | lb/MMBtu | 0.14 | 0.14 | 0.14 | 0.14 | 0.14 | 0.14 | 0.14
NSR Genoa 1 - NOx Rate Annual v5.13 | 670 | 5965 | Rate Constraint in lbs/MMBtu | FALSE | L | Annual | Emissions at Affected Plants NOX | MTons | 1.14 | 1.14 | 1.14 | 1.14 | 1.14 | 1.14 | 1.14
NSR Genoa 1 - NOx Rate Annual v5.13 | 670 | 5965 | Rate Constraint in lbs/MMBtu | FALSE | L | Annual | Allowances Purchased NOX | MTons | 0 | 0 | 0 | 0 | 0 | 0 | 0
NSR Genoa 1 - NOx Rate Annual v5.13 | 670 | 5965 | Rate Constraint in lbs/MMBtu | FALSE | L | Annual | Allowances Sold NOX | MTons | 0 | 0 | 0 | 0 | 0 | 0 | 0
NSR Genoa 1 - NOx Rate Annual v5.13 | 670 | 5965 | Rate Constraint in lbs/MMBtu | FALSE | L | Annual | Allowances Banked | MTons | 0 | 0 | 0 | 0 | 0 | 0 | 0
NSR Genoa 1 - NOx Rate Annual v5.13 | 670 | 5965 | Rate Constraint in lbs/MMBtu | FALSE | L | Annual | Allowances Withdrawn (1:1) | MTons | 0 | 0 | 0 | 0 | 0 | 0 | 0
NSR Genoa 1 - NOx Rate Annual v5.13 | 670 | 5965 | Rate Constraint in lbs/MMBtu | FALSE | L | Annual | Allowances Withdrawn (n:1) | MTons | 0 | 0 | 0 | 0 | 0 | 0 | 0
NSR Genoa 1 - NOx Rate Annual v5.13 | 670 | 5965 | Rate Constraint in lbs/MMBtu | FALSE | L | Annual | Net Emissions Allowance Position | MTons | 1.14 | 1.14 | 1.14 | 1.14 | 1.14 | 1.14 | 1.14
NSR Genoa 1 - NOx Rate Annual v5.13 | 670 | 5965 | Rate Constraint in lbs/MMBtu | FALSE | L | Annual | Fuel Consumed | TBtu | 21.593 | 21.593 | 21.593 | 21.593 | 21.593 | 21.593 | 22.2761
NSR Genoa 1 - NOx Rate Annual v5.13 | 670 | 5965 | Rate Constraint in lbs/MMBtu | FALSE | L | Annual | Rate | lb/MMBtu | 0.10559 | 0.10559 | 0.10559 | 0.10559 | 0.10559 | 0.10559 | 0.10235
NSR Genoa 1 - NOx Rate Annual v5.13 | 670 | 5965 | Rate Constraint in lbs/MMBtu | FALSE | L | Annual | Generation | TWh | 2.3236 | 2.3236 | 2.3236 | 2.3236 | 2.3236 | 2.3236 | 2.3966
NSR Genoa 1 - NOx Rate Annual v5.13 | 670 | 5965 | Rate Constraint in lbs/MMBtu | FALSE | L | Annual | Qualifying Generation | TWh | 2.3236 | 2.3236 | 2.3236 | 2.3236 | 2.3236 | 2.3236 | 2.3966
NSR Genoa 1 - NOx Rate Annual v5.13 | 670 | 5965 | Rate Constraint in lbs/MMBtu | FALSE | L | Annual | Rate | lb/MWh | 0.49062 | 0.49062 | 0.49062 | 0.49062 | 0.49062 | 0.49062 | 0.47567
NSR Genoa 1 - NOx Rate Annual v5.13 | 670 | 5965 | Rate Constraint in lbs/MMBtu | FALSE | L | Annual | Constraint Shadow Price | US$/Ton | 0 | 0 | 0 | 0 | 0 | 0 | 0
NSR Genoa 1 - SO2 Rate Annual v5.13 | 671 | 5964 | Rate Constraint in lbs/MMBtu | FALSE | L | Annual | Seasons Included | Seasons | Winter, Summer | Winter, Summer | Winter, Summer | Winter, Summer | Winter, Summer | Winter, Summer | Winter, Summer
NSR Genoa 1 - SO2 Rate Annual v5.13 | 671 | 5964 | Rate Constraint in lbs/MMBtu | FALSE | L | Annual | Standard | lb/MMBtu | 0.09 | 0.09 | 0.09 | 0.09 | 0.09 | 0.09 | 0.09
NSR Genoa 1 - SO2 Rate Annual v5.13 | 671 | 5964 | Rate Constraint in lbs/MMBtu | FALSE | L | Annual | Emissions at Affected Plants SO2 | MTons | 0.86264 | 0.86264 | 0.86264 | 0.86264 | 0.86264 | 0.86264 | 0.88993
NSR Genoa 1 - SO2 Rate Annual v5.13 | 671 | 5964 | Rate Constraint in lbs/MMBtu | FALSE | L | Annual | Allowances Purchased SO2 | MTons | 0 | 0 | 0 | 0 | 0 | 0 | 0
NSR Genoa 1 - SO2 Rate Annual v5.13 | 671 | 5964 | Rate Constraint in lbs/MMBtu | FALSE | L | Annual | Allowances Sold SO2 | MTons | 0 | 0 | 0 | 0 | 0 | 0 | 0
NSR Genoa 1 - SO2 Rate Annual v5.13 | 671 | 5964 | Rate Constraint in lbs/MMBtu | FALSE | L | Annual | Allowances Banked | MTons | 0 | 0 | 0 | 0 | 0 | 0 | 0
NSR Genoa 1 - SO2 Rate Annual v5.13 | 671 | 5964 | Rate Constraint in lbs/MMBtu | FALSE | L | Annual | Allowances Withdrawn (1:1) | MTons | 0 | 0 | 0 | 0 | 0 | 0 | 0
NSR Genoa 1 - SO2 Rate Annual v5.13 | 671 | 5964 | Rate Constraint in lbs/MMBtu | FALSE | L | Annual | Allowances Withdrawn (n:1) | MTons | 0 | 0 | 0 | 0 | 0 | 0 | 0
NSR Genoa 1 - SO2 Rate Annual v5.13 | 671 | 5964 | Rate Constraint in lbs/MMBtu | FALSE | L | Annual | Net Emissions Allowance Position | MTons | 0.86264 | 0.86264 | 0.86264 | 0.86264 | 0.86264 | 0.86264 | 0.88993
NSR Genoa 1 - SO2 Rate Annual v5.13 | 671 | 5964 | Rate Constraint in lbs/MMBtu | FALSE | L | Annual | Fuel Consumed | TBtu | 21.593 | 21.593 | 21.593 | 21.593 | 21.593 | 21.593 | 22.2761
NSR Genoa 1 - SO2 Rate Annual v5.13 | 671 | 5964 | Rate Constraint in lbs/MMBtu | FALSE | L | Annual | Rate | lb/MMBtu | 0.0799 | 0.0799 | 0.0799 | 0.0799 | 0.0799 | 0.0799 | 0.0799
NSR Genoa 1 - SO2 Rate Annual v5.13 | 671 | 5964 | Rate Constraint in lbs/MMBtu | FALSE | L | Annual | Generation | TWh | 2.3236 | 2.3236 | 2.3236 | 2.3236 | 2.3236 | 2.3236 | 2.3966
NSR Genoa 1 - SO2 Rate Annual v5.13 | 671 | 5964 | Rate Constraint in lbs/MMBtu | FALSE | L | Annual | Qualifying Generation | TWh | 2.3236 | 2.3236 | 2.3236 | 2.3236 | 2.3236 | 2.3236 | 2.3966
NSR Genoa 1 - SO2 Rate Annual v5.13 | 671 | 5964 | Rate Constraint in lbs/MMBtu | FALSE | L | Annual | Rate | lb/MWh | 0.37126 | 0.37126 | 0.37126 | 0.37126 | 0.37126 | 0.37126 | 0.37132
NSR Genoa 1 - SO2 Rate Annual v5.13 | 671 | 5964 | Rate Constraint in lbs/MMBtu | FALSE | L | Annual | Constraint Shadow Price | US$/Ton | 0 | 0 | 0 | 0 | 0 | 0 | 0
NSR Hennepin 1,2 - SO2 Rate Annual v3.1, Unit 4162 and retrofits | 672 | 1869 | Rate Constraint in lbs/MMBtu | FALSE | L | Annual | Seasons Included | Seasons | Winter, Summer | Winter, Summer | Winter, Summer | Winter, Summer | Winter, Summer | Winter, Summer | Winter, Summer
NSR Hennepin 1,2 - SO2 Rate Annual v3.1, Unit 4162 and retrofits | 672 | 1869 | Rate Constraint in lbs/MMBtu | FALSE | L | Annual | Standard | lb/MMBtu | 1.2 | 1.2 | 1.2 | 1.2 | 1.2 | 1.2 | 1.2
NSR Hennepin 1,2 - SO2 Rate Annual v3.1, Unit 4162 and retrofits | 672 | 1869 | Rate Constraint in lbs/MMBtu | FALSE | L | Annual | Emissions at Affected Plants SO2 | MTons | 0 | 0 | 0 | 0 | 0 | 0 | 0
NSR Hennepin 1,2 - SO2 Rate Annual v3.1, Unit 4162 and retrofits | 672 | 1869 | Rate Constraint in lbs/MMBtu | FALSE | L | Annual | Allowances Purchased SO2 | MTons | 0 | 0 | 0 | 0 | 0 | 0 | 0
NSR Hennepin 1,2 - SO2 Rate Annual v3.1, Unit 4162 and retrofits | 672 | 1869 | Rate Constraint in lbs/MMBtu | FALSE | L | Annual | Allowances Sold SO2 | MTons | 0 | 0 | 0 | 0 | 0 | 0 | 0
NSR Hennepin 1,2 - SO2 Rate Annual v3.1, Unit 4162 and retrofits | 672 | 1869 | Rate Constraint in lbs/MMBtu | FALSE | L | Annual | Allowances Banked | MTons | 0 | 0 | 0 | 0 | 0 | 0 | 0
NSR Hennepin 1,2 - SO2 Rate Annual v3.1, Unit 4162 and retrofits | 672 | 1869 | Rate Constraint in lbs/MMBtu | FALSE | L | Annual | Allowances Withdrawn (1:1) | MTons | 0 | 0 | 0 | 0 | 0 | 0 | 0
NSR Hennepin 1,2 - SO2 Rate Annual v3.1, Unit 4162 and retrofits | 672 | 1869 | Rate Constraint in lbs/MMBtu | FALSE | L | Annual | Allowances Withdrawn (n:1) | MTons | 0 | 0 | 0 | 0 | 0 | 0 | 0
NSR Hennepin 1,2 - SO2 Rate Annual v3.1, Unit 4162 and retrofits | 672 | 1869 | Rate Constraint in lbs/MMBtu | FALSE | L | Annual | Net Emissions Allowance Position | MTons | 0 | 0 | 0 | 0 | 0 | 0 | 0
NSR Hennepin 1,2 - SO2 Rate Annual v3.1, Unit 4162 and retrofits | 672 | 1869 | Rate Constraint in lbs/MMBtu | FALSE | L | Annual | Fuel Consumed | TBtu | 0 | 0 | 0 | 0 | 0 | 0 | 0
NSR Hennepin 1,2 - SO2 Rate Annual v3.1, Unit 4162 and retrofits | 672 | 1869 | Rate Constraint in lbs/MMBtu | FALSE | L | Annual | Rate | lb/MMBtu | 0 | 0 | 0 | 0 | 0 | 0 | 0
NSR Hennepin 1,2 - SO2 Rate Annual v3.1, Unit 4162 and retrofits | 672 | 1869 | Rate Constraint in lbs/MMBtu | FALSE | L | Annual | Generation | TWh | 0 | 0 | 0 | 0 | 0 | 0 | 0
NSR Hennepin 1,2 - SO2 Rate Annual v3.1, Unit 4162 and retrofits | 672 | 1869 | Rate Constraint in lbs/MMBtu | FALSE | L | Annual | Qualifying Generation | TWh | 0 | 0 | 0 | 0 | 0 | 0 | 0
NSR Hennepin 1,2 - SO2 Rate Annual v3.1, Unit 4162 and retrofits | 672 | 1869 | Rate Constraint in lbs/MMBtu | FALSE | L | Annual | Rate | lb/MWh | 0 | 0 | 0 | 0 | 0 | 0 | 0
NSR Hennepin 1,2 - SO2 Rate Annual v3.1, Unit 4162 and retrofits | 672 | 1869 | Rate Constraint in lbs/MMBtu | FALSE | L | Annual | Constraint Shadow Price | US$/Ton | 0 | 0 | 0 | 0 | 0 | 0 | 0
NSR Hennepin 1,2 - SO2 Rate Annual v3.1, Unit 4163 and retrofits | 673 | 1869 | Rate Constraint in lbs/MMBtu | FALSE | L | Annual | Seasons Included | Seasons | Winter, Summer | Winter, Summer | Winter, Summer | Winter, Summer | Winter, Summer | Winter, Summer | Winter, Summer
NSR Hennepin 1,2 - SO2 Rate Annual v3.1, Unit 4163 and retrofits | 673 | 1869 | Rate Constraint in lbs/MMBtu | FALSE | L | Annual | Standard | lb/MMBtu | 1.2 | 1.2 | 1.2 | 1.2 | 1.2 | 1.2 | 1.2
NSR Hennepin 1,2 - SO2 Rate Annual v3.1, Unit 4163 and retrofits | 673 | 1869 | Rate Constraint in lbs/MMBtu | FALSE | L | Annual | Emissions at Affected Plants SO2 | MTons | 0.0057606 | 0.0057606 | 0.0050319 | 0.0050319 | 0.0050319 | 0.0057606 | 0.0057606
NSR Hennepin 1,2 - SO2 Rate Annual v3.1, Unit 4163 and retrofits | 673 | 1869 | Rate Constraint in lbs/MMBtu | FALSE | L | Annual | Allowances Purchased SO2 | MTons | 0 | 0 | 0 | 0 | 0 | 0 | 0
NSR Hennepin 1,2 - SO2 Rate Annual v3.1, Unit 4163 and retrofits | 673 | 1869 | Rate Constraint in lbs/MMBtu | FALSE | L | Annual | Allowances Sold SO2 | MTons | 0 | 0 | 0 | 0 | 0 | 0 | 0
NSR Hennepin 1,2 - SO2 Rate Annual v3.1, Unit 4163 and retrofits | 673 | 1869 | Rate Constraint in lbs/MMBtu | FALSE | L | Annual | Allowances Banked | MTons | 0 | 0 | 0 | 0 | 0 | 0 | 0
NSR Hennepin 1,2 - SO2 Rate Annual v3.1, Unit 4163 and retrofits | 673 | 1869 | Rate Constraint in lbs/MMBtu | FALSE | L | Annual | Allowances Withdrawn (1:1) | MTons | 0 | 0 | 0 | 0 | 0 | 0 | 0
NSR Hennepin 1,2 - SO2 Rate Annual v3.1, Unit 4163 and retrofits | 673 | 1869 | Rate Constraint in lbs/MMBtu | FALSE | L | Annual | Allowances Withdrawn (n:1) | MTons | 0 | 0 | 0 | 0 | 0 | 0 | 0
NSR Hennepin 1,2 - SO2 Rate Annual v3.1, Unit 4163 and retrofits | 673 | 1869 | Rate Constraint in lbs/MMBtu | FALSE | L | Annual | Net Emissions Allowance Position | MTons | 0.0057606 | 0.0057606 | 0.0050319 | 0.0050319 | 0.0050319 | 0.0057606 | 0.0057606
NSR Hennepin 1,2 - SO2 Rate Annual v3.1, Unit 4163 and retrofits | 673 | 1869 | Rate Constraint in lbs/MMBtu | FALSE | L | Annual | Fuel Consumed | TBtu | 0.07246 | 0.07246 | 0.063294 | 0.063294 | 0.063294 | 0.07246 | 0.07246
NSR Hennepin 1,2 - SO2 Rate Annual v3.1, Unit 4163 and retrofits | 673 | 1869 | Rate Constraint in lbs/MMBtu | FALSE | L | Annual | Rate | lb/MMBtu | 0.159 | 0.159 | 0.159 | 0.159 | 0.159 | 0.159 | 0.159
NSR Hennepin 1,2 - SO2 Rate Annual v3.1, Unit 4163 and retrofits | 673 | 1869 | Rate Constraint in lbs/MMBtu | FALSE | L | Annual | Generation | TWh | 0.007212 | 0.007212 | 0.0062997 | 0.0062997 | 0.0062997 | 0.007212 | 0.007212
NSR Hennepin 1,2 - SO2 Rate Annual v3.1, Unit 4163 and retrofits | 673 | 1869 | Rate Constraint in lbs/MMBtu | FALSE | L | Annual | Qualifying Generation | TWh | 0.007212 | 0.007212 | 0.0062997 | 0.0062997 | 0.0062997 | 0.007212 | 0.007212
NSR Hennepin 1,2 - SO2 Rate Annual v3.1, Unit 4163 and retrofits | 673 | 1869 | Rate Constraint in lbs/MMBtu | FALSE | L | Annual | Rate | lb/MWh | 0.79875 | 0.79875 | 0.79875 | 0.79875 | 0.79875 | 0.79875 | 0.79875
NSR Hennepin 1,2 - SO2 Rate Annual v3.1, Unit 4163 and retrofits | 673 | 1869 | Rate Constraint in lbs/MMBtu | FALSE | L | Annual | Constraint Shadow Price | US$/Ton | 0 | 0 | 0 | 0 | 0 | 0 | 0
NSR HL Spurlock 1 - NOX Rate Annual v3.1, Unit 5376 and retrofits | 674 | 1955 | Rate Constraint in lbs/MMBtu | FALSE | L | Annual | Seasons Included | Seasons | Winter, Summer | Winter, Summer | Winter, Summer | Winter, Summer | Winter, Summer | Winter, Summer | Winter, Summer
NSR HL Spurlock 1 - NOX Rate Annual v3.1, Unit 5376 and retrofits | 674 | 1955 | Rate Constraint in lbs/MMBtu | FALSE | L | Annual | Standard | lb/MMBtu | 0.1 | 0.1 | 0.1 | 0.1 | 0.1 | 0.1 | 0.1
NSR HL Spurlock 1 - NOX Rate Annual v3.1, Unit 5376 and retrofits | 674 | 1955 | Rate Constraint in lbs/MMBtu | FALSE | L | Annual | Emissions at Affected Plants NOX | MTons | 0.96564 | 0.96564 | 0.96564 | 0.96564 | 0.96564 | 0.96564 | 0.96564
NSR HL Spurlock 1 - NOX Rate Annual v3.1, Unit 5376 and retrofits | 674 | 1955 | Rate Constraint in lbs/MMBtu | FALSE | L | Annual | Allowances Purchased NOX | MTons | 0 | 0 | 0 | 0 | 0 | 0 | 0
NSR HL Spurlock 1 - NOX Rate Annual v3.1, Unit 5376 and retrofits | 674 | 1955 | Rate Constraint in lbs/MMBtu | FALSE | L | Annual | Allowances Sold NOX | MTons | 0 | 0 | 0 | 0 | 0 | 0 | 0
NSR HL Spurlock 1 - NOX Rate Annual v3.1, Unit 5376 and retrofits | 674 | 1955 | Rate Constraint in lbs/MMBtu | FALSE | L | Annual | Allowances Banked | MTons | 0 | 0 | 0 | 0 | 0 | 0 | 0
NSR HL Spurlock 1 - NOX Rate Annual v3.1, Unit 5376 and retrofits | 674 | 1955 | Rate Constraint in lbs/MMBtu | FALSE | L | Annual | Allowances Withdrawn (1:1) | MTons | 0 | 0 | 0 | 0 | 0 | 0 | 0
NSR HL Spurlock 1 - NOX Rate Annual v3.1, Unit 5376 and retrofits | 674 | 1955 | Rate Constraint in lbs/MMBtu | FALSE | L | Annual | Allowances Withdrawn (n:1) | MTons | 0 | 0 | 0 | 0 | 0 | 0 | 0
NSR HL Spurlock 1 - NOX Rate Annual v3.1, Unit 5376 and retrofits | 674 | 1955 | Rate Constraint in lbs/MMBtu | FALSE | L | Annual | Net Emissions Allowance Position | MTons | 0.96564 | 0.96564 | 0.96564 | 0.96564 | 0.96564 | 0.96564 | 0.96564
NSR HL Spurlock 1 - NOX Rate Annual v3.1, Unit 5376 and retrofits | 674 | 1955 | Rate Constraint in lbs/MMBtu | FALSE | L | Annual | Fuel Consumed | TBtu | 21.6501 | 21.6501 | 21.6501 | 21.6501 | 21.6501 | 21.6501 | 21.6501
NSR HL Spurlock 1 - NOX Rate Annual v3.1, Unit 5376 and retrofits | 674 | 1955 | Rate Constraint in lbs/MMBtu | FALSE | L | Annual | Rate | lb/MMBtu | 0.089204 | 0.089204 | 0.089204 | 0.089204 | 0.089204 | 0.089204 | 0.089204
NSR HL Spurlock 1 - NOX Rate Annual v3.1, Unit 5376 and retrofits | 674 | 1955 | Rate Constraint in lbs/MMBtu | FALSE | L | Annual | Generation | TWh | 2.2184 | 2.2184 | 2.2184 | 2.2184 | 2.2184 | 2.2184 | 2.2184
NSR HL Spurlock 1 - NOX Rate Annual v3.1, Unit 5376 and retrofits | 674 | 1955 | Rate Constraint in lbs/MMBtu | FALSE | L | Annual | Qualifying Generation | TWh | 2.2184 | 2.2184 | 2.2184 | 2.2184 | 2.2184 | 2.2184 | 2.2184
NSR HL Spurlock 1 - NOX Rate Annual v3.1, Unit 5376 and retrofits | 674 | 1955 | Rate Constraint in lbs/MMBtu | FALSE | L | Annual | Rate | lb/MWh | 0.43529 | 0.43529 | 0.43529 | 0.43529 | 0.43529 | 0.43529 | 0.43529
NSR HL Spurlock 1 - NOX Rate Annual v3.1, Unit 5376 and retrofits | 674 | 1955 | Rate Constraint in lbs/MMBtu | FALSE | L | Annual | Constraint Shadow Price | US$/Ton | 0 | 0 | 0 | 0 | 0 | 0 | 0
NSR HL Spurlock 2 - NOX Rate Annual v3.1, Unit 5377 and retrofits | 675 | 1956 | Rate Constraint in lbs/MMBtu | FALSE | L | Annual | Seasons Included | Seasons | Winter, Summer | Winter, Summer | Winter, Summer | Winter, Summer | Winter, Summer | Winter, Summer | Winter, Summer
NSR HL Spurlock 2 - NOX Rate Annual v3.1, Unit 5377 and retrofits | 675 | 1956 | Rate Constraint in lbs/MMBtu | FALSE | L | Annual | Standard | lb/MMBtu | 0.1 | 0.1 | 0.1 | 0.1 | 0.1 | 0.1 | 0.1
NSR HL Spurlock 2 - NOX Rate Annual v3.1, Unit 5377 and retrofits | 675 | 1956 | Rate Constraint in lbs/MMBtu | FALSE | L | Annual | Emissions at Affected Plants NOX | MTons | 1.4594 | 1.4594 | 1.2748 | 1.3146 | 1.3557 | 1.3786 | 1.4594
NSR HL Spurlock 2 - NOX Rate Annual v3.1, Unit 5377 and retrofits | 675 | 1956 | Rate Constraint in lbs/MMBtu | FALSE | L | Annual | Allowances Purchased NOX | MTons | 0 | 0 | 0 | 0 | 0 | 0 | 0
NSR HL Spurlock 2 - NOX Rate Annual v3.1, Unit 5377 and retrofits | 675 | 1956 | Rate Constraint in lbs/MMBtu | FALSE | L | Annual | Allowances Sold NOX | MTons | 0 | 0 | 0 | 0 | 0 | 0 | 0
NSR HL Spurlock 2 - NOX Rate Annual v3.1, Unit 5377 and retrofits | 675 | 1956 | Rate Constraint in lbs/MMBtu | FALSE | L | Annual | Allowances Banked | MTons | 0 | 0 | 0 | 0 | 0 | 0 | 0
NSR HL Spurlock 2 - NOX Rate Annual v3.1, Unit 5377 and retrofits | 675 | 1956 | Rate Constraint in lbs/MMBtu | FALSE | L | Annual | Allowances Withdrawn (1:1) | MTons | 0 | 0 | 0 | 0 | 0 | 0 | 0
NSR HL Spurlock 2 - NOX Rate Annual v3.1, Unit 5377 and retrofits | 675 | 1956 | Rate Constraint in lbs/MMBtu | FALSE | L | Annual | Allowances Withdrawn (n:1) | MTons | 0 | 0 | 0 | 0 | 0 | 0 | 0
NSR HL Spurlock 2 - NOX Rate Annual v3.1, Unit 5377 and retrofits | 675 | 1956 | Rate Constraint in lbs/MMBtu | FALSE | L | Annual | Net Emissions Allowance Position | MTons | 1.4594 | 1.4594 | 1.2748 | 1.3146 | 1.3557 | 1.3786 | 1.4594
NSR HL Spurlock 2 - NOX Rate Annual v3.1, Unit 5377 and retrofits | 675 | 1956 | Rate Constraint in lbs/MMBtu | FALSE | L | Annual | Fuel Consumed | TBtu | 35.4357 | 35.4357 | 30.9531 | 31.9182 | 32.9625 | 33.5444 | 35.5103
NSR HL Spurlock 2 - NOX Rate Annual v3.1, Unit 5377 and retrofits | 675 | 1956 | Rate Constraint in lbs/MMBtu | FALSE | L | Annual | Rate | lb/MMBtu | 0.08237 | 0.08237 | 0.08237 | 0.08237 | 0.082259 | 0.082197 | 0.082197
NSR HL Spurlock 2 - NOX Rate Annual v3.1, Unit 5377 and retrofits | 675 | 1956 | Rate Constraint in lbs/MMBtu | FALSE | L | Annual | Generation | TWh | 3.6591 | 3.6591 | 3.1962 | 3.2959 | 3.3991 | 3.4565 | 3.6591
NSR HL Spurlock 2 - NOX Rate Annual v3.1, Unit 5377 and retrofits | 675 | 1956 | Rate Constraint in lbs/MMBtu | FALSE | L | Annual | Qualifying Generation | TWh | 3.6591 | 3.6591 | 3.1962 | 3.2959 | 3.3991 | 3.4565 | 3.6591
NSR HL Spurlock 2 - NOX Rate Annual v3.1, Unit 5377 and retrofits | 675 | 1956 | Rate Constraint in lbs/MMBtu | FALSE | L | Annual | Rate | lb/MWh | 0.39885 | 0.39885 | 0.39885 | 0.39885 | 0.39885 | 0.39885 | 0.39885
NSR HL Spurlock 2 - NOX Rate Annual v3.1, Unit 5377 and retrofits | 675 | 1956 | Rate Constraint in lbs/MMBtu | FALSE | L | Annual | Constraint Shadow Price | US$/Ton | 0 | 0 | 0 | 0 | 0 | 0 | 0
NSR HL Spurlock 2 - SO2 Rate Annual v3.1, Unit 5377 and retrofits | 676 | 1959 | Rate Constraint in lbs/MMBtu | FALSE | L | Annual | Seasons Included | Seasons | Winter, Summer | Winter, Summer | Winter, Summer | Winter, Summer | Winter, Summer | Winter, Summer | Winter, Summer
NSR HL Spurlock 2 - SO2 Rate Annual v3.1, Unit 5377 and retrofits | 676 | 1959 | Rate Constraint in lbs/MMBtu | FALSE | L | Annual | Standard | lb/MMBtu | 0.1 | 0.1 | 0.1 | 0.1 | 0.1 | 0.1 | 0.1
NSR HL Spurlock 2 - SO2 Rate Annual v3.1, Unit 5377 and retrofits | 676 | 1959 | Rate Constraint in lbs/MMBtu | FALSE | L | Annual | Emissions at Affected Plants SO2 | MTons | 1.7718 | 1.7718 | 1.5477 | 1.5959 | 1.6495 | 1.6793 | 1.7778
NSR HL Spurlock 2 - SO2 Rate Annual v3.1, Unit 5377 and retrofits | 676 | 1959 | Rate Constraint in lbs/MMBtu | FALSE | L | Annual | Allowances Purchased SO2 | MTons | 0 | 0 | 0 | 0 | 0 | 0 | 0
NSR HL Spurlock 2 - SO2 Rate Annual v3.1, Unit 5377 and retrofits | 676 | 1959 | Rate Constraint in lbs/MMBtu | FALSE | L | Annual | Allowances Sold SO2 | MTons | 0 | 0 | 0 | 0 | 0 | 0 | 0
NSR HL Spurlock 2 - SO2 Rate Annual v3.1, Unit 5377 and retrofits | 676 | 1959 | Rate Constraint in lbs/MMBtu | FALSE | L | Annual | Allowances Banked | MTons | 0 | 0 | 0 | 0 | 0 | 0 | 0
NSR HL Spurlock 2 - SO2 Rate Annual v3.1, Unit 5377 and retrofits | 676 | 1959 | Rate Constraint in lbs/MMBtu | FALSE | L | Annual | Allowances Withdrawn (1:1) | MTons | 0 | 0 | 0 | 0 | 0 | 0 | 0
NSR HL Spurlock 2 - SO2 Rate Annual v3.1, Unit 5377 and retrofits | 676 | 1959 | Rate Constraint in lbs/MMBtu | FALSE | L | Annual | Allowances Withdrawn (n:1) | MTons | 0 | 0 | 0 | 0 | 0 | 0 | 0
NSR HL Spurlock 2 - SO2 Rate Annual v3.1, Unit 5377 and retrofits | 676 | 1959 | Rate Constraint in lbs/MMBtu | FALSE | L | Annual | Net Emissions Allowance Position | MTons | 1.7718 | 1.7718 | 1.5477 | 1.5959 | 1.6495 | 1.6793 | 1.7778
NSR HL Spurlock 2 - SO2 Rate Annual v3.1, Unit 5377 and retrofits | 676 | 1959 | Rate Constraint in lbs/MMBtu | FALSE | L | Annual | Fuel Consumed | TBtu | 35.4357 | 35.4357 | 30.9531 | 31.9182 | 32.9625 | 33.5444 | 35.5103
NSR HL Spurlock 2 - SO2 Rate Annual v3.1, Unit 5377 and retrofits | 676 | 1959 | Rate Constraint in lbs/MMBtu | FALSE | L | Annual | Rate | lb/MMBtu | 0.1 | 0.1 | 0.1 | 0.1 | 0.10008 | 0.10013 | 0.10013
NSR HL Spurlock 2 - SO2 Rate Annual v3.1, Unit 5377 and retrofits | 676 | 1959 | Rate Constraint in lbs/MMBtu | FALSE | L | Annual | Generation | TWh | 3.6591 | 3.6591 | 3.1962 | 3.2959 | 3.3991 | 3.4565 | 3.6591
NSR HL Spurlock 2 - SO2 Rate Annual v3.1, Unit 5377 and retrofits | 676 | 1959 | Rate Constraint in lbs/MMBtu | FALSE | L | Annual | Qualifying Generation | TWh | 3.6591 | 3.6591 | 3.1962 | 3.2959 | 3.3991 | 3.4565 | 3.6591
NSR HL Spurlock 2 - SO2 Rate Annual v3.1, Unit 5377 and retrofits | 676 | 1959 | Rate Constraint in lbs/MMBtu | FALSE | L | Annual | Rate | lb/MWh | 0.48422 | 0.48422 | 0.48422 | 0.48422 | 0.48526 | 0.48585 | 0.48585
NSR HL Spurlock 2 - SO2 Rate Annual v3.1, Unit 5377 and retrofits | 676 | 1959 | Rate Constraint in lbs/MMBtu | FALSE | L | Annual | Constraint Shadow Price | US$/Ton | 19343.2926 | 19517.4789 | 21743.4658 | 22721.998 | 24935.2355 | 24461.8221 | 23863.4848
NSR Hoosier - NOX Cap Annual v4.10 Final | 677 | 2415 | Rate Constraint in MTons | FALSE | L | Annual | Seasons Included | Seasons | Winter, Summer | Winter, Summer | Winter, Summer | Winter, Summer | Winter, Summer | Winter, Summer | Winter, Summer
NSR Hoosier - NOX Cap Annual v4.10 Final | 677 | 2415 | Rate Constraint in MTons | FALSE | L | Annual | Standard | MTons | 4.8 | 4.8 | 4.8 | 4.8 | 4.8 | 4.8 | 4.8
NSR Hoosier - NOX Cap Annual v4.10 Final | 677 | 2415 | Rate Constraint in MTons | FALSE | L | Annual | Standard NOX | MTons | 4.8 | 4.8 | 4.8 | 4.8 | 4.8 | 4.8 | 4.8
NSR Hoosier - NOX Cap Annual v4.10 Final | 677 | 2415 | Rate Constraint in MTons | FALSE | L | Annual | Emissions at Affected Plants NOX | MTons | 3.2181 | 3.2181 | 3.2181 | 3.2181 | 3.2181 | 3.2181 | 3.2181
NSR Hoosier - NOX Cap Annual v4.10 Final | 677 | 2415 | Rate Constraint in MTons | FALSE | L | Annual | Allowances Purchased NOX | MTons | 0 | 0 | 0 | 0 | 0 | 0 | 0
NSR Hoosier - NOX Cap Annual v4.10 Final | 677 | 2415 | Rate Constraint in MTons | FALSE | L | Annual | Allowances Sold NOX | MTons | 0 | 0 | 0 | 0 | 0 | 0 | 0
NSR Hoosier - NOX Cap Annual v4.10 Final | 677 | 2415 | Rate Constraint in MTons | FALSE | L | Annual | Allowances Banked | MTons | 0 | 0 | 0 | 0 | 0 | 0 | 0
NSR Hoosier - NOX Cap Annual v4.10 Final | 677 | 2415 | Rate Constraint in MTons | FALSE | L | Annual | Allowances Withdrawn (1:1) | MTons | 0 | 0 | 0 | 0 | 0 | 0 | 0
NSR Hoosier - NOX Cap Annual v4.10 Final | 677 | 2415 | Rate Constraint in MTons | FALSE | L | Annual | Allowances Withdrawn (n:1) | MTons | 0 | 0 | 0 | 0 | 0 | 0 | 0
NSR Hoosier - NOX Cap Annual v4.10 Final | 677 | 2415 | Rate Constraint in MTons | FALSE | L | Annual | Net Emissions Allowance Position | MTons | 3.2181 | 3.2181 | 3.2181 | 3.2181 | 3.2181 | 3.2181 | 3.2181
NSR Hoosier - NOX Cap Annual v4.10 Final | 677 | 2415 | Rate Constraint in MTons | FALSE | L | Annual | Fuel Consumed | TBtu | 71.2853 | 71.2853 | 71.2853 | 71.2853 | 71.2853 | 71.2853 | 71.2853
NSR Hoosier - NOX Cap Annual v4.10 Final | 677 | 2415 | Rate Constraint in MTons | FALSE | L | Annual | Rate | lb/MMBtu | 0.090289 | 0.090289 | 0.090289 | 0.090289 | 0.090289 | 0.090289 | 0.090289
NSR Hoosier - NOX Cap Annual v4.10 Final | 677 | 2415 | Rate Constraint in MTons | FALSE | L | Annual | Generation | TWh | 7.2179 | 7.2179 | 7.2179 | 7.2179 | 7.2179 | 7.2179 | 7.2179
NSR Hoosier - NOX Cap Annual v4.10 Final | 677 | 2415 | Rate Constraint in MTons | FALSE | L | Annual | Qualifying Generation | TWh | 7.2179 | 7.2179 | 7.2179 | 7.2179 | 7.2179 | 7.2179 | 7.2179
NSR Hoosier - NOX Cap Annual v4.10 Final | 677 | 2415 | Rate Constraint in MTons | FALSE | L | Annual | Rate | lb/MWh | 0.44586 | 0.44586 | 0.44586 | 0.44586 | 0.44586 | 0.44586 | 0.44586
NSR Hoosier - NOX Cap Annual v4.10 Final | 677 | 2415 | Rate Constraint in MTons | FALSE | L | Annual | Constraint Shadow Price | US$/Ton | 0 | 0 | 0 | 0 | 0 | 0 | 0
NSR Hoosier Ratts - SO2 Cap Annual v4.10 Final | 678 | 2416 | Rate Constraint in MTons | FALSE | L | Annual | Seasons Included | Seasons | Winter, Summer | Winter, Summer | Winter, Summer | Winter, Summer | Winter, Summer | Winter, Summer | Winter, Summer
NSR Hoosier Ratts - SO2 Cap Annual v4.10 Final | 678 | 2416 | Rate Constraint in MTons | FALSE | L | Annual | Standard | MTons | 6.75 | 6.75 | 6.75 | 6.75 | 6.75 | 6.75 | 6.75
NSR Hoosier Ratts - SO2 Cap Annual v4.10 Final | 678 | 2416 | Rate Constraint in MTons | FALSE | L | Annual | Standard SO2 | MTons | 6.75 | 6.75 | 6.75 | 6.75 | 6.75 | 6.75 | 6.75
NSR Hoosier Ratts - SO2 Cap Annual v4.10 Final | 678 | 2416 | Rate Constraint in MTons | FALSE | L | Annual | Emissions at Affected Plants SO2 | MTons | 0.0068111 | 0.0068111 | 0.0068111 | 0.0068111 | 0.0068111 | 0.0068111 | 0.0029485
NSR Hoosier Ratts - SO2 Cap Annual v4.10 Final | 678 | 2416 | Rate Constraint in MTons | FALSE | L | Annual | Allowances Purchased SO2 | MTons | 0 | 0 | 0 | 0 | 0 | 0 | 0
NSR Hoosier Ratts - SO2 Cap Annual v4.10 Final | 678 | 2416 | Rate Constraint in MTons | FALSE | L | Annual | Allowances Sold SO2 | MTons | 0 | 0 | 0 | 0 | 0 | 0 | 0
NSR Hoosier Ratts - SO2 Cap Annual v4.10 Final | 678 | 2416 | Rate Constraint in MTons | FALSE | L | Annual | Allowances Banked | MTons | 0 | 0 | 0 | 0 | 0 | 0 | 0
NSR Hoosier Ratts - SO2 Cap Annual v4.10 Final | 678 | 2416 | Rate Constraint in MTons | FALSE | L | Annual | Allowances Withdrawn (1:1) | MTons | 0 | 0 | 0 | 0 | 0 | 0 | 0
NSR Hoosier Ratts - SO2 Cap Annual v4.10 Final | 678 | 2416 | Rate Constraint in MTons | FALSE | L | Annual | Allowances Withdrawn (n:1) | MTons | 0 | 0 | 0 | 0 | 0 | 0 | 0
NSR Hoosier Ratts - SO2 Cap Annual v4.10 Final | 678 | 2416 | Rate Constraint in MTons | FALSE | L | Annual | Net Emissions Allowance Position | MTons | 0.0068111 | 0.0068111 | 0.0068111 | 0.0068111 | 0.0068111 | 0.0068111 | 0.0029485
NSR Hoosier Ratts - SO2 Cap Annual v4.10 Final | 678 | 2416 | Rate Constraint in MTons | FALSE | L | Annual | Fuel Consumed | TBtu | 0.073713 | 0.073713 | 0.073713 | 0.073713 | 0.073713 | 0.073713 | 0.073713
NSR Hoosier Ratts - SO2 Cap Annual v4.10 Final | 678 | 2416 | Rate Constraint in MTons | FALSE | L | Annual | Rate | lb/MMBtu | 0.1848 | 0.1848 | 0.1848 | 0.1848 | 0.1848 | 0.1848 | 0.08
NSR Hoosier Ratts - SO2 Cap Annual v4.10 Final | 678 | 2416 | Rate Constraint in MTons | FALSE | L | Annual | Generation | TWh | 0.0073488 | 0.0073488 | 0.0073488 | 0.0073488 | 0.0073488 | 0.0073488 | 0.0073488
NSR Hoosier Ratts - SO2 Cap Annual v4.10 Final | 678 | 2416 | Rate Constraint in MTons | FALSE | L | Annual | Qualifying Generation | TWh | 0.0073488 | 0.0073488 | 0.0073488 | 0.0073488 | 0.0073488 | 0.0073488 | 0.0073488
NSR Hoosier Ratts - SO2 Cap Annual v4.10 Final | 678 | 2416 | Rate Constraint in MTons | FALSE | L | Annual | Rate | lb/MWh | 0.92684 | 0.92684 | 0.92684 | 0.92684 | 0.92684 | 0.92684 | 0.40123
NSR Hoosier Ratts - SO2 Cap Annual v4.10 Final | 678 | 2416 | Rate Constraint in MTons | FALSE | L | Annual | Constraint Shadow Price | US$/Ton | 0 | 0 | 0 | 0 | 0 | 0 | 0
NSR Hoosier System - SO2 Cap Annual v4.10 Final | 679 | 2417 | Rate Constraint in MTons | FALSE | L | Annual | Seasons Included | Seasons | Winter, Summer | Winter, Summer | Winter, Summer | Winter, Summer | Winter, Summer | Winter, Summer | Winter, Summer
NSR Hoosier System - SO2 Cap Annual v4.10 Final | 679 | 2417 | Rate Constraint in MTons | FALSE | L | Annual | Standard | MTons | 18.75 | 18.75 | 18.75 | 18.75 | 18.75 | 18.75 | 18.75
NSR Hoosier System - SO2 Cap Annual v4.10 Final | 679 | 2417 | Rate Constraint in MTons | FALSE | L | Annual | Standard SO2 | MTons | 18.75 | 18.75 | 18.75 | 18.75 | 18.75 | 18.75 | 18.75
NSR Hoosier System - SO2 Cap Annual v4.10 Final | 679 | 2417 | Rate Constraint in MTons | FALSE | L | Annual | Emissions at Affected Plants SO2 | MTons | 3.6354 | 3.9804 | 3.9804 | 3.9804 | 3.9804 | 3.9804 | 4.3825
NSR Hoosier System - SO2 Cap Annual v4.10 Final | 679 | 2417 | Rate Constraint in MTons | FALSE | L | Annual | Allowances Purchased SO2 | MTons | 0 | 0 | 0 | 0 | 0 | 0 | 0
NSR Hoosier System - SO2 Cap Annual v4.10 Final | 679 | 2417 | Rate Constraint in MTons | FALSE | L | Annual | Allowances Sold SO2 | MTons | 0 | 0 | 0 | 0 | 0 | 0 | 0
NSR Hoosier System - SO2 Cap Annual v4.10 Final | 679 | 2417 | Rate Constraint in MTons | FALSE | L | Annual | Allowances Banked | MTons | 0 | 0 | 0 | 0 | 0 | 0 | 0
NSR Hoosier System - SO2 Cap Annual v4.10 Final | 679 | 2417 | Rate Constraint in MTons | FALSE | L | Annual | Allowances Withdrawn (1:1) | MTons | 0 | 0 | 0 | 0 | 0 | 0 | 0
NSR Hoosier System - SO2 Cap Annual v4.10 Final | 679 | 2417 | Rate Constraint in MTons | FALSE | L | Annual | Allowances Withdrawn (n:1) | MTons | 0 | 0 | 0 | 0 | 0 | 0 | 0
NSR Hoosier System - SO2 Cap Annual v4.10 Final | 679 | 2417 | Rate Constraint in MTons | FALSE | L | Annual | Net Emissions Allowance Position | MTons | 3.6354 | 3.9804 | 3.9804 | 3.9804 | 3.9804 | 3.9804 | 4.3825
NSR Hoosier System - SO2 Cap Annual v4.10 Final | 679 | 2417 | Rate Constraint in MTons | FALSE | L | Annual | Fuel Consumed | TBtu | 71.2853 | 71.2853 | 71.2853 | 71.2853 | 71.2853 | 71.2853 | 71.2853
NSR Hoosier System - SO2 Cap Annual v4.10 Final | 679 | 2417 | Rate Constraint in MTons | FALSE | L | Annual | Rate | lb/MMBtu | 0.102 | 0.11168 | 0.11168 | 0.11168 | 0.11168 | 0.11168 | 0.12296
NSR Hoosier System - SO2 Cap Annual v4.10 Final | 679 | 2417 | Rate Constraint in MTons | FALSE | L | Annual | Generation | TWh | 7.2179 | 7.2179 | 7.2179 | 7.2179 | 7.2179 | 7.2179 | 7.2179
NSR Hoosier System - SO2 Cap Annual v4.10 Final | 679 | 2417 | Rate Constraint in MTons | FALSE | L | Annual | Qualifying Generation | TWh | 7.2179 | 7.2179 | 7.2179 | 7.2179 | 7.2179 | 7.2179 | 7.2179
NSR Hoosier System - SO2 Cap Annual v4.10 Final | 679 | 2417 | Rate Constraint in MTons | FALSE | L | Annual | Rate | lb/MWh | 0.50367 | 0.55147 | 0.55147 | 0.55147 | 0.55147 | 0.55147 | 0.60717
NSR Hoosier System - SO2 Cap Annual v4.10 Final | 679 | 2417 | Rate Constraint in MTons | FALSE | L | Annual | Constraint Shadow Price | US$/Ton | 0 | 0 | 0 | 0 | 0 | 0 | 0
NSR IL Power - NOX Cap Annual v3.1 | 680 | 1844 | Rate Constraint in MTons | FALSE | L | Annual | Seasons Included | Seasons | Winter, Summer | Winter, Summer | Winter, Summer | Winter, Summer | Winter, Summer | Winter, Summer | Winter, Summer
NSR IL Power - NOX Cap Annual v3.1 | 680 | 1844 | Rate Constraint in MTons | FALSE | L | Annual | Standard | MTons | 13.8 | 13.8 | 13.8 | 13.8 | 13.8 | 13.8 | 13.8
NSR IL Power - NOX Cap Annual v3.1 | 680 | 1844 | Rate Constraint in MTons | FALSE | L | Annual | Standard NOX | MTons | 13.8 | 13.8 | 13.8 | 13.8 | 13.8 | 13.8 | 13.8
NSR IL Power - NOX Cap Annual v3.1 | 680 | 1844 | Rate Constraint in MTons | FALSE | L | Annual | Emissions at Affected Plants NOX | MTons | 4.5213 | 4.5213 | 3.7904 | 4.2287 | 4.0541 | 4.3886 | 4.3893
NSR IL Power - NOX Cap Annual v3.1 | 680 | 1844 | Rate Constraint in MTons | FALSE | L | Annual | Allowances Purchased NOX | MTons | 0 | 0 | 0 | 0 | 0 | 0 | 0
NSR IL Power - NOX Cap Annual v3.1 | 680 | 1844 | Rate Constraint in MTons | FALSE | L | Annual | Allowances Sold NOX | MTons | 0 | 0 | 0 | 0 | 0 | 0 | 0
NSR IL Power - NOX Cap Annual v3.1 | 680 | 1844 | Rate Constraint in MTons | FALSE | L | Annual | Allowances Banked | MTons | 0 | 0 | 0 | 0 | 0 | 0 | 0
NSR IL Power - NOX Cap Annual v3.1 | 680 | 1844 | Rate Constraint in MTons | FALSE | L | Annual | Allowances Withdrawn (1:1) | MTons | 0 | 0 | 0 | 0 | 0 | 0 | 0
NSR IL Power - NOX Cap Annual v3.1 | 680 | 1844 | Rate Constraint in MTons | FALSE | L | Annual | Allowances Withdrawn (n:1) | MTons | 0 | 0 | 0 | 0 | 0 | 0 | 0
NSR IL Power - NOX Cap Annual v3.1 | 680 | 1844 | Rate Constraint in MTons | FALSE | L | Annual | Net Emissions Allowance Position | MTons | 4.5213 | 4.5213 | 3.7904 | 4.2287 | 4.0541 | 4.3886 | 4.3893
NSR IL Power - NOX Cap Annual v3.1 | 680 | 1844 | Rate Constraint in MTons | FALSE | L | Annual | Fuel Consumed | TBtu | 158.4584 | 158.2667 | 133.28 | 149.0234 | 143.1487 | 154.1748 | 154.1989
NSR IL Power - NOX Cap Annual v3.1 | 680 | 1844 | Rate Constraint in MTons | FALSE | L | Annual | Rate | lb/MMBtu | 0.057066 | 0.057135 | 0.056879 | 0.056752 | 0.056642 | 0.05693 | 0.05693
NSR IL Power - NOX Cap Annual v3.1 | 680 | 1844 | Rate Constraint in MTons | FALSE | L | Annual | Generation | TWh | 15.9236 | 15.9236 | 13.4449 | 15.0699 | 14.4655 | 15.536 | 15.5382
NSR IL Power - NOX Cap Annual v3.1 | 680 | 1844 | Rate Constraint in MTons | FALSE | L | Annual | Qualifying Generation | TWh | 15.9236 | 15.9236 | 13.4449 | 15.0699 | 14.4655 | 15.536 | 15.5382
NSR IL Power - NOX Cap Annual v3.1 | 680 | 1844 | Rate Constraint in MTons | FALSE | L | Annual | Rate | lb/MWh | 0.28394 | 0.28394 | 0.28192 | 0.2806 | 0.28026 | 0.28248 | 0.28248
NSR IL Power - NOX Cap Annual v3.1 | 680 | 1844 | Rate Constraint in MTons | FALSE | L | Annual | Constraint Shadow Price | US$/Ton | 0 | 0 | 0 | 0 | 0 | 0 | 0
NSR IL Power - SO2 Cap Annual v3.1 | 681 | 1845 | Rate Constraint in MTons | FALSE | L | Annual | Seasons Included | Seasons | Winter, Summer | Winter, Summer | Winter, Summer | Winter, Summer | Winter, Summer | Winter, Summer | Winter, Summer
NSR IL Power - SO2 Cap Annual v3.1 | 681 | 1845 | Rate Constraint in MTons | FALSE | L | Annual | Standard | MTons | 29 | 29 | 29 | 29 | 29 | 29 | 29
NSR IL Power - SO2 Cap Annual v3.1 | 681 | 1845 | Rate Constraint in MTons | FALSE | L | Annual | Standard SO2 | MTons | 29 | 29 | 29 | 29 | 29 | 29 | 29
NSR IL Power - SO2 Cap Annual v3.1 | 681 | 1845 | Rate Constraint in MTons | FALSE | L | Annual | Emissions at Affected Plants SO2 | MTons | 6.3333 | 6.3256 | 5.327 | 5.956 | 5.7213 | 6.1621 | 6.1631
NSR IL Power - SO2 Cap Annual v3.1 | 681 | 1845 | Rate Constraint in MTons | FALSE | L | Annual | Allowances Purchased SO2 | MTons | 0 | 0 | 0 | 0 | 0 | 0 | 0
NSR IL Power - SO2 Cap Annual v3.1 | 681 | 1845 | Rate Constraint in MTons | FALSE | L | Annual | Allowances Sold SO2 | MTons | 0 | 0 | 0 | 0 | 0 | 0 | 0
NSR IL Power - SO2 Cap Annual v3.1 | 681 | 1845 | Rate Constraint in MTons | FALSE | L | Annual | Allowances Banked | MTons | 0 | 0 | 0 | 0 | 0 | 0 | 0
NSR IL Power - SO2 Cap Annual v3.1 | 681 | 1845 | Rate Constraint in MTons | FALSE | L | Annual | Allowances Withdrawn (1:1) | MTons | 0 | 0 | 0 | 0 | 0 | 0 | 0
NSR IL Power - SO2 Cap Annual v3.1 | 681 | 1845 | Rate Constraint in MTons | FALSE | L | Annual | Allowances Withdrawn (n:1) | MTons | 0 | 0 | 0 | 0 | 0 | 0 | 0
NSR IL Power - SO2 Cap Annual v3.1 | 681 | 1845 | Rate Constraint in MTons | FALSE | L | Annual | Net Emissions Allowance Position | MTons | 6.3333 | 6.3256 | 5.327 | 5.956 | 5.7213 | 6.1621 | 6.1631
NSR IL Power - SO2 Cap Annual v3.1 | 681 | 1845 | Rate Constraint in MTons | FALSE | L | Annual | Fuel Consumed | TBtu | 158.4584 | 158.2667 | 133.28 | 149.0234 | 143.1487 | 154.1748 | 154.1989
NSR IL Power - SO2 Cap Annual v3.1 | 681 | 1845 | Rate Constraint in MTons | FALSE | L | Annual | Rate | lb/MMBtu | 0.079936 | 0.079936 | 0.079938 | 0.079934 | 0.079935 | 0.079937 | 0.079937
NSR IL Power - SO2 Cap Annual v3.1 | 681 | 1845 | Rate Constraint in MTons | FALSE | L | Annual | Generation | TWh | 15.9236 | 15.9236 | 13.4449 | 15.0699 | 14.4655 | 15.536 | 15.5382
NSR IL Power - SO2 Cap Annual v3.1 | 681 | 1845 | Rate Constraint in MTons | FALSE | L | Annual | Qualifying Generation | TWh | 15.9236 | 15.9236 | 13.4449 | 15.0699 | 14.4655 | 15.536 | 15.5382
NSR IL Power - SO2 Cap Annual v3.1 | 681 | 1845 | Rate Constraint in MTons | FALSE | L | Annual | Rate | lb/MWh | 0.39773 | 0.39725 | 0.39621 | 0.39522 | 0.39551 | 0.39664 | 0.39664
NSR IL Power - SO2 Cap Annual v3.1 | 681 | 1845 | Rate Constraint in MTons | FALSE | L | Annual | Constraint Shadow Price | US$/Ton | 0 | 0 | 0 | 0 | 0 | 0 | 0
NSR J P Madgett 1 - Hg Rate Annual v5.13 | 682 | 5963 | Rate Constraint in lbs/MMBtu | FALSE | L | Annual | Seasons Included | Seasons | Winter, Summer | Winter, Summer | Winter, Summer | Winter, Summer | Winter, Summer | Winter, Summer | Winter, Summer
NSR J P Madgett 1 - Hg Rate Annual v5.13 | 682 | 5963 | Rate Constraint in lbs/MMBtu | FALSE | L | Annual | Standard | lb/MMBtu | 0.015 | 0.015 | 0.015 | 0.015 | 0.015 | 0.015 | 0.015
NSR J P Madgett 1 - Hg Rate Annual v5.13 | 682 | 5963 | Rate Constraint in lbs/MMBtu | FALSE | L | Annual | Emissions at Affected Plants MER | lbs | 0 | 0 | 0 | 0 | 0 | 0 | 0
NSR J P Madgett 1 - Hg Rate Annual v5.13 | 682 | 5963 | Rate Constraint in lbs/MMBtu | FALSE | L | Annual | Allowances Purchased MER | lbs | 0 | 0 | 0 | 0 | 0 | 0 | 0
NSR J P Madgett 1 - Hg Rate Annual v5.13 | 682 | 5963 | Rate Constraint in lbs/MMBtu | FALSE | L | Annual | Allowances Sold MER | lbs | 0 | 0 | 0 | 0 | 0 | 0 | 0
NSR J P Madgett 1 - Hg Rate Annual v5.13 | 682 | 5963 | Rate Constraint in lbs/MMBtu | FALSE | L | Annual | Allowances Banked | lbs | 0 | 0 | 0 | 0 | 0 | 0 | 0
NSR J P Madgett 1 - Hg Rate Annual v5.13 | 682 | 5963 | Rate Constraint in lbs/MMBtu | FALSE | L | Annual | Allowances Withdrawn (1:1) | lbs | 0 | 0 | 0 | 0 | 0 | 0 | 0
NSR J P Madgett 1 - Hg Rate Annual v5.13 | 682 | 5963 | Rate Constraint in lbs/MMBtu | FALSE | L | Annual | Allowances Withdrawn (n:1) | lbs | 0 | 0 | 0 | 0 | 0 | 0 | 0
NSR J P Madgett 1 - Hg Rate Annual v5.13 | 682 | 5963 | Rate Constraint in lbs/MMBtu | FALSE | L | Annual | Net Emissions Allowance Position | lbs | 0 | 0 | 0 | 0 | 0 | 0 | 0
NSR J P Madgett 1 - Hg Rate Annual v5.13 | 682 | 5963 | Rate Constraint in lbs/MMBtu | FALSE | L | Annual | Fuel Consumed | TBtu | 0 | 0 | 0 | 0 | 0 | 0 | 0
NSR J P Madgett 1 - Hg Rate Annual v5.13 | 682 | 5963 | Rate Constraint in lbs/MMBtu | FALSE | L | Annual | Rate | lb/MMBtu | 0 | 0 | 0 | 0 | 0 | 0 | 0
NSR J P Madgett 1 - Hg Rate Annual v5.13 | 682 | 5963 | Rate Constraint in lbs/MMBtu | FALSE | L | Annual | Generation | TWh | 0 | 0 | 0 | 0 | 0 | 0 | 0
NSR J P Madgett 1 - Hg Rate Annual v5.13 | 682 | 5963 | Rate Constraint in lbs/MMBtu | FALSE | L | Annual | Qualifying Generation | TWh | 0 | 0 | 0 | 0 | 0 | 0 | 0
NSR J P Madgett 1 - Hg Rate Annual v5.13 | 682 | 5963 | Rate Constraint in lbs/MMBtu | FALSE | L | Annual | Rate | lb/MWh | 0 | 0 | 0 | 0 | 0 | 0 | 0
NSR J P Madgett 1 - Hg Rate Annual v5.13 | 682 | 5963 | Rate Constraint in lbs/MMBtu | FALSE | L | Annual | Constraint Shadow Price | US$/Lb | 0 | 0 | 0 | 0 | 0 | 0 | 0
NSR J P Madgett 1 - NOx Rate Annual v5.13 | 683 | 5962 | Rate Constraint in lbs/MMBtu | FALSE | L | Annual | Seasons Included | Seasons | Winter, Summer | Winter, Summer | Winter, Summer | Winter, Summer | Winter, Summer | Winter, Summer | Winter, Summer
NSR J P Madgett 1 - NOx Rate Annual v5.13 | 683 | 5962 | Rate Constraint in lbs/MMBtu | FALSE | L | Annual | Standard | lb/MMBtu | 0.08 | 0.08 | 0.08 | 0.08 | 0.08 | 0.08 | 0.08
NSR J P Madgett 1 - NOx Rate Annual v5.13 | 683 | 5962 | Rate Constraint in lbs/MMBtu | FALSE | L | Annual | Emissions at Affected Plants NOX | MTons | 0 | 0 | 0 | 0 | 0 | 0 | 0
NSR J P Madgett 1 - NOx Rate Annual v5.13 | 683 | 5962 | Rate Constraint in lbs/MMBtu | FALSE | L | Annual | Allowances Purchased NOX | MTons | 0 | 0 | 0 | 0 | 0 | 0 | 0
NSR J P Madgett 1 - NOx Rate Annual v5.13 | 683 | 5962 | Rate Constraint in lbs/MMBtu | FALSE | L | Annual | Allowances Sold NOX | MTons | 0 | 0 | 0 | 0 | 0 | 0 | 0
NSR J P Madgett 1 - NOx Rate Annual v5.13 | 683 | 5962 | Rate Constraint in lbs/MMBtu | FALSE | L | Annual | Allowances Banked | MTons | 0 | 0 | 0 | 0 | 0 | 0 | 0
NSR J P Madgett 1 - NOx Rate Annual v5.13 | 683 | 5962 | Rate Constraint in lbs/MMBtu | FALSE | L | Annual | Allowances Withdrawn (1:1) | MTons | 0 | 0 | 0 | 0 | 0 | 0 | 0
NSR J P Madgett 1 - NOx Rate Annual v5.13 | 683 | 5962 | Rate Constraint in lbs/MMBtu | FALSE | L | Annual | Allowances Withdrawn (n:1) | MTons | 0 | 0 | 0 | 0 | 0 | 0 | 0
NSR J P Madgett 1 - NOx Rate Annual v5.13 | 683 | 5962 | Rate Constraint in lbs/MMBtu | FALSE | L | Annual | Net Emissions Allowance Position | MTons | 0 | 0 | 0 | 0 | 0 | 0 | 0
NSR J P Madgett 1 - NOx Rate Annual v5.13 | 683 | 5962 | Rate Constraint in lbs/MMBtu | FALSE | L | Annual | Fuel Consumed | TBtu | 0 | 0 | 0 | 0 | 0 | 0 | 0
NSR J P Madgett 1 - NOx Rate Annual v5.13 | 683 | 5962 | Rate Constraint in lbs/MMBtu | FALSE | L | Annual | Rate | lb/MMBtu | 0 | 0 | 0 | 0 | 0 | 0 | 0
NSR J P Madgett 1 - NOx Rate Annual v5.13 | 683 | 5962 | Rate Constraint in lbs/MMBtu | FALSE | L | Annual | Generation | TWh | 0 | 0 | 0 | 0 | 0 | 0 | 0
NSR J P Madgett 1 - NOx Rate Annual v5.13 | 683 | 5962 | Rate Constraint in lbs/MMBtu | FALSE | L | Annual | Qualifying Generation | TWh | 0 | 0 | 0 | 0 | 0 | 0 | 0
NSR J P Madgett 1 - NOx Rate Annual v5.13 | 683 | 5962 | Rate Constraint in lbs/MMBtu | FALSE | L | Annual | Rate | lb/MWh | 0 | 0 | 0 | 0 | 0 | 0 | 0
NSR J P Madgett 1 - NOx Rate Annual v5.13 | 683 | 5962 | Rate Constraint in lbs/MMBtu | FALSE | L | Annual | Constraint Shadow Price | US$/Ton | 0 | 0 | 0 | 0 | 0 | 0 | 0
NSR J P Madgett 1 - SO2 Rate Annual v5.13 | 684 | 5961 | Rate Constraint in lbs/MMBtu | FALSE | L | Annual | Seasons Included | Seasons | Winter, Summer | Winter, Summer | Winter, Summer | Winter, Summer | Winter, Summer | Winter, Summer | Winter, Summer
NSR J P Madgett 1 - SO2 Rate Annual v5.13 | 684 | 5961 | Rate Constraint in lbs/MMBtu | FALSE | L | Annual | Standard | lb/MMBtu | 0.09 | 0.09 | 0.09 | 0.09 | 0.09 | 0.09 | 0.09
NSR J P Madgett 1 - SO2 Rate Annual v5.13 | 684 | 5961 | Rate Constraint in lbs/MMBtu | FALSE | L | Annual | Emissions at Affected Plants SO2 | MTons | 0 | 0 | 0 | 0 | 0 | 0 | 0
NSR J P Madgett 1 - SO2 Rate Annual v5.13 | 684 | 5961 | Rate Constraint in lbs/MMBtu | FALSE | L | Annual | Allowances Purchased SO2 | MTons | 0 | 0 | 0 | 0 | 0 | 0 | 0
NSR J P Madgett 1 - SO2 Rate Annual v5.13 | 684 | 5961 | Rate Constraint in lbs/MMBtu | FALSE | L | Annual | Allowances Sold SO2 | MTons | 0 | 0 | 0 | 0 | 0 | 0 | 0
NSR J P Madgett 1 - SO2 Rate Annual v5.13 | 684 | 5961 | Rate Constraint in lbs/MMBtu | FALSE | L | Annual | Allowances Banked | MTons | 0 | 0 | 0 | 0 | 0 | 0 | 0
NSR J P Madgett 1 - SO2 Rate Annual v5.13 | 684 | 5961 | Rate Constraint in lbs/MMBtu | FALSE | L | Annual | Allowances Withdrawn (1:1) | MTons | 0 | 0 | 0 | 0 | 0 | 0 | 0
NSR J P Madgett 1 - SO2 Rate Annual v5.13 | 684 | 5961 | Rate Constraint in lbs/MMBtu | FALSE | L | Annual | Allowances Withdrawn (n:1) | MTons | 0 | 0 | 0 | 0 | 0 | 0 | 0
NSR J P Madgett 1 - SO2 Rate Annual v5.13 | 684 | 5961 | Rate Constraint in lbs/MMBtu | FALSE | L | Annual | Net Emissions Allowance Position | MTons | 0 | 0 | 0 | 0 | 0 | 0 | 0
NSR J P Madgett 1 - SO2 Rate Annual v5.13 | 684 | 5961 | Rate Constraint in lbs/MMBtu | FALSE | L | Annual | Fuel Consumed | TBtu | 0 | 0 | 0 | 0 | 0 | 0 | 0
NSR J P Madgett 1 - SO2 Rate Annual v5.13 | 684 | 5961 | Rate Constraint in lbs/MMBtu | FALSE | L | Annual | Rate | lb/MMBtu | 0 | 0 | 0 | 0 | 0 | 0 | 0
NSR J P Madgett 1 - SO2 Rate Annual v5.13 | 684 | 5961 | Rate Constraint in lbs/MMBtu | FALSE | L | Annual | Generation | TWh | 0 | 0 | 0 | 0 | 0 | 0 | 0
NSR J P Madgett 1 - SO2 Rate Annual v5.13 | 684 | 5961 | Rate Constraint in lbs/MMBtu | FALSE | L | Annual | Qualifying Generation | TWh | 0 | 0 | 0 | 0 | 0 | 0 | 0
NSR J P Madgett 1 - SO2 Rate Annual v5.13 | 684 | 5961 | Rate Constraint in lbs/MMBtu | FALSE | L | Annual | Rate | lb/MWh | 0 | 0 | 0 | 0 | 0 | 0 | 0
NSR J P Madgett 1 - SO2 Rate Annual v5.13 | 684 | 5961 | Rate Constraint in lbs/MMBtu | FALSE | L | Annual | Constraint Shadow Price | US$/Ton | 31133.4608 | 48356.0849 | 19442.3499 | 19105.541 | 24246.5118 | 12151.1636 | 22193.8728
NSR James Miller 3,4 - NOX Rate Annual v3.1, Unit 5355 and retrofits | 685 | 1871 | Rate Constraint in lbs/MMBtu | FALSE | L | Annual | Seasons Included | Seasons | Winter, Summer | Winter, Summer | Winter, Summer | Winter, Summer | Winter, Summer | Winter, Summer | Winter, Summer
NSR James Miller 3,4 - NOX Rate Annual v3.1, Unit 5355 and retrofits | 685 | 1871 | Rate Constraint in lbs/MMBtu | FALSE | L | Annual | Standard | lb/MMBtu | 0.1 | 0.1 | 0.1 | 0.1 | 0.1 | 0.1 | 0.1
NSR James Miller 3,4 - NOX Rate Annual v3.1, Unit 5355 and retrofits | 685 | 1871 | Rate Constraint in lbs/MMBtu | FALSE | L | Annual | Emissions at Affected Plants NOX | MTons | 2.2605 | 2.2605 | 1.9745 | 2.1003 | 2.2605 | 2.1003 | 2.2605
NSR James Miller 3,4 - NOX Rate Annual v3.1, Unit 5355 and retrofits | 685 | 1871 | Rate Constraint in lbs/MMBtu | FALSE | L | Annual | Allowances Purchased NOX | MTons | 0 | 0 | 0 | 0 | 0 | 0 | 0
NSR James Miller 3,4 - NOX Rate Annual v3.1, Unit 5355 and retrofits | 685 | 1871 | Rate Constraint in lbs/MMBtu | FALSE | L | Annual | Allowances Sold NOX | MTons | 0 | 0 | 0 | 0 | 0 | 0 | 0
NSR James Miller 3,4 - NOX Rate Annual v3.1, Unit 5355 and retrofits | 685 | 1871 | Rate Constraint in lbs/MMBtu | FALSE | L | Annual | Allowances Banked | MTons | 0 | 0 | 0 | 0 | 0 | 0 | 0
NSR James Miller 3,4 - NOX Rate Annual v3.1, Unit 5355 and retrofits | 685 | 1871 | Rate Constraint in lbs/MMBtu | FALSE | L | Annual | Allowances Withdrawn (1:1) | MTons | 0 | 0 | 0 | 0 | 0 | 0 | 0
NSR James Miller 3,4 - NOX Rate Annual v3.1, Unit 5355 and retrofits | 685 | 1871 | Rate Constraint in lbs/MMBtu | FALSE | L | Annual | Allowances Withdrawn (n:1) | MTons | 0 | 0 | 0 | 0 | 0 | 0 | 0
NSR James Miller 3,4 - NOX Rate Annual v3.1, Unit 5355 and retrofits | 685 | 1871 | Rate Constraint in lbs/MMBtu | FALSE | L | Annual | Net Emissions Allowance Position | MTons | 2.2605 | 2.2605 | 1.9745 | 2.1003 | 2.2605 | 2.1003 | 2.2605
NSR James Miller 3,4 - NOX Rate Annual v3.1, Unit 5355 and retrofits | 685 | 1871 | Rate Constraint in lbs/MMBtu | FALSE | L | Annual | Fuel Consumed | TBtu | 45.2093 | 45.2093 | 39.4903 | 42.005 | 45.2093 | 42.005 | 45.2093
NSR James Miller 3,4 - NOX Rate Annual v3.1, Unit 5355 and retrofits | 685 | 1871 | Rate Constraint in lbs/MMBtu | FALSE | L | Annual | Rate | lb/MMBtu | 0.1 | 0.1 | 0.1 | 0.1 | 0.1 | 0.1 | 0.1
NSR James Miller 3,4 - NOX Rate Annual v3.1, Unit 5355 and retrofits | 685 | 1871 | Rate Constraint in lbs/MMBtu | FALSE | L | Annual | Generation | TWh | 4.8778 | 4.8778 | 4.2608 | 4.5321 | 4.8778 | 4.5321 | 4.8778
NSR James Miller 3,4 - NOX Rate Annual v3.1, Unit 5355 and retrofits | 685 | 1871 | Rate Constraint in lbs/MMBtu | FALSE | L | Annual | Qualifying Generation | TWh | 4.8778 | 4.8778 | 4.2608 | 4.5321 | 4.8778 | 4.5321 | 4.8778
NSR James Miller 3,4 - NOX Rate Annual v3.1, Unit 5355 and retrofits | 685 | 1871 | Rate Constraint in lbs/MMBtu | FALSE | L | Annual | Rate | lb/MWh | 0.46342 | 0.46342 | 0.46342 | 0.46342 | 0.46342 | 0.46342 | 0.46342
NSR James Miller 3,4 - NOX Rate Annual v3.1, Unit 5355 and retrofits | 685 | 1871 | Rate Constraint in lbs/MMBtu | FALSE | L | Annual | Constraint Shadow Price | US$/Ton | 0 | 0 | 0 | 0 | 0 | 0 | 0
NSR James Miller 3,4 - NOX Rate Annual v3.1, Unit 5356 and retrofits | 686 | 1871 | Rate Constraint in lbs/MMBtu | FALSE | L | Annual | Seasons Included | Seasons | Winter, Summer | Winter, Summer | Winter, Summer | Winter, Summer | Winter, Summer | Winter, Summer | Winter, Summer
NSR James Miller 3,4 - NOX Rate Annual v3.1, Unit 5356 and retrofits | 686 | 1871 | Rate Constraint in lbs/MMBtu | FALSE | L | Annual | Standard | lb/MMBtu | 0.1 | 0.1 | 0.1 | 0.1 | 0.1 | 0.1 | 0.1
NSR James Miller 3,4 - NOX Rate Annual v3.1, Unit 5356 and retrofits | 686 | 1871 | Rate Constraint in lbs/MMBtu | FALSE | L | Annual | Emissions at Affected Plants NOX | MTons | 1.7317 | 1.7317 | 1.5126 | 1.6089 | 1.7317 | 1.7317 | 1.7317
NSR James Miller 3,4 - NOX Rate Annual v3.1, Unit 5356 and retrofits | 686 | 1871 | Rate Constraint in lbs/MMBtu | FALSE | L | Annual | Allowances Purchased NOX | MTons | 0 | 0 | 0 | 0 | 0 | 0 | 0
NSR James Miller 3,4 - NOX Rate Annual v3.1, Unit 5356 and retrofits | 686 | 1871 | Rate Constraint in lbs/MMBtu | FALSE | L | Annual | Allowances Sold NOX | MTons | 0 | 0 | 0 | 0 | 0 | 0 | 0
NSR James Miller 3,4 - NOX Rate Annual v3.1, Unit 5356 and retrofits | 686 | 1871 | Rate Constraint in lbs/MMBtu | FALSE | L | Annual | Allowances Banked | MTons | 0 | 0 | 0 | 0 | 0 | 0 | 0
NSR James Miller 3,4 - NOX Rate Annual v3.1, Unit 5356 and retrofits | 686 | 1871 | Rate Constraint in lbs/MMBtu | FALSE | L | Annual | Allowances Withdrawn (1:1) | MTons | 0 | 0 | 0 | 0 | 0 | 0 | 0
NSR James Miller 3,4 - NOX Rate Annual v3.1, Unit 5356 and retrofits | 686 | 1871 | Rate Constraint in lbs/MMBtu | FALSE | L | Annual | Allowances Withdrawn (n:1) | MTons | 0 | 0 | 0 | 0 | 0 | 0 | 0
NSR James Miller 3,4 - NOX Rate Annual v3.1, Unit 5356 and retrofits | 686 | 1871 | Rate Constraint in lbs/MMBtu | FALSE | L | Annual | Net Emissions Allowance Position | MTons | 1.7317 | 1.7317 | 1.5126 | 1.6089 | 1.7317 | 1.7317 | 1.7317
NSR James Miller 3,4 - NOX Rate Annual v3.1, Unit 5356 and retrofits | 686 | 1871 | Rate Constraint in lbs/MMBtu | FALSE | L | Annual | Fuel Consumed | TBtu | 45.0813 | 45.0813 | 39.3785 | 41.8861 | 45.0813 | 45.0813 | 45.0813
NSR James Miller 3,4 - NOX Rate Annual v3.1, Unit 5356 and retrofits | 686 | 1871 | Rate Constraint in lbs/MMBtu | FALSE | L | Annual | Rate | lb/MMBtu | 0.076823 | 0.076823 | 0.076823 | 0.076823 | 0.076823 | 0.076823 | 0.076823
NSR James Miller 3,4 - NOX Rate Annual v3.1, Unit 5356 and retrofits | 686 | 1871 | Rate Constraint in lbs/MMBtu | FALSE | L | Annual | Generation | TWh | 4.8778 | 4.8778 | 4.2608 | 4.5321 | 4.8778 | 4.8778 | 4.8778
NSR James Miller 3,4 - NOX Rate Annual v3.1, Unit 5356 and retrofits | 686 | 1871 | Rate Constraint in lbs/MMBtu | FALSE | L | Annual | Qualifying Generation | TWh | 4.8778 | 4.8778 | 4.2608 | 4.5321 | 4.8778 | 4.8778 | 4.8778
NSR James Miller 3,4 - NOX Rate Annual v3.1, Unit 5356 and retrofits | 686 | 1871 | Rate Constraint in lbs/MMBtu | FALSE | L | Annual | Rate | lb/MWh | 0.35501 | 0.35501 | 0.35501 | 0.35501 | 0.35501 | 0.35501 | 0.35501
NSR James Miller 3,4 - NOX Rate Annual v3.1, Unit 5356 and retrofits | 686 | 1871 | Rate Constraint in lbs/MMBtu | FALSE | L | Annual | Constraint Shadow Price | US$/Ton | 0 | 0 | 0 | 0 | 0 | 0 | 0
NSR Kincaid 1 & 2- Hg Rate Annual v5.13 | 687 | 5982 | Rate Constraint in lbs/MMBtu | FALSE | L | Annual | Seasons Included | Seasons | Winter, Summer | Winter, Summer | Winter, Summer | Winter, Summer | Winter, Summer | Winter, Summer | Winter, Summer
NSR Kincaid 1 & 2- Hg Rate Annual v5.13 | 687 | 5982 | Rate Constraint in lbs/MMBtu | FALSE | L | Annual | Standard | lb/MMBtu | 0.015 | 0.015 | 0.015 | 0.015 | 0.015 | 0.015 | 0.015
NSR Kincaid 1 & 2- Hg Rate Annual v5.13 | 687 | 5982 | Rate Constraint in lbs/MMBtu | FALSE | L | Annual | Emissions at Affected Plants MER | lbs | 42.6087 | 44.2199 | 37.2187 | 37.533 | 37.2187 | 39.0119 | 42.6087
NSR Kincaid 1 & 2- Hg Rate Annual v5.13 | 687 | 5982 | Rate Constraint in lbs/MMBtu | FALSE | L | Annual | Allowances Purchased MER | lbs | 0 | 0 | 0 | 0 | 0 | 0 | 0
NSR Kincaid 1 & 2- Hg Rate Annual v5.13 | 687 | 5982 | Rate Constraint in lbs/MMBtu | FALSE | L | Annual | Allowances Sold MER | lbs | 0 | 0 | 0 | 0 | 0 | 0 | 0
NSR Kincaid 1 & 2- Hg Rate Annual v5.13 | 687 | 5982 | Rate Constraint in lbs/MMBtu | FALSE | L | Annual | Allowances Banked | lbs | 0 | 0 | 0 | 0 | 0 | 0 | 0
NSR Kincaid 1 & 2- Hg Rate Annual v5.13 | 687 | 5982 | Rate Constraint in lbs/MMBtu | FALSE | L | Annual | Allowances Withdrawn (1:1) | lbs | 0 | 0 | 0 | 0 | 0 | 0 | 0
NSR Kincaid 1 & 2- Hg Rate Annual v5.13 | 687 | 5982 | Rate Constraint in lbs/MMBtu | FALSE | L | Annual | Allowances Withdrawn (n:1) | lbs | 0 | 0 | 0 | 0 | 0 | 0 | 0
NSR Kincaid 1 & 2- Hg Rate Annual v5.13 | 687 | 5982 | Rate Constraint in lbs/MMBtu | FALSE | L | Annual | Net Emissions Allowance Position | lbs | 42.6087 | 44.2199 | 37.2187 | 37.533 | 37.2187 | 39.0119 | 42.6087
NSR Kincaid 1 & 2- Hg Rate Annual v5.13 | 687 | 5982 | Rate Constraint in lbs/MMBtu | FALSE | L | Annual | Fuel Consumed | TBtu | 79.0165 | 78.8234 | 69.0209 | 69.6036 | 69.0209 | 72.3463 | 79.0165
NSR Kincaid 1 & 2- Hg Rate Annual v5.13 | 687 | 5982 | Rate Constraint in lbs/MMBtu | FALSE | L | Annual | Rate | lb/MMBtu | 5.3924e-07 | 5.61e-07 | 5.3924e-07 | 5.3924e-07 | 5.3924e-07 | 5.3924e-07 | 5.3924e-07
NSR Kincaid 1 & 2- Hg Rate Annual v5.13 | 687 | 5982 | Rate Constraint in lbs/MMBtu | FALSE | L | Annual | Generation | TWh | 8.3083 | 8.3083 | 7.2573 | 7.3186 | 7.2573 | 7.6069 | 8.3083
NSR Kincaid 1 & 2- Hg Rate Annual v5.13 | 687 | 5982 | Rate Constraint in lbs/MMBtu | FALSE | L | Annual | Qualifying Generation | TWh | 8.3083 | 8.3083 | 7.2573 | 7.3186 | 7.2573 | 7.6069 | 8.3083
NSR Kincaid 1 & 2- Hg Rate Annual v5.13 | 687 | 5982 | Rate Constraint in lbs/MMBtu | FALSE | L | Annual | Rate | lb/MWh | 5.1285 | 5.3224 | 5.1285 | 5.1285 | 5.1285 | 5.1285 | 5.1285
NSR Kincaid 1 & 2- Hg Rate Annual v5.13 | 687 | 5982 | Rate Constraint in lbs/MMBtu | FALSE | L | Annual | Constraint Shadow Price | US$/Lb | 0 | 0 | 0 | 0 | 0 | 0 | 0
NSR Kincaid 1 & 2- NOx Cap Annual v5.13 | 688 | 5981 | Rate Constraint in MTons | FALSE | L | Annual | Seasons Included | Seasons | Winter, Summer | Winter, Summer | Winter, Summer | Winter, Summer | Winter, Summer | Winter, Summer | Winter, Summer
NSR Kincaid 1 & 2- NOx Cap Annual v5.13 | 688 | 5981 | Rate Constraint in MTons | FALSE | L | Annual | Standard | MTons | 3.5 | 3.5 | 3.5 | 3.5 | 3.5 | 3.5 | 3.5
NSR Kincaid 1 & 2- NOx Cap Annual v5.13 | 688 | 5981 | Rate Constraint in MTons | FALSE | L | Annual | Standard NOX | MTons | 3.5 | 3.5 | 3.5 | 3.5 | 3.5 | 3.5 | 3.5
NSR Kincaid 1 & 2- NOx Cap Annual v5.13 | 688 | 5981 | Rate Constraint in MTons | FALSE | L | Annual | Emissions at Affected Plants NOX | MTons | 2.9559 | 2.9559 | 2.582 | 2.6038 | 2.582 | 2.7064 | 2.9559
NSR Kincaid 1 & 2- NOx Cap Annual v5.13 | 688 | 5981 | Rate Constraint in MTons | FALSE | L | Annual | Allowances Purchased NOX | MTons | 0 | 0 | 0 | 0 | 0 | 0 | 0
NSR Kincaid 1 & 2- NOx Cap Annual v5.13 | 688 | 5981 | Rate Constraint in MTons | FALSE | L | Annual | Allowances Sold NOX | MTons | 0 | 0 | 0 | 0 | 0 | 0 | 0
NSR Kincaid 1 & 2- NOx Cap Annual v5.13 | 688 | 5981 | Rate Constraint in MTons | FALSE | L | Annual | Allowances Banked | MTons | 0 | 0 | 0 | 0 | 0 | 0 | 0
NSR Kincaid 1 & 2- NOx Cap Annual v5.13 | 688 | 5981 | Rate Constraint in MTons | FALSE | L | Annual | Allowances Withdrawn (1:1) | MTons | 0 | 0 | 0 | 0 | 0 | 0 | 0
NSR Kincaid 1 & 2- NOx Cap Annual v5.13 | 688 | 5981 | Rate Constraint in MTons | FALSE | L | Annual | Allowances Withdrawn (n:1) | MTons | 0 | 0 | 0 | 0 | 0 | 0 | 0
NSR Kincaid 1 & 2- NOx Cap Annual v5.13 | 688 | 5981 | Rate Constraint in MTons | FALSE | L | Annual | Net Emissions Allowance Position | MTons | 2.9559 | 2.9559 | 2.582 | 2.6038 | 2.582 | 2.7064 | 2.9559
NSR Kincaid 1 & 2- NOx Cap Annual v5.13 | 688 | 5981 | Rate Constraint in MTons | FALSE | L | Annual | Fuel Consumed | TBtu | 79.0165 | 78.8234 | 69.0209 | 69.6036 | 69.0209 | 72.3463 | 79.0165
NSR Kincaid 1 & 2- NOx Cap Annual v5.13 | 688 | 5981 | Rate Constraint in MTons | FALSE | L | Annual | Rate | lb/MMBtu | 0.074817 | 0.075 | 0.074817 | 0.074817 | 0.074817 | 0.074817 | 0.074817
NSR Kincaid 1 & 2- NOx Cap Annual v5.13 | 688 | 5981 | Rate Constraint in MTons | FALSE | L | Annual | Generation | TWh | 8.3083 | 8.3083 | 7.2573 | 7.3186 | 7.2573 | 7.6069 | 8.3083
NSR Kincaid 1 & 2- NOx Cap Annual v5.13 | 688 | 5981 | Rate Constraint in MTons | FALSE | L | Annual | Qualifying Generation | TWh | 8.3083 | 8.3083 | 7.2573 | 7.3186 | 7.2573 | 7.6069 | 8.3083
NSR Kincaid 1 & 2- NOx Cap Annual v5.13 | 688 | 5981 | Rate Constraint in MTons | FALSE | L | Annual | Rate | lb/MWh | 0.35578 | 0.35578 | 0.35578 | 0.35578 | 0.35578 | 0.35578 | 0.35578
NSR Kincaid 1 & 2- NOx Cap Annual v5.13 | 688 | 5981 | Rate Constraint in MTons | FALSE | L | Annual | Constraint Shadow Price | US$/Ton | 0 | 0 | 0 | 0 | 0 | 0 | 0
NSR Kincaid 1 & 2- NOx Rate Annual v5.13 | 689 | 5980 | Rate Constraint in lbs/MMBtu | FALSE | L | Annual | Seasons Included | Seasons | Winter, Summer | Winter, Summer | Winter, Summer | Winter, Summer | Winter, Summer | Winter, Summer | Winter, Summer
NSR Kincaid 1 & 2- NOx Rate Annual v5.13 | 689 | 5980 | Rate Constraint in lbs/MMBtu | FALSE | L | Annual | Standard | lb/MMBtu | 0.08 | 0.08 | 0.08 | 0.08 | 0.08 | 0.08 | 0.08
NSR Kincaid 1 & 2- NOx Rate Annual v5.13 | 689 | 5980 | Rate Constraint in lbs/MMBtu | FALSE | L | Annual | Emissions at Affected Plants NOX | MTons | 2.9559 | 2.9559 | 2.582 | 2.6038 | 2.582 | 2.7064 | 2.9559
NSR Kincaid 1 & 2- NOx Rate Annual v5.13 | 689 | 5980 | Rate Constraint in lbs/MMBtu | FALSE | L | Annual | Allowances Purchased NOX | MTons | 0 | 0 | 0 | 0 | 0 | 0 | 0
NSR Kincaid 1 & 2- NOx Rate Annual v5.13 | 689 | 5980 | Rate Constraint in lbs/MMBtu | FALSE | L | Annual | Allowances Sold NOX | MTons | 0 | 0 | 0 | 0 | 0 | 0 | 0
NSR Kincaid 1 & 2- NOx Rate Annual v5.13 | 689 | 5980 | Rate Constraint in lbs/MMBtu | FALSE | L | Annual | Allowances Banked | MTons | 0 | 0 | 0 | 0 | 0 | 0 | 0
NSR Kincaid 1 & 2- NOx Rate Annual v5.13 | 689 | 5980 | Rate Constraint in lbs/MMBtu | FALSE | L | Annual | Allowances Withdrawn (1:1) | MTons | 0 | 0 | 0 | 0 | 0 | 0 | 0
NSR Kincaid 1 & 2- NOx Rate Annual v5.13 | 689 | 5980 | Rate Constraint in lbs/MMBtu | FALSE | L | Annual | Allowances Withdrawn (n:1) | MTons | 0 | 0 | 0 | 0 | 0 | 0 | 0
NSR Kincaid 1 & 2- NOx Rate Annual v5.13 | 689 | 5980 | Rate Constraint in lbs/MMBtu | FALSE | L | Annual | Net Emissions Allowance Position | MTons | 2.9559 | 2.9559 | 2.582 | 2.6038 | 2.582 | 2.7064 | 2.9559
NSR Kincaid 1 & 2- NOx Rate Annual v5.13 | 689 | 5980 | Rate Constraint in lbs/MMBtu | FALSE | L | Annual | Fuel Consumed | TBtu | 79.0165 | 78.8234 | 69.0209 | 69.6036 | 69.0209 | 72.3463 | 79.0165
NSR Kincaid 1 & 2- NOx Rate Annual v5.13 | 689 | 5980 | Rate Constraint in lbs/MMBtu | FALSE | L | Annual | Rate | lb/MMBtu | 0.074817 | 0.075 | 0.074817 | 0.074817 | 0.074817 | 0.074817 | 0.074817
NSR Kincaid 1 & 2- NOx Rate Annual v5.13 | 689 | 5980 | Rate Constraint in lbs/MMBtu | FALSE | L | Annual | Generation | TWh | 8.3083 | 8.3083 | 7.2573 | 7.3186 | 7.2573 | 7.6069 | 8.3083
NSR Kincaid 1 & 2- NOx Rate Annual v5.13 | 689 | 5980 | Rate Constraint in lbs/MMBtu | FALSE | L | Annual | Qualifying Generation | TWh | 8.3083 | 8.3083 | 7.2573 | 7.3186 | 7.2573 | 7.6069 | 8.3083
NSR Kincaid 1 & 2- NOx Rate Annual v5.13 | 689 | 5980 | Rate Constraint in lbs/MMBtu | FALSE | L | Annual | Rate | lb/MWh | 0.35578 | 0.35578 | 0.35578 | 0.35578 | 0.35578 | 0.35578 | 0.35578
NSR Kincaid 1 & 2- NOx Rate Annual v5.13 | 689 | 5980 | Rate Constraint in lbs/MMBtu | FALSE | L | Annual | Constraint Shadow Price | US$/Ton | 0 | 0 | 0 | 0 | 0 | 0 | 0
NSR Kincaid 1 & 2- SO2 Cap Annual v5.13 | 690 | 5979 | Rate Constraint in MTons | FALSE | L | Annual | Seasons Included | Seasons | Winter, Summer | Winter, Summer | Winter, Summer | Winter, Summer | Winter, Summer | Winter, Summer | Winter, Summer
NSR Kincaid 1 & 2- SO2 Cap Annual v5.13 | 690 | 5979 | Rate Constraint in MTons | FALSE | L | Annual | Standard | MTons | 4.4 | 4.4 | 4.4 | 4.4 | 4.4 | 4.4 | 4.4
NSR Kincaid 1 & 2- SO2 Cap Annual v5.13 | 690 | 5979 | Rate Constraint in MTons | FALSE | L | Annual | Standard SO2 | MTons | 4.4 | 4.4 | 4.4 | 4.4 | 4.4 | 4.4 | 4.4
NSR Kincaid 1 & 2- SO2 Cap Annual v5.13 | 690 | 5979 | Rate Constraint in MTons | FALSE | L | Annual | Emissions at Affected Plants SO2 | MTons | 3.7505 | 3.886 | 3.2761 | 3.3037 | 3.2761 | 3.4339 | 3.7505
NSR Kincaid 1 & 2- SO2 Cap Annual v5.13 | 690 | 5979 | Rate Constraint in MTons | FALSE | L | Annual | Allowances Purchased SO2 | MTons | 0 | 0 | 0 | 0 | 0 | 0 | 0
NSR Kincaid 1 & 2- SO2 Cap Annual v5.13 | 690 | 5979 | Rate Constraint in MTons | FALSE | L | Annual | Allowances Sold SO2 | MTons | 0 | 0 | 0 | 0 | 0 | 0 | 0
NSR Kincaid 1 & 2- SO2 Cap Annual v5.13 | 690 | 5979 | Rate Constraint in MTons | FALSE | L | Annual | Allowances Banked | MTons | 0 | 0 | 0 | 0 | 0 | 0 | 0
NSR Kincaid 1 & 2- SO2 Cap Annual v5.13 | 690 | 5979 | Rate Constraint in MTons | FALSE | L | Annual | Allowances Withdrawn (1:1) | MTons | 0 | 0 | 0 | 0 | 0 | 0 | 0
NSR Kincaid 1 & 2- SO2 Cap Annual v5.13 | 690 | 5979 | Rate Constraint in MTons | FALSE | L | Annual | Allowances Withdrawn (n:1) | MTons | 0 | 0 | 0 | 0 | 0 | 0 | 0
NSR Kincaid 1 & 2- SO2 Cap Annual v5.13 | 690 | 5979 | Rate Constraint in MTons | FALSE | L | Annual | Net Emissions Allowance Position | MTons | 3.7505 | 3.886 | 3.2761 | 3.3037 | 3.2761 | 3.4339 | 3.7505
NSR Kincaid 1 & 2- SO2 Cap Annual v5.13 | 690 | 5979 | Rate Constraint in MTons | FALSE | L | Annual | Fuel Consumed | TBtu | 79.0165 | 78.8234 | 69.0209 | 69.6036 | 69.0209 | 72.3463 | 79.0165
NSR Kincaid 1 & 2- SO2 Cap Annual v5.13 | 690 | 5979 | Rate Constraint in MTons | FALSE | L | Annual | Rate | lb/MMBtu | 0.09493 | 0.0986 | 0.09493 | 0.09493 | 0.09493 | 0.09493 | 0.09493
NSR Kincaid 1 & 2- SO2 Cap Annual v5.13 | 690 | 5979 | Rate Constraint in MTons | FALSE | L | Annual | Generation | TWh | 8.3083 | 8.3083 | 7.2573 | 7.3186 | 7.2573 | 7.6069 | 8.3083
NSR Kincaid 1 & 2- SO2 Cap Annual v5.13 | 690 | 5979 | Rate Constraint in MTons | FALSE | L | Annual | Qualifying Generation | TWh | 8.3083 | 8.3083 | 7.2573 | 7.3186 | 7.2573 | 7.6069 | 8.3083
NSR Kincaid 1 & 2- SO2 Cap Annual v5.13 | 690 | 5979 | Rate Constraint in MTons | FALSE | L | Annual | Rate | lb/MWh | 0.45142 | 0.46773 | 0.45142 | 0.45142 | 0.45142 | 0.45142 | 0.45142
NSR Kincaid 1 & 2- SO2 Cap Annual v5.13 | 690 | 5979 | Rate Constraint in MTons | FALSE | L | Annual | Constraint Shadow Price | US$/Ton | 0 | 0 | 0 | 0 | 0 | 0 | 0
NSR Kincaid 1 & 2- SO2 Rate Annual v5.13 | 691 | 5978 | Rate Constraint in lbs/MMBtu | FALSE | L | Annual | Seasons Included | Seasons | Winter, Summer | Winter, Summer | Winter, Summer | Winter, Summer | Winter, Summer | Winter, Summer | Winter, Summer
NSR Kincaid 1 & 2- SO2 Rate Annual v5.13 | 691 | 5978 | Rate Constraint in lbs/MMBtu | FALSE | L | Annual | Standard | lb/MMBtu | 0.1 | 0.1 | 0.1 | 0.1 | 0.1 | 0.1 | 0.1
NSR Kincaid 1 & 2- SO2 Rate Annual v5.13 | 691 | 5978 | Rate Constraint in lbs/MMBtu | FALSE | L | Annual | Emissions at Affected Plants SO2 | MTons | 3.7505 | 3.886 | 3.2761 | 3.3037 | 3.2761 | 3.4339 | 3.7505
NSR Kincaid 1 & 2- SO2 Rate Annual v5.13 | 691 | 5978 | Rate Constraint in lbs/MMBtu | FALSE | L | Annual | Allowances Purchased SO2 | MTons | 0 | 0 | 0 | 0 | 0 | 0 | 0
NSR Kincaid 1 & 2- SO2 Rate Annual v5.13 | 691 | 5978 | Rate Constraint in lbs/MMBtu | FALSE | L | Annual | Allowances Sold SO2 | MTons | 0 | 0 | 0 | 0 | 0 | 0 | 0
NSR Kincaid 1 & 2- SO2 Rate Annual v5.13 | 691 | 5978 | Rate Constraint in lbs/MMBtu | FALSE | L | Annual | Allowances Banked | MTons | 0 | 0 | 0 | 0 | 0 | 0 | 0
NSR Kincaid 1 & 2- SO2 Rate Annual v5.13 | 691 | 5978 | Rate Constraint in lbs/MMBtu | FALSE | L | Annual | Allowances Withdrawn (1:1) | MTons | 0 | 0 | 0 | 0 | 0 | 0 | 0
NSR Kincaid 1 & 2- SO2 Rate Annual v5.13 | 691 | 5978 | Rate Constraint in lbs/MMBtu | FALSE | L | Annual | Allowances Withdrawn (n:1) | MTons | 0 | 0 | 0 | 0 | 0 | 0 | 0
NSR Kincaid 1 & 2- SO2 Rate Annual v5.13 | 691 | 5978 | Rate Constraint in lbs/MMBtu | FALSE | L | Annual | Net Emissions Allowance Position | MTons | 3.7505 | 3.886 | 3.2761 | 3.3037 | 3.2761 | 3.4339 | 3.7505
NSR Kincaid 1 & 2- SO2 Rate Annual v5.13 | 691 | 5978 | Rate Constraint in lbs/MMBtu | FALSE | L | Annual | Fuel Consumed | TBtu | 79.0165 | 78.8234 | 69.0209 | 69.6036 | 69.0209 | 72.3463 | 79.0165
NSR Kincaid 1 & 2- SO2 Rate Annual v5.13 | 691 | 5978 | Rate Constraint in lbs/MMBtu | FALSE | L | Annual | Rate | lb/MMBtu | 0.09493 | 0.0986 | 0.09493 | 0.09493 | 0.09493 | 0.09493 | 0.09493
NSR Kincaid 1 & 2- SO2 Rate Annual v5.13 | 691 | 5978 | Rate Constraint in lbs/MMBtu | FALSE | L | Annual | Generation | TWh | 8.3083 | 8.3083 | 7.2573 | 7.3186 | 7.2573 | 7.6069 | 8.3083
NSR Kincaid 1 & 2- SO2 Rate Annual v5.13 | 691 | 5978 | Rate Constraint in lbs/MMBtu | FALSE | L | Annual | Qualifying Generation | TWh | 8.3083 | 8.3083 | 7.2573 | 7.3186 | 7.2573 | 7.6069 | 8.3083
NSR Kincaid 1 & 2- SO2 Rate Annual v5.13 | 691 | 5978 | Rate Constraint in lbs/MMBtu | FALSE | L | Annual | Rate | lb/MWh | 0.45142 | 0.46773 | 0.45142 | 0.45142 | 0.45142 | 0.45142 | 0.45142
NSR Kincaid 1 & 2- SO2 Rate Annual v5.13 | 691 | 5978 | Rate Constraint in lbs/MMBtu | FALSE | L | Annual | Constraint Shadow Price | US$/Ton | 0 | 0 | 0 | 0 | 0 | 0 | 0
NSR KU Brown Unit 3 - SO2 Cap Annual v3.1 | 692 | 2113 | Rate Constraint in MTons | FALSE | L | Annual | Seasons Included | Seasons | Winter, Summer | Winter, Summer | Winter, Summer | Winter, Summer | Winter, Summer | Winter, Summer | Winter, Summer
NSR KU Brown Unit 3 - SO2 Cap Annual v3.1 | 692 | 2113 | Rate Constraint in MTons | FALSE | L | Annual | Standard | MTons | 2.3 | 2.3 | 2.3 | 2.3 | 2.3 | 2.3 | 2.3
NSR KU Brown Unit 3 - SO2 Cap Annual v3.1 | 692 | 2113 | Rate Constraint in MTons | FALSE | L | Annual | Standard SO2 | MTons | 2.3 | 2.3 | 2.3 | 2.3 | 2.3 | 2.3 | 2.3
NSR KU Brown Unit 3 - SO2 Cap Annual v3.1 | 692 | 2113 | Rate Constraint in MTons | FALSE | L | Annual | Emissions at Affected Plants SO2 | MTons | 1.0758 | 0.98111 | 1.0758 | 0.98111 | 0.98111 | 0.98111 | 1.1859
NSR KU Brown Unit 3 - SO2 Cap Annual v3.1 | 692 | 2113 | Rate Constraint in MTons | FALSE | L | Annual | Allowances Purchased SO2 | MTons | 0 | 0 | 0 | 0 | 0 | 0 | 0
NSR KU Brown Unit 3 - SO2 Cap Annual v3.1 | 692 | 2113 | Rate Constraint in MTons | FALSE | L | Annual | Allowances Sold SO2 | MTons | 0 | 0 | 0 | 0 | 0 | 0 | 0
NSR KU Brown Unit 3 - SO2 Cap Annual v3.1 | 692 | 2113 | Rate Constraint in MTons | FALSE | L | Annual | Allowances Banked | MTons | 0 | 0 | 0 | 0 | 0 | 0 | 0
NSR KU Brown Unit 3 - SO2 Cap Annual v3.1 | 692 | 2113 | Rate Constraint in MTons | FALSE | L | Annual | Allowances Withdrawn (1:1) | MTons | 0 | 0 | 0 | 0 | 0 | 0 | 0
NSR KU Brown Unit 3 - SO2 Cap Annual v3.1 | 692 | 2113 | Rate Constraint in MTons | FALSE | L | Annual | Allowances Withdrawn (n:1) | MTons | 0 | 0 | 0 | 0 | 0 | 0 | 0
NSR KU Brown Unit 3 - SO2 Cap Annual v3.1 | 692 | 2113 | Rate Constraint in MTons | FALSE | L | Annual | Net Emissions Allowance Position | MTons | 1.0758 | 0.98111 | 1.0758 | 0.98111 | 0.98111 | 0.98111 | 1.1859
NSR KU Brown Unit 3 - SO2 Cap Annual v3.1 | 692 | 2113 | Rate Constraint in MTons | FALSE | L | Annual | Fuel Consumed | TBtu | 21.5156 | 21.5156 | 21.5156 | 21.5156 | 21.5156 | 21.5156 | 24.5809
NSR KU Brown Unit 3 - SO2 Cap Annual v3.1 | 692 | 2113 | Rate Constraint in MTons | FALSE | L | Annual | Rate | lb/MMBtu | 0.1 | 0.0912 | 0.1 | 0.0912 | 0.0912 | 0.0912 | 0.09649
NSR KU Brown Unit 3 - SO2 Cap Annual v3.1 | 692 | 2113 | Rate Constraint in MTons | FALSE | L | Annual | Generation | TWh | 2.128 | 2.128 | 2.128 | 2.128 | 2.128 | 2.128 | 2.421
NSR KU Brown Unit 3 - SO2 Cap Annual v3.1 | 692 | 2113 | Rate Constraint in MTons | FALSE | L | Annual | Qualifying Generation | TWh | 2.128 | 2.128 | 2.128 | 2.128 | 2.128 | 2.128 | 2.421
NSR KU Brown Unit 3 - SO2 Cap Annual v3.1 | 692 | 2113 | Rate Constraint in MTons | FALSE | L | Annual | Rate | lb/MWh | 0.50554 | 0.46105 | 0.50554 | 0.46105 | 0.46105 | 0.46105 | 0.48984
NSR KU Brown Unit 3 - SO2 Cap Annual v3.1 | 692 | 2113 | Rate Constraint in MTons | FALSE | L | Annual | Constraint Shadow Price | US$/Ton | 0 | 0 | 0 | 0 | 0 | 0 | 0
NSR KU Brown Unit 3 - SO2 Rate Annual v3.1 | 693 | 2114 | Rate Constraint in lbs/MMBtu | FALSE | L | Annual | Seasons Included | Seasons | Winter, Summer | Winter, Summer | Winter, Summer | Winter, Summer | Winter, Summer | Winter, Summer | Winter, Summer
NSR KU Brown Unit 3 - SO2 Rate Annual v3.1 | 693 | 2114 | Rate Constraint in lbs/MMBtu | FALSE | L | Annual | Standard | lb/MMBtu | 0.1 | 0.1 | 0.1 | 0.1 | 0.1 | 0.1 | 0.1
NSR KU Brown Unit 3 - SO2 Rate Annual v3.1 | 693 | 2114 | Rate Constraint in lbs/MMBtu | FALSE | L | Annual | Emissions at Affected Plants SO2 | MTons | 1.0758 | 0.98111 | 1.0758 | 0.98111 | 0.98111 | 0.98111 | 1.1859
NSR KU Brown Unit 3 - SO2 Rate Annual v3.1 | 693 | 2114 | Rate Constraint in lbs/MMBtu | FALSE | L | Annual | Allowances Purchased SO2 | MTons | 0 | 0 | 0 | 0 | 0 | 0 | 0
NSR KU Brown Unit 3 - SO2 Rate Annual v3.1 | 693 | 2114 | Rate Constraint in lbs/MMBtu | FALSE | L | Annual | Allowances Sold SO2 | MTons | 0 | 0 | 0 | 0 | 0 | 0 | 0
NSR KU Brown Unit 3 - SO2 Rate Annual v3.1 | 693 | 2114 | Rate Constraint in lbs/MMBtu | FALSE | L | Annual | Allowances Banked | MTons | 0 | 0 | 0 | 0 | 0 | 0 | 0
NSR KU Brown Unit 3 - SO2 Rate Annual v3.1 | 693 | 2114 | Rate Constraint in lbs/MMBtu | FALSE | L | Annual | Allowances Withdrawn (1:1) | MTons | 0 | 0 | 0 | 0 | 0 | 0 | 0
NSR KU Brown Unit 3 - SO2 Rate Annual v3.1 | 693 | 2114 | Rate Constraint in lbs/MMBtu | FALSE | L | Annual | Allowances Withdrawn (n:1) | MTons | 0 | 0 | 0 | 0 | 0 | 0 | 0
NSR KU Brown Unit 3 - SO2 Rate Annual v3.1 | 693 | 2114 | Rate Constraint in lbs/MMBtu | FALSE | L | Annual | Net Emissions Allowance Position | MTons | 1.0758 | 0.98111 | 1.0758 | 0.98111 | 0.98111 | 0.98111 | 1.1859
NSR KU Brown Unit 3 - SO2 Rate Annual v3.1 | 693 | 2114 | Rate Constraint in lbs/MMBtu | FALSE | L | Annual | Fuel Consumed | TBtu | 21.5156 | 21.5156 | 21.5156 | 21.5156 | 21.5156 | 21.5156 | 24.5809
NSR KU Brown Unit 3 - SO2 Rate Annual v3.1 | 693 | 2114 | Rate Constraint in lbs/MMBtu | FALSE | L | Annual | Rate | lb/MMBtu | 0.1 | 0.0912 | 0.1 | 0.0912 | 0.0912 | 0.0912 | 0.09649
NSR KU Brown Unit 3 - SO2 Rate Annual v3.1 | 693 | 2114 | Rate Constraint in lbs/MMBtu | FALSE | L | Annual | Generation | TWh | 2.128 | 2.128 | 2.128 | 2.128 | 2.128 | 2.128 | 2.421
NSR KU Brown Unit 3 - SO2 Rate Annual v3.1 | 693 | 2114 | Rate Constraint in lbs/MMBtu | FALSE | L | Annual | Qualifying Generation | TWh | 2.128 | 2.128 | 2.128 | 2.128 | 2.128 | 2.128 | 2.421
NSR KU Brown Unit 3 - SO2 Rate Annual v3.1 | 693 | 2114 | Rate Constraint in lbs/MMBtu | FALSE | L | Annual | Rate | lb/MWh | 0.50554 | 0.46105 | 0.50554 | 0.46105 | 0.46105 | 0.46105 | 0.48984
NSR KU Brown Unit 3 - SO2 Rate Annual v3.1 | 693 | 2114 | Rate Constraint in lbs/MMBtu | FALSE | L | Annual | Constraint Shadow Price | US$/Ton | 0 | 0 | 0 | 0 | 0 | 0 | 0
NSR Level Baldwin 3 - NOX Rate Annual v3.1, Unit 4132 and retrofits | 694 | 1862 | Rate Constraint in lbs/MMBtu | FALSE | L | Annual | Seasons Included | Seasons | Winter, Summer | Winter, Summer | Winter, Summer | Winter, Summer | Winter, Summer | Winter, Summer | Winter, Summer
NSR Level Baldwin 3 - NOX Rate Annual v3.1, Unit 4132 and retrofits | 694 | 1862 | Rate Constraint in lbs/MMBtu | FALSE | L | Annual | Standard | lb/MMBtu | 0.1 | 0.1 | 0.1 | 0.1 | 0.1 | 0.1 | 0.1
NSR Level Baldwin 3 - NOX Rate Annual v3.1, Unit 4132 and retrofits | 694 | 1862 | Rate Constraint in lbs/MMBtu | FALSE | L | Annual | Emissions at Affected Plants NOX | MTons | 1.0666 | 1.0666 | 0.93212 | 1.0666 | 1.0666 | 1.0666 | 1.0666
NSR Level Baldwin 3 - NOX Rate Annual v3.1, Unit 4132 and retrofits | 694 | 1862 | Rate Constraint in lbs/MMBtu | FALSE | L | Annual | Allowances Purchased NOX | MTons | 0 | 0 | 0 | 0 | 0 | 0 | 0
NSR Level Baldwin 3 - NOX Rate Annual v3.1, Unit 4132 and retrofits | 694 | 1862 | Rate Constraint in lbs/MMBtu | FALSE | L | Annual | Allowances Sold NOX | MTons | 0 | 0 | 0 | 0 | 0 | 0 | 0
NSR Level Baldwin 3 - NOX Rate Annual v3.1, Unit 4132 and retrofits | 694 | 1862 | Rate Constraint in lbs/MMBtu | FALSE | L | Annual | Allowances Banked | MTons | 0 | 0 | 0 | 0 | 0 | 0 | 0
NSR Level Baldwin 3 - NOX Rate Annual v3.1, Unit 4132 and retrofits | 694 | 1862 | Rate Constraint in lbs/MMBtu | FALSE | L | Annual | Allowances Withdrawn (1:1) | MTons | 0 | 0 | 0 | 0 | 0 | 0 | 0
NSR Level Baldwin 3 - NOX Rate Annual v3.1, Unit 4132 and retrofits | 694 | 1862 | Rate Constraint in lbs/MMBtu | FALSE | L | Annual | Allowances Withdrawn (n:1) | MTons | 0 | 0 | 0 | 0 | 0 | 0 | 0
NSR Level Baldwin 3 - NOX Rate Annual v3.1, Unit 4132 and retrofits | 694 | 1862 | Rate Constraint in lbs/MMBtu | FALSE | L | Annual | Net Emissions Allowance Position | MTons | 1.0666 | 1.0666 | 0.93212 | 1.0666 | 1.0666 | 1.0666 | 1.0666
NSR Level Baldwin 3 - NOX Rate Annual v3.1, Unit 4132 and retrofits | 694 | 1862 | Rate Constraint in lbs/MMBtu | FALSE | L | Annual | Fuel Consumed | TBtu | 42.6068 | 42.6068 | 37.2259 | 42.6068 | 42.6068 | 42.6068 | 42.6068
NSR Level Baldwin 3 - NOX Rate Annual v3.1, Unit 4132 and retrofits | 694 | 1862 | Rate Constraint in lbs/MMBtu | FALSE | L | Annual | Rate | lb/MMBtu | 0.050069 | 0.050069 | 0.050079 | 0.050069 | 0.050069 | 0.050069 | 0.050069
NSR Level Baldwin 3 - NOX Rate Annual v3.1, Unit 4132 and retrofits | 694 | 1862 | Rate Constraint in lbs/MMBtu | FALSE | L | Annual | Generation | TWh | 4.4082 | 4.4082 | 3.8515 | 4.4082 | 4.4082 | 4.4082 | 4.4082
NSR Level Baldwin 3 - NOX Rate Annual v3.1, Unit 4132 and retrofits | 694 | 1862 | Rate Constraint in lbs/MMBtu | FALSE | L | Annual | Qualifying Generation | TWh | 4.4082 | 4.4082 | 3.8515 | 4.4082 | 4.4082 | 4.4082 | 4.4082
NSR Level Baldwin 3 - NOX Rate Annual v3.1, Unit 4132 and retrofits | 694 | 1862 | Rate Constraint in lbs/MMBtu | FALSE | L | Annual | Rate | lb/MWh | 0.24197 | 0.24197 | 0.24202 | 0.24197 | 0.24197 | 0.24197 | 0.24197
NSR Level Baldwin 3 - NOX Rate Annual v3.1, Unit 4132 and retrofits | 694 | 1862 | Rate Constraint in lbs/MMBtu | FALSE | L | Annual | Constraint Shadow Price | US$/Ton | 0 | 0 | 0 | 0 | 0 | 0 | 0
NSR Level Havana 9 - SO2 Rate Annual v3.1, Unit 4101 and retrofits | 695 | 1868 | Rate Constraint in lbs/MMBtu | FALSE | L | Annual | Seasons Included | Seasons | Winter, Summer | Winter, Summer | Winter, Summer | Winter, Summer | Winter, Summer | Winter, Summer | Winter, Summer
NSR Level Havana 9 - SO2 Rate Annual v3.1, Unit 4101 and retrofits | 695 | 1868 | Rate Constraint in lbs/MMBtu | FALSE | L | Annual | Standard | lb/MMBtu | 0.1 | 0.1 | 0.1 | 0.1 | 0.1 | 0.1 | 0.1
NSR Level Havana 9 - SO2 Rate Annual v3.1, Unit 4101 and retrofits | 695 | 1868 | Rate Constraint in lbs/MMBtu | FALSE | L | Annual | Emissions at Affected Plants SO2 | MTons | 1.3528 | 1.3451 | 0.97623 | 0.97623 | 0.97623 | 1.1817 | 1.1826
NSR Level Havana 9 - SO2 Rate Annual v3.1, Unit 4101 and retrofits | 695 | 1868 | Rate Constraint in lbs/MMBtu | FALSE | L | Annual | Allowances Purchased SO2 | MTons | 0 | 0 | 0 | 0 | 0 | 0 | 0
NSR Level Havana 9 - SO2 Rate Annual v3.1, Unit 4101 and retrofits | 695 | 1868 | Rate Constraint in lbs/MMBtu | FALSE | L | Annual | Allowances Sold SO2 | MTons | 0 | 0 | 0 | 0 | 0 | 0 | 0
NSR Level Havana 9 - SO2 Rate Annual v3.1, Unit 4101 and retrofits | 695 | 1868 | Rate Constraint in lbs/MMBtu | FALSE | L | Annual | Allowances Banked | MTons | 0 | 0 | 0 | 0 | 0 | 0 | 0
NSR Level Havana 9 - SO2 Rate Annual v3.1, Unit 4101 and retrofits | 695 | 1868 | Rate Constraint in lbs/MMBtu | FALSE | L | Annual | Allowances Withdrawn (1:1) | MTons | 0 | 0 | 0 | 0 | 0 | 0 | 0
NSR Level Havana 9 - SO2 Rate Annual v3.1, Unit 4101 and retrofits | 695 | 1868 | Rate Constraint in lbs/MMBtu | FALSE | L | Annual | Allowances Withdrawn (n:1) | MTons | 0 | 0 | 0 | 0 | 0 | 0 | 0
NSR Level Havana 9 - SO2 Rate Annual v3.1, Unit 4101 and retrofits | 695 | 1868 | Rate Constraint in lbs/MMBtu | FALSE | L | Annual | Net Emissions Allowance Position | MTons | 1.3528 | 1.3451 | 0.97623 | 0.97623 | 0.97623 | 1.1817 | 1.1826
NSR Level Havana 9 - SO2 Rate Annual v3.1, Unit 4101 and retrofits | 695 | 1868 | Rate Constraint in lbs/MMBtu | FALSE | L | Annual | Fuel Consumed | TBtu | 33.8622 | 33.6705 | 24.4364 | 24.4364 | 24.4364 | 29.5786 | 29.6027
NSR Level Havana 9 - SO2 Rate Annual v3.1, Unit 4101 and retrofits | 695 | 1868 | Rate Constraint in lbs/MMBtu | FALSE | L | Annual | Rate | lb/MMBtu | 0.0799 | 0.0799 | 0.0799 | 0.0799 | 0.0799 | 0.0799 | 0.0799
NSR Level Havana 9 - SO2 Rate Annual v3.1, Unit 4101 and retrofits | 695 | 1868 | Rate Constraint in lbs/MMBtu | FALSE | L | Annual | Generation | TWh | 3.0636 | 3.0636 | 2.2108 | 2.2108 | 2.2108 | 2.676 | 2.6782
NSR Level Havana 9 - SO2 Rate Annual v3.1, Unit 4101 and retrofits | 695 | 1868 | Rate Constraint in lbs/MMBtu | FALSE | L | Annual | Qualifying Generation | TWh | 3.0636 | 3.0636 | 2.2108 | 2.2108 | 2.2108 | 2.676 | 2.6782
NSR Level Havana 9 - SO2 Rate Annual v3.1, Unit 4101 and retrofits | 695 | 1868 | Rate Constraint in lbs/MMBtu | FALSE | L | Annual | Rate | lb/MWh | 0.44157 | 0.43907 | 0.44157 | 0.44157 | 0.44157 | 0.44157 | 0.44157
NSR Level Havana 9 - SO2 Rate Annual v3.1, Unit 4101 and retrofits | 695 | 1868 | Rate Constraint in lbs/MMBtu | FALSE | L | Annual | Constraint Shadow Price | US$/Ton | 0 | 0 | 0 | 0 | 0 | 0 | 0
NSR Level Hudson 2 - NOX Rate Annual v3.1, Unit 4104 and retrofits | 696 | 1945 | Rate Constraint in lbs/MMBtu | FALSE | L | Annual | Seasons Included | Seasons | Winter, Summer | Winter, Summer | Winter, Summer | Winter, Summer | Winter, Summer | Winter, Summer | Winter, Summer
NSR Level Hudson 2 - NOX Rate Annual v3.1, Unit 4104 and retrofits | 696 | 1945 | Rate Constraint in lbs/MMBtu | FALSE | L | Annual | Standard | lb/MMBtu | 0.1 | 0.1 | 0.1 | 0.1 | 0.1 | 0.1 | 0.1
NSR Level Hudson 2 - NOX Rate Annual v3.1, Unit 4104 and retrofits | 696 | 1945 | Rate Constraint in lbs/MMBtu | FALSE | L | Annual | Emissions at Affected Plants NOX | MTons | 1.2736 | 1.4204 | 0.44667 | 0.48516 | 0.44667 | 0.60425 | 1.5212
NSR Level Hudson 2 - NOX Rate Annual v3.1, Unit 4104 and retrofits | 696 | 1945 | Rate Constraint in lbs/MMBtu | FALSE | L | Annual | Allowances Purchased NOX | MTons | 0 | 0 | 0 | 0 | 0 | 0 | 0
NSR Level Hudson 2 - NOX Rate Annual v3.1, Unit 4104 and retrofits | 696 | 1945 | Rate Constraint in lbs/MMBtu | FALSE | L | Annual | Allowances Sold NOX | MTons | 0 | 0 | 0 | 0 | 0 | 0 | 0
NSR Level Hudson 2 - NOX Rate Annual v3.1, Unit 4104 and retrofits | 696 | 1945 | Rate Constraint in lbs/MMBtu | FALSE | L | Annual | Allowances Banked | MTons | 0 | 0 | 0 | 0 | 0 | 0 | 0
NSR Level Hudson 2 - NOX Rate Annual v3.1, Unit 4104 and retrofits | 696 | 1945 | Rate Constraint in lbs/MMBtu | FALSE | L | Annual | Allowances Withdrawn (1:1) | MTons | 0 | 0 | 0 | 0 | 0 | 0 | 0
NSR Level Hudson 2 - NOX Rate Annual v3.1, Unit 4104 and retrofits | 696 | 1945 | Rate Constraint in lbs/MMBtu | FALSE | L | Annual | Allowances Withdrawn (n:1) | MTons | 0 | 0 | 0 | 0 | 0 | 0 | 0
NSR Level Hudson 2 - NOX Rate Annual v3.1, Unit 4104 and retrofits | 696 | 1945 | Rate Constraint in lbs/MMBtu | FALSE | L | Annual | Net Emissions Allowance Position | MTons | 1.2736 | 1.4204 | 0.44667 | 0.48516 | 0.44667 | 0.60425 | 1.5212
NSR Level Hudson 2 - NOX Rate Annual v3.1, Unit 4104 and retrofits | 696 | 1945 | Rate Constraint in lbs/MMBtu | FALSE | L | Annual | Fuel Consumed | TBtu | 33.6163 | 37.4787 | 11.7896 | 12.8055 | 11.7896 | 15.949 | 40.1511
NSR Level Hudson 2 - NOX Rate Annual v3.1, Unit 4104 and retrofits | 696 | 1945 | Rate Constraint in lbs/MMBtu | FALSE | L | Annual | Rate | lb/MMBtu | 0.075773 | 0.075795 | 0.075773 | 0.075773 | 0.075773 | 0.075773 | 0.075773
NSR Level Hudson 2 - NOX Rate Annual v3.1, Unit 4104 and retrofits | 696 | 1945 | Rate Constraint in lbs/MMBtu | FALSE | L | Annual | Generation | TWh | 3.2581 | 3.6331 | 1.1432 | 1.2465 | 1.1432 | 1.5513 | 4.0799
NSR Level Hudson 2 - NOX Rate Annual v3.1, Unit 4104 and retrofits | 696 | 1945 | Rate Constraint in lbs/MMBtu | FALSE | L | Annual | Qualifying Generation | TWh | 3.2581 | 3.6331 | 1.1432 | 1.2465 | 1.1432 | 1.5513 | 4.0799
NSR Level Hudson 2 - NOX Rate Annual v3.1, Unit 4104 and retrofits | 696 | 1945 | Rate Constraint in lbs/MMBtu | FALSE | L | Annual | Rate | lb/MWh | 0.3909 | 0.39094 | 0.39071 | 0.38923 | 0.39071 | 0.38952 | 0.37285
NSR Level Hudson 2 - NOX Rate Annual v3.1, Unit 4104 and retrofits | 696 | 1945 | Rate Constraint in lbs/MMBtu | FALSE | L | Annual | Constraint Shadow Price | US$/Ton | 0 | 0 | 0 | 0 | 0 | 0 | 0
NSR Level Hudson 2 - SO2 Rate Annual v3.1, Unit 4104 and retrofits | 697 | 1870 | Rate Constraint in lbs/MMBtu | FALSE | L | Annual | Seasons Included | Seasons | Winter, Summer | Winter, Summer | Winter, Summer | Winter, Summer | Winter, Summer | Winter, Summer | Winter, Summer
NSR Level Hudson 2 - SO2 Rate Annual v3.1, Unit 4104 and retrofits | 697 | 1870 | Rate Constraint in lbs/MMBtu | FALSE | L | Annual | Standard | lb/MMBtu | 0.15 | 0.15 | 0.15 | 0.15 | 0.15 | 0.15 | 0.15
NSR Level Hudson 2 - SO2 Rate Annual v3.1, Unit 4104 and retrofits | 697 | 1870 | Rate Constraint in lbs/MMBtu | FALSE | L | Annual | Emissions at Affected Plants SO2 | MTons | 2.4345 | 2.7211 | 0.85382 | 0.92739 | 0.85382 | 0.63716 | 1.604
NSR Level Hudson 2 - SO2 Rate Annual v3.1, Unit 4104 and retrofits | 697 | 1870 | Rate Constraint in lbs/MMBtu | FALSE | L | Annual | Allowances Purchased SO2 | MTons | 0 | 0 | 0 | 0 | 0 | 0 | 0
NSR Level Hudson 2 - SO2 Rate Annual v3.1, Unit 4104 and retrofits | 697 | 1870 | Rate Constraint in lbs/MMBtu | FALSE | L | Annual | Allowances Sold SO2 | MTons | 0 | 0 | 0 | 0 | 0 | 0 | 0
NSR Level Hudson 2 - SO2 Rate Annual v3.1, Unit 4104 and retrofits | 697 | 1870 | Rate Constraint in lbs/MMBtu | FALSE | L | Annual | Allowances Banked | MTons | 0 | 0 | 0 | 0 | 0 | 0 | 0
NSR Level Hudson 2 - SO2 Rate Annual v3.1, Unit 4104 and retrofits | 697 | 1870 | Rate Constraint in lbs/MMBtu | FALSE | L | Annual | Allowances Withdrawn (1:1) | MTons | 0 | 0 | 0 | 0 | 0 | 0 | 0
NSR Level Hudson 2 - SO2 Rate Annual v3.1, Unit 4104 and retrofits | 697 | 1870 | Rate Constraint in lbs/MMBtu | FALSE | L | Annual | Allowances Withdrawn (n:1) | MTons | 0 | 0 | 0 | 0 | 0 | 0 | 0
NSR Level Hudson 2 - SO2 Rate Annual v3.1, Unit 4104 and retrofits | 697 | 1870 | Rate Constraint in lbs/MMBtu | FALSE | L | Annual | Net Emissions Allowance Position | MTons | 2.4345 | 2.7211 | 0.85382 | 0.92739 | 0.85382 | 0.63716 | 1.604
NSR Level Hudson 2 - SO2 Rate Annual v3.1, Unit 4104 and retrofits | 697 | 1870 | Rate Constraint in lbs/MMBtu | FALSE | L | Annual | Fuel Consumed | TBtu | 33.6163 | 37.4787 | 11.7896 | 12.8055 | 11.7896 | 15.949 | 40.1511
NSR Level Hudson 2 - SO2 Rate Annual v3.1, Unit 4104 and retrofits | 697 | 1870 | Rate Constraint in lbs/MMBtu | FALSE | L | Annual | Rate | lb/MMBtu | 0.14484 | 0.14521 | 0.14484 | 0.14484 | 0.14484 | 0.0799 | 0.0799
NSR Level Hudson 2 - SO2 Rate Annual v3.1, Unit 4104 and retrofits | 697 | 1870 | Rate Constraint in lbs/MMBtu | FALSE | L | Annual | Generation | TWh | 3.2581 | 3.6331 | 1.1432 | 1.2465 | 1.1432 | 1.5513 | 4.0799
NSR Level Hudson 2 - SO2 Rate Annual v3.1, Unit 4104 and retrofits | 697 | 1870 | Rate Constraint in lbs/MMBtu | FALSE | L | Annual | Qualifying Generation | TWh | 3.2581 | 3.6331 | 1.1432 | 1.2465 | 1.1432 | 1.5513 | 4.0799
NSR Level Hudson 2 - SO2 Rate Annual v3.1, Unit 4104 and retrofits | 697 | 1870 | Rate Constraint in lbs/MMBtu | FALSE | L | Annual | Rate | lb/MWh | 0.74722 | 0.74896 | 0.74685 | 0.74403 | 0.74685 | 0.41073 | 0.39315
NSR Level Hudson 2 - SO2 Rate Annual v3.1, Unit 4104 and retrofits | 697 | 1870 | Rate Constraint in lbs/MMBtu | FALSE | L | Annual | Constraint Shadow Price | US$/Ton | 0 | 0 | 0 | 0 | 0 | 0 | 0
NSR Level Mercer 1 - SO2 Rate Annual v3.1, Unit 4105 and retrofits | 698 | 1932 | Rate Constraint in lbs/MMBtu | FALSE | L | Annual | Seasons Included | Seasons | Winter, Summer | Winter, Summer | Winter, Summer | Winter, Summer | Winter, Summer | Winter, Summer | Winter, Summer
NSR Level Mercer 1 - SO2 Rate Annual v3.1, Unit 4105 and retrofits | 698 | 1932 | Rate Constraint in lbs/MMBtu | FALSE | L | Annual | Standard | lb/MMBtu | 0.15 | 0.15 | 0.15 | 0.15 | 0.15 | 0.15 | 0.15
NSR Level Mercer 1 - SO2 Rate Annual v3.1, Unit 4105 and retrofits | 698 | 1932 | Rate Constraint in lbs/MMBtu | FALSE | L | Annual | Emissions at Affected Plants SO2 | MTons | 0 | 0 | 0 | 0 | 0 | 0 | 0
NSR Level Mercer 1 - SO2 Rate Annual v3.1, Unit 4105 and retrofits | 698 | 1932 | Rate Constraint in lbs/MMBtu | FALSE | L | Annual | Allowances Purchased SO2 | MTons | 0 | 0 | 0 | 0 | 0 | 0 | 0
NSR Level Mercer 1 - SO2 Rate Annual v3.1, Unit 4105 and retrofits | 698 | 1932 | Rate Constraint in lbs/MMBtu | FALSE | L | Annual | Allowances Sold SO2 | MTons | 0 | 0 | 0 | 0 | 0 | 0 | 0
NSR Level Mercer 1 - SO2 Rate Annual v3.1, Unit 4105 and retrofits | 698 | 1932 | Rate Constraint in lbs/MMBtu | FALSE | L | Annual | Allowances Banked | MTons | 0 | 0 | 0 | 0 | 0 | 0 | 0
NSR Level Mercer 1 - SO2 Rate Annual v3.1, Unit 4105 and retrofits | 698 | 1932 | Rate Constraint in lbs/MMBtu | FALSE | L | Annual | Allowances Withdrawn (1:1) | MTons | 0 | 0 | 0 | 0 | 0 | 0 | 0
NSR Level Mercer 1 - SO2 Rate Annual v3.1, Unit 4105 and retrofits | 698 | 1932 | Rate Constraint in lbs/MMBtu | FALSE | L | Annual | Allowances Withdrawn (n:1) | MTons | 0 | 0 | 0 | 0 | 0 | 0 | 0
NSR Level Mercer 1 - SO2 Rate Annual v3.1, Unit 4105 and retrofits | 698 | 1932 | Rate Constraint in lbs/MMBtu | FALSE | L | Annual | Net Emissions Allowance Position | MTons | 0 | 0 | 0 | 0 | 0 | 0 | 0
NSR Level Mercer 1 - SO2 Rate Annual v3.1, Unit 4105 and retrofits | 698 | 1932 | Rate Constraint in lbs/MMBtu | FALSE | L | Annual | Fuel Consumed | TBtu | 0 | 0 | 0 | 0 | 0 | 0 | 0
NSR Level Mercer 1 - SO2 Rate Annual v3.1, Unit 4105 and retrofits | 698 | 1932 | Rate Constraint in lbs/MMBtu | FALSE | L | Annual | Rate | lb/MMBtu | 0 | 0 | 0 | 0 | 0 | 0 | 0
NSR Level Mercer 1 - SO2 Rate Annual v3.1, Unit 4105 and retrofits | 698 | 1932 | Rate Constraint in lbs/MMBtu | FALSE | L | Annual | Generation | TWh | 0 | 0 | 0 | 0 | 0 | 0 | 0
NSR Level Mercer 1 - SO2 Rate Annual v3.1, Unit 4105 and retrofits | 698 | 1932 | Rate Constraint in lbs/MMBtu | FALSE | L | Annual | Qualifying Generation | TWh | 0 | 0 | 0 | 0 | 0 | 0 | 0
NSR Level Mercer 1 - SO2 Rate Annual v3.1, Unit 4105 and retrofits | 698 | 1932 | Rate Constraint in lbs/MMBtu | FALSE | L | Annual | Rate | lb/MWh | 0 | 0 | 0 | 0 | 0 | 0 | 0
NSR Level Mercer 1 - SO2 Rate Annual v3.1, Unit 4105 and retrofits | 698 | 1932 | Rate Constraint in lbs/MMBtu | FALSE | L | Annual | Constraint Shadow Price | US$/Ton | 0 | 0 | 0 | 0 | 0 | 0 | 0
NSR Level Mercer 1,2 - NOX Rate Annual v3.1, Unit 4105 and retrofits | 699 | 1934 | Rate Constraint in lbs/MMBtu | FALSE | L | Annual | Seasons Included | Seasons | Winter, Summer | Winter, Summer | Winter, Summer | Winter, Summer | Winter, Summer | Winter, Summer | Winter, Summer
NSR Level Mercer 1,2 - NOX Rate Annual v3.1, Unit 4105 and retrofits | 699 | 1934 | Rate Constraint in lbs/MMBtu | FALSE | L | Annual | Standard | lb/MMBtu | 0.1 | 0.1 | 0.1 | 0.1 | 0.1 | 0.1 | 0.1
NSR Level Mercer 1,2 - NOX Rate Annual v3.1, Unit 4105 and retrofits | 699 | 1934 | Rate Constraint in lbs/MMBtu | FALSE | L | Annual | Emissions at Affected Plants NOX | MTons | 0 | 0 | 0 | 0 | 0 | 0 | 0
NSR Level Mercer 1,2 - NOX Rate Annual v3.1, Unit 4105 and retrofits | 699 | 1934 | Rate Constraint in lbs/MMBtu | FALSE | L | Annual | Allowances Purchased NOX | MTons | 0 | 0 | 0 | 0 | 0 | 0 | 0
NSR Level Mercer 1,2 - NOX Rate Annual v3.1, Unit 4105 and retrofits | 699 | 1934 | Rate Constraint in lbs/MMBtu | FALSE | L | Annual | Allowances Sold NOX | MTons | 0 | 0 | 0 | 0 | 0 | 0 | 0
NSR Level Mercer 1,2 - NOX Rate Annual v3.1, Unit 4105 and retrofits | 699 | 1934 | Rate Constraint in lbs/MMBtu | FALSE | L | Annual | Allowances Banked | MTons | 0 | 0 | 0 | 0 | 0 | 0 | 0
NSR Level Mercer 1,2 - NOX Rate Annual v3.1, Unit 4105 and retrofits | 699 | 1934 | Rate Constraint in lbs/MMBtu | FALSE | L | Annual | Allowances Withdrawn (1:1) | MTons | 0 | 0 | 0 | 0 | 0 | 0 | 0
NSR Level Mercer 1,2 - NOX Rate Annual v3.1, Unit 4105 and retrofits | 699 | 1934 | Rate Constraint in lbs/MMBtu | FALSE | L | Annual | Allowances Withdrawn (n:1) | MTons | 0 | 0 | 0 | 0 | 0 | 0 | 0
NSR Level Mercer 1,2 - NOX Rate Annual v3.1, Unit 4105 and retrofits | 699 | 1934 | Rate Constraint in lbs/MMBtu | FALSE | L | Annual | Net Emissions Allowance Position | MTons | 0 | 0 | 0 | 0 | 0 | 0 | 0
NSR Level Mercer 1,2 - NOX Rate Annual v3.1, Unit 4105 and retrofits | 699 | 1934 | Rate Constraint in lbs/MMBtu | FALSE | L | Annual | Fuel Consumed | TBtu | 0 | 0 | 0 | 0 | 0 | 0 | 0
NSR Level Mercer 1,2 - NOX Rate Annual v3.1, Unit 4105 and retrofits | 699 | 1934 | Rate Constraint in lbs/MMBtu | FALSE | L | Annual | Rate | lb/MMBtu | 0 | 0 | 0 | 0 | 0 | 0 | 0
NSR Level Mercer 1,2 - NOX Rate Annual v3.1, Unit 4105 and retrofits | 699 | 1934 | Rate Constraint in lbs/MMBtu | FALSE | L | Annual | Generation | TWh | 0 | 0 | 0 | 0 | 0 | 0 | 0
NSR Level Mercer 1,2 - NOX Rate Annual v3.1, Unit 4105 and retrofits | 699 | 1934 | Rate Constraint in lbs/MMBtu | FALSE | L | Annual | Qualifying Generation | TWh | 0 | 0 | 0 | 0 | 0 | 0 | 0
NSR Level Mercer 1,2 - NOX Rate Annual v3.1, Unit 4105 and retrofits | 699 | 1934 | Rate Constraint in lbs/MMBtu | FALSE | L | Annual | Rate | lb/MWh | 0 | 0 | 0 | 0 | 0 | 0 | 0
NSR Level Mercer 1,2 - NOX Rate Annual v3.1, Unit 4105 and retrofits | 699 | 1934 | Rate Constraint in lbs/MMBtu | FALSE | L | Annual | Constraint Shadow Price | US$/Ton | 0 | 0 | 0 | 0 | 0 | 0 | 0
NSR Level Mercer 1,2 - NOX Rate Annual v3.1, Unit 4106 and retrofits | 700 | 1934 | Rate Constraint in lbs/MMBtu | FALSE | L | Annual | Seasons Included | Seasons | Winter, Summer | Winter, Summer | Winter, Summer | Winter, Summer | Winter, Summer | Winter, Summer | Winter, Summer
NSR Level Mercer 1,2 - NOX Rate Annual v3.1, Unit 4106 and retrofits | 700 | 1934 | Rate Constraint in lbs/MMBtu | FALSE | L | Annual | Standard | lb/MMBtu | 0.1 | 0.1 | 0.1 | 0.1 | 0.1 | 0.1 | 0.1
NSR Level Mercer 1,2 - NOX Rate Annual v3.1, Unit 4106 and retrofits | 700 | 1934 | Rate Constraint in lbs/MMBtu | FALSE | L | Annual | Emissions at Affected Plants NOX | MTons | 0 | 0 | 0 | 0 | 0 | 0 | 0
NSR Level Mercer 1,2 - NOX Rate Annual v3.1, Unit 4106 and retrofits | 700 | 1934 | Rate Constraint in lbs/MMBtu | FALSE | L | Annual | Allowances Purchased NOX | MTons | 0 | 0 | 0 | 0 | 0 | 0 | 0
NSR Level Mercer 1,2 - NOX Rate Annual v3.1, Unit 4106 and retrofits | 700 | 1934 | Rate Constraint in lbs/MMBtu | FALSE | L | Annual | Allowances Sold NOX | MTons | 0 | 0 | 0 | 0 | 0 | 0 | 0
NSR Level Mercer 1,2 - NOX Rate Annual v3.1, Unit 4106 and retrofits | 700 | 1934 | Rate Constraint in lbs/MMBtu | FALSE | L | Annual | Allowances Banked | MTons | 0 | 0 | 0 | 0 | 0 | 0 | 0
NSR Level Mercer 1,2 - NOX Rate Annual v3.1, Unit 4106 and retrofits | 700 | 1934 | Rate Constraint in lbs/MMBtu | FALSE | L | Annual | Allowances Withdrawn (1:1) | MTons | 0 | 0 | 0 | 0 | 0 | 0 | 0
NSR Level Mercer 1,2 - NOX Rate Annual v3.1, Unit 4106 and retrofits | 700 | 1934 | Rate Constraint in lbs/MMBtu | FALSE | L | Annual | Allowances Withdrawn (n:1) | MTons | 0 | 0 | 0 | 0 | 0 | 0 | 0
NSR Level Mercer 1,2 - NOX Rate Annual v3.1, Unit 4106 and retrofits | 700 | 1934 | Rate Constraint in lbs/MMBtu | FALSE | L | Annual | Net Emissions Allowance Position | MTons | 0 | 0 | 0 | 0 | 0 | 0 | 0
NSR Level Mercer 1,2 - NOX Rate Annual v3.1, Unit 4106 and retrofits | 700 | 1934 | Rate Constraint in lbs/MMBtu | FALSE | L | Annual | Fuel Consumed | TBtu | 0 | 0 | 0 | 0 | 0 | 0 | 0
NSR Level Mercer 1,2 - NOX Rate Annual v3.1, Unit 4106 and retrofits | 700 | 1934 | Rate Constraint in lbs/MMBtu | FALSE | L | Annual | Rate | lb/MMBtu | 0 | 0 | 0 | 0 | 0 | 0 | 0
NSR Level Mercer 1,2 - NOX Rate Annual v3.1, Unit 4106 and retrofits | 700 | 1934 | Rate Constraint in lbs/MMBtu | FALSE | L | Annual | Generation | TWh | 0 | 0 | 0 | 0 | 0 | 0 | 0
NSR Level Mercer 1,2 - NOX Rate Annual v3.1, Unit 4106 and retrofits | 700 | 1934 | Rate Constraint in lbs/MMBtu | FALSE | L | Annual | Qualifying Generation | TWh | 0 | 0 | 0 | 0 | 0 | 0 | 0
NSR Level Mercer 1,2 - NOX Rate Annual v3.1, Unit 4106 and retrofits | 700 | 1934 | Rate Constraint in lbs/MMBtu | FALSE | L | Annual | Rate | lb/MWh | 0 | 0 | 0 | 0 | 0 | 0 | 0
NSR Level Mercer 1,2 - NOX Rate Annual v3.1, Unit 4106 and retrofits | 700 | 1934 | Rate Constraint in lbs/MMBtu | FALSE | L | Annual | Constraint Shadow Price | US$/Ton | 0 | 0 | 0 | 0 | 0 | 0 | 0
NSR Level Mercer 2 - SO2 Rate Annual v3.1, Unit 4106 and retrofits | 701 | 1933 | Rate Constraint in lbs/MMBtu | FALSE | L | Annual | Seasons Included | Seasons | Winter, Summer | Winter, Summer | Winter, Summer | Winter, Summer | Winter, Summer | Winter, Summer | Winter, Summer
NSR Level Mercer 2 - SO2 Rate Annual v3.1, Unit 4106 and retrofits | 701 | 1933 | Rate Constraint in lbs/MMBtu | FALSE | L | Annual | Standard | lb/MMBtu | 0.15 | 0.15 | 0.15 | 0.15 | 0.15 | 0.15 | 0.15
NSR Level Mercer 2 - SO2 Rate Annual v3.1, Unit 4106 and retrofits | 701 | 1933 | Rate Constraint in lbs/MMBtu | FALSE | L | Annual | Emissions at Affected Plants SO2 | MTons | 0 | 0 | 0 | 0 | 0 | 0 | 0
NSR Level Mercer 2 - SO2 Rate Annual v3.1, Unit 4106 and retrofits | 701 | 1933 | Rate Constraint in lbs/MMBtu | FALSE | L | Annual | Allowances Purchased SO2 | MTons | 0 | 0 | 0 | 0 | 0 | 0 | 0
NSR Level Mercer 2 - SO2 Rate Annual v3.1, Unit 4106 and retrofits | 701 | 1933 | Rate Constraint in lbs/MMBtu | FALSE | L | Annual | Allowances Sold SO2 | MTons | 0 | 0 | 0 | 0 | 0 | 0 | 0
NSR Level Mercer 2 - SO2 Rate Annual v3.1, Unit 4106 and retrofits | 701 | 1933 | Rate Constraint in lbs/MMBtu | FALSE | L | Annual | Allowances Banked | MTons | 0 | 0 | 0 | 0 | 0 | 0 | 0
NSR Level Mercer 2 - SO2 Rate Annual v3.1, Unit 4106 and retrofits | 701 | 1933 | Rate Constraint in lbs/MMBtu | FALSE | L | Annual | Allowances Withdrawn (1:1) | MTons | 0 | 0 | 0 | 0 | 0 | 0 | 0
NSR Level Mercer 2 - SO2 Rate Annual v3.1, Unit 4106 and retrofits | 701 | 1933 | Rate Constraint in lbs/MMBtu | FALSE | L | Annual | Allowances Withdrawn (n:1) | MTons | 0 | 0 | 0 | 0 | 0 | 0 | 0
NSR Level Mercer 2 - SO2 Rate Annual v3.1, Unit 4106 and retrofits | 701 | 1933 | Rate Constraint in lbs/MMBtu | FALSE | L | Annual | Net Emissions Allowance Position | MTons | 0 | 0 | 0 | 0 | 0 | 0 | 0
NSR Level Mercer 2 - SO2 Rate Annual v3.1, Unit 4106 and retrofits | 701 | 1933 | Rate Constraint in lbs/MMBtu | FALSE | L | Annual | Fuel Consumed | TBtu | 0 | 0 | 0 | 0 | 0 | 0 | 0
NSR Level Mercer 2 - SO2 Rate Annual v3.1, Unit 4106 and retrofits | 701 | 1933 | Rate Constraint in lbs/MMBtu | FALSE | L | Annual | Rate | lb/MMBtu | 0 | 0 | 0 | 0 | 0 | 0 | 0
NSR Level Mercer 2 - SO2 Rate Annual v3.1, Unit 4106 and retrofits | 701 | 1933 | Rate Constraint in lbs/MMBtu | FALSE | L | Annual | Generation | TWh | 0 | 0 | 0 | 0 | 0 | 0 | 0
NSR Level Mercer 2 - SO2 Rate Annual v3.1, Unit 4106 and retrofits | 701 | 1933 | Rate Constraint in lbs/MMBtu | FALSE | L | Annual | Qualifying Generation | TWh | 0 | 0 | 0 | 0 | 0 | 0 | 0
NSR Level Mercer 2 - SO2 Rate Annual v3.1, Unit 4106 and retrofits | 701 | 1933 | Rate Constraint in lbs/MMBtu | FALSE | L | Annual | Rate | lb/MWh | 0 | 0 | 0 | 0 | 0 | 0 | 0
NSR Level Mercer 2 - SO2 Rate Annual v3.1, Unit 4106 and retrofits | 701 | 1933 | Rate Constraint in lbs/MMBtu | FALSE | L | Annual | Constraint Shadow Price | US$/Ton | 0 | 0 | 0 | 0 | 0 | 0 | 0
NSR Merom 1&2 - Hg Rate Annual -v5.13 | 702 | 6040 | Rate Constraint in lbs/MMBtu | FALSE | L | Annual | Seasons Included | Seasons | Winter, Summer | Winter, Summer | Winter, Summer | Winter, Summer | Winter, Summer | Winter, Summer | Winter, Summer
NSR Merom 1&2 - Hg Rate Annual -v5.13 | 702 | 6040 | Rate Constraint in lbs/MMBtu | FALSE | L | Annual | Standard | lb/MMBtu | 0.007 | 0.007 | 0.007 | 0.007 | 0.007 | 0.007 | 0.007
NSR Merom 1&2 - Hg Rate Annual -v5.13 | 702 | 6040 | Rate Constraint in lbs/MMBtu | FALSE | L | Annual | Emissions at Affected Plants MER | lbs | 50.9909 | 38.6679 | 38.6679 | 38.6679 | 38.6679 | 38.6679 | 50.6315
NSR Merom 1&2 - Hg Rate Annual -v5.13 | 702 | 6040 | Rate Constraint in lbs/MMBtu | FALSE | L | Annual | Allowances Purchased MER | lbs | 0 | 0 | 0 | 0 | 0 | 0 | 0
NSR Merom 1&2 - Hg Rate Annual -v5.13 | 702 | 6040 | Rate Constraint in lbs/MMBtu | FALSE | L | Annual | Allowances Sold MER | lbs | 0 | 0 | 0 | 0 | 0 | 0 | 0
NSR Merom 1&2 - Hg Rate Annual -v5.13 | 702 | 6040 | Rate Constraint in lbs/MMBtu | FALSE | L | Annual | Allowances Banked | lbs | 0 | 0 | 0 | 0 | 0 | 0 | 0
NSR Merom 1&2 - Hg Rate Annual -v5.13 | 702 | 6040 | Rate Constraint in lbs/MMBtu | FALSE | L | Annual | Allowances Withdrawn (1:1) | lbs | 0 | 0 | 0 | 0 | 0 | 0 | 0
NSR Merom 1&2 - Hg Rate Annual -v5.13 | 702 | 6040 | Rate Constraint in lbs/MMBtu | FALSE | L | Annual | Allowances Withdrawn (n:1) | lbs | 0 | 0 | 0 | 0 | 0 | 0 | 0
NSR Merom 1&2 - Hg Rate Annual -v5.13 | 702 | 6040 | Rate Constraint in lbs/MMBtu | FALSE | L | Annual | Net Emissions Allowance Position | lbs | 50.9909 | 38.6679 | 38.6679 | 38.6679 | 38.6679 | 38.6679 | 50.6315
NSR Merom 1&2 - Hg Rate Annual -v5.13 | 702 | 6040 | Rate Constraint in lbs/MMBtu | FALSE | L | Annual | Fuel Consumed | TBtu | 71.2116 | 71.2116 | 71.2116 | 71.2116 | 71.2116 | 71.2116 | 71.2116
NSR Merom 1&2 - Hg Rate Annual -v5.13 | 702 | 6040 | Rate Constraint in lbs/MMBtu | FALSE | L | Annual | Rate | lb/MMBtu | 7.1605e-07 | 5.43e-07 | 5.43e-07 | 5.43e-07 | 5.43e-07 | 5.43e-07 | 7.11e-07
NSR Merom 1&2 - Hg Rate Annual -v5.13 | 702 | 6040 | Rate Constraint in lbs/MMBtu | FALSE | L | Annual | Generation | TWh | 7.2105 | 7.2105 | 7.2105 | 7.2105 | 7.2105 | 7.2105 | 7.2105
NSR Merom 1&2 - Hg Rate Annual -v5.13 | 702 | 6040 | Rate Constraint in lbs/MMBtu | FALSE | L | Annual | Qualifying Generation | TWh | 7.2105 | 7.2105 | 7.2105 | 7.2105 | 7.2105 | 7.2105 | 7.2105
NSR Merom 1&2 - Hg Rate Annual -v5.13 | 702 | 6040 | Rate Constraint in lbs/MMBtu | FALSE | L | Annual | Rate | lb/MWh | 7.0717 | 5.3627 | 5.3627 | 5.3627 | 5.3627 | 5.3627 | 7.0219
NSR Merom 1&2 - Hg Rate Annual -v5.13 | 702 | 6040 | Rate Constraint in lbs/MMBtu | FALSE | L | Annual | Constraint Shadow Price | US$/Lb | 0 | 0 | 0 | 0 | 0 | 0 | 0
NSR Merom 1&2 - NOx Rate Annual -v5.13 | 703 | 6039 | Rate Constraint in lbs/MMBtu | FALSE | L | Annual | Seasons Included | Seasons | Winter, Summer | Winter, Summer | Winter, Summer | Winter, Summer | Winter, Summer | Winter, Summer | Winter, Summer
NSR Merom 1&2 - NOx Rate Annual -v5.13 | 703 | 6039 | Rate Constraint in lbs/MMBtu | FALSE | L | Annual | Standard | lb/MMBtu | 0.12 | 0.12 | 0.12 | 0.12 | 0.12 | 0.12 | 0.12
NSR Merom 1&2 - NOx Rate Annual -v5.13 | 703 | 6039 | Rate Constraint in lbs/MMBtu | FALSE | L | Annual | Emissions at Affected Plants NOX | MTons | 3.209 | 3.209 | 3.209 | 3.209 | 3.209 | 3.209 | 3.209
NSR Merom 1&2 - NOx Rate Annual -v5.13 | 703 | 6039 | Rate Constraint in lbs/MMBtu | FALSE | L | Annual | Allowances Purchased NOX | MTons | 0 | 0 | 0 | 0 | 0 | 0 | 0
NSR Merom 1&2 - NOx Rate Annual -v5.13 | 703 | 6039 | Rate Constraint in lbs/MMBtu | FALSE | L | Annual | Allowances Sold NOX | MTons | 0 | 0 | 0 | 0 | 0 | 0 | 0
NSR Merom 1&2 - NOx Rate Annual -v5.13 | 703 | 6039 | Rate Constraint in lbs/MMBtu | FALSE | L | Annual | Allowances Banked | MTons | 0 | 0 | 0 | 0 | 0 | 0 | 0
NSR Merom 1&2 - NOx Rate Annual -v5.13 | 703 | 6039 | Rate Constraint in lbs/MMBtu | FALSE | L | Annual | Allowances Withdrawn (1:1) | MTons | 0 | 0 | 0 | 0 | 0 | 0 | 0
NSR Merom 1&2 - NOx Rate Annual -v5.13 | 703 | 6039 | Rate Constraint in lbs/MMBtu | FALSE | L | Annual | Allowances Withdrawn (n:1) | MTons | 0 | 0 | 0 | 0 | 0 | 0 | 0
NSR Merom 1&2 - NOx Rate Annual -v5.13 | 703 | 6039 | Rate Constraint in lbs/MMBtu | FALSE | L | Annual | Net Emissions Allowance Position | MTons | 3.209 | 3.209 | 3.209 | 3.209 | 3.209 | 3.209 | 3.209
NSR Merom 1&2 - NOx Rate Annual -v5.13 | 703 | 6039 | Rate Constraint in lbs/MMBtu | FALSE | L | Annual | Fuel Consumed | TBtu | 71.2116 | 71.2116 | 71.2116 | 71.2116 | 71.2116 | 71.2116 | 71.2116
NSR Merom 1&2 - NOx Rate Annual -v5.13 | 703 | 6039 | Rate Constraint in lbs/MMBtu | FALSE | L | Annual | Rate | lb/MMBtu | 0.090125 | 0.090125 | 0.090125 | 0.090125 | 0.090125 | 0.090125 | 0.090125
NSR Merom 1&2 - NOx Rate Annual -v5.13 | 703 | 6039 | Rate Constraint in lbs/MMBtu | FALSE | L | Annual | Generation | TWh | 7.2105 | 7.2105 | 7.2105 | 7.2105 | 7.2105 | 7.2105 | 7.2105
NSR Merom 1&2 - NOx Rate Annual -v5.13 | 703 | 6039 | Rate Constraint in lbs/MMBtu | FALSE | L | Annual | Qualifying Generation | TWh | 7.2105 | 7.2105 | 7.2105 | 7.2105 | 7.2105 | 7.2105 | 7.2105
NSR Merom 1&2 - NOx Rate Annual -v5.13 | 703 | 6039 | Rate Constraint in lbs/MMBtu | FALSE | L | Annual | Rate | lb/MWh | 0.44504 | 0.44504 | 0.44504 | 0.44504 | 0.44504 | 0.44504 | 0.44504
NSR Merom 1&2 - NOx Rate Annual -v5.13 | 703 | 6039 | Rate Constraint in lbs/MMBtu | FALSE | L | Annual | Constraint Shadow Price | US$/Ton | 0 | 0 | 0 | 0 | 0 | 0 | 0
NSR Michigan City 12 - NOX Rate Annual v4.11, Unit 4178 and retrofits | 704 | 2303 | Rate Constraint in lbs/MMBtu | FALSE | L | Annual | Seasons Included | Seasons | Winter, Summer | Winter, Summer | Winter, Summer | Winter, Summer | Winter, Summer | Winter, Summer | Winter, Summer
NSR Michigan City 12 - NOX Rate Annual v4.11, Unit 4178 and retrofits | 704 | 2303 | Rate Constraint in lbs/MMBtu | FALSE | L | Annual | Standard | lb/MMBtu | 0.1 | 0.1 | 0.1 | 0.1 | 0.1 | 0.1 | 0.1
NSR Michigan City 12 - NOX Rate Annual v4.11, Unit 4178 and retrofits | 704 | 2303 | Rate Constraint in lbs/MMBtu | FALSE | L | Annual | Emissions at Affected Plants NOX | MTons | 1.5946 | 1.5946 | 1.5942 | 1.5942 | 1.5942 | 1.5942 | 1.5946
NSR Michigan City 12 - NOX Rate Annual v4.11, Unit 4178 and retrofits | 704 | 2303 | Rate Constraint in lbs/MMBtu | FALSE | L | Annual | Allowances Purchased NOX | MTons | 0 | 0 | 0 | 0 | 0 | 0 | 0
NSR Michigan City 12 - NOX Rate Annual v4.11, Unit 4178 and retrofits | 704 | 2303 | Rate Constraint in lbs/MMBtu | FALSE | L | Annual | Allowances Sold NOX | MTons | 0 | 0 | 0 | 0 | 0 | 0 | 0
NSR Michigan City 12 - NOX Rate Annual v4.11, Unit 4178 and retrofits | 704 | 2303 | Rate Constraint in lbs/MMBtu | FALSE | L | Annual | Allowances Banked | MTons | 0 | 0 | 0 | 0 | 0 | 0 | 0
NSR Michigan City 12 - NOX Rate Annual v4.11, Unit 4178 and retrofits | 704 | 2303 | Rate Constraint in lbs/MMBtu | FALSE | L | Annual | Allowances Withdrawn (1:1) | MTons | 0 | 0 | 0 | 0 | 0 | 0 | 0
NSR Michigan City 12 - NOX Rate Annual v4.11, Unit 4178 and retrofits | 704 | 2303 | Rate Constraint in lbs/MMBtu | FALSE | L | Annual | Allowances Withdrawn (n:1) | MTons | 0 | 0 | 0 | 0 | 0 | 0 | 0
NSR Michigan City 12 - NOX Rate Annual v4.11, Unit 4178 and retrofits | 704 | 2303 | Rate Constraint in lbs/MMBtu | FALSE | L | Annual | Net Emissions Allowance Position | MTons | 1.5946 | 1.5946 | 1.5942 | 1.5942 | 1.5942 | 1.5942 | 1.5946
NSR Michigan City 12 - NOX Rate Annual v4.11, Unit 4178 and retrofits | 704 | 2303 | Rate Constraint in lbs/MMBtu | FALSE | L | Annual | Fuel Consumed | TBtu | 31.8918 | 31.8918 | 31.8832 | 31.8832 | 31.8832 | 31.8832 | 31.8918
NSR Michigan City 12 - NOX Rate Annual v4.11, Unit 4178 and retrofits | 704 | 2303 | Rate Constraint in lbs/MMBtu | FALSE | L | Annual | Rate | lb/MMBtu | 0.1 | 0.1 | 0.1 | 0.1 | 0.1 | 0.1 | 0.1
NSR Michigan City 12 - NOX Rate Annual v4.11, Unit 4178 and retrofits | 704 | 2303 | Rate Constraint in lbs/MMBtu | FALSE | L | Annual | Generation | TWh | 3.3194 | 3.3194 | 3.3185 | 3.3185 | 3.3185 | 3.3185 | 3.3194
NSR Michigan City 12 - NOX Rate Annual v4.11, Unit 4178 and retrofits | 704 | 2303 | Rate Constraint in lbs/MMBtu | FALSE | L | Annual | Qualifying Generation | TWh | 3.3194 | 3.3194 | 3.3185 | 3.3185 | 3.3185 | 3.3185 | 3.3194
NSR Michigan City 12 - NOX Rate Annual v4.11, Unit 4178 and retrofits | 704 | 2303 | Rate Constraint in lbs/MMBtu | FALSE | L | Annual | Rate | lb/MWh | 0.48038 | 0.48038 | 0.48038 | 0.48038 | 0.48038 | 0.48038 | 0.48038
NSR Michigan City 12 - NOX Rate Annual v4.11, Unit 4178 and retrofits | 704 | 2303 | Rate Constraint in lbs/MMBtu | FALSE | L | Annual | Constraint Shadow Price | US$/Ton | 0 | 0 | 0 | 0 | 0 | 0 | 0
NSR Michigan City 12 - SO2 Rate Annual v4.11, Unit 4178 and retrofits | 705 | 2297 | Rate Constraint in lbs/MMBtu | FALSE | L | Annual | Seasons Included | Seasons |  |  | Winter, Summer | Winter, Summer | Winter, Summer | Winter, Summer | Winter, Summer
NSR Michigan City 12 - SO2 Rate Annual v4.11, Unit 4178 and retrofits | 705 | 2297 | Rate Constraint in lbs/MMBtu | FALSE | L | Annual | Standard | lb/MMBtu | 0 | 0 | 0.1 | 0.1 | 0.1 | 0.1 | 0.1
NSR Michigan City 12 - SO2 Rate Annual v4.11, Unit 4178 and retrofits | 705 | 2297 | Rate Constraint in lbs/MMBtu | FALSE | L | Annual | Emissions at Affected Plants SO2 | MTons | 0 | 0 | 1.2765 | 1.2765 | 1.2765 | 1.2765 | 1.2773
NSR Michigan City 12 - SO2 Rate Annual v4.11, Unit 4178 and retrofits | 705 | 2297 | Rate Constraint in lbs/MMBtu | FALSE | L | Annual | Allowances Purchased SO2 | MTons | 0 | 0 | 0 | 0 | 0 | 0 | 0
NSR Michigan City 12 - SO2 Rate Annual v4.11, Unit 4178 and retrofits | 705 | 2297 | Rate Constraint in lbs/MMBtu | FALSE | L | Annual | Allowances Sold SO2 | MTons | 0 | 0 | 0 | 0 | 0 | 0 | 0
NSR Michigan City 12 - SO2 Rate Annual v4.11, Unit 4178 and retrofits | 705 | 2297 | Rate Constraint in lbs/MMBtu | FALSE | L | Annual | Allowances Banked | MTons | 0 | 0 | 0 | 0 | 0 | 0 | 0
NSR Michigan City 12 - SO2 Rate Annual v4.11, Unit 4178 and retrofits | 705 | 2297 | Rate Constraint in lbs/MMBtu | FALSE | L | Annual | Allowances Withdrawn (1:1) | MTons | 0 | 0 | 0 | 0 | 0 | 0 | 0
NSR Michigan City 12 - SO2 Rate Annual v4.11, Unit 4178 and retrofits | 705 | 2297 | Rate Constraint in lbs/MMBtu | FALSE | L | Annual | Allowances Withdrawn (n:1) | MTons | 0 | 0 | 0 | 0 | 0 | 0 | 0
NSR Michigan City 12 - SO2 Rate Annual v4.11, Unit 4178 and retrofits | 705 | 2297 | Rate Constraint in lbs/MMBtu | FALSE | L | Annual | Net Emissions Allowance Position | MTons | 0 | 0 | 1.2765 | 1.2765 | 1.2765 | 1.2765 | 1.2773
NSR Michigan City 12 - SO2 Rate Annual v4.11, Unit 4178 and retrofits | 705 | 2297 | Rate Constraint in lbs/MMBtu | FALSE | L | Annual | Fuel Consumed | TBtu | 0 | 0 | 31.8832 | 31.8832 | 31.8832 | 31.8832 | 31.8918
NSR Michigan City 12 - SO2 Rate Annual v4.11, Unit 4178 and retrofits | 705 | 2297 | Rate Constraint in lbs/MMBtu | FALSE | L | Annual | Rate | lb/MMBtu | 0 | 0 | 0.080075 | 0.080075 | 0.080075 | 0.080075 | 0.080101
NSR Michigan City 12 - SO2 Rate Annual v4.11, Unit 4178 and retrofits | 705 | 2297 | Rate Constraint in lbs/MMBtu | FALSE | L | Annual | Generation | TWh | 0 | 0 | 3.3185 | 3.3185 | 3.3185 | 3.3185 | 3.3194
NSR Michigan City 12 - SO2 Rate Annual v4.11, Unit 4178 and retrofits | 705 | 2297 | Rate Constraint in lbs/MMBtu | FALSE | L | Annual | Qualifying Generation | TWh | 0 | 0 | 3.3185 | 3.3185 | 3.3185 | 3.3185 | 3.3194
NSR Michigan City 12 - SO2 Rate Annual v4.11, Unit 4178 and retrofits | 705 | 2297 | Rate Constraint in lbs/MMBtu | FALSE | L | Annual | Rate | lb/MWh | 0 | 0 | 0.38467 | 0.38467 | 0.38467 | 0.38467 | 0.38479
NSR Michigan City 12 - SO2 Rate Annual v4.11, Unit 4178 and retrofits | 705 | 2297 | Rate Constraint in lbs/MMBtu | FALSE | L | Annual | Constraint Shadow Price | US$/Ton | 0 | 0 | 0 | 0 | 0 | 0 | 0
NSR Milton Young 1,2 - NOX Rate Annual v3.1, Unit 5435 and retrofits | 706 | 1873 | Rate Constraint in lbs/MMBtu | FALSE | L | Annual | Seasons Included | Seasons | Winter, Summer | Winter, Summer | Winter, Summer | Winter, Summer | Winter, Summer | Winter, Summer | Winter, Summer
NSR Milton Young 1,2 - NOX Rate Annual v3.1, Unit 5435 and retrofits | 706 | 1873 | Rate Constraint in lbs/MMBtu | FALSE | L | Annual | Standard | lb/MMBtu | 0.36 | 0.36 | 0.36 | 0.36 | 0.36 | 0.36 | 0.36
NSR Milton Young 1,2 - NOX Rate Annual v3.1, Unit 5435 and retrofits | 706 | 1873 | Rate Constraint in lbs/MMBtu | FALSE | L | Annual | Emissions at Affected Plants NOX | MTons | 5.4308 | 5.4308 | 5.4308 | 5.4308 | 5.4308 | 5.4308 | 5.4308
NSR Milton Young 1,2 - NOX Rate Annual v3.1, Unit 5435 and retrofits | 706 | 1873 | Rate Constraint in lbs/MMBtu | FALSE | L | Annual | Allowances Purchased NOX | MTons | 0 | 0 | 0 | 0 | 0 | 0 | 0
NSR Milton Young 1,2 - NOX Rate Annual v3.1, Unit 5435 and retrofits | 706 | 1873 | Rate Constraint in lbs/MMBtu | FALSE | L | Annual | Allowances Sold NOX | MTons | 0 | 0 | 0 | 0 | 0 | 0 | 0
NSR Milton Young 1,2 - NOX Rate Annual v3.1, Unit 5435 and retrofits | 706 | 1873 | Rate Constraint in lbs/MMBtu | FALSE | L | Annual | Allowances Banked | MTons | 0 | 0 | 0 | 0 | 0 | 0 | 0
NSR Milton Young 1,2 - NOX Rate Annual v3.1, Unit 5435 and retrofits | 706 | 1873 | Rate Constraint in lbs/MMBtu | FALSE | L | Annual | Allowances Withdrawn (1:1) | MTons | 0 | 0 | 0 | 0 | 0 | 0 | 0
NSR Milton Young 1,2 - NOX Rate Annual v3.1, Unit 5435 and retrofits | 706 | 1873 | Rate Constraint in lbs/MMBtu | FALSE | L | Annual | Allowances Withdrawn (n:1) | MTons | 0 | 0 | 0 | 0 | 0 | 0 | 0
NSR Milton Young 1,2 - NOX Rate Annual v3.1, Unit 5435 and retrofits | 706 | 1873 | Rate Constraint in lbs/MMBtu | FALSE | L | Annual | Net Emissions Allowance Position | MTons | 5.4308 | 5.4308 | 5.4308 | 5.4308 | 5.4308 | 5.4308 | 5.4308
NSR Milton Young 1,2 - NOX Rate Annual v3.1, Unit 5435 and retrofits | 706 | 1873 | Rate Constraint in lbs/MMBtu | FALSE | L | Annual | Fuel Consumed | TBtu | 33.7425 | 33.7425 | 33.7425 | 33.7425 | 33.7425 | 33.7425 | 33.7425
NSR Milton Young 1,2 - NOX Rate Annual v3.1, Unit 5435 and retrofits | 706 | 1873 | Rate Constraint in lbs/MMBtu | FALSE | L | Annual | Rate | lb/MMBtu | 0.3219 | 0.3219 | 0.3219 | 0.3219 | 0.3219 | 0.3219 | 0.3219
NSR Milton Young 1,2 - NOX Rate Annual v3.1, Unit 5435 and retrofits | 706 | 1873 | Rate Constraint in lbs/MMBtu | FALSE | L | Annual | Generation | TWh | 3.2071 | 3.2071 | 3.2071 | 3.2071 | 3.2071 | 3.2071 | 3.2071
NSR Milton Young 1,2 - NOX Rate Annual v3.1, Unit 5435 and retrofits | 706 | 1873 | Rate Constraint in lbs/MMBtu | FALSE | L | Annual | Qualifying Generation | TWh | 3.2071 | 3.2071 | 3.2071 | 3.2071 | 3.2071 | 3.2071 | 3.2071
NSR Milton Young 1,2 - NOX Rate Annual v3.1, Unit 5435 and retrofits | 706 | 1873 | Rate Constraint in lbs/MMBtu | FALSE | L | Annual | Rate | lb/MWh | 1.6934 | 1.6934 | 1.6934 | 1.6934 | 1.6934 | 1.6934 | 1.6934
NSR Milton Young 1,2 - NOX Rate Annual v3.1, Unit 5435 and retrofits | 706 | 1873 | Rate Constraint in lbs/MMBtu | FALSE | L | Annual | Constraint Shadow Price | US$/Ton | 0 | 0 | 0 | 0 | 0 | 0 | 0
NSR Milton Young 1,2 - NOX Rate Annual v3.1, Unit 5436 and retrofits | 707 | 1873 | Rate Constraint in lbs/MMBtu | FALSE | L | Annual | Seasons Included | Seasons | Winter, Summer | Winter, Summer | Winter, Summer | Winter, Summer | Winter, Summer | Winter, Summer | Winter, Summer
NSR Milton Young 1,2 - NOX Rate Annual v3.1, Unit 5436 and retrofits | 707 | 1873 | Rate Constraint in lbs/MMBtu | FALSE | L | Annual | Standard | lb/MMBtu | 0.36 | 0.36 | 0.36 | 0.36 | 0.36 | 0.36 | 0.36
NSR Milton Young 1,2 - NOX Rate Annual v3.1, Unit 5436 and retrofits | 707 | 1873 | Rate Constraint in lbs/MMBtu | FALSE | L | Annual | Emissions at Affected Plants NOX | MTons | 3.4303 | 3.4303 | 3.4303 | 3.4303 | 3.4303 | 3.4303 | 3.4303
NSR Milton Young 1,2 - NOX Rate Annual v3.1, Unit 5436 and retrofits | 707 | 1873 | Rate Constraint in lbs/MMBtu | FALSE | L | Annual | Allowances Purchased NOX | MTons | 0 | 0 | 0 | 0 | 0 | 0 | 0
NSR Milton Young 1,2 - NOX Rate Annual v3.1, Unit 5436 and retrofits | 707 | 1873 | Rate Constraint in lbs/MMBtu | FALSE | L | Annual | Allowances Sold NOX | MTons | 0 | 0 | 0 | 0 | 0 | 0 | 0
NSR Milton Young 1,2 - NOX Rate Annual v3.1, Unit 5436 and retrofits | 707 | 1873 | Rate Constraint in lbs/MMBtu | FALSE | L | Annual | Allowances Banked | MTons | 0 | 0 | 0 | 0 | 0 | 0 | 0
NSR Milton Young 1,2 - NOX Rate Annual v3.1, Unit 5436 and retrofits | 707 | 1873 | Rate Constraint in lbs/MMBtu | FALSE | L | Annual | Allowances Withdrawn (1:1) | MTons | 0 | 0 | 0 | 0 | 0 | 0 | 0
NSR Milton Young 1,2 - NOX Rate Annual v3.1, Unit 5436 and retrofits | 707 | 1873 | Rate Constraint in lbs/MMBtu | FALSE | L | Annual | Allowances Withdrawn (n:1) | MTons | 0 | 0 | 0 | 0 | 0 | 0 | 0
NSR Milton Young 1,2 - NOX Rate Annual v3.1, Unit 5436 and retrofits | 707 | 1873 | Rate Constraint in lbs/MMBtu | FALSE | L | Annual | Net Emissions Allowance Position | MTons | 3.4303 | 3.4303 | 3.4303 | 3.4303 | 3.4303 | 3.4303 | 3.4303
NSR Milton Young 1,2 - NOX Rate Annual v3.1, Unit 5436 and retrofits | 707 | 1873 | Rate Constraint in lbs/MMBtu | FALSE | L | Annual | Fuel Consumed | TBtu | 19.0574 | 19.0574 | 19.0574 | 19.0574 | 19.0574 | 19.0574 | 19.0574
NSR Milton Young 1,2 - NOX Rate Annual v3.1, Unit 5436 and retrofits | 707 | 1873 | Rate Constraint in lbs/MMBtu | FALSE | L | Annual | Rate | lb/MMBtu | 0.36 | 0.36 | 0.36 | 0.36 | 0.36 | 0.36 | 0.36
NSR Milton Young 1,2 - NOX Rate Annual v3.1, Unit 5436 and retrofits | 707 | 1873 | Rate Constraint in lbs/MMBtu | FALSE | L | Annual | Generation | TWh | 1.809 | 1.809 | 1.809 | 1.809 | 1.809 | 1.809 | 1.809
NSR Milton Young 1,2 - NOX Rate Annual v3.1, Unit 5436 and retrofits | 707 | 1873 | Rate Constraint in lbs/MMBtu | FALSE | L | Annual | Qualifying Generation | TWh | 1.809 | 1.809 | 1.809 | 1.809 | 1.809 | 1.809 | 1.809
NSR Milton Young 1,2 - NOX Rate Annual v3.1, Unit 5436 and retrofits | 707 | 1873 | Rate Constraint in lbs/MMBtu | FALSE | L | Annual | Rate | lb/MWh | 1.8962 | 1.8962 | 1.8962 | 1.8962 | 1.8962 | 1.8962 | 1.8962
NSR Milton Young 1,2 - NOX Rate Annual v3.1, Unit 5436 and retrofits | 707 | 1873 | Rate Constraint in lbs/MMBtu | FALSE | L | Annual | Constraint Shadow Price | US$/Ton | 0 | 0 | 0 | 0 | 0 | 0 | 0
NSR Minnkota Power - SO2 Cap Annual v3.1 | 708 | 1846 | Rate Constraint in MTons | FALSE | L | Annual | Seasons Included | Seasons | Winter, Summer | Winter, Summer | Winter, Summer | Winter, Summer | Winter, Summer | Winter, Summer | Winter, Summer
NSR Minnkota Power - SO2 Cap Annual v3.1 | 708 | 1846 | Rate Constraint in MTons | FALSE | L | Annual | Standard | MTons | 8.5 | 8.5 | 8.5 | 8.5 | 8.5 | 8.5 | 8.5
NSR Minnkota Power - SO2 Cap Annual v3.1 | 708 | 1846 | Rate Constraint in MTons | FALSE | L | Annual | Standard SO2 | MTons | 8.5 | 8.5 | 8.5 | 8.5 | 8.5 | 8.5 | 8.5
NSR Minnkota Power - SO2 Cap Annual v3.1 | 708 | 1846 | Rate Constraint in MTons | FALSE | L | Annual | Emissions at Affected Plants SO2 | MTons | 1.6168 | 1.6168 | 1.6168 | 1.6168 | 1.6168 | 3.0846 | 3.0846
NSR Minnkota Power - SO2 Cap Annual v3.1 | 708 | 1846 | Rate Constraint in MTons | FALSE | L | Annual | Allowances Purchased SO2 | MTons | 0 | 0 | 0 | 0 | 0 | 0 | 0
NSR Minnkota Power - SO2 Cap Annual v3.1 | 708 | 1846 | Rate Constraint in MTons | FALSE | L | Annual | Allowances Sold SO2 | MTons | 0 | 0 | 0 | 0 | 0 | 0 | 0
NSR Minnkota Power - SO2 Cap Annual v3.1 | 708 | 1846 | Rate Constraint in MTons | FALSE | L | Annual | Allowances Banked | MTons | 0 | 0 | 0 | 0 | 0 | 0 | 0
NSR Minnkota Power - SO2 Cap Annual v3.1 | 708 | 1846 | Rate Constraint in MTons | FALSE | L | Annual | Allowances Withdrawn (1:1) | MTons | 0 | 0 | 0 | 0 | 0 | 0 | 0
NSR Minnkota Power - SO2 Cap Annual v3.1 | 708 | 1846 | Rate Constraint in MTons | FALSE | L | Annual | Allowances Withdrawn (n:1) | MTons | 0 | 0 | 0 | 0 | 0 | 0 | 0
NSR Minnkota Power - SO2 Cap Annual v3.1 | 708 | 1846 | Rate Constraint in MTons | FALSE | L | Annual | Net Emissions Allowance Position | MTons | 1.6168 | 1.6168 | 1.6168 | 1.6168 | 1.6168 | 3.0846 | 3.0846
NSR Minnkota Power - SO2 Cap Annual v3.1 | 708 | 1846 | Rate Constraint in MTons | FALSE | L | Annual | Fuel Consumed | TBtu | 52.7999 | 52.7999 | 52.7999 | 52.7999 | 52.7999 | 52.7999 | 52.7999
NSR Minnkota Power - SO2 Cap Annual v3.1 | 708 | 1846 | Rate Constraint in MTons | FALSE | L | Annual | Rate | lb/MMBtu | 0.061242 | 0.061242 | 0.061242 | 0.061242 | 0.061242 | 0.11684 | 0.11684
NSR Minnkota Power - SO2 Cap Annual v3.1 | 708 | 1846 | Rate Constraint in MTons | FALSE | L | Annual | Generation | TWh | 5.0161 | 5.0161 | 5.0161 | 5.0161 | 5.0161 | 5.0161 | 5.0161
NSR Minnkota Power - SO2 Cap Annual v3.1 | 708 | 1846 | Rate Constraint in MTons | FALSE | L | Annual | Qualifying Generation | TWh | 5.0161 | 5.0161 | 5.0161 | 5.0161 | 5.0161 | 5.0161 | 5.0161
NSR Minnkota Power - SO2 Cap Annual v3.1 | 708 | 1846 | Rate Constraint in MTons | FALSE | L | Annual | Rate | lb/MWh | 0.32232 | 0.32232 | 0.32232 | 0.32232 | 0.32232 | 0.61493 | 0.61493
NSR Minnkota Power - SO2 Cap Annual v3.1 | 708 | 1846 | Rate Constraint in MTons | FALSE | L | Annual | Constraint Shadow Price | US$/Ton | 0 | 0 | 0 | 0 | 0 | 0 | 0
NSR Mirant Settlement - NOX Cap Annual v3.1 | 709 | 1847 | Rate Constraint in MTons | FALSE | L | Annual | Seasons Included | Seasons | Winter, Summer | Winter, Summer | Winter, Summer | Winter, Summer | Winter, Summer | Winter, Summer | Winter, Summer
NSR Mirant Settlement - NOX Cap Annual v3.1 | 709 | 1847 | Rate Constraint in MTons | FALSE | L | Annual | Standard | MTons | 16 | 16 | 16 | 16 | 16 | 16 | 16
NSR Mirant Settlement - NOX Cap Annual v3.1 | 709 | 1847 | Rate Constraint in MTons | FALSE | L | Annual | Standard NOX | MTons | 16 | 16 | 16 | 16 | 16 | 16 | 16
NSR Mirant Settlement - NOX Cap Annual v3.1 | 709 | 1847 | Rate Constraint in MTons | FALSE | L | Annual | Emissions at Affected Plants NOX | MTons | 8.3325 | 8.3324 | 8.3327 | 8.3327 | 7.8022 | 8.1382 | 8.3325
NSR Mirant Settlement - NOX Cap Annual v3.1 | 709 | 1847 | Rate Constraint in MTons | FALSE | L | Annual | Allowances Purchased NOX | MTons | 0 | 0 | 0 | 0 | 0 | 0 | 0
NSR Mirant Settlement - NOX Cap Annual v3.1 | 709 | 1847 | Rate Constraint in MTons | FALSE | L | Annual | Allowances Sold NOX | MTons | 0 | 0 | 0 | 0 | 0 | 0 | 0
NSR Mirant Settlement - NOX Cap Annual v3.1 | 709 | 1847 | Rate Constraint in MTons | FALSE | L | Annual | Allowances Banked | MTons | 0 | 0 | 0 | 0 | 0 | 0 | 0
NSR Mirant Settlement - NOX Cap Annual v3.1 | 709 | 1847 | Rate Constraint in MTons | FALSE | L | Annual | Allowances Withdrawn (1:1) | MTons | 0 | 0 | 0 | 0 | 0 | 0 | 0
NSR Mirant Settlement - NOX Cap Annual v3.1 | 709 | 1847 | Rate Constraint in MTons | FALSE | L | Annual | Allowances Withdrawn (n:1) | MTons | 0 | 0 | 0 | 0 | 0 | 0 | 0
NSR Mirant Settlement - NOX Cap Annual v3.1 | 709 | 1847 | Rate Constraint in MTons | FALSE | L | Annual | Net Emissions Allowance Position | MTons | 8.3325 | 8.3324 | 8.3327 | 8.3327 | 7.8022 | 8.1382 | 8.3325
NSR Mirant Settlement - NOX Cap Annual v3.1 | 709 | 1847 | Rate Constraint in MTons | FALSE | L | Annual | Fuel Consumed | TBtu | 136.8381 | 139.4848 | 132.5599 | 135.0993 | 120.7924 | 123.3266 | 138.5938
NSR Mirant Settlement - NOX Cap Annual v3.1 | 709 | 1847 | Rate Constraint in MTons | FALSE | L | Annual | Rate | lb/MMBtu | 0.12179 | 0.11947 | 0.12572 | 0.12336 | 0.12918 | 0.13198 | 0.12024
NSR Mirant Settlement - NOX Cap Annual v3.1 | 709 | 1847 | Rate Constraint in MTons | FALSE | L | Annual | Generation | TWh | 14.2127 | 14.4979 | 13.7561 | 14.0267 | 12.529 | 12.7834 | 14.4035
NSR Mirant Settlement - NOX Cap Annual v3.1 | 709 | 1847 | Rate Constraint in MTons | FALSE | L | Annual | Qualifying Generation | TWh | 14.2127 | 14.4979 | 13.7561 | 14.0267 | 12.529 | 12.7834 | 14.4035
NSR Mirant Settlement - NOX Cap Annual v3.1 | 709 | 1847 | Rate Constraint in MTons | FALSE | L | Annual | Rate | lb/MWh | 0.58627 | 0.57473 | 0.60575 | 0.59406 | 0.62273 | 0.63663 | 0.5785
NSR Mirant Settlement - NOX Cap Annual v3.1 | 709 | 1847 | Rate Constraint in MTons | FALSE | L | Annual | Constraint Shadow Price | US$/Ton | 0 | 0 | 0 | 0 | 0 | 0 | 0
NSR Mirant Settlement - NOX Cap Summer v3.1 | 710 | 1848 | Rate Constraint in MTons | FALSE | L | Annual | Seasons Included | Seasons | Summer | Summer | Summer | Summer | Summer | Summer | Summer
NSR Mirant Settlement - NOX Cap Summer v3.1 | 710 | 1848 | Rate Constraint in MTons | FALSE | L | Annual | Standard | MTons | 5.2 | 5.2 | 5.2 | 5.2 | 5.2 | 5.2 | 5.2
NSR Mirant Settlement - NOX Cap Summer v3.1 | 710 | 1848 | Rate Constraint in MTons | FALSE | L | Annual | Standard NOX | MTons | 5.2 | 5.2 | 5.2 | 5.2 | 5.2 | 5.2 | 5.2
NSR Mirant Settlement - NOX Cap Summer v3.1 | 710 | 1848 | Rate Constraint in MTons | FALSE | L | Annual | Emissions at Affected Plants NOX | MTons | 3.6015 | 3.6014 | 3.6017 | 3.6017 | 3.5898 | 3.5898 | 3.6015
NSR Mirant Settlement - NOX Cap Summer v3.1 | 710 | 1848 | Rate Constraint in MTons | FALSE | L | Annual | Allowances Purchased NOX | MTons | 0 | 0 | 0 | 0 | 0 | 0 | 0
NSR Mirant Settlement - NOX Cap Summer v3.1 | 710 | 1848 | Rate Constraint in MTons | FALSE | L | Annual | Allowances Sold NOX | MTons | 0 | 0 | 0 | 0 | 0 | 0 | 0
NSR Mirant Settlement - NOX Cap Summer v3.1 | 710 | 1848 | Rate Constraint in MTons | FALSE | L | Annual | Allowances Banked | MTons | 0 | 0 | 0 | 0 | 0 | 0 | 0
NSR Mirant Settlement - NOX Cap Summer v3.1 | 710 | 1848 | Rate Constraint in MTons | FALSE | L | Annual | Allowances Withdrawn (1:1) | MTons | 0 | 0 | 0 | 0 | 0 | 0 | 0
NSR Mirant Settlement - NOX Cap Summer v3.1 | 710 | 1848 | Rate Constraint in MTons | FALSE | L | Annual | Allowances Withdrawn (n:1) | MTons | 0 | 0 | 0 | 0 | 0 | 0 | 0
NSR Mirant Settlement - NOX Cap Summer v3.1 | 710 | 1848 | Rate Constraint in MTons | FALSE | L | Annual | Net Emissions Allowance Position | MTons | 3.6015 | 3.6014 | 3.6017 | 3.6017 | 3.5898 | 3.5898 | 3.6015
NSR Mirant Settlement - NOX Cap Summer v3.1 | 710 | 1848 | Rate Constraint in MTons | FALSE | L | Annual | Fuel Consumed | TBtu | 59.538 | 59.5419 | 55.2711 | 56.046 | 54.424 | 54.3982 | 59.5404
NSR Mirant Settlement - NOX Cap Summer v3.1 | 710 | 1848 | Rate Constraint in MTons | FALSE | L | Annual | Rate | lb/MMBtu | 0.12098 | 0.12097 | 0.13033 | 0.12853 | 0.13192 | 0.13198 | 0.12098
NSR Mirant Settlement - NOX Cap Summer v3.1 | 710 | 1848 | Rate Constraint in MTons | FALSE | L | Annual | Generation | TWh | 6.154 | 6.1564 | 5.7012 | 5.7843 | 5.6241 | 5.6241 | 6.1585
NSR Mirant Settlement - NOX Cap Summer v3.1 | 710 | 1848 | Rate Constraint in MTons | FALSE | L | Annual | Qualifying Generation | TWh | 6.154 | 6.1564 | 5.7012 | 5.7843 | 5.6241 | 5.6241 | 6.1585
NSR Mirant Settlement - NOX Cap Summer v3.1 | 710 | 1848 | Rate Constraint in MTons | FALSE | L | Annual | Rate | lb/MWh | 0.58522 | 0.58498 | 0.63175 | 0.62267 | 0.63829 | 0.63829 | 0.5848
NSR Mirant Settlement - NOX Cap Summer v3.1 | 710 | 1848 | Rate Constraint in MTons | FALSE | L | Annual | Constraint Shadow Price | US$/Ton | 0 | 0 | 0 | 0 | 0 | 0 | 0
NSR Mirant Settlement - NOX Rate Summer v3.1 | 711 | 1849 | Rate Constraint in lbs/MMBtu | FALSE | L | Annual | Seasons Included | Seasons | Summer | Summer | Summer | Summer | Summer | Summer | Summer
NSR Mirant Settlement - NOX Rate Summer v3.1 | 711 | 1849 | Rate Constraint in lbs/MMBtu | FALSE | L | Annual | Standard | lb/MMBtu | 0.15 | 0.15 | 0.15 | 0.15 | 0.15 | 0.15 | 0.15
NSR Mirant Settlement - NOX Rate Summer v3.1 | 711 | 1849 | Rate Constraint in lbs/MMBtu | FALSE | L | Annual | Emissions at Affected Plants NOX | MTons | 3.6015 | 3.6014 | 3.6017 | 3.6017 | 3.5898 | 3.5898 | 3.6015
NSR Mirant Settlement - NOX Rate Summer v3.1 | 711 | 1849 | Rate Constraint in lbs/MMBtu | FALSE | L | Annual | Allowances Purchased NOX | MTons | 0 | 0 | 0 | 0 | 0 | 0 | 0
NSR Mirant Settlement - NOX Rate Summer v3.1 | 711 | 1849 | Rate Constraint in lbs/MMBtu | FALSE | L | Annual | Allowances Sold NOX | MTons | 0 | 0 | 0 | 0 | 0 | 0 | 0
NSR Mirant Settlement - NOX Rate Summer v3.1 | 711 | 1849 | Rate Constraint in lbs/MMBtu | FALSE | L | Annual | Allowances Banked | MTons | 0 | 0 | 0 | 0 | 0 | 0 | 0
NSR Mirant Settlement - NOX Rate Summer v3.1 | 711 | 1849 | Rate Constraint in lbs/MMBtu | FALSE | L | Annual | Allowances Withdrawn (1:1) | MTons | 0 | 0 | 0 | 0 | 0 | 0 | 0
NSR Mirant Settlement - NOX Rate Summer v3.1 | 711 | 1849 | Rate Constraint in lbs/MMBtu | FALSE | L | Annual | Allowances Withdrawn (n:1) | MTons | 0 | 0 | 0 | 0 | 0 | 0 | 0
NSR Mirant Settlement - NOX Rate Summer v3.1 | 711 | 1849 | Rate Constraint in lbs/MMBtu | FALSE | L | Annual | Net Emissions Allowance Position | MTons | 3.6015 | 3.6014 | 3.6017 | 3.6017 | 3.5898 | 3.5898 | 3.6015
NSR Mirant Settlement - NOX Rate Summer v3.1 | 711 | 1849 | Rate Constraint in lbs/MMBtu | FALSE | L | Annual | Fuel Consumed | TBtu | 59.538 | 59.5419 | 55.2711 | 56.046 | 54.424 | 54.3982 | 59.5404
NSR Mirant Settlement - NOX Rate Summer v3.1 | 711 | 1849 | Rate Constraint in lbs/MMBtu | FALSE | L | Annual | Rate | lb/MMBtu | 0.12098 | 0.12097 | 0.13033 | 0.12853 | 0.13192 | 0.13198 | 0.12098
NSR Mirant Settlement - NOX Rate Summer v3.1 | 711 | 1849 | Rate Constraint in lbs/MMBtu | FALSE | L | Annual | Generation | TWh | 6.154 | 6.1564 | 5.7012 | 5.7843 | 5.6241 | 5.6241 | 6.1585
NSR Mirant Settlement - NOX Rate Summer v3.1 | 711 | 1849 | Rate Constraint in lbs/MMBtu | FALSE | L | Annual | Qualifying Generation | TWh | 6.154 | 6.1564 | 5.7012 | 5.7843 | 5.6241 | 5.6241 | 6.1585
NSR Mirant Settlement - NOX Rate Summer v3.1 | 711 | 1849 | Rate Constraint in lbs/MMBtu | FALSE | L | Annual | Rate | lb/MWh | 0.58522 | 0.58498 | 0.63175 | 0.62267 | 0.63829 | 0.63829 | 0.5848
NSR Mirant Settlement - NOX Rate Summer v3.1 | 711 | 1849 | Rate Constraint in lbs/MMBtu | FALSE | L | Annual | Constraint Shadow Price | US$/Ton | 0 | 0 | 0 | 0 | 0 | 0 | 0
NSR Morgantown G P 1,2 - NOX Rate Annual v3.1, Unit 5286 and retrofits | 712 | 1954 | Rate Constraint in lbs/MMBtu | FALSE | L | Annual | Seasons Included | Seasons | Winter, Summer | Winter, Summer | Winter, Summer | Winter, Summer | Winter, Summer | Winter, Summer | Winter, Summer
NSR Morgantown G P 1,2 - NOX Rate Annual v3.1, Unit 5286 and retrofits | 712 | 1954 | Rate Constraint in lbs/MMBtu | FALSE | L | Annual | Standard | lb/MMBtu | 0.1 | 0.1 | 0.1 | 0.1 | 0.1 | 0.1 | 0.1
NSR Morgantown G P 1,2 - NOX Rate Annual v3.1, Unit 5286 and retrofits | 712 | 1954 | Rate Constraint in lbs/MMBtu | FALSE | L | Annual | Emissions at Affected Plants NOX | MTons | 0.6109 | 0.66047 | 0.57616 | 0.64019 | 0.50469 | 0.50469 | 0.66047
NSR Morgantown G P 1,2 - NOX Rate Annual v3.1, Unit 5286 and retrofits | 712 | 1954 | Rate Constraint in lbs/MMBtu | FALSE | L | Annual | Allowances Purchased NOX | MTons | 0 | 0 | 0 | 0 | 0 | 0 | 0
NSR Morgantown G P 1,2 - NOX Rate Annual v3.1, Unit 5286 and retrofits | 712 | 1954 | Rate Constraint in lbs/MMBtu | FALSE | L | Annual | Allowances Sold NOX | MTons | 0 | 0 | 0 | 0 | 0 | 0 | 0
NSR Morgantown G P 1,2 - NOX Rate Annual v3.1, Unit 5286 and retrofits | 712 | 1954 | Rate Constraint in lbs/MMBtu | FALSE | L | Annual | Allowances Banked | MTons | 0 | 0 | 0 | 0 | 0 | 0 | 0
NSR Morgantown G P 1,2 - NOX Rate Annual v3.1, Unit 5286 and retrofits | 712 | 1954 | Rate Constraint in lbs/MMBtu | FALSE | L | Annual | Allowances Withdrawn (1:1) | MTons | 0 | 0 | 0 | 0 | 0 | 0 | 0
NSR Morgantown G P 1,2 - NOX Rate Annual v3.1, Unit 5286 and retrofits | 712 | 1954 | Rate Constraint in lbs/MMBtu | FALSE | L | Annual | Allowances Withdrawn (n:1) | MTons | 0 | 0 | 0 | 0 | 0 | 0 | 0
NSR Morgantown G P 1,2 - NOX Rate Annual v3.1, Unit 5286 and retrofits | 712 | 1954 | Rate Constraint in lbs/MMBtu | FALSE | L | Annual | Net Emissions Allowance Position | MTons | 0.6109 | 0.66047 | 0.57616 | 0.64019 | 0.50469 | 0.50469 | 0.66047
NSR Morgantown G P 1,2 - NOX Rate Annual v3.1, Unit 5286 and retrofits | 712 | 1954 | Rate Constraint in lbs/MMBtu | FALSE | L | Annual | Fuel Consumed | TBtu | 37.2184 | 40.2383 | 35.1017 | 39.0029 | 30.748 | 30.748 | 40.2383
NSR Morgantown G P 1,2 - NOX Rate Annual v3.1, Unit 5286 and retrofits | 712 | 1954 | Rate Constraint in lbs/MMBtu | FALSE | L | Annual | Rate | lb/MMBtu | 0.032828 | 0.032828 | 0.032828 | 0.032828 | 0.032828 | 0.032828 | 0.032828
NSR Morgantown G P 1,2 - NOX Rate Annual v3.1, Unit 5286 and retrofits | 712 | 1954 | Rate Constraint in lbs/MMBtu | FALSE | L | Annual | Generation | TWh | 3.9423 | 4.2622 | 3.7181 | 4.1313 | 3.2569 | 3.2569 | 4.2622
NSR Morgantown G P 1,2 - NOX Rate Annual v3.1, Unit 5286 and retrofits | 712 | 1954 | Rate Constraint in lbs/MMBtu | FALSE | L | Annual | Qualifying Generation | TWh | 3.9423 | 4.2622 | 3.7181 | 4.1313 | 3.2569 | 3.2569 | 4.2622
NSR Morgantown G P 1,2 - NOX Rate Annual v3.1, Unit 5286 and retrofits | 712 | 1954 | Rate Constraint in lbs/MMBtu | FALSE | L | Annual | Rate | lb/MWh | 0.15496 | 0.15496 | 0.15496 | 0.15496 | 0.15496 | 0.15496 | 0.15496
NSR Morgantown G P 1,2 - NOX Rate Annual v3.1, Unit 5286 and retrofits | 712 | 1954 | Rate Constraint in lbs/MMBtu | FALSE | L | Annual | Constraint Shadow Price | US$/Ton | 0 | 0 | 0 | 0 | 0 | 0 | 0
NSR Morgantown G P 1,2 - NOX Rate Annual v3.1, Unit 5287 and retrofits | 713 | 1954 | Rate Constraint in lbs/MMBtu | FALSE | L | Annual | Seasons Included | Seasons | Winter, Summer | Winter, Summer | Winter, Summer | Winter, Summer | Winter, Summer | Winter, Summer | Winter, Summer
NSR Morgantown G P 1,2 - NOX Rate Annual v3.1, Unit 5287 and retrofits | 713 | 1954 | Rate Constraint in lbs/MMBtu | FALSE | L | Annual | Standard | lb/MMBtu | 0.1 | 0.1 | 0.1 | 0.1 | 0.1 | 0.1 | 0.1
NSR Morgantown G P 1,2 - NOX Rate Annual v3.1, Unit 5287 and retrofits | 713 | 1954 | Rate Constraint in lbs/MMBtu | FALSE | L | Annual | Emissions at Affected Plants NOX | MTons | 0.70787 | 0.70787 | 0.65376 | 0.65376 | 0.58481 | 0.58481 | 0.70787
NSR Morgantown G P 1,2 - NOX Rate Annual v3.1, Unit 5287 and retrofits | 713 | 1954 | Rate Constraint in lbs/MMBtu | FALSE | L | Annual | Allowances Purchased NOX | MTons | 0 | 0 | 0 | 0 | 0 | 0 | 0
NSR Morgantown G P 1,2 - NOX Rate Annual v3.1, Unit 5287 and retrofits | 713 | 1954 | Rate Constraint in lbs/MMBtu | FALSE | L | Annual | Allowances Sold NOX | MTons | 0 | 0 | 0 | 0 | 0 | 0 | 0
NSR Morgantown G P 1,2 - NOX Rate Annual v3.1, Unit 5287 and retrofits | 713 | 1954 | Rate Constraint in lbs/MMBtu | FALSE | L | Annual | Allowances Banked | MTons | 0 | 0 | 0 | 0 | 0 | 0 | 0
NSR Morgantown G P 1,2 - NOX Rate Annual v3.1, Unit 5287 and retrofits | 713 | 1954 | Rate Constraint in lbs/MMBtu | FALSE | L | Annual | Allowances Withdrawn (1:1) | MTons | 0 | 0 | 0 | 0 | 0 | 0 | 0
NSR Morgantown G P 1,2 - NOX Rate Annual v3.1, Unit 5287 and retrofits | 713 | 1954 | Rate Constraint in lbs/MMBtu | FALSE | L | Annual | Allowances Withdrawn (n:1) | MTons | 0 | 0 | 0 | 0 | 0 | 0 | 0
NSR Morgantown G P 1,2 - NOX Rate Annual v3.1, Unit 5287 and retrofits | 713 | 1954 | Rate Constraint in lbs/MMBtu | FALSE | L | Annual | Net Emissions Allowance Position | MTons | 0.70787 | 0.70787 | 0.65376 | 0.65376 | 0.58481 | 0.58481 | 0.70787
NSR Morgantown G P 1,2 - NOX Rate Annual v3.1, Unit 5287 and retrofits | 713 | 1954 | Rate Constraint in lbs/MMBtu | FALSE | L | Annual | Fuel Consumed | TBtu | 36.8797 | 36.8797 | 34.0605 | 34.0605 | 30.4682 | 30.4682 | 36.8797
NSR Morgantown G P 1,2 - NOX Rate Annual v3.1, Unit 5287 and retrofits | 713 | 1954 | Rate Constraint in lbs/MMBtu | FALSE | L | Annual | Rate | lb/MMBtu | 0.038388 | 0.038388 | 0.038388 | 0.038388 | 0.038388 | 0.038388 | 0.038388
NSR Morgantown G P 1,2 - NOX Rate Annual v3.1, Unit 5287 and retrofits | 713 | 1954 | Rate Constraint in lbs/MMBtu | FALSE | L | Annual | Generation | TWh | 3.885 | 3.885 | 3.588 | 3.588 | 3.2096 | 3.2096 | 3.885
NSR Morgantown G P 1,2 - NOX Rate Annual v3.1, Unit 5287 and retrofits | 713 | 1954 | Rate Constraint in lbs/MMBtu | FALSE | L | Annual | Qualifying Generation | TWh | 3.885 | 3.885 | 3.588 | 3.588 | 3.2096 | 3.2096 | 3.885
NSR Morgantown G P 1,2 - NOX Rate Annual v3.1, Unit 5287 and retrofits | 713 | 1954 | Rate Constraint in lbs/MMBtu | FALSE | L | Annual | Rate | lb/MWh | 0.18221 | 0.18221 | 0.18221 | 0.18221 | 0.18221 | 0.18221 | 0.18221
NSR Morgantown G P 1,2 - NOX Rate Annual v3.1, Unit 5287 and retrofits | 713 | 1954 | Rate Constraint in lbs/MMBtu | FALSE | L | Annual | Constraint Shadow Price | US$/Ton | 0 | 0 | 0 | 0 | 0 | 0 | 0
NSR Mt Storm 1-3 - NOX Rate Annual v3.1, Unit 5406 and retrofits | 714 | 1948 | Rate Constraint in lbs/MMBtu | FALSE | L | Annual | Seasons Included | Seasons | Winter, Summer | Winter, Summer | Winter, Summer | Winter, Summer | Winter, Summer | Winter, Summer | Winter, Summer
NSR Mt Storm 1-3 - NOX Rate Annual v3.1, Unit 5406 and retrofits | 714 | 1948 | Rate Constraint in lbs/MMBtu | FALSE | L | Annual | Standard | lb/MMBtu | 0.11 | 0.11 | 0.11 | 0.11 | 0.11 | 0.11 | 0.11
NSR Mt Storm 1-3 - NOX Rate Annual v3.1, Unit 5406 and retrofits | 714 | 1948 | Rate Constraint in lbs/MMBtu | FALSE | L | Annual | Emissions at Affected Plants NOX | MTons | 1.4602 | 1.4602 | 1.4602 | 1.4602 | 1.4602 | 1.4602 | 1.4602
NSR Mt Storm 1-3 - NOX Rate Annual v3.1, Unit 5406 and retrofits | 714 | 1948 | Rate Constraint in lbs/MMBtu | FALSE | L | Annual | Allowances Purchased NOX | MTons | 0 | 0 | 0 | 0 | 0 | 0 | 0
NSR Mt Storm 1-3 - NOX Rate Annual v3.1, Unit 5406 and retrofits | 714 | 1948 | Rate Constraint in lbs/MMBtu | FALSE | L | Annual | Allowances Sold NOX | MTons | 0 | 0 | 0 | 0 | 0 | 0 | 0
NSR Mt Storm 1-3 - NOX Rate Annual v3.1, Unit 5406 and retrofits | 714 | 1948 | Rate Constraint in lbs/MMBtu | FALSE | L | Annual | Allowances Banked | MTons | 0 | 0 | 0 | 0 | 0 | 0 | 0
NSR Mt Storm 1-3 - NOX Rate Annual v3.1, Unit 5406 and retrofits | 714 | 1948 | Rate Constraint in lbs/MMBtu | FALSE | L | Annual | Allowances Withdrawn (1:1) | MTons | 0 | 0 | 0 | 0 | 0 | 0 | 0
NSR Mt Storm 1-3 - NOX Rate Annual v3.1, Unit 5406 and retrofits | 714 | 1948 | Rate Constraint in lbs/MMBtu | FALSE | L | Annual | Allowances Withdrawn (n:1) | MTons | 0 | 0 | 0 | 0 | 0 | 0 | 0
NSR Mt Storm 1-3 - NOX Rate Annual v3.1, Unit 5406 and retrofits | 714 | 1948 | Rate Constraint in lbs/MMBtu | FALSE | L | Annual | Net Emissions Allowance Position | MTons | 1.4602 | 1.4602 | 1.4602 | 1.4602 | 1.4602 | 1.4602 | 1.4602
NSR Mt Storm 1-3 - NOX Rate Annual v3.1, Unit 5406 and retrofits | 714 | 1948 | Rate Constraint in lbs/MMBtu | FALSE | L | Annual | Fuel Consumed | TBtu | 38.0397 | 38.0397 | 38.0397 | 38.0397 | 38.0397 | 38.0397 | 38.0397
NSR Mt Storm 1-3 - NOX Rate Annual v3.1, Unit 5406 and retrofits | 714 | 1948 | Rate Constraint in lbs/MMBtu | FALSE | L | Annual | Rate | lb/MMBtu | 0.076773 | 0.076773 | 0.076773 | 0.076773 | 0.076773 | 0.076773 | 0.076773
NSR Mt Storm 1-3 - NOX Rate Annual v3.1, Unit 5406 and retrofits | 714 | 1948 | Rate Constraint in lbs/MMBtu | FALSE | L | Annual | Generation | TWh | 3.9748 | 3.9748 | 3.9748 | 3.9748 | 3.9748 | 3.9748 | 3.9748
NSR Mt Storm 1-3 - NOX Rate Annual v3.1, Unit 5406 and retrofits | 714 | 1948 | Rate Constraint in lbs/MMBtu | FALSE | L | Annual | Qualifying Generation | TWh | 3.9748 | 3.9748 | 3.9748 | 3.9748 | 3.9748 | 3.9748 | 3.9748
NSR Mt Storm 1-3 - NOX Rate Annual v3.1, Unit 5406 and retrofits | 714 | 1948 | Rate Constraint in lbs/MMBtu | FALSE | L | Annual | Rate | lb/MWh | 0.36737 | 0.36737 | 0.36737 | 0.36737 | 0.36737 | 0.36737 | 0.36737
NSR Mt Storm 1-3 - NOX Rate Annual v3.1, Unit 5406 and retrofits | 714 | 1948 | Rate Constraint in lbs/MMBtu | FALSE | L | Annual | Constraint Shadow Price | US$/Ton | 0 | 0 | 0 | 0 | 0 | 0 | 0
NSR Mt Storm 1-3 - NOX Rate Annual v3.1, Unit 5407 and retrofits | 715 | 1948 | Rate Constraint in lbs/MMBtu | FALSE | L | Annual | Seasons Included | Seasons | Winter, Summer | Winter, Summer | Winter, Summer | Winter, Summer | Winter, Summer | Winter, Summer | Winter, Summer
NSR Mt Storm 1-3 - NOX Rate Annual v3.1, Unit 5407 and retrofits | 715 | 1948 | Rate Constraint in lbs/MMBtu | FALSE | L | Annual | Standard | lb/MMBtu | 0.11 | 0.11 | 0.11 | 0.11 | 0.11 | 0.11 | 0.11
NSR Mt Storm 1-3 - NOX Rate Annual v3.1, Unit 5407 and retrofits | 715 | 1948 | Rate Constraint in lbs/MMBtu | FALSE | L | Annual | Emissions at Affected Plants NOX | MTons | 1.5331 | 1.5331 | 1.5331 | 1.5331 | 1.5331 | 1.5331 | 1.5331
NSR Mt Storm 1-3 - NOX Rate Annual v3.1, Unit 5407 and retrofits | 715 | 1948 | Rate Constraint in lbs/MMBtu | FALSE | L | Annual | Allowances Purchased NOX | MTons | 0 | 0 | 0 | 0 | 0 | 0 | 0
NSR Mt Storm 1-3 - NOX Rate Annual v3.1, Unit 5407 and retrofits | 715 | 1948 | Rate Constraint in lbs/MMBtu | FALSE | L | Annual | Allowances Sold NOX | MTons | 0 | 0 | 0 | 0 | 0 | 0 | 0
NSR Mt Storm 1-3 - NOX Rate Annual v3.1, Unit 5407 and retrofits | 715 | 1948 | Rate Constraint in lbs/MMBtu | FALSE | L | Annual | Allowances Banked | MTons | 0 | 0 | 0 | 0 | 0 | 0 | 0
NSR Mt Storm 1-3 - NOX Rate Annual v3.1, Unit 5407 and retrofits | 715 | 1948 | Rate Constraint in lbs/MMBtu | FALSE | L | Annual | Allowances Withdrawn (1:1) | MTons | 0 | 0 | 0 | 0 | 0 | 0 | 0
NSR Mt Storm 1-3 - NOX Rate Annual v3.1, Unit 5407 and retrofits | 715 | 1948 | Rate Constraint in lbs/MMBtu | FALSE | L | Annual | Allowances Withdrawn (n:1) | MTons | 0 | 0 | 0 | 0 | 0 | 0 | 0
NSR Mt Storm 1-3 - NOX Rate Annual v3.1, Unit 5407 and retrofits | 715 | 1948 | Rate Constraint in lbs/MMBtu | FALSE | L | Annual | Net Emissions Allowance Position | MTons | 1.5331 | 1.5331 | 1.5331 | 1.5331 | 1.5331 | 1.5331 | 1.5331
NSR Mt Storm 1-3 - NOX Rate Annual v3.1, Unit 5407 and retrofits | 715 | 1948 | Rate Constraint in lbs/MMBtu | FALSE | L | Annual | Fuel Consumed | TBtu | 37.9647 | 37.9647 | 37.9647 | 37.9647 | 37.9647 | 37.9647 | 37.9647
NSR Mt Storm 1-3 - NOX Rate Annual v3.1, Unit 5407 and retrofits | 715 | 1948 | Rate Constraint in lbs/MMBtu | FALSE | L | Annual | Rate | lb/MMBtu | 0.080763 | 0.080763 | 0.080763 | 0.080763 | 0.080763 | 0.080763 | 0.080763
NSR Mt Storm 1-3 - NOX Rate Annual v3.1, Unit 5407 and retrofits | 715 | 1948 | Rate Constraint in lbs/MMBtu | FALSE | L | Annual | Generation | TWh | 3.9819 | 3.9819 | 3.9819 | 3.9819 | 3.9819 | 3.9819 | 3.9819
NSR Mt Storm 1-3 - NOX Rate Annual v3.1, Unit 5407 and retrofits | 715 | 1948 | Rate Constraint in lbs/MMBtu | FALSE | L | Annual | Qualifying Generation | TWh | 3.9819 | 3.9819 | 3.9819 | 3.9819 | 3.9819 | 3.9819 | 3.9819
NSR Mt Storm 1-3 - NOX Rate Annual v3.1, Unit 5407 and retrofits | 715 | 1948 | Rate Constraint in lbs/MMBtu | FALSE | L | Annual | Rate | lb/MWh | 0.38501 | 0.38501 | 0.38501 | 0.38501 | 0.38501 | 0.38501 | 0.38501
NSR Mt Storm 1-3 - NOX Rate Annual v3.1, Unit 5407 and retrofits | 715 | 1948 | Rate Constraint in lbs/MMBtu | FALSE | L | Annual | Constraint Shadow Price | US$/Ton | 0 | 0 | 0 | 0 | 0 | 0 | 0
NSR Mt Storm 1-3 - NOX Rate Annual v3.1, Unit 5408 and retrofits | 716 | 1948 | Rate Constraint in lbs/MMBtu | FALSE | L | Annual | Seasons Included | Seasons | Winter, Summer | Winter, Summer | Winter, Summer | Winter, Summer | Winter, Summer | Winter, Summer | Winter, Summer
NSR Mt Storm 1-3 - NOX Rate Annual v3.1, Unit 5408 and retrofits | 716 | 1948 | Rate Constraint in lbs/MMBtu | FALSE | L | Annual | Standard | lb/MMBtu | 0.11 | 0.11 | 0.11 | 0.11 | 0.11 | 0.11 | 0.11
NSR Mt Storm 1-3 - NOX Rate Annual v3.1, Unit 5408 and retrofits | 716 | 1948 | Rate Constraint in lbs/MMBtu | FALSE | L | Annual | Emissions at Affected Plants NOX | MTons | 0 | 0 | 0 | 0 | 0 | 0 | 0
NSR Mt Storm 1-3 - NOX Rate Annual v3.1, Unit 5408 and retrofits | 716 | 1948 | Rate Constraint in lbs/MMBtu | FALSE | L | Annual | Allowances Purchased NOX | MTons | 0 | 0 | 0 | 0 | 0 | 0 | 0
NSR Mt Storm 1-3 - NOX Rate Annual v3.1, Unit 5408 and retrofits | 716 | 1948 | Rate Constraint in lbs/MMBtu | FALSE | L | Annual | Allowances Sold NOX | MTons | 0 | 0 | 0 | 0 | 0 | 0 | 0
NSR Mt Storm 1-3 - NOX Rate Annual v3.1, Unit 5408 and retrofits | 716 | 1948 | Rate Constraint in lbs/MMBtu | FALSE | L | Annual | Allowances Banked | MTons | 0 | 0 | 0 | 0 | 0 | 0 | 0
NSR Mt Storm 1-3 - NOX Rate Annual v3.1, Unit 5408 and retrofits | 716 | 1948 | Rate Constraint in lbs/MMBtu | FALSE | L | Annual | Allowances Withdrawn (1:1) | MTons | 0 | 0 | 0 | 0 | 0 | 0 | 0
NSR Mt Storm 1-3 - NOX Rate Annual v3.1, Unit 5408 and retrofits | 716 | 1948 | Rate Constraint in lbs/MMBtu | FALSE | L | Annual | Allowances Withdrawn (n:1) | MTons | 0 | 0 | 0 | 0 | 0 | 0 | 0
NSR Mt Storm 1-3 - NOX Rate Annual v3.1, Unit 5408 and retrofits | 716 | 1948 | Rate Constraint in lbs/MMBtu | FALSE | L | Annual | Net Emissions Allowance Position | MTons | 0 | 0 | 0 | 0 | 0 | 0 | 0
NSR Mt Storm 1-3 - NOX Rate Annual v3.1, Unit 5408 and retrofits | 716 | 1948 | Rate Constraint in lbs/MMBtu | FALSE | L | Annual | Fuel Consumed | TBtu | 0 | 0 | 0 | 0 | 0 | 0 | 0
NSR Mt Storm 1-3 - NOX Rate Annual v3.1, Unit 5408 and retrofits | 716 | 1948 | Rate Constraint in lbs/MMBtu | FALSE | L | Annual | Rate | lb/MMBtu | 0 | 0 | 0 | 0 | 0 | 0 | 0
NSR Mt Storm 1-3 - NOX Rate Annual v3.1, Unit 5408 and retrofits | 716 | 1948 | Rate Constraint in lbs/MMBtu | FALSE | L | Annual | Generation | TWh | 0 | 0 | 0 | 0 | 0 | 0 | 0
NSR Mt Storm 1-3 - NOX Rate Annual v3.1, Unit 5408 and retrofits | 716 | 1948 | Rate Constraint in lbs/MMBtu | FALSE | L | Annual | Qualifying Generation | TWh | 0 | 0 | 0 | 0 | 0 | 0 | 0
NSR Mt Storm 1-3 - NOX Rate Annual v3.1, Unit 5408 and retrofits | 716 | 1948 | Rate Constraint in lbs/MMBtu | FALSE | L | Annual | Rate | lb/MWh | 0 | 0 | 0 | 0 | 0 | 0 | 0
NSR Mt Storm 1-3 - NOX Rate Annual v3.1, Unit 5408 and retrofits | 716 | 1948 | Rate Constraint in lbs/MMBtu | FALSE | L | Annual | Constraint Shadow Price | US$/Ton | 0 | 0 | 0 | 0 | 0 | 0 | 0
NSR NIPSCO System - SO2 Cap Annual v4.11 | 717 | 2301 | Rate Constraint in MTons | FALSE | L | Annual | Seasons Included | Seasons | Winter, Summer | Winter, Summer | Winter, Summer | Winter, Summer | Winter, Summer | Winter, Summer | Winter, Summer
NSR NIPSCO System - SO2 Cap Annual v4.11 | 717 | 2301 | Rate Constraint in MTons | FALSE | L | Annual | Standard | MTons | 25.3 | 25.3 | 11.6 | 11.6 | 11.6 | 11.6 | 11.6
NSR NIPSCO System - SO2 Cap Annual v4.11 | 717 | 2301 | Rate Constraint in MTons | FALSE | L | Annual | Standard SO2 | MTons | 25.3 | 25.3 | 11.6 | 11.6 | 11.6 | 11.6 | 11.6
NSR NIPSCO System - SO2 Cap Annual v4.11 | 717 | 2301 | Rate Constraint in MTons | FALSE | L | Annual | Emissions at Affected Plants SO2 | MTons | 3.2807 | 3.7011 | 3.3778 | 3.3626 | 3.2964 | 3.5028 | 5.2411
NSR NIPSCO System - SO2 Cap Annual v4.11 | 717 | 2301 | Rate Constraint in MTons | FALSE | L | Annual | Allowances Purchased SO2 | MTons | 0 | 0 | 0 | 0 | 0 | 0 | 0
NSR NIPSCO System - SO2 Cap Annual v4.11 | 717 | 2301 | Rate Constraint in MTons | FALSE | L | Annual | Allowances Sold SO2 | MTons | 0 | 0 | 0 | 0 | 0 | 0 | 0
NSR NIPSCO System - SO2 Cap Annual v4.11 | 717 | 2301 | Rate Constraint in MTons | FALSE | L | Annual | Allowances Banked | MTons | 0 | 0 | 0 | 0 | 0 | 0 | 0
NSR NIPSCO System - SO2 Cap Annual v4.11 | 717 | 2301 | Rate Constraint in MTons | FALSE | L | Annual | Allowances Withdrawn (1:1) | MTons | 0 | 0 | 0 | 0 | 0 | 0 | 0
NSR NIPSCO System - SO2 Cap Annual v4.11 | 717 | 2301 | Rate Constraint in MTons | FALSE | L | Annual | Allowances Withdrawn (n:1) | MTons | 0 | 0 | 0 | 0 | 0 | 0 | 0
NSR NIPSCO System - SO2 Cap Annual v4.11 | 717 | 2301 | Rate Constraint in MTons | FALSE | L | Annual | Net Emissions Allowance Position | MTons | 3.2807 | 3.7011 | 3.3778 | 3.3626 | 3.2964 | 3.5028 | 5.2411
NSR NIPSCO System - SO2 Cap Annual v4.11 | 717 | 2301 | Rate Constraint in MTons | FALSE | L | Annual | Fuel Consumed | TBtu | 98.7826 | 98.2114 | 72.046 | 71.8245 | 70.1695 | 73.874 | 101.5672
NSR NIPSCO System - SO2 Cap Annual v4.11 | 717 | 2301 | Rate Constraint in MTons | FALSE | L | Annual | Rate | lb/MMBtu | 0.066423 | 0.07537 | 0.093767 | 0.093634 | 0.093956 | 0.094832 | 0.10321
NSR NIPSCO System - SO2 Cap Annual v4.11 | 717 | 2301 | Rate Constraint in MTons | FALSE | L | Annual | Generation | TWh | 9.4447 | 9.3948 | 7.077 | 7.0491 | 6.887 | 7.2257 | 9.866
NSR NIPSCO System - SO2 Cap Annual v4.11 | 717 | 2301 | Rate Constraint in MTons | FALSE | L | Annual | Qualifying Generation | TWh | 9.4447 | 9.3948 | 7.077 | 7.0491 | 6.887 | 7.2257 | 9.866
NSR NIPSCO System - SO2 Cap Annual v4.11 | 717 | 2301 | Rate Constraint in MTons | FALSE | L | Annual | Rate | lb/MWh | 0.34736 | 0.39395 | 0.47729 | 0.47702 | 0.47865 | 0.48477 | 0.53123
NSR NIPSCO System - SO2 Cap Annual v4.11 | 717 | 2301 | Rate Constraint in MTons | FALSE | L | Annual | Constraint Shadow Price | US$/Ton | 0 | 0 | 0 | 0 | 0 | 0 | 0
NSR NIPSCO System - NOx Cap Annual 4.11 | 718 | 2300 | Rate Constraint in MTons | FALSE | L | Annual | Seasons Included | Seasons | Winter, Summer | Winter, Summer | Winter, Summer | Winter, Summer | Winter, Summer | Winter, Summer | Winter, Summer
NSR NIPSCO System - NOx Cap Annual 4.11 | 718 | 2300 | Rate Constraint in MTons | FALSE | L | Annual | Standard | MTons | 11.704 | 11.704 | 11.704 | 11.704 | 11.704 | 11.704 | 11.704
NSR NIPSCO System - NOx Cap Annual 4.11 | 718 | 2300 | Rate Constraint in MTons | FALSE | L | Annual | Standard NOX | MTons | 11.704 | 11.704 | 11.704 | 11.704 | 11.704 | 11.704 | 11.704
NSR NIPSCO System - NOx Cap Annual 4.11 | 718 | 2300 | Rate Constraint in MTons | FALSE | L | Annual | Emissions at Affected Plants NOX | MTons | 6.6268 | 6.5737 | 4.3391 | 4.3185 | 4.2358 | 4.506 | 6.8572
NSR NIPSCO System - NOx Cap Annual 4.11 | 718 | 2300 | Rate Constraint in MTons | FALSE | L | Annual | Allowances Purchased NOX | MTons | 0 | 0 | 0 | 0 | 0 | 0 | 0
NSR NIPSCO System - NOx Cap Annual 4.11 | 718 | 2300 | Rate Constraint in MTons | FALSE | L | Annual | Allowances Sold NOX | MTons | 0 | 0 | 0 | 0 | 0 | 0 | 0
NSR NIPSCO System - NOx Cap Annual 4.11 | 718 | 2300 | Rate Constraint in MTons | FALSE | L | Annual | Allowances Banked | MTons | 0 | 0 | 0 | 0 | 0 | 0 | 0
NSR NIPSCO System - NOx Cap Annual 4.11 | 718 | 2300 | Rate Constraint in MTons | FALSE | L | Annual | Allowances Withdrawn (1:1) | MTons | 0 | 0 | 0 | 0 | 0 | 0 | 0
NSR NIPSCO System - NOx Cap Annual 4.11 | 718 | 2300 | Rate Constraint in MTons | FALSE | L | Annual | Allowances Withdrawn (n:1) | MTons | 0 | 0 | 0 | 0 | 0 | 0 | 0
NSR NIPSCO System - NOx Cap Annual 4.11 | 718 | 2300 | Rate Constraint in MTons | FALSE | L | Annual | Net Emissions Allowance Position | MTons | 6.6268 | 6.5737 | 4.3391 | 4.3185 | 4.2358 | 4.506 | 6.8572
NSR NIPSCO System - NOx Cap Annual 4.11 | 718 | 2300 | Rate Constraint in MTons | FALSE | L | Annual | Fuel Consumed | TBtu | 98.7826 | 98.2114 | 72.046 | 71.8245 | 70.1695 | 73.874 | 101.5672
NSR NIPSCO System - NOx Cap Annual 4.11 | 718 | 2300 | Rate Constraint in MTons | FALSE | L | Annual | Rate | lb/MMBtu | 0.13417 | 0.13387 | 0.12045 | 0.12025 | 0.12073 | 0.12199 | 0.13503
NSR NIPSCO System - NOx Cap Annual 4.11 | 718 | 2300 | Rate Constraint in MTons | FALSE | L | Annual | Generation | TWh | 9.4447 | 9.3948 | 7.077 | 7.0491 | 6.887 | 7.2257 | 9.866
NSR NIPSCO System - NOx Cap Annual 4.11 | 718 | 2300 | Rate Constraint in MTons | FALSE | L | Annual | Qualifying Generation | TWh | 9.4447 | 9.3948 | 7.077 | 7.0491 | 6.887 | 7.2257 | 9.866
NSR NIPSCO System - NOx Cap Annual 4.11 | 718 | 2300 | Rate Constraint in MTons | FALSE | L | Annual | Rate | lb/MWh | 0.70165 | 0.69972 | 0.61313 | 0.61263 | 0.61504 | 0.62361 | 0.69503
NSR NIPSCO System - NOx Cap Annual 4.11 | 718 | 2300 | Rate Constraint in MTons | FALSE | L | Annual | Constraint Shadow Price | US$/Ton | 0 | 0 | 0 | 0 | 0 | 0 | 0
NSR NV Power Consent - NOX Cap Annual v3.1 | 719 | 1852 | Rate Constraint in MTons | FALSE | L | Annual | Seasons Included | Seasons | Winter, Summer | Winter, Summer | Winter, Summer | Winter, Summer | Winter, Summer | Winter, Summer | Winter, Summer
NSR NV Power Consent - NOX Cap Annual v3.1 | 719 | 1852 | Rate Constraint in MTons | FALSE | L | Annual | Standard | MTons | 0.36 | 0.36 | 0.36 | 0.36 | 0.36 | 0.36 | 0.36
NSR NV Power Consent - NOX Cap Annual v3.1 | 719 | 1852 | Rate Constraint in MTons | FALSE | L | Annual | Standard NOX | MTons | 0.36 | 0.36 | 0.36 | 0.36 | 0.36 | 0.36 | 0.36
NSR NV Power Consent - NOX Cap Annual v3.1 | 719 | 1852 | Rate Constraint in MTons | FALSE | L | Annual | Emissions at Affected Plants NOX | MTons | 0.0029948 | 0.0029948 | 0.014395 | 0.045754 | 0.045754 | 0.13743 | 0.070644
NSR NV Power Consent - NOX Cap Annual v3.1 | 719 | 1852 | Rate Constraint in MTons | FALSE | L | Annual | Allowances Purchased NOX | MTons | 0 | 0 | 0 | 0 | 0 | 0 | 0
NSR NV Power Consent - NOX Cap Annual v3.1 | 719 | 1852 | Rate Constraint in MTons | FALSE | L | Annual | Allowances Sold NOX | MTons | 0 | 0 | 0 | 0 | 0 | 0 | 0
NSR NV Power Consent - NOX Cap Annual v3.1 | 719 | 1852 | Rate Constraint in MTons | FALSE | L | Annual | Allowances Banked | MTons | 0 | 0 | 0 | 0 | 0 | 0 | 0
NSR NV Power Consent - NOX Cap Annual v3.1 | 719 | 1852 | Rate Constraint in MTons | FALSE | L | Annual | Allowances Withdrawn (1:1) | MTons | 0 | 0 | 0 | 0 | 0 | 0 | 0
NSR NV Power Consent - NOX Cap Annual v3.1 | 719 | 1852 | Rate Constraint in MTons | FALSE | L | Annual | Allowances Withdrawn (n:1) | MTons | 0 | 0 | 0 | 0 | 0 | 0 | 0
NSR NV Power Consent - NOX Cap Annual v3.1 | 719 | 1852 | Rate Constraint in MTons | FALSE | L | Annual | Net Emissions Allowance Position | MTons | 0.0029948 | 0.0029948 | 0.014395 | 0.045754 | 0.045754 | 0.13743 | 0.070644
NSR NV Power Consent - NOX Cap Annual v3.1 | 719 | 1852 | Rate Constraint in MTons | FALSE | L | Annual | Fuel Consumed | TBtu | 0.086662 | 0.086662 | 0.41656 | 1.324 | 1.324 | 3.9768 | 2.0443
NSR NV Power Consent - NOX Cap Annual v3.1 | 719 | 1852 | Rate Constraint in MTons | FALSE | L | Annual | Rate | lb/MMBtu | 0.069114 | 0.069114 | 0.069114 | 0.069114 | 0.069114 | 0.069114 | 0.069114
NSR NV Power Consent - NOX Cap Annual v3.1 | 719 | 1852 | Rate Constraint in MTons | FALSE | L | Annual | Generation | TWh | 0.0095401 | 0.0095401 | 0.045856 | 0.14575 | 0.14575 | 0.43779 | 0.22504
NSR NV Power Consent - NOX Cap Annual v3.1 | 719 | 1852 | Rate Constraint in MTons | FALSE | L | Annual | Qualifying Generation | TWh | 0.0095401 | 0.0095401 | 0.045856 | 0.14575 | 0.14575 | 0.43779 | 0.22504
NSR NV Power Consent - NOX Cap Annual v3.1 | 719 | 1852 | Rate Constraint in MTons | FALSE | L | Annual | Rate | lb/MWh | 0.31391 | 0.31391 | 0.31391 | 0.31391 | 0.31391 | 0.31391 | 0.31391
NSR NV Power Consent - NOX Cap Annual v3.1 | 719 | 1852 | Rate Constraint in MTons | FALSE | L | Annual | Constraint Shadow Price | US$/Ton | 0 | 0 | 0 | 0 | 0 | 0 | 0
NSR Oak Creek 5-8 - NOX Rate Annual v3.1, Unit 5411 and retrofits | 720 | 1874 | Rate Constraint in lbs/MMBtu | FALSE | L | Annual | Seasons Included | Seasons | Winter, Summer | Winter, Summer | Winter, Summer | Winter, Summer | Winter, Summer | Winter, Summer | Winter, Summer
NSR Oak Creek 5-8 - NOX Rate Annual v3.1, Unit 5411 and retrofits | 720 | 1874 | Rate Constraint in lbs/MMBtu | FALSE | L | Annual | Standard | lb/MMBtu | 0.1 | 0.1 | 0.1 | 0.1 | 0.1 | 0.1 | 0.1
NSR Oak Creek 5-8 - NOX Rate Annual v3.1, Unit 5411 and retrofits | 720 | 1874 | Rate Constraint in lbs/MMBtu | FALSE | L | Annual | Emissions at Affected Plants NOX | MTons | 1.0326 | 1.0326 | 0.83321 | 0.83321 | 0.90657 | 0.99512 | 1.0326
NSR Oak Creek 5-8 - NOX Rate Annual v3.1, Unit 5411 and retrofits | 720 | 1874 | Rate Constraint in lbs/MMBtu | FALSE | L | Annual | Allowances Purchased NOX | MTons | 0 | 0 | 0 | 0 | 0 | 0 | 0
NSR Oak Creek 5-8 - NOX Rate Annual v3.1, Unit 5411 and retrofits | 720 | 1874 | Rate Constraint in lbs/MMBtu | FALSE | L | Annual | Allowances Sold NOX | MTons | 0 | 0 | 0 | 0 | 0 | 0 | 0
NSR Oak Creek 5-8 - NOX Rate Annual v3.1, Unit 5411 and retrofits | 720 | 1874 | Rate Constraint in lbs/MMBtu | FALSE | L | Annual | Allowances Banked | MTons | 0 | 0 | 0 | 0 | 0 | 0 | 0
NSR Oak Creek 5-8 - NOX Rate Annual v3.1, Unit 5411 and retrofits | 720 | 1874 | Rate Constraint in lbs/MMBtu | FALSE | L | Annual | Allowances Withdrawn (1:1) | MTons | 0 | 0 | 0 | 0 | 0 | 0 | 0
NSR Oak Creek 5-8 - NOX Rate Annual v3.1, Unit 5411 and retrofits | 720 | 1874 | Rate Constraint in lbs/MMBtu | FALSE | L | Annual | Allowances Withdrawn (n:1) | MTons | 0 | 0 | 0 | 0 | 0 | 0 | 0
NSR Oak Creek 5-8 - NOX Rate Annual v3.1, Unit 5411 and retrofits | 720 | 1874 | Rate Constraint in lbs/MMBtu | FALSE | L | Annual | Net Emissions Allowance Position | MTons | 1.0326 | 1.0326 | 0.83321 | 0.83321 | 0.90657 | 0.99512 | 1.0326
NSR Oak Creek 5-8 - NOX Rate Annual v3.1, Unit 5411 and retrofits | 720 | 1874 | Rate Constraint in lbs/MMBtu | FALSE | L | Annual | Fuel Consumed | TBtu | 20.7037 | 20.7037 | 16.7065 | 16.7065 | 18.1775 | 19.9529 | 20.7037
NSR Oak Creek 5-8 - NOX Rate Annual v3.1, Unit 5411 and retrofits | 720 | 1874 | Rate Constraint in lbs/MMBtu | FALSE | L | Annual | Rate | lb/MMBtu | 0.099747 | 0.099747 | 0.099747 | 0.099747 | 0.099747 | 0.099747 | 0.099747
NSR Oak Creek 5-8 - NOX Rate Annual v3.1, Unit 5411 and retrofits | 720 | 1874 | Rate Constraint in lbs/MMBtu | FALSE | L | Annual | Generation | TWh | 2.1248 | 2.1248 | 1.7146 | 1.7146 | 1.8656 | 2.0478 | 2.1248
NSR Oak Creek 5-8 - NOX Rate Annual v3.1, Unit 5411 and retrofits | 720 | 1874 | Rate Constraint in lbs/MMBtu | FALSE | L | Annual | Qualifying Generation | TWh | 2.1248 | 2.1248 | 1.7146 | 1.7146 | 1.8656 | 2.0478 | 2.1248
NSR Oak Creek 5-8 - NOX Rate Annual v3.1, Unit 5411 and retrofits | 720 | 1874 | Rate Constraint in lbs/MMBtu | FALSE | L | Annual | Rate | lb/MWh | 0.48595 | 0.48595 | 0.48595 | 0.48595 | 0.48595 | 0.48595 | 0.48595
NSR Oak Creek 5-8 - NOX Rate Annual v3.1, Unit 5411 and retrofits | 720 | 1874 | Rate Constraint in lbs/MMBtu | FALSE | L | Annual | Constraint Shadow Price | US$/Ton | 0 | 0 | 0 | 0 | 0 | 0 | 0
NSR Oak Creek 5-8 - NOX Rate Annual v3.1, Unit 5412 and retrofits | 721 | 1874 | Rate Constraint in lbs/MMBtu | FALSE | L | Annual | Seasons Included | Seasons | Winter, Summer | Winter, Summer | Winter, Summer | Winter, Summer | Winter, Summer | Winter, Summer | Winter, Summer
NSR Oak Creek 5-8 - NOX Rate Annual v3.1, Unit 5412 and retrofits | 721 | 1874 | Rate Constraint in lbs/MMBtu | FALSE | L | Annual | Standard | lb/MMBtu | 0.1 | 0.1 | 0.1 | 0.1 | 0.1 | 0.1 | 0.1
NSR Oak Creek 5-8 - NOX Rate Annual v3.1, Unit 5412 and retrofits | 721 | 1874 | Rate Constraint in lbs/MMBtu | FALSE | L | Annual | Emissions at Affected Plants NOX | MTons | 1.1089 | 1.1089 | 0.89519 | 0.89519 | 0.89519 | 0.96861 | 1.1089
NSR Oak Creek 5-8 - NOX Rate Annual v3.1, Unit 5412 and retrofits | 721 | 1874 | Rate Constraint in lbs/MMBtu | FALSE | L | Annual | Allowances Purchased NOX | MTons | 0 | 0 | 0 | 0 | 0 | 0 | 0
NSR Oak Creek 5-8 - NOX Rate Annual v3.1, Unit 5412 and retrofits | 721 | 1874 | Rate Constraint in lbs/MMBtu | FALSE | L | Annual | Allowances Sold NOX | MTons | 0 | 0 | 0 | 0 | 0 | 0 | 0
NSR Oak Creek 5-8 - NOX Rate Annual v3.1, Unit 5412 and retrofits | 721 | 1874 | Rate Constraint in lbs/MMBtu | FALSE | L | Annual | Allowances Banked | MTons | 0 | 0 | 0 | 0 | 0 | 0 | 0
NSR Oak Creek 5-8 - NOX Rate Annual v3.1, Unit 5412 and retrofits | 721 | 1874 | Rate Constraint in lbs/MMBtu | FALSE | L | Annual | Allowances Withdrawn (1:1) | MTons | 0 | 0 | 0 | 0 | 0 | 0 | 0
NSR Oak Creek 5-8 - NOX Rate Annual v3.1, Unit 5412 and retrofits | 721 | 1874 | Rate Constraint in lbs/MMBtu | FALSE | L | Annual | Allowances Withdrawn (n:1) | MTons | 0 | 0 | 0 | 0 | 0 | 0 | 0
NSR Oak Creek 5-8 - NOX Rate Annual v3.1, Unit 5412 and retrofits | 721 | 1874 | Rate Constraint in lbs/MMBtu | FALSE | L | Annual | Net Emissions Allowance Position | MTons | 1.1089 | 1.1089 | 0.89519 | 0.89519 | 0.89519 | 0.96861 | 1.1089
NSR Oak Creek 5-8 - NOX Rate Annual v3.1, Unit 5412 and retrofits | 721 | 1874 | Rate Constraint in lbs/MMBtu | FALSE | L | Annual | Fuel Consumed | TBtu | 22.234 | 22.234 | 17.9493 | 17.9493 | 17.9493 | 19.4214 | 22.234
NSR Oak Creek 5-8 - NOX Rate Annual v3.1, Unit 5412 and retrofits | 721 | 1874 | Rate Constraint in lbs/MMBtu | FALSE | L | Annual | Rate | lb/MMBtu | 0.099747 | 0.099747 | 0.099747 | 0.099747 | 0.099747 | 0.099747 | 0.099747
NSR Oak Creek 5-8 - NOX Rate Annual v3.1, Unit 5412 and retrofits | 721 | 1874 | Rate Constraint in lbs/MMBtu | FALSE | L | Annual | Generation | TWh | 2.2748 | 2.2748 | 1.8364 | 1.8364 | 1.8364 | 1.987 | 2.2748
NSR Oak Creek 5-8 - NOX Rate Annual v3.1, Unit 5412 and retrofits | 721 | 1874 | Rate Constraint in lbs/MMBtu | FALSE | L | Annual | Qualifying Generation | TWh | 2.2748 | 2.2748 | 1.8364 | 1.8364 | 1.8364 | 1.987 | 2.2748
NSR Oak Creek 5-8 - NOX Rate Annual v3.1, Unit 5412 and retrofits | 721 | 1874 | Rate Constraint in lbs/MMBtu | FALSE | L | Annual | Rate | lb/MWh | 0.48747 | 0.48747 | 0.48747 | 0.48747 | 0.48747 | 0.48747 | 0.48747
NSR Oak Creek 5-8 - NOX Rate Annual v3.1, Unit 5412 and retrofits | 721 | 1874 | Rate Constraint in lbs/MMBtu | FALSE | L | Annual | Constraint Shadow Price | US$/Ton | 0 | 0 | 0 | 0 | 0 | 0 | 0
NSR Oak Creek 5-8 - NOX Rate Annual v3.1, Unit 5413 and retrofits | 722 | 1874 | Rate Constraint in lbs/MMBtu | FALSE | L | Annual | Seasons Included | Seasons | Winter, Summer | Winter, Summer | Winter, Summer | Winter, Summer | Winter, Summer | Winter, Summer | Winter, Summer
NSR Oak Creek 5-8 - NOX Rate Annual v3.1, Unit 5413 and retrofits | 722 | 1874 | Rate Constraint in lbs/MMBtu | FALSE | L | Annual | Standard | lb/MMBtu | 0.1 | 0.1 | 0.1 | 0.1 | 0.1 | 0.1 | 0.1
NSR Oak Creek 5-8 - NOX Rate Annual v3.1, Unit 5413 and retrofits | 722 | 1874 | Rate Constraint in lbs/MMBtu | FALSE | L | Annual | Emissions at Affected Plants NOX | MTons | 0.89192 | 0.89192 | 0.84246 | 0.84246 | 0.89192 | 0.89192 | 0.89192
NSR Oak Creek 5-8 - NOX Rate Annual v3.1, Unit 5413 and retrofits | 722 | 1874 | Rate Constraint in lbs/MMBtu | FALSE | L | Annual | Allowances Purchased NOX | MTons | 0 | 0 | 0 | 0 | 0 | 0 | 0
NSR Oak Creek 5-8 - NOX Rate Annual v3.1, Unit 5413 and retrofits | 722 | 1874 | Rate Constraint in lbs/MMBtu | FALSE | L | Annual | Allowances Sold NOX | MTons | 0 | 0 | 0 | 0 | 0 | 0 | 0
NSR Oak Creek 5-8 - NOX Rate Annual v3.1, Unit 5413 and retrofits | 722 | 1874 | Rate Constraint in lbs/MMBtu | FALSE | L | Annual | Allowances Banked | MTons | 0 | 0 | 0 | 0 | 0 | 0 | 0
NSR Oak Creek 5-8 - NOX Rate Annual v3.1, Unit 5413 and retrofits | 722 | 1874 | Rate Constraint in lbs/MMBtu | FALSE | L | Annual | Allowances Withdrawn (1:1) | MTons | 0 | 0 | 0 | 0 | 0 | 0 | 0
NSR Oak Creek 5-8 - NOX Rate Annual v3.1, Unit 5413 and retrofits | 722 | 1874 | Rate Constraint in lbs/MMBtu | FALSE | L | Annual | Allowances Withdrawn (n:1) | MTons | 0 | 0 | 0 | 0 | 0 | 0 | 0
NSR Oak Creek 5-8 - NOX Rate Annual v3.1, Unit 5413 and retrofits | 722 | 1874 | Rate Constraint in lbs/MMBtu | FALSE | L | Annual | Net Emissions Allowance Position | MTons | 0.89192 | 0.89192 | 0.84246 | 0.84246 | 0.89192 | 0.89192 | 0.89192
NSR Oak Creek 5-8 - NOX Rate Annual v3.1, Unit 5413 and retrofits | 722 | 1874 | Rate Constraint in lbs/MMBtu | FALSE | L | Annual | Fuel Consumed | TBtu | 17.8837 | 17.8837 | 16.8921 | 16.8921 | 17.8837 | 17.8837 | 17.8837
NSR Oak Creek 5-8 - NOX Rate Annual v3.1, Unit 5413 and retrofits | 722 | 1874 | Rate Constraint in lbs/MMBtu | FALSE | L | Annual | Rate | lb/MMBtu | 0.099747 | 0.099747 | 0.099747 | 0.099747 | 0.099747 | 0.099747 | 0.099747
NSR Oak Creek 5-8 - NOX Rate Annual v3.1, Unit 5413 and retrofits | 722 | 1874 | Rate Constraint in lbs/MMBtu | FALSE | L | Annual | Generation | TWh | 1.8719 | 1.8719 | 1.7681 | 1.7681 | 1.8719 | 1.8719 | 1.8719
NSR Oak Creek 5-8 - NOX Rate Annual v3.1, Unit 5413 and retrofits | 722 | 1874 | Rate Constraint in lbs/MMBtu | FALSE | L | Annual | Qualifying Generation | TWh | 1.8719 | 1.8719 | 1.7681 | 1.7681 | 1.8719 | 1.8719 | 1.8719
NSR Oak Creek 5-8 - NOX Rate Annual v3.1, Unit 5413 and retrofits | 722 | 1874 | Rate Constraint in lbs/MMBtu | FALSE | L | Annual | Rate | lb/MWh | 0.47648 | 0.47648 | 0.47648 | 0.47648 | 0.47648 | 0.47648 | 0.47648
NSR Oak Creek 5-8 - NOX Rate Annual v3.1, Unit 5413 and retrofits | 722 | 1874 | Rate Constraint in lbs/MMBtu | FALSE | L | Annual | Constraint Shadow Price | US$/Ton | 0 | 0 | 0 | 0 | 0 | 0 | 0
NSR Oak Creek 5-8 - NOX Rate Annual v3.1, Unit 5414 and retrofits | 723 | 1874 | Rate Constraint in lbs/MMBtu | FALSE | L | Annual | Seasons Included | Seasons | Winter, Summer | Winter, Summer | Winter, Summer | Winter, Summer | Winter, Summer | Winter, Summer | Winter, Summer
NSR Oak Creek 5-8 - NOX Rate Annual v3.1, Unit 5414 and retrofits | 723 | 1874 | Rate Constraint in lbs/MMBtu | FALSE | L | Annual | Standard | lb/MMBtu | 0.1 | 0.1 | 0.1 | 0.1 | 0.1 | 0.1 | 0.1
NSR Oak Creek 5-8 - NOX Rate Annual v3.1, Unit 5414 and retrofits | 723 | 1874 | Rate Constraint in lbs/MMBtu | FALSE | L | Annual | Emissions at Affected Plants NOX | MTons | 0.88273 | 0.88273 | 0.72373 | 0.78343 | 0.84088 | 0.88273 | 0.88273
NSR Oak Creek 5-8 - NOX Rate Annual v3.1, Unit 5414 and retrofits | 723 | 1874 | Rate Constraint in lbs/MMBtu | FALSE | L | Annual | Allowances Purchased NOX | MTons | 0 | 0 | 0 | 0 | 0 | 0 | 0
NSR Oak Creek 5-8 - NOX Rate Annual v3.1, Unit 5414 and retrofits | 723 | 1874 | Rate Constraint in lbs/MMBtu | FALSE | L | Annual | Allowances Sold NOX | MTons | 0 | 0 | 0 | 0 | 0 | 0 | 0
NSR Oak Creek 5-8 - NOX Rate Annual v3.1, Unit 5414 and retrofits | 723 | 1874 | Rate Constraint in lbs/MMBtu | FALSE | L | Annual | Allowances Banked | MTons | 0 | 0 | 0 | 0 | 0 | 0 | 0
NSR Oak Creek 5-8 - NOX Rate Annual v3.1, Unit 5414 and retrofits | 723 | 1874 | Rate Constraint in lbs/MMBtu | FALSE | L | Annual | Allowances Withdrawn (1:1) | MTons | 0 | 0 | 0 | 0 | 0 | 0 | 0
NSR Oak Creek 5-8 - NOX Rate Annual v3.1, Unit 5414 and retrofits | 723 | 1874 | Rate Constraint in lbs/MMBtu | FALSE | L | Annual | Allowances Withdrawn (n:1) | MTons | 0 | 0 | 0 | 0 | 0 | 0 | 0
NSR Oak Creek 5-8 - NOX Rate Annual v3.1, Unit 5414 and retrofits | 723 | 1874 | Rate Constraint in lbs/MMBtu | FALSE | L | Annual | Net Emissions Allowance Position | MTons | 0.88273 | 0.88273 | 0.72373 | 0.78343 | 0.84088 | 0.88273 | 0.88273
NSR Oak Creek 5-8 - NOX Rate Annual v3.1, Unit 5414 and retrofits | 723 | 1874 | Rate Constraint in lbs/MMBtu | FALSE | L | Annual | Fuel Consumed | TBtu | 17.6995 | 17.6995 | 14.5114 | 15.7085 | 16.8604 | 17.6995 | 17.6995
NSR Oak Creek 5-8 - NOX Rate Annual v3.1, Unit 5414 and retrofits | 723 | 1874 | Rate Constraint in lbs/MMBtu | FALSE | L | Annual | Rate | lb/MMBtu | 0.099747 | 0.099747 | 0.099747 | 0.099747 | 0.099747 | 0.099747 | 0.099747
NSR Oak Creek 5-8 - NOX Rate Annual v3.1, Unit 5414 and retrofits | 723 | 1874 | Rate Constraint in lbs/MMBtu | FALSE | L | Annual | Generation | TWh | 1.8502 | 1.8502 | 1.517 | 1.6421 | 1.7625 | 1.8502 | 1.8502
NSR Oak Creek 5-8 - NOX Rate Annual v3.1, Unit 5414 and retrofits | 723 | 1874 | Rate Constraint in lbs/MMBtu | FALSE | L | Annual | Qualifying Generation | TWh | 1.8502 | 1.8502 | 1.517 | 1.6421 | 1.7625 | 1.8502 | 1.8502
NSR Oak Creek 5-8 - NOX Rate Annual v3.1, Unit 5414 and retrofits | 723 | 1874 | Rate Constraint in lbs/MMBtu | FALSE | L | Annual | Rate | lb/MWh | 0.47709 | 0.47709 | 0.47709 | 0.47709 | 0.47709 | 0.47709 | 0.47709
NSR Oak Creek 5-8 - NOX Rate Annual v3.1, Unit 5414 and retrofits | 723 | 1874 | Rate Constraint in lbs/MMBtu | FALSE | L | Annual | Constraint Shadow Price | US$/Ton | 0 | 0 | 0 | 0 | 0 | 0 | 0
NSR OH Edison - NOX Cap Annual v3.1 | 724 | 1853 | Rate Constraint in MTons | FALSE | L | Annual | Seasons Included | Seasons | Winter, Summer | Winter, Summer | Winter, Summer | Winter, Summer | Winter, Summer | Winter, Summer | Winter, Summer
NSR OH Edison - NOX Cap Annual v3.1 | 724 | 1853 | Rate Constraint in MTons | FALSE | L | Annual | Standard | MTons | 11.86 | 11.86 | 11.86 | 11.86 | 11.86 | 11.86 | 11.86
NSR OH Edison - NOX Cap Annual v3.1 | 724 | 1853 | Rate Constraint in MTons | FALSE | L | Annual | Standard NOX | MTons | 11.86 | 11.86 | 11.86 | 11.86 | 11.86 | 11.86 | 11.86
NSR OH Edison - NOX Cap Annual v3.1 | 724 | 1853 | Rate Constraint in MTons | FALSE | L | Annual | Emissions at Affected Plants NOX | MTons | 11.86 | 11.86 | 10.6019 | 9.0534 | 9.2377 | 9.0898 | 10.0895
NSR OH Edison - NOX Cap Annual v3.1 | 724 | 1853 | Rate Constraint in MTons | FALSE | L | Annual | Allowances Purchased NOX | MTons | 0 | 0 | 0 | 0 | 0 | 0 | 0
NSR OH Edison - NOX Cap Annual v3.1 | 724 | 1853 | Rate Constraint in MTons | FALSE | L | Annual | Allowances Sold NOX | MTons | 0 | 0 | 0 | 0 | 0 | 0 | 0
NSR OH Edison - NOX Cap Annual v3.1 | 724 | 1853 | Rate Constraint in MTons | FALSE | L | Annual | Allowances Banked | MTons | 0 | 0 | 0 | 0 | 0 | 0 | 0
NSR OH Edison - NOX Cap Annual v3.1 | 724 | 1853 | Rate Constraint in MTons | FALSE | L | Annual | Allowances Withdrawn (1:1) | MTons | 0 | 0 | 0 | 0 | 0 | 0 | 0
NSR OH Edison - NOX Cap Annual v3.1 | 724 | 1853 | Rate Constraint in MTons | FALSE | L | Annual | Allowances Withdrawn (n:1) | MTons | 0 | 0 | 0 | 0 | 0 | 0 | 0
NSR OH Edison - NOX Cap Annual v3.1 | 724 | 1853 | Rate Constraint in MTons | FALSE | L | Annual | Net Emissions Allowance Position | MTons | 11.86 | 11.86 | 10.6019 | 9.0534 | 9.2377 | 9.0898 | 10.0895
NSR OH Edison - NOX Cap Annual v3.1 | 724 | 1853 | Rate Constraint in MTons | FALSE | L | Annual | Fuel Consumed | TBtu | 159.5249 | 159.8783 | 143.9185 | 124.7845 | 128.5 | 124.5171 | 136.3603
NSR OH Edison - NOX Cap Annual v3.1 | 724 | 1853 | Rate Constraint in MTons | FALSE | L | Annual | Rate | lb/MMBtu | 0.14869 | 0.14836 | 0.14733 | 0.1451 | 0.14378 | 0.146 | 0.14798
NSR OH Edison - NOX Cap Annual v3.1 | 724 | 1853 | Rate Constraint in MTons | FALSE | L | Annual | Generation | TWh | 16.049 | 16.0847 | 14.4788 | 12.5478 | 12.92 | 12.5168 | 13.71
NSR OH Edison - NOX Cap Annual v3.1 | 724 | 1853 | Rate Constraint in MTons | FALSE | L | Annual | Qualifying Generation | TWh | 16.049 | 16.0847 | 14.4788 | 12.5478 | 12.92 | 12.5168 | 13.71
NSR OH Edison - NOX Cap Annual v3.1 | 724 | 1853 | Rate Constraint in MTons | FALSE | L | Annual | Rate | lb/MWh | 0.73899 | 0.73735 | 0.73224 | 0.72151 | 0.71499 | 0.72621 | 0.73593
NSR OH Edison - NOX Cap Annual v3.1 | 724 | 1853 | Rate Constraint in MTons | FALSE | L | Annual | Constraint Shadow Price | US$/Ton | 4432.1517 | 5532.357 | 0 | 0 | 0 | 0 | 0
NSR OH Edison - SO2 Cap Annual v3.1 | 725 | 1854 | Rate Constraint in MTons | FALSE | L | Annual | Seasons Included | Seasons | Winter, Summer | Winter, Summer | Winter, Summer | Winter, Summer | Winter, Summer | Winter, Summer | Winter, Summer
NSR OH Edison - SO2 Cap Annual v3.1 | 725 | 1854 | Rate Constraint in MTons | FALSE | L | Annual | Standard | MTons | 29.9 | 29.9 | 29.9 | 29.9 | 29.9 | 29.9 | 29.9
NSR OH Edison - SO2 Cap Annual v3.1 | 725 | 1854 | Rate Constraint in MTons | FALSE | L | Annual | Standard SO2 | MTons | 29.9 | 29.9 | 29.9 | 29.9 | 29.9 | 29.9 | 29.9
NSR OH Edison - SO2 Cap Annual v3.1 | 725 | 1854 | Rate Constraint in MTons | FALSE | L | Annual | Emissions at Affected Plants SO2 | MTons | 7.0681 | 7.1845 | 6.1403 | 4.9426 | 5.0539 | 5.2798 | 8.4254
NSR OH Edison - SO2 Cap Annual v3.1 | 725 | 1854 | Rate Constraint in MTons | FALSE | L | Annual | Allowances Purchased SO2 | MTons | 0 | 0 | 0 | 0 | 0 | 0 | 0
NSR OH Edison - SO2 Cap Annual v3.1 | 725 | 1854 | Rate Constraint in MTons | FALSE | L | Annual | Allowances Sold SO2 | MTons | 0 | 0 | 0 | 0 | 0 | 0 | 0
NSR OH Edison - SO2 Cap Annual v3.1 | 725 | 1854 | Rate Constraint in MTons | FALSE | L | Annual | Allowances Banked | MTons | 0 | 0 | 0 | 0 | 0 | 0 | 0
NSR OH Edison - SO2 Cap Annual v3.1 | 725 | 1854 | Rate Constraint in MTons | FALSE | L | Annual | Allowances Withdrawn (1:1) | MTons | 0 | 0 | 0 | 0 | 0 | 0 | 0
NSR OH Edison - SO2 Cap Annual v3.1 | 725 | 1854 | Rate Constraint in MTons | FALSE | L | Annual | Allowances Withdrawn (n:1) | MTons | 0 | 0 | 0 | 0 | 0 | 0 | 0
NSR OH Edison - SO2 Cap Annual v3.1 | 725 | 1854 | Rate Constraint in MTons | FALSE | L | Annual | Net Emissions Allowance Position | MTons | 7.0681 | 7.1845 | 6.1403 | 4.9426 | 5.0539 | 5.2798 | 8.4254
NSR OH Edison - SO2 Cap Annual v3.1 | 725 | 1854 | Rate Constraint in MTons | FALSE | L | Annual | Fuel Consumed | TBtu | 159.5249 | 159.8783 | 143.9185 | 124.7845 | 128.5 | 124.5171 | 136.3603
NSR OH Edison - SO2 Cap Annual v3.1 | 725 | 1854 | Rate Constraint in MTons | FALSE | L | Annual | Rate | lb/MMBtu | 0.088614 | 0.089875 | 0.085331 | 0.079219 | 0.07866 | 0.084804 | 0.12358
NSR OH Edison - SO2 Cap Annual v3.1 | 725 | 1854 | Rate Constraint in MTons | FALSE | L | Annual | Generation | TWh | 16.049 | 16.0847 | 14.4788 | 12.5478 | 12.92 | 12.5168 | 13.71
NSR OH Edison - SO2 Cap Annual v3.1 | 725 | 1854 | Rate Constraint in MTons | FALSE | L | Annual | Qualifying Generation | TWh | 16.049 | 16.0847 | 14.4788 | 12.5478 | 12.92 | 12.5168 | 13.71
NSR OH Edison - SO2 Cap Annual v3.1 | 725 | 1854 | Rate Constraint in MTons | FALSE | L | Annual | Rate | lb/MWh | 0.44041 | 0.44667 | 0.42409 | 0.39391 | 0.39117 | 0.42182 | 0.61454
NSR OH Edison - SO2 Cap Annual v3.1 | 725 | 1854 | Rate Constraint in MTons | FALSE | L | Annual | Constraint Shadow Price | US$/Ton | 0 | 0 | 0 | 0 | 0 | 0 | 0
NSR Pleasant Prairie 1,2 - NOX Rate Annual v3.1, Unit 5409 and retrofits | 726 | 1947 | Rate Constraint in lbs/MMBtu | FALSE | L | Annual | Seasons Included | Seasons | Winter, Summer | Winter, Summer | Winter, Summer | Winter, Summer | Winter, Summer | Winter, Summer | Winter, Summer
NSR Pleasant Prairie 1,2 - NOX Rate Annual v3.1, Unit 5409 and retrofits | 726 | 1947 | Rate Constraint in lbs/MMBtu | FALSE | L | Annual | Standard | lb/MMBtu | 0.1 | 0.1 | 0.1 | 0.1 | 0.1 | 0.1 | 0.1
NSR Pleasant Prairie 1,2 - NOX Rate Annual v3.1, Unit 5409 and retrofits | 726 | 1947 | Rate Constraint in lbs/MMBtu | FALSE | L | Annual | Emissions at Affected Plants NOX | MTons | 1.4712 | 1.4712 | 1.187 | 1.187 | 1.187 | 1.2851 | 1.4712
NSR Pleasant Prairie 1,2 - NOX Rate Annual v3.1, Unit 5409 and retrofits | 726 | 1947 | Rate Constraint in lbs/MMBtu | FALSE | L | Annual | Allowances Purchased NOX | MTons | 0 | 0 | 0 | 0 | 0 | 0 | 0
NSR Pleasant Prairie 1,2 - NOX Rate Annual v3.1, Unit 5409 and retrofits | 726 | 1947 | Rate Constraint in lbs/MMBtu | FALSE | L | Annual | Allowances Sold NOX | MTons | 0 | 0 | 0 | 0 | 0 | 0 | 0
NSR Pleasant Prairie 1,2 - NOX Rate Annual v3.1, Unit 5409 and retrofits | 726 | 1947 | Rate Constraint in lbs/MMBtu | FALSE | L | Annual | Allowances Banked | MTons | 0 | 0 | 0 | 0 | 0 | 0 | 0
NSR Pleasant Prairie 1,2 - NOX Rate Annual v3.1, Unit 5409 and retrofits | 726 | 1947 | Rate Constraint in lbs/MMBtu | FALSE | L | Annual | Allowances Withdrawn (1:1) | MTons | 0 | 0 | 0 | 0 | 0 | 0 | 0
NSR Pleasant Prairie 1,2 - NOX Rate Annual v3.1, Unit 5409 and retrofits | 726 | 1947 | Rate Constraint in lbs/MMBtu | FALSE | L | Annual | Allowances Withdrawn (n:1) | MTons | 0 | 0 | 0 | 0 | 0 | 0 | 0
NSR Pleasant Prairie 1,2 - NOX Rate Annual v3.1, Unit 5409 and retrofits | 726 | 1947 | Rate Constraint in lbs/MMBtu | FALSE | L | Annual | Net Emissions Allowance Position | MTons | 1.4712 | 1.4712 | 1.187 | 1.187 | 1.187 | 1.2851 | 1.4712
NSR Pleasant Prairie 1,2 - NOX Rate Annual v3.1, Unit 5409 and retrofits | 726 | 1947 | Rate Constraint in lbs/MMBtu | FALSE | L | Annual | Fuel Consumed | TBtu | 44.5605 | 44.4544 | 35.9522 | 35.8665 | 35.9522 | 38.9236 | 44.4544
NSR Pleasant Prairie 1,2 - NOX Rate Annual v3.1, Unit 5409 and retrofits | 726 | 1947 | Rate Constraint in lbs/MMBtu | FALSE | L | Annual | Rate | lb/MMBtu | 0.066031 | 0.066189 | 0.066031 | 0.066189 | 0.066031 | 0.066031 | 0.066189
NSR Pleasant Prairie 1,2 - NOX Rate Annual v3.1, Unit 5409 and retrofits | 726 | 1947 | Rate Constraint in lbs/MMBtu | FALSE | L | Annual | Generation | TWh | 4.2339 | 4.2339 | 3.416 | 3.416 | 3.416 | 3.6983 | 4.2339
NSR Pleasant Prairie 1,2 - NOX Rate Annual v3.1, Unit 5409 and retrofits | 726 | 1947 | Rate Constraint in lbs/MMBtu | FALSE | L | Annual | Qualifying Generation | TWh | 4.2339 | 4.2339 | 3.416 | 3.416 | 3.416 | 3.6983 | 4.2339
NSR Pleasant Prairie 1,2 - NOX Rate Annual v3.1, Unit 5409 and retrofits | 726 | 1947 | Rate Constraint in lbs/MMBtu | FALSE | L | Annual | Rate | lb/MWh | 0.34747 | 0.34747 | 0.34747 | 0.34747 | 0.34747 | 0.34747 | 0.34747
NSR Pleasant Prairie 1,2 - NOX Rate Annual v3.1, Unit 5409 and retrofits | 726 | 1947 | Rate Constraint in lbs/MMBtu | FALSE | L | Annual | Constraint Shadow Price | US$/Ton | 0 | 0 | 0 | 0 | 0 | 0 | 0
NSR Pleasant Prairie 1,2 - NOX Rate Annual v3.1, Unit 5410 and retrofits | 727 | 1947 | Rate Constraint in lbs/MMBtu | FALSE | L | Annual | Seasons Included | Seasons | Winter, Summer | Winter, Summer | Winter, Summer | Winter, Summer | Winter, Summer | Winter, Summer | Winter, Summer
NSR Pleasant Prairie 1,2 - NOX Rate Annual v3.1, Unit 5410 and retrofits | 727 | 1947 | Rate Constraint in lbs/MMBtu | FALSE | L | Annual | Standard | lb/MMBtu | 0.1 | 0.1 | 0.1 | 0.1 | 0.1 | 0.1 | 0.1
NSR Pleasant Prairie 1,2 - NOX Rate Annual v3.1, Unit 5410 and retrofits | 727 | 1947 | Rate Constraint in lbs/MMBtu | FALSE | L | Annual | Emissions at Affected Plants NOX | MTons | 1.4828 | 1.4828 | 1.1612 | 1.1964 | 1.1964 | 1.2953 | 1.4828
NSR Pleasant Prairie 1,2 - NOX Rate Annual v3.1, Unit 5410 and retrofits | 727 | 1947 | Rate Constraint in lbs/MMBtu | FALSE | L | Annual | Allowances Purchased NOX | MTons | 0 | 0 | 0 | 0 | 0 | 0 | 0
NSR Pleasant Prairie 1,2 - NOX Rate Annual v3.1, Unit 5410 and retrofits | 727 | 1947 | Rate Constraint in lbs/MMBtu | FALSE | L | Annual | Allowances Sold NOX | MTons | 0 | 0 | 0 | 0 | 0 | 0 | 0
NSR Pleasant Prairie 1,2 - NOX Rate Annual v3.1, Unit 5410 and retrofits | 727 | 1947 | Rate Constraint in lbs/MMBtu | FALSE | L | Annual | Allowances Banked | MTons | 0 | 0 | 0 | 0 | 0 | 0 | 0
NSR Pleasant Prairie 1,2 - NOX Rate Annual v3.1, Unit 5410 and retrofits | 727 | 1947 | Rate Constraint in lbs/MMBtu | FALSE | L | Annual | Allowances Withdrawn (1:1) | MTons | 0 | 0 | 0 | 0 | 0 | 0 | 0
NSR Pleasant Prairie 1,2 - NOX Rate Annual v3.1, Unit 5410 and retrofits | 727 | 1947 | Rate Constraint in lbs/MMBtu | FALSE | L | Annual | Allowances Withdrawn (n:1) | MTons | 0 | 0 | 0 | 0 | 0 | 0 | 0
NSR Pleasant Prairie 1,2 - NOX Rate Annual v3.1, Unit 5410 and retrofits | 727 | 1947 | Rate Constraint in lbs/MMBtu | FALSE | L | Annual | Net Emissions Allowance Position | MTons | 1.4828 | 1.4828 | 1.1612 | 1.1964 | 1.1964 | 1.2953 | 1.4828
NSR Pleasant Prairie 1,2 - NOX Rate Annual v3.1, Unit 5410 and retrofits | 727 | 1947 | Rate Constraint in lbs/MMBtu | FALSE | L | Annual | Fuel Consumed | TBtu | 44.6428 | 44.6325 | 35.0363 | 36.0103 | 36.0963 | 39.0796 | 44.6325
NSR Pleasant Prairie 1,2 - NOX Rate Annual v3.1, Unit 5410 and retrofits | 727 | 1947 | Rate Constraint in lbs/MMBtu | FALSE | L | Annual | Rate | lb/MMBtu | 0.066431 | 0.066447 | 0.066288 | 0.066447 | 0.066288 | 0.066288 | 0.066447
NSR Pleasant Prairie 1,2 - NOX Rate Annual v3.1, Unit 5410 and retrofits | 727 | 1947 | Rate Constraint in lbs/MMBtu | FALSE | L | Annual | Generation | TWh | 4.2339 | 4.2339 | 3.3157 | 3.416 | 3.416 | 3.6983 | 4.2339
NSR Pleasant Prairie 1,2 - NOX Rate Annual v3.1, Unit 5410 and retrofits | 727 | 1947 | Rate Constraint in lbs/MMBtu | FALSE | L | Annual | Qualifying Generation | TWh | 4.2339 | 4.2339 | 3.3157 | 3.416 | 3.416 | 3.6983 | 4.2339
NSR Pleasant Prairie 1,2 - NOX Rate Annual v3.1, Unit 5410 and retrofits | 727 | 1947 | Rate Constraint in lbs/MMBtu | FALSE | L | Annual | Rate | lb/MWh | 0.35023 | 0.35023 | 0.35023 | 0.35023 | 0.35023 | 0.35023 | 0.35023
NSR Pleasant Prairie 1,2 - NOX Rate Annual v3.1, Unit 5410 and retrofits | 727 | 1947 | Rate Constraint in lbs/MMBtu | FALSE | L | Annual | Constraint Shadow Price | US$/Ton | 0 | 0 | 0 | 0 | 0 | 0 | 0
NSR PSEG Consent - NOX Cap Annual v3.1 | 728 | 1855 | Rate Constraint in MTons | FALSE | L | Annual | Seasons Included | Seasons | Winter, Summer | Winter, Summer | Winter, Summer | Winter, Summer | Winter, Summer | Winter, Summer | Winter, Summer
NSR PSEG Consent - NOX Cap Annual v3.1 | 728 | 1855 | Rate Constraint in MTons | FALSE | L | Annual | Standard | MTons | 3.49 | 3.49 | 3.49 | 3.49 | 3.49 | 3.49 | 3.49
NSR PSEG Consent - NOX Cap Annual v3.1 | 728 | 1855 | Rate Constraint in MTons | FALSE | L | Annual | Standard NOX | MTons | 3.49 | 3.49 | 3.49 | 3.49 | 3.49 | 3.49 | 3.49
NSR PSEG Consent - NOX Cap Annual v3.1 | 728 | 1855 | Rate Constraint in MTons | FALSE | L | Annual | Emissions at Affected Plants NOX | MTons | 1.2736 | 1.4204 | 0.44667 | 0.48516 | 0.44667 | 0.60425 | 1.5212
NSR PSEG Consent - NOX Cap Annual v3.1 | 728 | 1855 | Rate Constraint in MTons | FALSE | L | Annual | Allowances Purchased NOX | MTons | 0 | 0 | 0 | 0 | 0 | 0 | 0
NSR PSEG Consent - NOX Cap Annual v3.1 | 728 | 1855 | Rate Constraint in MTons | FALSE | L | Annual | Allowances Sold NOX | MTons | 0 | 0 | 0 | 0 | 0 | 0 | 0
NSR PSEG Consent - NOX Cap Annual v3.1 | 728 | 1855 | Rate Constraint in MTons | FALSE | L | Annual | Allowances Banked | MTons | 0 | 0 | 0 | 0 | 0 | 0 | 0
NSR PSEG Consent - NOX Cap Annual v3.1 | 728 | 1855 | Rate Constraint in MTons | FALSE | L | Annual | Allowances Withdrawn (1:1) | MTons | 0 | 0 | 0 | 0 | 0 | 0 | 0
NSR PSEG Consent - NOX Cap Annual v3.1 | 728 | 1855 | Rate Constraint in MTons | FALSE | L | Annual | Allowances Withdrawn (n:1) | MTons | 0 | 0 | 0 | 0 | 0 | 0 | 0
NSR PSEG Consent - NOX Cap Annual v3.1 | 728 | 1855 | Rate Constraint in MTons | FALSE | L | Annual | Net Emissions Allowance Position | MTons | 1.2736 | 1.4204 | 0.44667 | 0.48516 | 0.44667 | 0.60425 | 1.5212
NSR PSEG Consent - NOX Cap Annual v3.1 | 728 | 1855 | Rate Constraint in MTons | FALSE | L | Annual | Fuel Consumed | TBtu | 33.6163 | 37.4787 | 11.7896 | 12.8055 | 11.7896 | 15.949 | 40.1511
NSR PSEG Consent - NOX Cap Annual v3.1 | 728 | 1855 | Rate Constraint in MTons | FALSE | L | Annual | Rate | lb/MMBtu | 0.075773 | 0.075795 | 0.075773 | 0.075773 | 0.075773 | 0.075773 | 0.075773
NSR PSEG Consent - NOX Cap Annual v3.1 | 728 | 1855 | Rate Constraint in MTons | FALSE | L | Annual | Generation | TWh | 3.2581 | 3.6331 | 1.1432 | 1.2465 | 1.1432 | 1.5513 | 4.0799
NSR PSEG Consent - NOX Cap Annual v3.1 | 728 | 1855 | Rate Constraint in MTons | FALSE | L | Annual | Qualifying Generation | TWh | 3.2581 | 3.6331 | 1.1432 | 1.2465 | 1.1432 | 1.5513 | 4.0799
NSR PSEG Consent - NOX Cap Annual v3.1 | 728 | 1855 | Rate Constraint in MTons | FALSE | L | Annual | Rate | lb/MWh | 0.3909 | 0.39094 | 0.39071 | 0.38923 | 0.39071 | 0.38952 | 0.37285
NSR PSEG Consent - NOX Cap Annual v3.1 | 728 | 1855 | Rate Constraint in MTons | FALSE | L | Annual | Constraint Shadow Price | US$/Ton | 0 | 0 | 0 | 0 | 0 | 0 | 0
NSR PSEG Consent - SO2 Cap Annual v3.1 | 729 | 1856 | Rate Constraint in MTons | FALSE | L | Annual | Seasons Included | Seasons | Winter, Summer | Winter, Summer | Winter, Summer | Winter, Summer | Winter, Summer | Winter, Summer | Winter, Summer
NSR PSEG Consent - SO2 Cap Annual v3.1 | 729 | 1856 | Rate Constraint in MTons | FALSE | L | Annual | Standard | MTons | 5.27 | 5.27 | 5.27 | 5.27 | 5.27 | 5.27 | 5.27
NSR PSEG Consent - SO2 Cap Annual v3.1 | 729 | 1856 | Rate Constraint in MTons | FALSE | L | Annual | Standard SO2 | MTons | 5.27 | 5.27 | 5.27 | 5.27 | 5.27 | 5.27 | 5.27
NSR PSEG Consent - SO2 Cap Annual v3.1 | 729 | 1856 | Rate Constraint in MTons | FALSE | L | Annual | Emissions at Affected Plants SO2 | MTons | 2.4345 | 2.7211 | 0.85382 | 0.92739 | 0.85382 | 0.63716 | 1.604
NSR PSEG Consent - SO2 Cap Annual v3.1 | 729 | 1856 | Rate Constraint in MTons | FALSE | L | Annual | Allowances Purchased SO2 | MTons | 0 | 0 | 0 | 0 | 0 | 0 | 0
NSR PSEG Consent - SO2 Cap Annual v3.1 | 729 | 1856 | Rate Constraint in MTons | FALSE | L | Annual | Allowances Sold SO2 | MTons | 0 | 0 | 0 | 0 | 0 | 0 | 0
NSR PSEG Consent - SO2 Cap Annual v3.1 | 729 | 1856 | Rate Constraint in MTons | FALSE | L | Annual | Allowances Banked | MTons | 0 | 0 | 0 | 0 | 0 | 0 | 0
NSR PSEG Consent - SO2 Cap Annual v3.1 | 729 | 1856 | Rate Constraint in MTons | FALSE | L | Annual | Allowances Withdrawn (1:1) | MTons | 0 | 0 | 0 | 0 | 0 | 0 | 0
NSR PSEG Consent - SO2 Cap Annual v3.1 | 729 | 1856 | Rate Constraint in MTons | FALSE | L | Annual | Allowances Withdrawn (n:1) | MTons | 0 | 0 | 0 | 0 | 0 | 0 | 0
NSR PSEG Consent - SO2 Cap Annual v3.1 | 729 | 1856 | Rate Constraint in MTons | FALSE | L | Annual | Net Emissions Allowance Position | MTons | 2.4345 | 2.7211 | 0.85382 | 0.92739 | 0.85382 | 0.63716 | 1.604
NSR PSEG Consent - SO2 Cap Annual v3.1 | 729 | 1856 | Rate Constraint in MTons | FALSE | L | Annual | Fuel Consumed | TBtu | 33.6163 | 37.4787 | 11.7896 | 12.8055 | 11.7896 | 15.949 | 40.1511
NSR PSEG Consent - SO2 Cap Annual v3.1 | 729 | 1856 | Rate Constraint in MTons | FALSE | L | Annual | Rate | lb/MMBtu | 0.14484 | 0.14521 | 0.14484 | 0.14484 | 0.14484 | 0.0799 | 0.0799
NSR PSEG Consent - SO2 Cap Annual v3.1 | 729 | 1856 | Rate Constraint in MTons | FALSE | L | Annual | Generation | TWh | 3.2581 | 3.6331 | 1.1432 | 1.2465 | 1.1432 | 1.5513 | 4.0799
NSR PSEG Consent - SO2 Cap Annual v3.1 | 729 | 1856 | Rate Constraint in MTons | FALSE | L | Annual | Qualifying Generation | TWh | 3.2581 | 3.6331 | 1.1432 | 1.2465 | 1.1432 | 1.5513 | 4.0799
NSR PSEG Consent - SO2 Cap Annual v3.1 | 729 | 1856 | Rate Constraint in MTons | FALSE | L | Annual | Rate | lb/MWh | 0.74722 | 0.74896 | 0.74685 | 0.74403 | 0.74685 | 0.41073 | 0.39315
NSR PSEG Consent - SO2 Cap Annual v3.1 | 729 | 1856 | Rate Constraint in MTons | FALSE | L | Annual | Constraint Shadow Price | US$/Ton | 0 | 0 | 0 | 0 | 0 | 0 | 0
NSR Rockport 1 & 2 - SO2 Cap Annual v5.13 | 730 | 5898 | Rate Constraint in MTons | FALSE | L | Annual | Seasons Included | Seasons | Winter, Summer | Winter, Summer | Winter, Summer | Winter, Summer | Winter, Summer | Winter, Summer | Winter, Summer
NSR Rockport 1 & 2 - SO2 Cap Annual v5.13 | 730 | 5898 | Rate Constraint in MTons | FALSE | L | Annual | Standard | MTons | 28 | 26 | 23 | 20.4 | 11.3333 | 10 | 10
NSR Rockport 1 & 2 - SO2 Cap Annual v5.13 | 730 | 5898 | Rate Constraint in MTons | FALSE | L | Annual | Standard SO2 | MTons | 28 | 26 | 23 | 20.4 | 11.3333 | 10 | 10
NSR Rockport 1 & 2 - SO2 Cap Annual v5.13 | 730 | 5898 | Rate Constraint in MTons | FALSE | L | Annual | Emissions at Affected Plants SO2 | MTons | 15.7297 | 15.7297 | 13.7415 | 14.8462 | 0.018074 | 0.017297 | 0.017903
NSR Rockport 1 & 2 - SO2 Cap Annual v5.13 | 730 | 5898 | Rate Constraint in MTons | FALSE | L | Annual | Allowances Purchased SO2 | MTons | 0 | 0 | 0 | 0 | 0 | 0 | 0
NSR Rockport 1 & 2 - SO2 Cap Annual v5.13 | 730 | 5898 | Rate Constraint in MTons | FALSE | L | Annual | Allowances Sold SO2 | MTons | 0 | 0 | 0 | 0 | 0 | 0 | 0
NSR Rockport 1 & 2 - SO2 Cap Annual v5.13 | 730 | 5898 | Rate Constraint in MTons | FALSE | L | Annual | Allowances Banked | MTons | 0 | 0 | 0 | 0 | 0 | 0 | 0
NSR Rockport 1 & 2 - SO2 Cap Annual v5.13 | 730 | 5898 | Rate Constraint in MTons | FALSE | L | Annual | Allowances Withdrawn (1:1) | MTons | 0 | 0 | 0 | 0 | 0 | 0 | 0
NSR Rockport 1 & 2 - SO2 Cap Annual v5.13 | 730 | 5898 | Rate Constraint in MTons | FALSE | L | Annual | Allowances Withdrawn (n:1) | MTons | 0 | 0 | 0 | 0 | 0 | 0 | 0
NSR Rockport 1 & 2 - SO2 Cap Annual v5.13 | 730 | 5898 | Rate Constraint in MTons | FALSE | L | Annual | Net Emissions Allowance Position | MTons | 15.7297 | 15.7297 | 13.7415 | 14.8462 | 0.018074 | 0.017297 | 0.017903
NSR Rockport 1 & 2 - SO2 Cap Annual v5.13 | 730 | 5898 | Rate Constraint in MTons | FALSE | L | Annual | Fuel Consumed | TBtu | 171.0606 | 171.0606 | 149.4387 | 161.4523 | 0.18996 | 0.18103 | 0.1901
NSR Rockport 1 & 2 - SO2 Cap Annual v5.13 | 730 | 5898 | Rate Constraint in MTons | FALSE | L | Annual | Rate | lb/MMBtu | 0.18391 | 0.18391 | 0.18391 | 0.18391 | 0.19029 | 0.1911 | 0.18836
NSR Rockport 1 & 2 - SO2 Cap Annual v5.13 | 730 | 5898 | Rate Constraint in MTons | FALSE | L | Annual | Generation | TWh | 18.1446 | 18.1446 | 15.8512 | 17.1255 | 0.020789 | 0.019812 | 0.020789
NSR Rockport 1 & 2 - SO2 Cap Annual v5.13 | 730 | 5898 | Rate Constraint in MTons | FALSE | L | Annual | Qualifying Generation | TWh | 18.1446 | 18.1446 | 15.8512 | 17.1255 | 0.020789 | 0.019812 | 0.020789
NSR Rockport 1 & 2 - SO2 Cap Annual v5.13 | 730 | 5898 | Rate Constraint in MTons | FALSE | L | Annual | Rate | lb/MWh | 0.86691 | 0.86691 | 0.86691 | 0.8669 | 0.86941 | 0.87308 | 0.86119
NSR Rockport 1 & 2 - SO2 Cap Annual v5.13 | 730 | 5898 | Rate Constraint in MTons | FALSE | L | Annual | Constraint Shadow Price | US$/Ton | 0 | 0 | 0 | 0 | 0 | 0 | 0
NSR Santee Cooper - NOX Cap Annual v3.1 | 731 | 1857 | Rate Constraint in MTons | FALSE | L | Annual | Seasons Included | Seasons | Winter, Summer | Winter, Summer | Winter, Summer | Winter, Summer | Winter, Summer | Winter, Summer | Winter, Summer
NSR Santee Cooper - NOX Cap Annual v3.1 | 731 | 1857 | Rate Constraint in MTons | FALSE | L | Annual | Standard | MTons | 20 | 20 | 20 | 20 | 20 | 20 | 20
NSR Santee Cooper - NOX Cap Annual v3.1 | 731 | 1857 | Rate Constraint in MTons | FALSE | L | Annual | Standard NOX | MTons | 20 | 20 | 20 | 20 | 20 | 20 | 20
NSR Santee Cooper - NOX Cap Annual v3.1 | 731 | 1857 | Rate Constraint in MTons | FALSE | L | Annual | Emissions at Affected Plants NOX | MTons | 5.3625 | 5.3625 | 2.5141 | 3.2033 | 2.7791 | 3.6172 | 5.4349
NSR Santee Cooper - NOX Cap Annual v3.1 | 731 | 1857 | Rate Constraint in MTons | FALSE | L | Annual | Allowances Purchased NOX | MTons | 0 | 0 | 0 | 0 | 0 | 0 | 0
NSR Santee Cooper - NOX Cap Annual v3.1 | 731 | 1857 | Rate Constraint in MTons | FALSE | L | Annual | Allowances Sold NOX | MTons | 0 | 0 | 0 | 0 | 0 | 0 | 0
NSR Santee Cooper - NOX Cap Annual v3.1 | 731 | 1857 | Rate Constraint in MTons | FALSE | L | Annual | Allowances Banked | MTons | 0 | 0 | 0 | 0 | 0 | 0 | 0
NSR Santee Cooper - NOX Cap Annual v3.1 | 731 | 1857 | Rate Constraint in MTons | FALSE | L | Annual | Allowances Withdrawn (1:1) | MTons | 0 | 0 | 0 | 0 | 0 | 0 | 0
NSR Santee Cooper - NOX Cap Annual v3.1 | 731 | 1857 | Rate Constraint in MTons | FALSE | L | Annual | Allowances Withdrawn (n:1) | MTons | 0 | 0 | 0 | 0 | 0 | 0 | 0
NSR Santee Cooper - NOX Cap Annual v3.1 | 731 | 1857 | Rate Constraint in MTons | FALSE | L | Annual | Net Emissions Allowance Position | MTons | 5.3625 | 5.3625 | 2.5141 | 3.2033 | 2.7791 | 3.6172 | 5.4349
NSR Santee Cooper - NOX Cap Annual v3.1 | 731 | 1857 | Rate Constraint in MTons | FALSE | L | Annual | Fuel Consumed | TBtu | 133.5371 | 133.5371 | 63.7029 | 82.2941 | 72.0915 | 95.1682 | 136.0493
NSR Santee Cooper - NOX Cap Annual v3.1 | 731 | 1857 | Rate Constraint in MTons | FALSE | L | Annual | Rate | lb/MMBtu | 0.080315 | 0.080315 | 0.078932 | 0.077849 | 0.0771 | 0.076017 | 0.079896
NSR Santee Cooper - NOX Cap Annual v3.1 | 731 | 1857 | Rate Constraint in MTons | FALSE | L | Annual | Generation | TWh | 13.7817 | 13.7817 | 6.5777 | 8.5002 | 7.4489 | 9.8095 | 14.0197
NSR Santee Cooper - NOX Cap Annual v3.1 | 731 | 1857 | Rate Constraint in MTons | FALSE | L | Annual | Qualifying Generation | TWh | 13.7817 | 13.7817 | 6.5777 | 8.5002 | 7.4489 | 9.8095 | 14.0197
NSR Santee Cooper - NOX Cap Annual v3.1 | 731 | 1857 | Rate Constraint in MTons | FALSE | L | Annual | Rate | lb/MWh | 0.3891 | 0.3891 | 0.38221 | 0.37685 | 0.37309 | 0.36874 | 0.38766
NSR Santee Cooper - NOX Cap Annual v3.1 | 731 | 1857 | Rate Constraint in MTons | FALSE | L | Annual | Constraint Shadow Price | US$/Ton | 0 | 0 | 0 | 0 | 0 | 0 | 0
NSR Santee Cooper - NOX Rate Annual v3.1 | 732 | 1858 | Rate Constraint in lbs/MMBtu | FALSE | L | Annual | Seasons Included | Seasons | Winter, Summer | Winter, Summer | Winter, Summer | Winter, Summer | Winter, Summer | Winter, Summer | Winter, Summer
NSR Santee Cooper - NOX Rate Annual v3.1 | 732 | 1858 | Rate Constraint in lbs/MMBtu | FALSE | L | Annual | Standard | lb/MMBtu | 0.15 | 0.15 | 0.15 | 0.15 | 0.15 | 0.15 | 0.15
NSR Santee Cooper - NOX Rate Annual v3.1 | 732 | 1858 | Rate Constraint in lbs/MMBtu | FALSE | L | Annual | Emissions at Affected Plants NOX | MTons | 5.3625 | 5.3625 | 2.5141 | 3.2033 | 2.7791 | 3.6172 | 5.4349
NSR Santee Cooper - NOX Rate Annual v3.1 | 732 | 1858 | Rate Constraint in lbs/MMBtu | FALSE | L | Annual | Allowances Purchased NOX | MTons | 0 | 0 | 0 | 0 | 0 | 0 | 0
NSR Santee Cooper - NOX Rate Annual v3.1 | 732 | 1858 | Rate Constraint in lbs/MMBtu | FALSE | L | Annual | Allowances Sold NOX | MTons | 0 | 0 | 0 | 0 | 0 | 0 | 0
NSR Santee Cooper - NOX Rate Annual v3.1 | 732 | 1858 | Rate Constraint in lbs/MMBtu | FALSE | L | Annual | Allowances Banked | MTons | 0 | 0 | 0 | 0 | 0 | 0 | 0
NSR Santee Cooper - NOX Rate Annual v3.1 | 732 | 1858 | Rate Constraint in lbs/MMBtu | FALSE | L | Annual | Allowances Withdrawn (1:1) | MTons | 0 | 0 | 0 | 0 | 0 | 0 | 0
NSR Santee Cooper - NOX Rate Annual v3.1 | 732 | 1858 | Rate Constraint in lbs/MMBtu | FALSE | L | Annual | Allowances Withdrawn (n:1) | MTons | 0 | 0 | 0 | 0 | 0 | 0 | 0
NSR Santee Cooper - NOX Rate Annual v3.1 | 732 | 1858 | Rate Constraint in lbs/MMBtu | FALSE | L | Annual | Net Emissions Allowance Position | MTons | 5.3625 | 5.3625 | 2.5141 | 3.2033 | 2.7791 | 3.6172 | 5.4349
NSR Santee Cooper - NOX Rate Annual v3.1 | 732 | 1858 | Rate Constraint in lbs/MMBtu | FALSE | L | Annual | Fuel Consumed | TBtu | 133.5371 | 133.5371 | 63.7029 | 82.2941 | 72.0915 | 95.1682 | 136.0493
NSR Santee Cooper - NOX Rate Annual v3.1 | 732 | 1858 | Rate Constraint in lbs/MMBtu | FALSE | L | Annual | Rate | lb/MMBtu | 0.080315 | 0.080315 | 0.078932 | 0.077849 | 0.0771 | 0.076017 | 0.079896
NSR Santee Cooper - NOX Rate Annual v3.1 | 732 | 1858 | Rate Constraint in lbs/MMBtu | FALSE | L | Annual | Generation | TWh | 13.7817 | 13.7817 | 6.5777 | 8.5002 | 7.4489 | 9.8095 | 14.0197
NSR Santee Cooper - NOX Rate Annual v3.1 | 732 | 1858 | Rate Constraint in lbs/MMBtu | FALSE | L | Annual | Qualifying Generation | TWh | 13.7817 | 13.7817 | 6.5777 | 8.5002 | 7.4489 | 9.8095 | 14.0197
NSR Santee Cooper - NOX Rate Annual v3.1 | 732 | 1858 | Rate Constraint in lbs/MMBtu | FALSE | L | Annual | Rate | lb/MWh | 0.3891 | 0.3891 | 0.38221 | 0.37685 | 0.37309 | 0.36874 | 0.38766
NSR Santee Cooper - NOX Rate Annual v3.1 | 732 | 1858 | Rate Constraint in lbs/MMBtu | FALSE | L | Annual | Constraint Shadow Price | US$/Ton | 0 | 0 | 0 | 0 | 0 | 0 | 0
NSR Santee Cooper - SO2 Cap Annual v3.1 | 733 | 1859 | Rate Constraint in MTons | FALSE | L | Annual | Seasons Included | Seasons | Winter, Summer | Winter, Summer | Winter, Summer | Winter, Summer | Winter, Summer | Winter, Summer | Winter, Summer
NSR Santee Cooper - SO2 Cap Annual v3.1 | 733 | 1859 | Rate Constraint in MTons | FALSE | L | Annual | Standard | MTons | 65 | 65 | 65 | 65 | 65 | 65 | 65
NSR Santee Cooper - SO2 Cap Annual v3.1 | 733 | 1859 | Rate Constraint in MTons | FALSE | L | Annual | Standard SO2 | MTons | 65 | 65 | 65 | 65 | 65 | 65 | 65
NSR Santee Cooper - SO2 Cap Annual v3.1 | 733 | 1859 | Rate Constraint in MTons | FALSE | L | Annual | Emissions at Affected Plants SO2 | MTons | 7.2441 | 7.2441 | 5.7501 | 6.7664 | 6.3113 | 7.4387 | 12.1984
NSR Santee Cooper - SO2 Cap Annual v3.1 | 733 | 1859 | Rate Constraint in MTons | FALSE | L | Annual | Allowances Purchased SO2 | MTons | 0 | 0 | 0 | 0 | 0 | 0 | 0
NSR Santee Cooper - SO2 Cap Annual v3.1 | 733 | 1859 | Rate Constraint in MTons | FALSE | L | Annual | Allowances Sold SO2 | MTons | 0 | 0 | 0 | 0 | 0 | 0 | 0
NSR Santee Cooper - SO2 Cap Annual v3.1 | 733 | 1859 | Rate Constraint in MTons | FALSE | L | Annual | Allowances Banked | MTons | 0 | 0 | 0 | 0 | 0 | 0 | 0
NSR Santee Cooper - SO2 Cap Annual v3.1 | 733 | 1859 | Rate Constraint in MTons | FALSE | L | Annual | Allowances Withdrawn (1:1) | MTons | 0 | 0 | 0 | 0 | 0 | 0 | 0
NSR Santee Cooper - SO2 Cap Annual v3.1 | 733 | 1859 | Rate Constraint in MTons | FALSE | L | Annual | Allowances Withdrawn (n:1) | MTons | 0 | 0 | 0 | 0 | 0 | 0 | 0
NSR Santee Cooper - SO2 Cap Annual v3.1 | 733 | 1859 | Rate Constraint in MTons | FALSE | L | Annual | Net Emissions Allowance Position | MTons | 7.2441 | 7.2441 | 5.7501 | 6.7664 | 6.3113 | 7.4387 | 12.1984
NSR Santee Cooper - SO2 Cap Annual v3.1 | 733 | 1859 | Rate Constraint in MTons | FALSE | L | Annual | Fuel Consumed | TBtu | 133.5371 | 133.5371 | 63.7029 | 82.2941 | 72.0915 | 95.1682 | 136.0493
NSR Santee Cooper - SO2 Cap Annual v3.1 | 733 | 1859 | Rate Constraint in MTons | FALSE | L | Annual | Rate | lb/MMBtu | 0.1085 | 0.1085 | 0.18053 | 0.16444 | 0.17509 | 0.15633 | 0.17932
NSR Santee Cooper - SO2 Cap Annual v3.1 | 733 | 1859 | Rate Constraint in MTons | FALSE | L | Annual | Generation | TWh | 13.7817 | 13.7817 | 6.5777 | 8.5002 | 7.4489 | 9.8095 | 14.0197
NSR Santee Cooper - SO2 Cap Annual v3.1 | 733 | 1859 | Rate Constraint in MTons | FALSE | L | Annual | Qualifying Generation | TWh | 13.7817 | 13.7817 | 6.5777 | 8.5002 | 7.4489 | 9.8095 | 14.0197
NSR Santee Cooper - SO2 Cap Annual v3.1 | 733 | 1859 | Rate Constraint in MTons | FALSE | L | Annual | Rate | lb/MWh | 0.52563 | 0.52563 | 0.87418 | 0.79603 | 0.84728 | 0.75831 | 0.87009
NSR Santee Cooper - SO2 Cap Annual v3.1 | 733 | 1859 | Rate Constraint in MTons | FALSE | L | Annual | Constraint Shadow Price | US$/Ton | 0 | 0 | 0 | 0 | 0 | 0 | 0
NSR Santee Cooper - SO2 Rate Annual v3.1 | 734 | 1860 | Rate Constraint in lbs/MMBtu | FALSE | L | Annual | Seasons Included | Seasons | Winter, Summer | Winter, Summer | Winter, Summer | Winter, Summer | Winter, Summer | Winter, Summer | Winter, Summer
NSR Santee Cooper - SO2 Rate Annual v3.1 | 734 | 1860 | Rate Constraint in lbs/MMBtu | FALSE | L | Annual | Standard | lb/MMBtu | 0.5 | 0.5 | 0.5 | 0.5 | 0.5 | 0.5 | 0.5
NSR Santee Cooper - SO2 Rate Annual v3.1 | 734 | 1860 | Rate Constraint in lbs/MMBtu | FALSE | L | Annual | Emissions at Affected Plants SO2 | MTons | 7.2441 | 7.2441 | 5.7501 | 6.7664 | 6.3113 | 7.4387 | 12.1984
NSR Santee Cooper - SO2 Rate Annual v3.1 | 734 | 1860 | Rate Constraint in lbs/MMBtu | FALSE | L | Annual | Allowances Purchased SO2 | MTons | 0 | 0 | 0 | 0 | 0 | 0 | 0
NSR Santee Cooper - SO2 Rate Annual v3.1 | 734 | 1860 | Rate Constraint in lbs/MMBtu | FALSE | L | Annual | Allowances Sold SO2 | MTons | 0 | 0 | 0 | 0 | 0 | 0 | 0
NSR Santee Cooper - SO2 Rate Annual v3.1 | 734 | 1860 | Rate Constraint in lbs/MMBtu | FALSE | L | Annual | Allowances Banked | MTons | 0 | 0 | 0 | 0 | 0 | 0 | 0
NSR Santee Cooper - SO2 Rate Annual v3.1 | 734 | 1860 | Rate Constraint in lbs/MMBtu | FALSE | L | Annual | Allowances Withdrawn (1:1) | MTons | 0 | 0 | 0 | 0 | 0 | 0 | 0
NSR Santee Cooper - SO2 Rate Annual v3.1 | 734 | 1860 | Rate Constraint in lbs/MMBtu | FALSE | L | Annual | Allowances Withdrawn (n:1) | MTons | 0 | 0 | 0 | 0 | 0 | 0 | 0
NSR Santee Cooper - SO2 Rate Annual v3.1 | 734 | 1860 | Rate Constraint in lbs/MMBtu | FALSE | L | Annual | Net Emissions Allowance Position | MTons | 7.2441 | 7.2441 | 5.7501 | 6.7664 | 6.3113 | 7.4387 | 12.1984
NSR Santee Cooper - SO2 Rate Annual v3.1 | 734 | 1860 | Rate Constraint in lbs/MMBtu | FALSE | L | Annual | Fuel Consumed | TBtu | 133.5371 | 133.5371 | 63.7029 | 82.2941 | 72.0915 | 95.1682 | 136.0493
NSR Santee Cooper - SO2 Rate Annual v3.1 | 734 | 1860 | Rate Constraint in lbs/MMBtu | FALSE | L | Annual | Rate | lb/MMBtu | 0.1085 | 0.1085 | 0.18053 | 0.16444 | 0.17509 | 0.15633 | 0.17932
NSR Santee Cooper - SO2 Rate Annual v3.1 | 734 | 1860 | Rate Constraint in lbs/MMBtu | FALSE | L | Annual | Generation | TWh | 13.7817 | 13.7817 | 6.5777 | 8.5002 | 7.4489 | 9.8095 | 14.0197
NSR Santee Cooper - SO2 Rate Annual v3.1 | 734 | 1860 | Rate Constraint in lbs/MMBtu | FALSE | L | Annual | Qualifying Generation | TWh | 13.7817 | 13.7817 | 6.5777 | 8.5002 | 7.4489 | 9.8095 | 14.0197
NSR Santee Cooper - SO2 Rate Annual v3.1 | 734 | 1860 | Rate Constraint in lbs/MMBtu | FALSE | L | Annual | Rate | lb/MWh | 0.52563 | 0.52563 | 0.87418 | 0.79603 | 0.84728 | 0.75831 | 0.87009
NSR Santee Cooper - SO2 Rate Annual v3.1 | 734 | 1860 | Rate Constraint in lbs/MMBtu | FALSE | L | Annual | Constraint Shadow Price | US$/Ton | 0 | 0 | 0 | 0 | 0 | 0 | 0
NSR Schahfer 14 - NOX Rate Annual v4.11, Unit 5323 and retrofits | 735 | 2304 | Rate Constraint in lbs/MMBtu | FALSE | L | Annual | Seasons Included | Seasons | Winter, Summer | Winter, Summer | Winter, Summer | Winter, Summer | Winter, Summer | Winter, Summer | Winter, Summer
NSR Schahfer 14 - NOX Rate Annual v4.11, Unit 5323 and retrofits | 735 | 2304 | Rate Constraint in lbs/MMBtu | FALSE | L | Annual | Standard | lb/MMBtu | 0.1 | 0.1 | 0.1 | 0.1 | 0.1 | 0.1 | 0.1
NSR Schahfer 14 - NOX Rate Annual v4.11, Unit 5323 and retrofits | 735 | 2304 | Rate Constraint in lbs/MMBtu | FALSE | L | Annual | Emissions at Affected Plants NOX | MTons | 1.3459 | 1.3459 | 1.1371 | 1.1371 | 1.0544 | 1.1371 | 1.3764
NSR Schahfer 14 - NOX Rate Annual v4.11, Unit 5323 and retrofits | 735 | 2304 | Rate Constraint in lbs/MMBtu | FALSE | L | Annual | Allowances Purchased NOX | MTons | 0 | 0 | 0 | 0 | 0 | 0 | 0
NSR Schahfer 14 - NOX Rate Annual v4.11, Unit 5323 and retrofits | 735 | 2304 | Rate Constraint in lbs/MMBtu | FALSE | L | Annual | Allowances Sold NOX | MTons | 0 | 0 | 0 | 0 | 0 | 0 | 0
NSR Schahfer 14 - NOX Rate Annual v4.11, Unit 5323 and retrofits | 735 | 2304 | Rate Constraint in lbs/MMBtu | FALSE | L | Annual | Allowances Banked | MTons | 0 | 0 | 0 | 0 | 0 | 0 | 0
NSR Schahfer 14 - NOX Rate Annual v4.11, Unit 5323 and retrofits | 735 | 2304 | Rate Constraint in lbs/MMBtu | FALSE | L | Annual | Allowances Withdrawn (1:1) | MTons | 0 | 0 | 0 | 0 | 0 | 0 | 0
NSR Schahfer 14 - NOX Rate Annual v4.11, Unit 5323 and retrofits | 735 | 2304 | Rate Constraint in lbs/MMBtu | FALSE | L | Annual | Allowances Withdrawn (n:1) | MTons | 0 | 0 | 0 | 0 | 0 | 0 | 0
NSR Schahfer 14 - NOX Rate Annual v4.11, Unit 5323 and retrofits | 735 | 2304 | Rate Constraint in lbs/MMBtu | FALSE | L | Annual | Net Emissions Allowance Position | MTons | 1.3459 | 1.3459 | 1.1371 | 1.1371 | 1.0544 | 1.1371 | 1.3764
NSR Schahfer 14 - NOX Rate Annual v4.11, Unit 5323 and retrofits | 735 | 2304 | Rate Constraint in lbs/MMBtu | FALSE | L | Annual | Fuel Consumed | TBtu | 26.9179 | 26.9179 | 22.7428 | 22.7428 | 21.0878 | 22.7428 | 27.5287
NSR Schahfer 14 - NOX Rate Annual v4.11, Unit 5323 and retrofits | 735 | 2304 | Rate Constraint in lbs/MMBtu | FALSE | L | Annual | Rate | lb/MMBtu | 0.1 | 0.1 | 0.1 | 0.1 | 0.1 | 0.1 | 0.1
NSR Schahfer 14 - NOX Rate Annual v4.11, Unit 5323 and retrofits | 735 | 2304 | Rate Constraint in lbs/MMBtu | FALSE | L | Annual | Generation | TWh | 2.6387 | 2.6387 | 2.2294 | 2.2294 | 2.0673 | 2.2294 | 2.6986
NSR Schahfer 14 - NOX Rate Annual v4.11, Unit 5323 and retrofits | 735 | 2304 | Rate Constraint in lbs/MMBtu | FALSE | L | Annual | Qualifying Generation | TWh | 2.6387 | 2.6387 | 2.2294 | 2.2294 | 2.0673 | 2.2294 | 2.6986
NSR Schahfer 14 - NOX Rate Annual v4.11, Unit 5323 and retrofits | 735 | 2304 | Rate Constraint in lbs/MMBtu | FALSE | L | Annual | Rate | lb/MWh | 0.51007 | 0.51007 | 0.51006 | 0.51006 | 0.51004 | 0.51006 | 0.51006
NSR Schahfer 14 - NOX Rate Annual v4.11, Unit 5323 and retrofits | 735 | 2304 | Rate Constraint in lbs/MMBtu | FALSE | L | Annual | Constraint Shadow Price | US$/Ton | 0 | 0 | 0 | 0 | 0 | 0 | 0
NSR Schahfer 14 - SO2 Rate Annual v4.11, Unit 5323 and retrofits | 736 | 2298 | Rate Constraint in lbs/MMBtu | FALSE | L | Annual | Seasons Included | Seasons | Winter, Summer | Winter, Summer | Winter, Summer | Winter, Summer | Winter, Summer | Winter, Summer | Winter, Summer
NSR Schahfer 14 - SO2 Rate Annual v4.11, Unit 5323 and retrofits | 736 | 2298 | Rate Constraint in lbs/MMBtu | FALSE | L | Annual | Standard | lb/MMBtu | 0.08 | 0.08 | 0.08 | 0.08 | 0.08 | 0.08 | 0.08
NSR Schahfer 14 - SO2 Rate Annual v4.11, Unit 5323 and retrofits | 736 | 2298 | Rate Constraint in lbs/MMBtu | FALSE | L | Annual | Emissions at Affected Plants SO2 | MTons | 0.80619 | 0.94725 | 0.90971 | 0.90971 | 0.84351 | 0.90971 | 1.081
NSR Schahfer 14 - SO2 Rate Annual v4.11, Unit 5323 and retrofits | 736 | 2298 | Rate Constraint in lbs/MMBtu | FALSE | L | Annual | Allowances Purchased SO2 | MTons | 0 | 0 | 0 | 0 | 0 | 0 | 0
NSR Schahfer 14 - SO2 Rate Annual v4.11, Unit 5323 and retrofits | 736 | 2298 | Rate Constraint in lbs/MMBtu | FALSE | L | Annual | Allowances Sold SO2 | MTons | 0 | 0 | 0 | 0 | 0 | 0 | 0
NSR Schahfer 14 - SO2 Rate Annual v4.11, Unit 5323 and retrofits | 736 | 2298 | Rate Constraint in lbs/MMBtu | FALSE | L | Annual | Allowances Banked | MTons | 0 | 0 | 0 | 0 | 0 | 0 | 0
NSR Schahfer 14 - SO2 Rate Annual v4.11, Unit 5323 and retrofits | 736 | 2298 | Rate Constraint in lbs/MMBtu | FALSE | L | Annual | Allowances Withdrawn (1:1) | MTons | 0 | 0 | 0 | 0 | 0 | 0 | 0
NSR Schahfer 14 - SO2 Rate Annual v4.11, Unit 5323 and retrofits | 736 | 2298 | Rate Constraint in lbs/MMBtu | FALSE | L | Annual | Allowances Withdrawn (n:1) | MTons | 0 | 0 | 0 | 0 | 0 | 0 | 0
NSR Schahfer 14 - SO2 Rate Annual v4.11, Unit 5323 and retrofits | 736 | 2298 | Rate Constraint in lbs/MMBtu | FALSE | L | Annual | Net Emissions Allowance Position | MTons | 0.80619 | 0.94725 | 0.90971 | 0.90971 | 0.84351 | 0.90971 | 1.081
NSR Schahfer 14 - SO2 Rate Annual v4.11, Unit 5323 and retrofits | 736 | 2298 | Rate Constraint in lbs/MMBtu | FALSE | L | Annual | Fuel Consumed | TBtu | 26.9179 | 26.9179 | 22.7428 | 22.7428 | 21.0878 | 22.7428 | 27.5287
NSR Schahfer 14 - SO2 Rate Annual v4.11, Unit 5323 and retrofits | 736 | 2298 | Rate Constraint in lbs/MMBtu | FALSE | L | Annual | Rate | lb/MMBtu | 0.0599 | 0.070381 | 0.08 | 0.08 | 0.08 | 0.08 | 0.078537
NSR Schahfer 14 - SO2 Rate Annual v4.11, Unit 5323 and retrofits | 736 | 2298 | Rate Constraint in lbs/MMBtu | FALSE | L | Annual | Generation | TWh | 2.6387 | 2.6387 | 2.2294 | 2.2294 | 2.0673 | 2.2294 | 2.6986
NSR Schahfer 14 - SO2 Rate Annual v4.11, Unit 5323 and retrofits | 736 | 2298 | Rate Constraint in lbs/MMBtu | FALSE | L | Annual | Qualifying Generation | TWh | 2.6387 | 2.6387 | 2.2294 | 2.2294 | 2.0673 | 2.2294 | 2.6986
NSR Schahfer 14 - SO2 Rate Annual v4.11, Unit 5323 and retrofits | 736 | 2298 | Rate Constraint in lbs/MMBtu | FALSE | L | Annual | Rate | lb/MWh | 0.30553 | 0.35899 | 0.40805 | 0.40805 | 0.40803 | 0.40805 | 0.40059
NSR Schahfer 14 - SO2 Rate Annual v4.11, Unit 5323 and retrofits | 736 | 2298 | Rate Constraint in lbs/MMBtu | FALSE | L | Annual | Constraint Shadow Price | US$/Ton | 0 | 0 | 6722.0661 | 5933.9401 | 3638.2105 | 3286.3916 | 0
NSR Schahfer 15 - NOX Rate Annual v4.11, Unit 5437 and retrofits | 737 | 2305 | Rate Constraint in lbs/MMBtu | FALSE | L | Annual | Seasons Included | Seasons | Winter, Summer | Winter, Summer | Winter, Summer | Winter, Summer | Winter, Summer | Winter, Summer | Winter, Summer
NSR Schahfer 15 - NOX Rate Annual v4.11, Unit 5437 and retrofits | 737 | 2305 | Rate Constraint in lbs/MMBtu | FALSE | L | Annual | Standard | lb/MMBtu | 0.08 | 0.08 | 0.08 | 0.08 | 0.08 | 0.08 | 0.08
NSR Schahfer 15 - NOX Rate Annual v4.11, Unit 5437 and retrofits | 737 | 2305 | Rate Constraint in lbs/MMBtu | FALSE | L | Annual | Emissions at Affected Plants NOX | MTons | 0 | 0 | 0 | 0 | 0 | 0 | 0
NSR Schahfer 15 - NOX Rate Annual v4.11, Unit 5437 and retrofits | 737 | 2305 | Rate Constraint in lbs/MMBtu | FALSE | L | Annual | Allowances Purchased NOX | MTons | 0 | 0 | 0 | 0 | 0 | 0 | 0
NSR Schahfer 15 - NOX Rate Annual v4.11, Unit 5437 and retrofits | 737 | 2305 | Rate Constraint in lbs/MMBtu | FALSE | L | Annual | Allowances Sold NOX | MTons | 0 | 0 | 0 | 0 | 0 | 0 | 0
NSR Schahfer 15 - NOX Rate Annual v4.11, Unit 5437 and retrofits | 737 | 2305 | Rate Constraint in lbs/MMBtu | FALSE | L | Annual | Allowances Banked | MTons | 0 | 0 | 0 | 0 | 0 | 0 | 0
NSR Schahfer 15 - NOX Rate Annual v4.11, Unit 5437 and retrofits | 737 | 2305 | Rate Constraint in lbs/MMBtu | FALSE | L | Annual | Allowances Withdrawn (1:1) | MTons | 0 | 0 | 0 | 0 | 0 | 0 | 0
NSR Schahfer 15 - NOX Rate Annual v4.11, Unit 5437 and retrofits | 737 | 2305 | Rate Constraint in lbs/MMBtu | FALSE | L | Annual | Allowances Withdrawn (n:1) | MTons | 0 | 0 | 0 | 0 | 0 | 0 | 0
NSR Schahfer 15 - NOX Rate Annual v4.11, Unit 5437 and retrofits | 737 | 2305 | Rate Constraint in lbs/MMBtu | FALSE | L | Annual | Net Emissions Allowance Position | MTons | 0 | 0 | 0 | 0 | 0 | 0 | 0
NSR Schahfer 15 - NOX Rate Annual v4.11, Unit 5437 and retrofits | 737 | 2305 | Rate Constraint in lbs/MMBtu | FALSE | L | Annual | Fuel Consumed | TBtu | 0 | 0 | 0 | 0 | 0 | 0 | 0
NSR Schahfer 15 - NOX Rate Annual v4.11, Unit 5437 and retrofits | 737 | 2305 | Rate Constraint in lbs/MMBtu | FALSE | L | Annual | Rate | lb/MMBtu | 0 | 0 | 0 | 0 | 0 | 0 | 0
NSR Schahfer 15 - NOX Rate Annual v4.11, Unit 5437 and retrofits | 737 | 2305 | Rate Constraint in lbs/MMBtu | FALSE | L | Annual | Generation | TWh | 0 | 0 | 0 | 0 | 0 | 0 | 0
NSR Schahfer 15 - NOX Rate Annual v4.11, Unit 5437 and retrofits | 737 | 2305 | Rate Constraint in lbs/MMBtu | FALSE | L | Annual | Qualifying Generation | TWh | 0 | 0 | 0 | 0 | 0 | 0 | 0
NSR Schahfer 15 - NOX Rate Annual v4.11, Unit 5437 and retrofits | 737 | 2305 | Rate Constraint in lbs/MMBtu | FALSE | L | Annual | Rate | lb/MWh | 0 | 0 | 0 | 0 | 0 | 0 | 0
NSR Schahfer 15 - NOX Rate Annual v4.11, Unit 5437 and retrofits | 737 | 2305 | Rate Constraint in lbs/MMBtu | FALSE | L | Annual | Constraint Shadow Price | US$/Ton | 13608.9594 | 17222.0149 | 4785.6805 | 6006.7139 | 5566.5511 | 9372.8625 | 9044.4336
NSR Schahfer 15 - SO2 Rate Annual v4.11, Unit 5437 and retrofits | 738 | 2299 | Rate Constraint in lbs/MMBtu | FALSE | L | Annual | Seasons Included | Seasons | Winter, Summer | Winter, Summer | Winter, Summer | Winter, Summer | Winter, Summer | Winter, Summer | Winter, Summer
NSR Schahfer 15 - SO2 Rate Annual v4.11, Unit 5437 and retrofits | 738 | 2299 | Rate Constraint in lbs/MMBtu | FALSE | L | Annual | Standard | lb/MMBtu | 0.08 | 0.08 | 0.08 | 0.08 | 0.08 | 0.08 | 0.08
NSR Schahfer 15 - SO2 Rate Annual v4.11, Unit 5437 and retrofits | 738 | 2299 | Rate Constraint in lbs/MMBtu | FALSE | L | Annual | Emissions at Affected Plants SO2 | MTons | 0 | 0 | 0 | 0 | 0 | 0 | 0
NSR Schahfer 15 - SO2 Rate Annual v4.11, Unit 5437 and retrofits | 738 | 2299 | Rate Constraint in lbs/MMBtu | FALSE | L | Annual | Allowances Purchased SO2 | MTons | 0 | 0 | 0 | 0 | 0 | 0 | 0
NSR Schahfer 15 - SO2 Rate Annual v4.11, Unit 5437 and retrofits | 738 | 2299 | Rate Constraint in lbs/MMBtu | FALSE | L | Annual | Allowances Sold SO2 | MTons | 0 | 0 | 0 | 0 | 0 | 0 | 0
NSR Schahfer 15 - SO2 Rate Annual v4.11, Unit 5437 and retrofits | 738 | 2299 | Rate Constraint in lbs/MMBtu | FALSE | L | Annual | Allowances Banked | MTons | 0 | 0 | 0 | 0 | 0 | 0 | 0
NSR Schahfer 15 - SO2 Rate Annual v4.11, Unit 5437 and retrofits | 738 | 2299 | Rate Constraint in lbs/MMBtu | FALSE | L | Annual | Allowances Withdrawn (1:1) | MTons | 0 | 0 | 0 | 0 | 0 | 0 | 0
NSR Schahfer 15 - SO2 Rate Annual v4.11, Unit 5437 and retrofits | 738 | 2299 | Rate Constraint in lbs/MMBtu | FALSE | L | Annual | Allowances Withdrawn (n:1) | MTons | 0 | 0 | 0 | 0 | 0 | 0 | 0
NSR Schahfer 15 - SO2 Rate Annual v4.11, Unit 5437 and retrofits | 738 | 2299 | Rate Constraint in lbs/MMBtu | FALSE | L | Annual | Net Emissions Allowance Position | MTons | 0 | 0 | 0 | 0 | 0 | 0 | 0
NSR Schahfer 15 - SO2 Rate Annual v4.11, Unit 5437 and retrofits | 738 | 2299 | Rate Constraint in lbs/MMBtu | FALSE | L | Annual | Fuel Consumed | TBtu | 0 | 0 | 0 | 0 | 0 | 0 | 0
NSR Schahfer 15 - SO2 Rate Annual v4.11, Unit 5437 and retrofits | 738 | 2299 | Rate Constraint in lbs/MMBtu | FALSE | L | Annual | Rate | lb/MMBtu | 0 | 0 | 0 | 0 | 0 | 0 | 0
NSR Schahfer 15 - SO2 Rate Annual v4.11, Unit 5437 and retrofits | 738 | 2299 | Rate Constraint in lbs/MMBtu | FALSE | L | Annual | Generation | TWh | 0 | 0 | 0 | 0 | 0 | 0 | 0
NSR Schahfer 15 - SO2 Rate Annual v4.11, Unit 5437 and retrofits | 738 | 2299 | Rate Constraint in lbs/MMBtu | FALSE | L | Annual | Qualifying Generation | TWh | 0 | 0 | 0 | 0 | 0 | 0 | 0
NSR Schahfer 15 - SO2 Rate Annual v4.11, Unit 5437 and retrofits | 738 | 2299 | Rate Constraint in lbs/MMBtu | FALSE | L | Annual | Rate | lb/MWh | 0 | 0 | 0 | 0 | 0 | 0 | 0
NSR Schahfer 15 - SO2 Rate Annual v4.11, Unit 5437 and retrofits | 738 | 2299 | Rate Constraint in lbs/MMBtu | FALSE | L | Annual | Constraint Shadow Price | US$/Ton | 0 | 0 | 0 | 0 | 0 | 0 | 0
NSR Schahfer 17 & 18 - NOX Rate Annual v4.11, Unit 5227 and retrofits | 739 | 2306 | Rate Constraint in lbs/MMBtu | FALSE | L | Annual | Seasons Included | Seasons | Winter, Summer | Winter, Summer | Winter, Summer | Winter, Summer | Winter, Summer | Winter, Summer | Winter, Summer
NSR Schahfer 17 & 18 - NOX Rate Annual v4.11, Unit 5227 and retrofits | 739 | 2306 | Rate Constraint in lbs/MMBtu | FALSE | L | Annual | Standard | lb/MMBtu | 0.2 | 0.2 | 0.2 | 0.2 | 0.2 | 0.2 | 0.2
NSR Schahfer 17 & 18 - NOX Rate Annual v4.11, Unit 5227 and retrofits | 739 | 2306 | Rate Constraint in lbs/MMBtu | FALSE | L | Annual | Emissions at Affected Plants NOX | MTons | 1.8009 | 1.8009 | 0.7034 | 0.7034 | 0.7034 | 0.89087 | 1.9411
NSR Schahfer 17 & 18 - NOX Rate Annual v4.11, Unit 5227 and retrofits | 739 | 2306 | Rate Constraint in lbs/MMBtu | FALSE | L | Annual | Allowances Purchased NOX | MTons | 0 | 0 | 0 | 0 | 0 | 0 | 0
NSR Schahfer 17 & 18 - NOX Rate Annual v4.11, Unit 5227 and retrofits | 739 | 2306 | Rate Constraint in lbs/MMBtu | FALSE | L | Annual | Allowances Sold NOX | MTons | 0 | 0 | 0 | 0 | 0 | 0 | 0
NSR Schahfer 17 & 18 - NOX Rate Annual v4.11, Unit 5227 and retrofits | 739 | 2306 | Rate Constraint in lbs/MMBtu | FALSE | L | Annual | Allowances Banked | MTons | 0 | 0 | 0 | 0 | 0 | 0 | 0
NSR Schahfer 17 & 18 - NOX Rate Annual v4.11, Unit 5227 and retrofits | 739 | 2306 | Rate Constraint in lbs/MMBtu | FALSE | L | Annual | Allowances Withdrawn (1:1) | MTons | 0 | 0 | 0 | 0 | 0 | 0 | 0
NSR Schahfer 17 & 18 - NOX Rate Annual v4.11, Unit 5227 and retrofits | 739 | 2306 | Rate Constraint in lbs/MMBtu | FALSE | L | Annual | Allowances Withdrawn (n:1) | MTons | 0 | 0 | 0 | 0 | 0 | 0 | 0
NSR Schahfer 17 & 18 - NOX Rate Annual v4.11, Unit 5227 and retrofits | 739 | 2306 | Rate Constraint in lbs/MMBtu | FALSE | L | Annual | Net Emissions Allowance Position | MTons | 1.8009 | 1.8009 | 0.7034 | 0.7034 | 0.7034 | 0.89087 | 1.9411
NSR Schahfer 17 & 18 - NOX Rate Annual v4.11, Unit 5227 and retrofits | 739 | 2306 | Rate Constraint in lbs/MMBtu | FALSE | L | Annual | Fuel Consumed | TBtu | 19.689 | 19.689 | 7.69 | 7.69 | 7.69 | 9.7395 | 21.2216
NSR Schahfer 17 & 18 - NOX Rate Annual v4.11, Unit 5227 and retrofits | 739 | 2306 | Rate Constraint in lbs/MMBtu | FALSE | L | Annual | Rate | lb/MMBtu | 0.18294 | 0.18294 | 0.18294 | 0.18294 | 0.18294 | 0.18294 | 0.18294
NSR Schahfer 17 & 18 - NOX Rate Annual v4.11, Unit 5227 and retrofits | 739 | 2306 | Rate Constraint in lbs/MMBtu | FALSE | L | Annual | Generation | TWh | 1.6958 | 1.6958 | 0.66233 | 0.66233 | 0.66233 | 0.83884 | 1.924
NSR Schahfer 17 & 18 - NOX Rate Annual v4.11, Unit 5227 and retrofits | 739 | 2306 | Rate Constraint in lbs/MMBtu | FALSE | L | Annual | Qualifying Generation | TWh | 1.6958 | 1.6958 | 0.66233 | 0.66233 | 0.66233 | 0.83884 | 1.924
NSR Schahfer 17 & 18 - NOX Rate Annual v4.11, Unit 5227 and retrofits | 739 | 2306 | Rate Constraint in lbs/MMBtu | FALSE | L | Annual | Rate | lb/MWh | 1.062 | 1.062 | 1.062 | 1.062 | 1.062 | 1.062 | 1.0089
NSR Schahfer 17 & 18 - NOX Rate Annual v4.11, Unit 5227 and retrofits | 739 | 2306 | Rate Constraint in lbs/MMBtu | FALSE | L | Annual | Constraint Shadow Price | US$/Ton | 0 | 0 | 0 | 0 | 0 | 0 | 0
NSR Schahfer 17 & 18 - NOX Rate Annual v4.11, Unit 5228 and retrofits | 740 | 2306 | Rate Constraint in lbs/MMBtu | FALSE | L | Annual | Seasons Included | Seasons | Winter, Summer | Winter, Summer | Winter, Summer | Winter, Summer | Winter, Summer | Winter, Summer | Winter, Summer
NSR Schahfer 17 & 18 - NOX Rate Annual v4.11, Unit 5228 and retrofits | 740 | 2306 | Rate Constraint in lbs/MMBtu | FALSE | L | Annual | Standard | lb/MMBtu | 0.2 | 0.2 | 0.2 | 0.2 | 0.2 | 0.2 | 0.2
NSR Schahfer 17 & 18 - NOX Rate Annual v4.11, Unit 5228 and retrofits | 740 | 2306 | Rate Constraint in lbs/MMBtu | FALSE | L | Annual | Emissions at Affected Plants NOX | MTons | 1.8854 | 1.8323 | 0.90441 | 0.88382 | 0.88382 | 0.88382 | 1.945
NSR Schahfer 17 & 18 - NOX Rate Annual v4.11, Unit 5228 and retrofits | 740 | 2306 | Rate Constraint in lbs/MMBtu | FALSE | L | Annual | Allowances Purchased NOX | MTons | 0 | 0 | 0 | 0 | 0 | 0 | 0
NSR Schahfer 17 & 18 - NOX Rate Annual v4.11, Unit 5228 and retrofits | 740 | 2306 | Rate Constraint in lbs/MMBtu | FALSE | L | Annual | Allowances Sold NOX | MTons | 0 | 0 | 0 | 0 | 0 | 0 | 0
NSR Schahfer 17 & 18 - NOX Rate Annual v4.11, Unit 5228 and retrofits | 740 | 2306 | Rate Constraint in lbs/MMBtu | FALSE | L | Annual | Allowances Banked | MTons | 0 | 0 | 0 | 0 | 0 | 0 | 0
NSR Schahfer 17 & 18 - NOX Rate Annual v4.11, Unit 5228 and retrofits | 740 | 2306 | Rate Constraint in lbs/MMBtu | FALSE | L | Annual | Allowances Withdrawn (1:1) | MTons | 0 | 0 | 0 | 0 | 0 | 0 | 0
NSR Schahfer 17 & 18 - NOX Rate Annual v4.11, Unit 5228 and retrofits | 740 | 2306 | Rate Constraint in lbs/MMBtu | FALSE | L | Annual | Allowances Withdrawn (n:1) | MTons | 0 | 0 | 0 | 0 | 0 | 0 | 0
NSR Schahfer 17 & 18 - NOX Rate Annual v4.11, Unit 5228 and retrofits | 740 | 2306 | Rate Constraint in lbs/MMBtu | FALSE | L | Annual | Net Emissions Allowance Position | MTons | 1.8854 | 1.8323 | 0.90441 | 0.88382 | 0.88382 | 0.88382 | 1.945
NSR Schahfer 17 & 18 - NOX Rate Annual v4.11, Unit 5228 and retrofits | 740 | 2306 | Rate Constraint in lbs/MMBtu | FALSE | L | Annual | Fuel Consumed | TBtu | 20.284 | 19.7127 | 9.73 | 9.5085 | 9.5085 | 9.5085 | 20.9252
NSR Schahfer 17 & 18 - NOX Rate Annual v4.11, Unit 5228 and retrofits | 740 | 2306 | Rate Constraint in lbs/MMBtu | FALSE | L | Annual | Rate | lb/MMBtu | 0.1859 | 0.1859 | 0.1859 | 0.1859 | 0.1859 | 0.1859 | 0.1859
NSR Schahfer 17 & 18 - NOX Rate Annual v4.11, Unit 5228 and retrofits | 740 | 2306 | Rate Constraint in lbs/MMBtu | FALSE | L | Annual | Generation | TWh | 1.7908 | 1.7409 | 0.86668 | 0.83886 | 0.83886 | 0.83886 | 1.924
NSR Schahfer 17 & 18 - NOX Rate Annual v4.11, Unit 5228 and retrofits | 740 | 2306 | Rate Constraint in lbs/MMBtu | FALSE | L | Annual | Qualifying Generation | TWh | 1.7908 | 1.7409 | 0.86668 | 0.83886 | 0.83886 | 0.83886 | 1.924
NSR Schahfer 17 & 18 - NOX Rate Annual v4.11, Unit 5228 and retrofits | 740 | 2306 | Rate Constraint in lbs/MMBtu | FALSE | L | Annual | Rate | lb/MWh | 1.0528 | 1.0525 | 1.0435 | 1.0536 | 1.0536 | 1.0536 | 1.0109
NSR Schahfer 17 & 18 - NOX Rate Annual v4.11, Unit 5228 and retrofits | 740 | 2306 | Rate Constraint in lbs/MMBtu | FALSE | L | Annual | Constraint Shadow Price | US$/Ton | 0 | 0 | 0 | 0 | 0 | 0 | 0
NSR Shawnee 1& 4 - SO2 Rate Annual v4.11 | 741 | 2437 | Rate Constraint in lbs/MMBtu | FALSE | L | Annual | Seasons Included | Seasons |  | Winter, Summer | Winter, Summer | Winter, Summer | Winter, Summer | Winter, Summer | Winter, Summer
NSR Shawnee 1& 4 - SO2 Rate Annual v4.11 | 741 | 2437 | Rate Constraint in lbs/MMBtu | FALSE | L | Annual | Standard | lb/MMBtu | 1.2 | 1.2 | 1.2 | 1.2 | 1.2 | 1.2 | 1.2
NSR Shawnee 1& 4 - SO2 Rate Annual v4.11 | 741 | 2437 | Rate Constraint in lbs/MMBtu | FALSE | L | Annual | Emissions at Affected Plants SO2 | MTons | 0 | 0 | 0 | 0 | 0 | 0 | 0
NSR Shawnee 1& 4 - SO2 Rate Annual v4.11 | 741 | 2437 | Rate Constraint in lbs/MMBtu | FALSE | L | Annual | Allowances Purchased SO2 | MTons | 0 | 0 | 0 | 0 | 0 | 0 | 0
NSR Shawnee 1& 4 - SO2 Rate Annual v4.11 | 741 | 2437 | Rate Constraint in lbs/MMBtu | FALSE | L | Annual | Allowances Sold SO2 | MTons | 0 | 0 | 0 | 0 | 0 | 0 | 0
NSR Shawnee 1& 4 - SO2 Rate Annual v4.11 | 741 | 2437 | Rate Constraint in lbs/MMBtu | FALSE | L | Annual | Allowances Banked | MTons | 0 | 0 | 0 | 0 | 0 | 0 | 0
NSR Shawnee 1& 4 - SO2 Rate Annual v4.11 | 741 | 2437 | Rate Constraint in lbs/MMBtu | FALSE | L | Annual | Allowances Withdrawn (1:1) | MTons | 0 | 0 | 0 | 0 | 0 | 0 | 0
NSR Shawnee 1& 4 - SO2 Rate Annual v4.11 | 741 | 2437 | Rate Constraint in lbs/MMBtu | FALSE | L | Annual | Allowances Withdrawn (n:1) | MTons | 0 | 0 | 0 | 0 | 0 | 0 | 0
NSR Shawnee 1& 4 - SO2 Rate Annual v4.11 | 741 | 2437 | Rate Constraint in lbs/MMBtu | FALSE | L | Annual | Net Emissions Allowance Position | MTons | 0 | 0 | 0 | 0 | 0 | 0 | 0
NSR Shawnee 1& 4 - SO2 Rate Annual v4.11 | 741 | 2437 | Rate Constraint in lbs/MMBtu | FALSE | L | Annual | Fuel Consumed | TBtu | 0 | 0 | 0 | 0 | 0 | 0 | 0
NSR Shawnee 1& 4 - SO2 Rate Annual v4.11 | 741 | 2437 | Rate Constraint in lbs/MMBtu | FALSE | L | Annual | Rate | lb/MMBtu | 0 | 0 | 0 | 0 | 0 | 0 | 0
NSR Shawnee 1& 4 - SO2 Rate Annual v4.11 | 741 | 2437 | Rate Constraint in lbs/MMBtu | FALSE | L | Annual | Generation | TWh | 0 | 0 | 0 | 0 | 0 | 0 | 0
NSR Shawnee 1& 4 - SO2 Rate Annual v4.11 | 741 | 2437 | Rate Constraint in lbs/MMBtu | FALSE | L | Annual | Qualifying Generation | TWh | 0 | 0 | 0 | 0 | 0 | 0 | 0
NSR Shawnee 1& 4 - SO2 Rate Annual v4.11 | 741 | 2437 | Rate Constraint in lbs/MMBtu | FALSE | L | Annual | Rate | lb/MWh | 0 | 0 | 0 | 0 | 0 | 0 | 0
NSR Shawnee 1& 4 - SO2 Rate Annual v4.11 | 741 | 2437 | Rate Constraint in lbs/MMBtu | FALSE | L | Annual | Constraint Shadow Price | US$/Ton | 0 | 0 | 0 | 0 | 0 | 0 | 0
NSR Shawnee 5-10 - SO2 Rate Annual v4.11 | 742 | 2436 | Rate Constraint in lbs/MMBtu | FALSE | L | Annual | Seasons Included | Seasons | Winter, Summer | Winter, Summer | Winter, Summer | Winter, Summer | Winter, Summer | Winter, Summer | Winter, Summer
NSR Shawnee 5-10 - SO2 Rate Annual v4.11 | 742 | 2436 | Rate Constraint in lbs/MMBtu | FALSE | L | Annual | Standard | lb/MMBtu | 1.2 | 1.2 | 1.2 | 1.2 | 1.2 | 1.2 | 1.2
NSR Shawnee 5-10 - SO2 Rate Annual v4.11 | 742 | 2436 | Rate Constraint in lbs/MMBtu | FALSE | L | Annual | Emissions at Affected Plants SO2 | MTons | 0.51874 | 2.5747 | 2.6085 | 2.6042 | 2.6042 | 2.6085 | 2.6085
NSR Shawnee 5-10 - SO2 Rate Annual v4.11 | 742 | 2436 | Rate Constraint in lbs/MMBtu | FALSE | L | Annual | Allowances Purchased SO2 | MTons | 0 | 0 | 0 | 0 | 0 | 0 | 0
NSR Shawnee 5-10 - SO2 Rate Annual v4.11 | 742 | 2436 | Rate Constraint in lbs/MMBtu | FALSE | L | Annual | Allowances Sold SO2 | MTons | 0 | 0 | 0 | 0 | 0 | 0 | 0
NSR Shawnee 5-10 - SO2 Rate Annual v4.11 | 742 | 2436 | Rate Constraint in lbs/MMBtu | FALSE | L | Annual | Allowances Banked | MTons | 0 | 0 | 0 | 0 | 0 | 0 | 0
NSR Shawnee 5-10 - SO2 Rate Annual v4.11 | 742 | 2436 | Rate Constraint in lbs/MMBtu | FALSE | L | Annual | Allowances Withdrawn (1:1) | MTons | 0 | 0 | 0 | 0 | 0 | 0 | 0
NSR Shawnee 5-10 - SO2 Rate Annual v4.11 | 742 | 2436 | Rate Constraint in lbs/MMBtu | FALSE | L | Annual | Allowances Withdrawn (n:1) | MTons | 0 | 0 | 0 | 0 | 0 | 0 | 0
NSR Shawnee 5-10 - SO2 Rate Annual v4.11 | 742 | 2436 | Rate Constraint in lbs/MMBtu | FALSE | L | Annual | Net Emissions Allowance Position | MTons | 0.51874 | 2.5747 | 2.6085 | 2.6042 | 2.6042 | 2.6085 | 2.6085
NSR Shawnee 5-10 - SO2 Rate Annual v4.11 | 742 | 2436 | Rate Constraint in lbs/MMBtu | FALSE | L | Annual | Fuel Consumed | TBtu | 10.9025 | 10.9025 | 10.9025 | 10.9025 | 10.9025 | 10.9025 | 10.9025
NSR Shawnee 5-10 - SO2 Rate Annual v4.11 | 742 | 2436 | Rate Constraint in lbs/MMBtu | FALSE | L | Annual | Rate | lb/MMBtu | 0.09516 | 0.47231 | 0.47851 | 0.47772 | 0.47772 | 0.47851 | 0.47851
NSR Shawnee 5-10 - SO2 Rate Annual v4.11 | 742 | 2436 | Rate Constraint in lbs/MMBtu | FALSE | L | Annual | Generation | TWh | 1.0617 | 1.0617 | 1.0617 | 1.0617 | 1.0617 | 1.0617 | 1.0617
NSR Shawnee 5-10 - SO2 Rate Annual v4.11 | 742 | 2436 | Rate Constraint in lbs/MMBtu | FALSE | L | Annual | Qualifying Generation | TWh | 1.0617 | 1.0617 | 1.0617 | 1.0617 | 1.0617 | 1.0617 | 1.0617
NSR Shawnee 5-10 - SO2 Rate Annual v4.11 | 742 | 2436 | Rate Constraint in lbs/MMBtu | FALSE | L | Annual | Rate | lb/MWh | 0.48862 | 2.4252 | 2.457 | 2.4529 | 2.4529 | 2.457 | 2.457
NSR Shawnee 5-10 - SO2 Rate Annual v4.11 | 742 | 2436 | Rate Constraint in lbs/MMBtu | FALSE | L | Annual | Constraint Shadow Price | US$/Ton | 0 | 0 | 0 | 0 | 0 | 0 | 0
NSR Stuart Gen Station 1-4 - NOx Annual Rate v3.1, Unit 5331 and retrofits | 743 | 2175 | Rate Constraint in lbs/MMBtu | FALSE | L | Annual | Seasons Included | Seasons | Winter, Summer | Winter, Summer | Winter, Summer | Winter, Summer | Winter, Summer | Winter, Summer | Winter, Summer
NSR Stuart Gen Station 1-4 - NOx Annual Rate v3.1, Unit 5331 and retrofits | 743 | 2175 | Rate Constraint in lbs/MMBtu | FALSE | L | Annual | Standard | lb/MMBtu | 0.1 | 0.1 | 0.1 | 0.1 | 0.1 | 0.1 | 0.1
NSR Stuart Gen Station 1-4 - NOx Annual Rate v3.1, Unit 5331 and retrofits | 743 | 2175 | Rate Constraint in lbs/MMBtu | FALSE | L | Annual | Emissions at Affected Plants NOX | MTons | 1.9664 | 1.9664 | 1.8572 | 1.7176 | 1.7176 | 1.7176 | 1.9664
NSR Stuart Gen Station 1-4 - NOx Annual Rate v3.1, Unit 5331 and retrofits | 743 | 2175 | Rate Constraint in lbs/MMBtu | FALSE | L | Annual | Allowances Purchased NOX | MTons | 0 | 0 | 0 | 0 | 0 | 0 | 0
NSR Stuart Gen Station 1-4 - NOx Annual Rate v3.1, Unit 5331 and retrofits | 743 | 2175 | Rate Constraint in lbs/MMBtu | FALSE | L | Annual | Allowances Sold NOX | MTons | 0 | 0 | 0 | 0 | 0 | 0 | 0
NSR Stuart Gen Station 1-4 - NOx Annual Rate v3.1, Unit 5331 and retrofits | 743 | 2175 | Rate Constraint in lbs/MMBtu | FALSE | L | Annual | Allowances Banked | MTons | 0 | 0 | 0 | 0 | 0 | 0 | 0
NSR Stuart Gen Station 1-4 - NOx Annual Rate v3.1, Unit 5331 and retrofits | 743 | 2175 | Rate Constraint in lbs/MMBtu | FALSE | L | Annual | Allowances Withdrawn (1:1) | MTons | 0 | 0 | 0 | 0 | 0 | 0 | 0
NSR Stuart Gen Station 1-4 - NOx Annual Rate v3.1, Unit 5331 and retrofits | 743 | 2175 | Rate Constraint in lbs/MMBtu | FALSE | L | Annual | Allowances Withdrawn (n:1) | MTons | 0 | 0 | 0 | 0 | 0 | 0 | 0
NSR Stuart Gen Station 1-4 - NOx Annual Rate v3.1, Unit 5331 and retrofits | 743 | 2175 | Rate Constraint in lbs/MMBtu | FALSE | L | Annual | Net Emissions Allowance Position | MTons | 1.9664 | 1.9664 | 1.8572 | 1.7176 | 1.7176 | 1.7176 | 1.9664
NSR Stuart Gen Station 1-4 - NOx Annual Rate v3.1, Unit 5331 and retrofits | 743 | 2175 | Rate Constraint in lbs/MMBtu | FALSE | L | Annual | Fuel Consumed | TBtu | 39.3763 | 39.328 | 37.1889 | 34.3952 | 34.3952 | 34.3952 | 39.3763
NSR Stuart Gen Station 1-4 - NOx Annual Rate v3.1, Unit 5331 and retrofits | 743 | 2175 | Rate Constraint in lbs/MMBtu | FALSE | L | Annual | Rate | lb/MMBtu | 0.099877 | 0.1 | 0.099877 | 0.099877 | 0.099877 | 0.099877 | 0.099877
NSR Stuart Gen Station 1-4 - NOx Annual Rate v3.1, Unit 5331 and retrofits | 743 | 2175 | Rate Constraint in lbs/MMBtu | FALSE | L | Annual | Generation | TWh | 4.1398 | 4.1398 | 3.9098 | 3.6161 | 3.6161 | 3.6161 | 4.1398
NSR Stuart Gen Station 1-4 - NOx Annual Rate v3.1, Unit 5331 and retrofits | 743 | 2175 | Rate Constraint in lbs/MMBtu | FALSE | L | Annual | Qualifying Generation | TWh | 4.1398 | 4.1398 | 3.9098 | 3.6161 | 3.6161 | 3.6161 | 4.1398
NSR Stuart Gen Station 1-4 - NOx Annual Rate v3.1, Unit 5331 and retrofits | 743 | 2175 | Rate Constraint in lbs/MMBtu | FALSE | L | Annual | Rate | lb/MWh | 0.475 | 0.475 | 0.475 | 0.475 | 0.475 | 0.475 | 0.475
NSR Stuart Gen Station 1-4 - NOx Annual Rate v3.1, Unit 5331 and retrofits | 743 | 2175 | Rate Constraint in lbs/MMBtu | FALSE | L | Annual | Constraint Shadow Price | US$/Ton | 0 | 0 | 0 | 0 | 0 | 0 | 0
NSR Stuart Gen Station 1-4 - NOx Annual Rate v3.1, Unit 5332 and retrofits | 744 | 2175 | Rate Constraint in lbs/MMBtu | FALSE | L | Annual | Seasons Included | Seasons | Winter, Summer | Winter, Summer | Winter, Summer | Winter, Summer | Winter, Summer | Winter, Summer | Winter, Summer
NSR Stuart Gen Station 1-4 - NOx Annual Rate v3.1, Unit 5332 and retrofits | 744 | 2175 | Rate Constraint in lbs/MMBtu | FALSE | L | Annual | Standard | lb/MMBtu | 0.1 | 0.1 | 0.1 | 0.1 | 0.1 | 0.1 | 0.1
NSR Stuart Gen Station 1-4 - NOx Annual Rate v3.1, Unit 5332 and retrofits | 744 | 2175 | Rate Constraint in lbs/MMBtu | FALSE | L | Annual | Emissions at Affected Plants NOX | MTons | 1.9664 | 1.9664 | 1.8572 | 1.7176 | 1.7176 | 1.7176 | 1.9664
NSR Stuart Gen Station 1-4 - NOx Annual Rate v3.1, Unit 5332 and retrofits | 744 | 2175 | Rate Constraint in lbs/MMBtu | FALSE | L | Annual | Allowances Purchased NOX | MTons | 0 | 0 | 0 | 0 | 0 | 0 | 0
NSR Stuart Gen Station 1-4 - NOx Annual Rate v3.1, Unit 5332 and retrofits | 744 | 2175 | Rate Constraint in lbs/MMBtu | FALSE | L | Annual | Allowances Sold NOX | MTons | 0 | 0 | 0 | 0 | 0 | 0 | 0
NSR Stuart Gen Station 1-4 - NOx Annual Rate v3.1, Unit 5332 and retrofits | 744 | 2175 | Rate Constraint in lbs/MMBtu | FALSE | L | Annual | Allowances Banked | MTons | 0 | 0 | 0 | 0 | 0 | 0 | 0
NSR Stuart Gen Station 1-4 - NOx Annual Rate v3.1, Unit 5332 and retrofits | 744 | 2175 | Rate Constraint in lbs/MMBtu | FALSE | L | Annual | Allowances Withdrawn (1:1) | MTons | 0 | 0 | 0 | 0 | 0 | 0 | 0
NSR Stuart Gen Station 1-4 - NOx Annual Rate v3.1, Unit 5332 and retrofits | 744 | 2175 | Rate Constraint in lbs/MMBtu | FALSE | L | Annual | Allowances Withdrawn (n:1) | MTons | 0 | 0 | 0 | 0 | 0 | 0 | 0
NSR Stuart Gen Station 1-4 - NOx Annual Rate v3.1, Unit 5332 and retrofits | 744 | 2175 | Rate Constraint in lbs/MMBtu | FALSE | L | Annual | Net Emissions Allowance Position | MTons | 1.9664 | 1.9664 | 1.8572 | 1.7176 | 1.7176 | 1.7176 | 1.9664
NSR Stuart Gen Station 1-4 - NOx Annual Rate v3.1, Unit 5332 and retrofits | 744 | 2175 | Rate Constraint in lbs/MMBtu | FALSE | L | Annual | Fuel Consumed | TBtu | 39.3763 | 39.328 | 37.1889 | 34.3952 | 34.3952 | 34.3952 | 39.3763
NSR Stuart Gen Station 1-4 - NOx Annual Rate v3.1, Unit 5332 and retrofits | 744 | 2175 | Rate Constraint in lbs/MMBtu | FALSE | L | Annual | Rate | lb/MMBtu | 0.099877 | 0.1 | 0.099877 | 0.099877 | 0.099877 | 0.099877 | 0.099877
NSR Stuart Gen Station 1-4 - NOx Annual Rate v3.1, Unit 5332 and retrofits | 744 | 2175 | Rate Constraint in lbs/MMBtu | FALSE | L | Annual | Generation | TWh | 4.1398 | 4.1398 | 3.9098 | 3.6161 | 3.6161 | 3.6161 | 4.1398
NSR Stuart Gen Station 1-4 - NOx Annual Rate v3.1, Unit 5332 and retrofits | 744 | 2175 | Rate Constraint in lbs/MMBtu | FALSE | L | Annual | Qualifying Generation | TWh | 4.1398 | 4.1398 | 3.9098 | 3.6161 | 3.6161 | 3.6161 | 4.1398
NSR Stuart Gen Station 1-4 - NOx Annual Rate v3.1, Unit 5332 and retrofits | 744 | 2175 | Rate Constraint in lbs/MMBtu | FALSE | L | Annual | Rate | lb/MWh | 0.475 | 0.475 | 0.475 | 0.475 | 0.475 | 0.475 | 0.475
NSR Stuart Gen Station 1-4 - NOx Annual Rate v3.1, Unit 5332 and retrofits | 744 | 2175 | Rate Constraint in lbs/MMBtu | FALSE | L | Annual | Constraint Shadow Price | US$/Ton | 0 | 0 | 0 | 0 | 0 | 0 | 0
NSR Stuart Gen Station 1-4 - NOx Annual Rate v3.1, Unit 5333 and retrofits | 745 | 2175 | Rate Constraint in lbs/MMBtu | FALSE | L | Annual | Seasons Included | Seasons | Winter, Summer | Winter, Summer | Winter, Summer | Winter, Summer | Winter, Summer | Winter, Summer | Winter, Summer
NSR Stuart Gen Station 1-4 - NOx Annual Rate v3.1, Unit 5333 and retrofits | 745 | 2175 | Rate Constraint in lbs/MMBtu | FALSE | L | Annual | Standard | lb/MMBtu | 0.1 | 0.1 | 0.1 | 0.1 | 0.1 | 0.1 | 0.1
NSR Stuart Gen Station 1-4 - NOx Annual Rate v3.1, Unit 5333 and retrofits | 745 | 2175 | Rate Constraint in lbs/MMBtu | FALSE | L | Annual | Emissions at Affected Plants NOX | MTons | 1.9664 | 1.9664 | 1.8572 | 1.7176 | 1.7176 | 1.7176 | 1.9664
NSR Stuart Gen Station 1-4 - NOx Annual Rate v3.1, Unit 5333 and retrofits | 745 | 2175 | Rate Constraint in lbs/MMBtu | FALSE | L | Annual | Allowances Purchased NOX | MTons | 0 | 0 | 0 | 0 | 0 | 0 | 0
NSR Stuart Gen Station 1-4 - NOx Annual Rate v3.1, Unit 5333 and retrofits | 745 | 2175 | Rate Constraint in lbs/MMBtu | FALSE | L | Annual | Allowances Sold NOX | MTons | 0 | 0 | 0 | 0 | 0 | 0 | 0
NSR Stuart Gen Station 1-4 - NOx Annual Rate v3.1, Unit 5333 and retrofits | 745 | 2175 | Rate Constraint in lbs/MMBtu | FALSE | L | Annual | Allowances Banked | MTons | 0 | 0 | 0 | 0 | 0 | 0 | 0
NSR Stuart Gen Station 1-4 - NOx Annual Rate v3.1, Unit 5333 and retrofits | 745 | 2175 | Rate Constraint in lbs/MMBtu | FALSE | L | Annual | Allowances Withdrawn (1:1) | MTons | 0 | 0 | 0 | 0 | 0 | 0 | 0
NSR Stuart Gen Station 1-4 - NOx Annual Rate v3.1, Unit 5333 and retrofits | 745 | 2175 | Rate Constraint in lbs/MMBtu | FALSE | L | Annual | Allowances Withdrawn (n:1) | MTons | 0 | 0 | 0 | 0 | 0 | 0 | 0
NSR Stuart Gen Station 1-4 - NOx Annual Rate v3.1, Unit 5333 and retrofits | 745 | 2175 | Rate Constraint in lbs/MMBtu | FALSE | L | Annual | Net Emissions Allowance Position | MTons | 1.9664 | 1.9664 | 1.8572 | 1.7176 | 1.7176 | 1.7176 | 1.9664
NSR Stuart Gen Station 1-4 - NOx Annual Rate v3.1, Unit 5333 and retrofits | 745 | 2175 | Rate Constraint in lbs/MMBtu | FALSE | L | Annual | Fuel Consumed | TBtu | 39.3763 | 39.328 | 37.1889 | 34.3952 | 34.3952 | 34.3952 | 39.3763
NSR Stuart Gen Station 1-4 - NOx Annual Rate v3.1, Unit 5333 and retrofits | 745 | 2175 | Rate Constraint in lbs/MMBtu | FALSE | L | Annual | Rate | lb/MMBtu | 0.099877 | 0.1 | 0.099877 | 0.099877 | 0.099877 | 0.099877 | 0.099877
NSR Stuart Gen Station 1-4 - NOx Annual Rate v3.1, Unit 5333 and retrofits | 745 | 2175 | Rate Constraint in lbs/MMBtu | FALSE | L | Annual | Generation | TWh | 4.1398 | 4.1398 | 3.9098 | 3.6161 | 3.6161 | 3.6161 | 4.1398
NSR Stuart Gen Station 1-4 - NOx Annual Rate v3.1, Unit 5333 and retrofits | 745 | 2175 | Rate Constraint in lbs/MMBtu | FALSE | L | Annual | Qualifying Generation | TWh | 4.1398 | 4.1398 | 3.9098 | 3.6161 | 3.6161 | 3.6161 | 4.1398
NSR Stuart Gen Station 1-4 - NOx Annual Rate v3.1, Unit 5333 and retrofits | 745 | 2175 | Rate Constraint in lbs/MMBtu | FALSE | L | Annual | Rate | lb/MWh | 0.475 | 0.475 | 0.475 | 0.475 | 0.475 | 0.475 | 0.475
NSR Stuart Gen Station 1-4 - NOx Annual Rate v3.1, Unit 5333 and retrofits | 745 | 2175 | Rate Constraint in lbs/MMBtu | FALSE | L | Annual | Constraint Shadow Price | US$/Ton | 0 | 0 | 0 | 0 | 0 | 0 | 0
NSR Stuart Gen Station 1-4 - NOx Annual Rate v3.1, Unit 5334 and retrofits | 746 | 2175 | Rate Constraint in lbs/MMBtu | FALSE | L | Annual | Seasons Included | Seasons | Winter, Summer | Winter, Summer | Winter, Summer | Winter, Summer | Winter, Summer | Winter, Summer | Winter, Summer
NSR Stuart Gen Station 1-4 - NOx Annual Rate v3.1, Unit 5334 and retrofits | 746 | 2175 | Rate Constraint in lbs/MMBtu | FALSE | L | Annual | Standard | lb/MMBtu | 0.1 | 0.1 | 0.1 | 0.1 | 0.1 | 0.1 | 0.1
NSR Stuart Gen Station 1-4 - NOx Annual Rate v3.1, Unit 5334 and retrofits | 746 | 2175 | Rate Constraint in lbs/MMBtu | FALSE | L | Annual | Emissions at Affected Plants NOX | MTons | 1.9664 | 1.9664 | 1.8572 | 1.7176 | 1.7176 | 1.7176 | 1.9664
NSR Stuart Gen Station 1-4 - NOx Annual Rate v3.1, Unit 5334 and retrofits | 746 | 2175 | Rate Constraint in lbs/MMBtu | FALSE | L | Annual | Allowances Purchased NOX | MTons | 0 | 0 | 0 | 0 | 0 | 0 | 0
NSR Stuart Gen Station 1-4 - NOx Annual Rate v3.1, Unit 5334 and retrofits | 746 | 2175 | Rate Constraint in lbs/MMBtu | FALSE | L | Annual | Allowances Sold NOX | MTons | 0 | 0 | 0 | 0 | 0 | 0 | 0
NSR Stuart Gen Station 1-4 - NOx Annual Rate v3.1, Unit 5334 and retrofits | 746 | 2175 | Rate Constraint in lbs/MMBtu | FALSE | L | Annual | Allowances Banked | MTons | 0 | 0 | 0 | 0 | 0 | 0 | 0
NSR Stuart Gen Station 1-4 - NOx Annual Rate v3.1, Unit 5334 and retrofits | 746 | 2175 | Rate Constraint in lbs/MMBtu | FALSE | L | Annual | Allowances Withdrawn (1:1) | MTons | 0 | 0 | 0 | 0 | 0 | 0 | 0
NSR Stuart Gen Station 1-4 - NOx Annual Rate v3.1, Unit 5334 and retrofits | 746 | 2175 | Rate Constraint in lbs/MMBtu | FALSE | L | Annual | Allowances Withdrawn (n:1) | MTons | 0 | 0 | 0 | 0 | 0 | 0 | 0
NSR Stuart Gen Station 1-4 - NOx Annual Rate v3.1, Unit 5334 and retrofits | 746 | 2175 | Rate Constraint in lbs/MMBtu | FALSE | L | Annual | Net Emissions Allowance Position | MTons | 1.9664 | 1.9664 | 1.8572 | 1.7176 | 1.7176 | 1.7176 | 1.9664
NSR Stuart Gen Station 1-4 - NOx Annual Rate v3.1, Unit 5334 and retrofits | 746 | 2175 | Rate Constraint in lbs/MMBtu | FALSE | L | Annual | Fuel Consumed | TBtu | 39.3763 | 39.328 | 37.1889 | 34.3952 | 34.3952 | 34.3952 | 39.3763
NSR Stuart Gen Station 1-4 - NOx Annual Rate v3.1, Unit 5334 and retrofits | 746 | 2175 | Rate Constraint in lbs/MMBtu | FALSE | L | Annual | Rate | lb/MMBtu | 0.099877 | 0.1 | 0.099877 | 0.099877 | 0.099877 | 0.099877 | 0.099877
NSR Stuart Gen Station 1-4 - NOx Annual Rate v3.1, Unit 5334 and retrofits | 746 | 2175 | Rate Constraint in lbs/MMBtu | FALSE | L | Annual | Generation | TWh | 4.1398 | 4.1398 | 3.9098 | 3.6161 | 3.6161 | 3.6161 | 4.1398
NSR Stuart Gen Station 1-4 - NOx Annual Rate v3.1, Unit 5334 and retrofits | 746 | 2175 | Rate Constraint in lbs/MMBtu | FALSE | L | Annual | Qualifying Generation | TWh | 4.1398 | 4.1398 | 3.9098 | 3.6161 | 3.6161 | 3.6161 | 4.1398
NSR Stuart Gen Station 1-4 - NOx Annual Rate v3.1, Unit 5334 and retrofits | 746 | 2175 | Rate Constraint in lbs/MMBtu | FALSE | L | Annual | Rate | lb/MWh | 0.475 | 0.475 | 0.475 | 0.475 | 0.475 | 0.475 | 0.475
NSR Stuart Gen Station 1-4 - NOx Annual Rate v3.1, Unit 5334 and retrofits | 746 | 2175 | Rate Constraint in lbs/MMBtu | FALSE | L | Annual | Constraint Shadow Price | US$/Ton | 0 | 0 | 0 | 0 | 0 | 0 | 0
NSR Stuart Gen Station 1-4 - SO2 Annual Rate v4.12 | 747 | 2418 | Rate Constraint in lbs/MMBtu | FALSE | L | Annual | Seasons Included | Seasons | Winter, Summer | Winter, Summer | Winter, Summer | Winter, Summer | Winter, Summer | Winter, Summer | Winter, Summer
NSR Stuart Gen Station 1-4 - SO2 Annual Rate v4.12 | 747 | 2418 | Rate Constraint in lbs/MMBtu | FALSE | L | Annual | Standard | lb/MMBtu | 0.1 | 0.1 | 0.1 | 0.1 | 0.1 | 0.1 | 0.1
NSR Stuart Gen Station 1-4 - SO2 Annual Rate v4.12 | 747 | 2418 | Rate Constraint in lbs/MMBtu | FALSE | L | Annual | Emissions at Affected Plants SO2 | MTons | 7.881 | 7.8656 | 7.4433 | 6.8841 | 6.8841 | 6.8841 | 7.881
NSR Stuart Gen Station 1-4 - SO2 Annual Rate v4.12 | 747 | 2418 | Rate Constraint in lbs/MMBtu | FALSE | L | Annual | Allowances Purchased SO2 | MTons | 0 | 0 | 0 | 0 | 0 | 0 | 0
NSR Stuart Gen Station 1-4 - SO2 Annual Rate v4.12 | 747 | 2418 | Rate Constraint in lbs/MMBtu | FALSE | L | Annual | Allowances Sold SO2 | MTons | 0 | 0 | 0 | 0 | 0 | 0 | 0
NSR Stuart Gen Station 1-4 - SO2 Annual Rate v4.12 | 747 | 2418 | Rate Constraint in lbs/MMBtu | FALSE | L | Annual | Allowances Banked | MTons | 0 | 0 | 0 | 0 | 0 | 0 | 0
NSR Stuart Gen Station 1-4 - SO2 Annual Rate v4.12 | 747 | 2418 | Rate Constraint in lbs/MMBtu | FALSE | L | Annual | Allowances Withdrawn (1:1) | MTons | 0 | 0 | 0 | 0 | 0 | 0 | 0
NSR Stuart Gen Station 1-4 - SO2 Annual Rate v4.12 | 747 | 2418 | Rate Constraint in lbs/MMBtu | FALSE | L | Annual | Allowances Withdrawn (n:1) | MTons | 0 | 0 | 0 | 0 | 0 | 0 | 0
NSR Stuart Gen Station 1-4 - SO2 Annual Rate v4.12 | 747 | 2418 | Rate Constraint in lbs/MMBtu | FALSE | L | Annual | Net Emissions Allowance Position | MTons | 7.881 | 7.8656 | 7.4433 | 6.8841 | 6.8841 | 6.8841 | 7.881
NSR Stuart Gen Station 1-4 - SO2 Annual Rate v4.12 | 747 | 2418 | Rate Constraint in lbs/MMBtu | FALSE | L | Annual | Fuel Consumed | TBtu | 157.5051 | 157.3119 | 148.7558 | 137.5807 | 137.5807 | 137.5807 | 157.5051
NSR Stuart Gen Station 1-4 - SO2 Annual Rate v4.12 | 747 | 2418 | Rate Constraint in lbs/MMBtu | FALSE | L | Annual | Rate | lb/MMBtu | 0.10007 | 0.1 | 0.10007 | 0.10007 | 0.10007 | 0.10007 | 0.10007
NSR Stuart Gen Station 1-4 - SO2 Annual Rate v4.12 | 747 | 2418 | Rate Constraint in lbs/MMBtu | FALSE | L | Annual | Generation | TWh | 16.5592 | 16.5592 | 15.6393 | 14.4644 | 14.4644 | 14.4644 | 16.5592
NSR Stuart Gen Station 1-4 - SO2 Annual Rate v4.12 | 747 | 2418 | Rate Constraint in lbs/MMBtu | FALSE | L | Annual | Qualifying Generation | TWh | 16.5592 | 16.5592 | 15.6393 | 14.4644 | 14.4644 | 14.4644 | 16.5592
NSR Stuart Gen Station 1-4 - SO2 Annual Rate v4.12 | 747 | 2418 | Rate Constraint in lbs/MMBtu | FALSE | L | Annual | Rate | lb/MWh | 0.47593 | 0.475 | 0.47593 | 0.47593 | 0.47593 | 0.47593 | 0.47593
NSR Stuart Gen Station 1-4 - SO2 Annual Rate v4.12 | 747 | 2418 | Rate Constraint in lbs/MMBtu | FALSE | L | Annual | Constraint Shadow Price | US$/Ton | 8.851 | 6.0592 | 4265.3524 | 4517.0633 | 5042.5559 | 5196.5957 | 4745.955
NSR Tucson Electric - SO2 Cap Annual v4.0 | 748 | 2171 | Rate Constraint in MTons | FALSE | L | Annual | Seasons Included | Seasons | Winter, Summer | Winter, Summer | Winter, Summer | Winter, Summer | Winter, Summer | Winter, Summer | Winter, Summer
NSR Tucson Electric - SO2 Cap Annual v4.0 | 748 | 2171 | Rate Constraint in MTons | FALSE | L | Annual | Standard | MTons | 10.66 | 10.66 | 10.66 | 10.66 | 10.66 | 10.66 | 10.66
NSR Tucson Electric - SO2 Cap Annual v4.0 | 748 | 2171 | Rate Constraint in MTons | FALSE | L | Annual | Standard SO2 | MTons | 10.66 | 10.66 | 10.66 | 10.66 | 10.66 | 10.66 | 10.66
NSR Tucson Electric - SO2 Cap Annual v4.0 | 748 | 2171 | Rate Constraint in MTons | FALSE | L | Annual | Emissions at Affected Plants SO2 | MTons | 8.2067 | 8.2067 | 8.0099 | 8.2067 | 8.2067 | 8.1485 | 8.1905
NSR Tucson Electric - SO2 Cap Annual v4.0 | 748 | 2171 | Rate Constraint in MTons | FALSE | L | Annual | Allowances Purchased SO2 | MTons | 0 | 0 | 0 | 0 | 0 | 0 | 0
NSR Tucson Electric - SO2 Cap Annual v4.0 | 748 | 2171 | Rate Constraint in MTons | FALSE | L | Annual | Allowances Sold SO2 | MTons | 0 | 0 | 0 | 0 | 0 | 0 | 0
NSR Tucson Electric - SO2 Cap Annual v4.0 | 748 | 2171 | Rate Constraint in MTons | FALSE | L | Annual | Allowances Banked | MTons | 0 | 0 | 0 | 0 | 0 | 0 | 0
NSR Tucson Electric - SO2 Cap Annual v4.0 | 748 | 2171 | Rate Constraint in MTons | FALSE | L | Annual | Allowances Withdrawn (1:1) | MTons | 0 | 0 | 0 | 0 | 0 | 0 | 0
NSR Tucson Electric - SO2 Cap Annual v4.0 | 748 | 2171 | Rate Constraint in MTons | FALSE | L | Annual | Allowances Withdrawn (n:1) | MTons | 0 | 0 | 0 | 0 | 0 | 0 | 0
NSR Tucson Electric - SO2 Cap Annual v4.0 | 748 | 2171 | Rate Constraint in MTons | FALSE | L | Annual | Net Emissions Allowance Position | MTons | 8.2067 | 8.2067 | 8.0099 | 8.2067 | 8.2067 | 8.1485 | 8.1905
NSR Tucson Electric - SO2 Cap Annual v4.0 | 748 | 2171 | Rate Constraint in MTons | FALSE | L | Annual | Fuel Consumed | TBtu | 110.6008 | 110.6008 | 107.1928 | 110.6008 | 110.6008 | 110.7442 | 110.6963
NSR Tucson Electric - SO2 Cap Annual v4.0 | 748 | 2171 | Rate Constraint in MTons | FALSE | L | Annual | Rate | lb/MMBtu | 0.1484 | 0.1484 | 0.14945 | 0.1484 | 0.1484 | 0.14716 | 0.14798
NSR Tucson Electric - SO2 Cap Annual v4.0 | 748 | 2171 | Rate Constraint in MTons | FALSE | L | Annual | Generation | TWh | 11.7135 | 11.7135 | 11.3532 | 11.7135 | 11.7135 | 11.7135 | 11.7135
NSR Tucson Electric - SO2 Cap Annual v4.0 | 748 | 2171 | Rate Constraint in MTons | FALSE | L | Annual | Qualifying Generation | TWh | 11.7135 | 11.7135 | 11.3532 | 11.7135 | 11.7135 | 11.7135 | 11.7135
NSR Tucson Electric - SO2 Cap Annual v4.0 | 748 | 2171 | Rate Constraint in MTons | FALSE | L | Annual | Rate | lb/MWh | 0.70061 | 0.70061 | 0.70552 | 0.70061 | 0.70061 | 0.69565 | 0.69923
NSR Tucson Electric - SO2 Cap Annual v4.0 | 748 | 2171 | Rate Constraint in MTons | FALSE | L | Annual | Constraint Shadow Price | US$/Ton | 0 | 0 | 0 | 0 | 0 | 0 | 0
NSR Tucson Electric NOx Cap Annual - v4.0 | 749 | 2170 | Rate Constraint in MTons | FALSE | L | Annual | Seasons Included | Seasons | Winter, Summer | Winter, Summer | Winter, Summer | Winter, Summer | Winter, Summer | Winter, Summer | Winter, Summer
NSR Tucson Electric NOx Cap Annual - v4.0 | 749 | 2170 | Rate Constraint in MTons | FALSE | L | Annual | Standard | MTons | 8.94 | 8.94 | 8.94 | 8.94 | 8.94 | 8.94 | 8.94
NSR Tucson Electric NOx Cap Annual - v4.0 | 749 | 2170 | Rate Constraint in MTons | FALSE | L | Annual | Standard NOX | MTons | 8.94 | 8.94 | 8.94 | 8.94 | 8.94 | 8.94 | 8.94
NSR Tucson Electric NOx Cap Annual - v4.0 | 749 | 2170 | Rate Constraint in MTons | FALSE | L | Annual | Emissions at Affected Plants NOX | MTons | 6.8638 | 6.8638 | 6.5732 | 6.8638 | 6.8638 | 6.8638 | 6.8638
NSR Tucson Electric NOx Cap Annual - v4.0 | 749 | 2170 | Rate Constraint in MTons | FALSE | L | Annual | Allowances Purchased NOX | MTons | 0 | 0 | 0 | 0 | 0 | 0 | 0
NSR Tucson Electric NOx Cap Annual - v4.0 | 749 | 2170 | Rate Constraint in MTons | FALSE | L | Annual | Allowances Sold NOX | MTons | 0 | 0 | 0 | 0 | 0 | 0 | 0
NSR Tucson Electric NOx Cap Annual - v4.0 | 749 | 2170 | Rate Constraint in MTons | FALSE | L | Annual | Allowances Banked | MTons | 0 | 0 | 0 | 0 | 0 | 0 | 0
NSR Tucson Electric NOx Cap Annual - v4.0 | 749 | 2170 | Rate Constraint in MTons | FALSE | L | Annual | Allowances Withdrawn (1:1) | MTons | 0 | 0 | 0 | 0 | 0 | 0 | 0
NSR Tucson Electric NOx Cap Annual - v4.0 | 749 | 2170 | Rate Constraint in MTons | FALSE | L | Annual | Allowances Withdrawn (n:1) | MTons | 0 | 0 | 0 | 0 | 0 | 0 | 0
NSR Tucson Electric NOx Cap Annual - v4.0 | 749 | 2170 | Rate Constraint in MTons | FALSE | L | Annual | Net Emissions Allowance Position | MTons | 6.8638 | 6.8638 | 6.5732 | 6.8638 | 6.8638 | 6.8638 | 6.8638
NSR Tucson Electric NOx Cap Annual - v4.0 | 749 | 2170 | Rate Constraint in MTons | FALSE | L | Annual | Fuel Consumed | TBtu | 110.6008 | 110.6008 | 107.1928 | 110.6008 | 110.6008 | 110.7442 | 110.6963
NSR Tucson Electric NOx Cap Annual - v4.0 | 749 | 2170 | Rate Constraint in MTons | FALSE | L | Annual | Rate | lb/MMBtu | 0.12412 | 0.12412 | 0.12264 | 0.12412 | 0.12412 | 0.12396 | 0.12401
NSR Tucson Electric NOx Cap Annual - v4.0 | 749 | 2170 | Rate Constraint in MTons | FALSE | L | Annual | Generation | TWh | 11.7135 | 11.7135 | 11.3532 | 11.7135 | 11.7135 | 11.7135 | 11.7135
NSR Tucson Electric NOx Cap Annual - v4.0 | 749 | 2170 | Rate Constraint in MTons | FALSE | L | Annual | Qualifying Generation | TWh | 11.7135 | 11.7135 | 11.3532 | 11.7135 | 11.7135 | 11.7135 | 11.7135
NSR Tucson Electric NOx Cap Annual - v4.0 | 749 | 2170 | Rate Constraint in MTons | FALSE | L | Annual | Rate | lb/MWh | 0.58598 | 0.58598 | 0.57897 | 0.58598 | 0.58598 | 0.58598 | 0.58598
NSR Tucson Electric NOx Cap Annual - v4.0 | 749 | 2170 | Rate Constraint in MTons | FALSE | L | Annual | Constraint Shadow Price | US$/Ton | 0 | 0 | 0 | 0 | 0 | 0 | 0
NSR TVA System - NOX Cap Annual v4.11 | 750 | 2308 | Rate Constraint in MTons | FALSE | L | Annual | Seasons Included | Seasons | Winter, Summer | Winter, Summer | Winter, Summer | Winter, Summer | Winter, Summer | Winter, Summer | Winter, Summer
NSR TVA System - NOX Cap Annual v4.11 | 750 | 2308 | Rate Constraint in MTons | FALSE | L | Annual | Standard | MTons | 70.667 | 52 | 52 | 52 | 52 | 52 | 52
NSR TVA System - NOX Cap Annual v4.11 | 750 | 2308 | Rate Constraint in MTons | FALSE | L | Annual | Standard NOX | MTons | 70.667 | 52 | 52 | 52 | 52 | 52 | 52
NSR TVA System - NOX Cap Annual v4.11 | 750 | 2308 | Rate Constraint in MTons | FALSE | L | Annual | Emissions at Affected Plants NOX | MTons | 30.4356 | 30.5067 | 30.0168 | 30.1768 | 29.4058 | 27.4001 | 29.7743
NSR TVA System - NOX Cap Annual v4.11 | 750 | 2308 | Rate Constraint in MTons | FALSE | L | Annual | Allowances Purchased NOX | MTons | 0 | 0 | 0 | 0 | 0 | 0 | 0
NSR TVA System - NOX Cap Annual v4.11 | 750 | 2308 | Rate Constraint in MTons | FALSE | L | Annual | Allowances Sold NOX | MTons | 0 | 0 | 0 | 0 | 0 | 0 | 0
NSR TVA System - NOX Cap Annual v4.11 | 750 | 2308 | Rate Constraint in MTons | FALSE | L | Annual | Allowances Banked | MTons | 0 | 0 | 0 | 0 | 0 | 0 | 0
NSR TVA System - NOX Cap Annual v4.11 | 750 | 2308 | Rate Constraint in MTons | FALSE | L | Annual | Allowances Withdrawn (1:1) | MTons | 0 | 0 | 0 | 0 | 0 | 0 | 0
NSR TVA System - NOX Cap Annual v4.11 | 750 | 2308 | Rate Constraint in MTons | FALSE | L | Annual | Allowances Withdrawn (n:1) | MTons | 0 | 0 | 0 | 0 | 0 | 0 | 0
NSR TVA System - NOX Cap Annual v4.11 | 750 | 2308 | Rate Constraint in MTons | FALSE | L | Annual | Net Emissions Allowance Position | MTons | 30.4356 | 30.5067 | 30.0168 | 30.1768 | 29.4058 | 27.4001 | 29.7743
NSR TVA System - NOX Cap Annual v4.11 | 750 | 2308 | Rate Constraint in MTons | FALSE | L | Annual | Fuel Consumed | TBtu | 589.6727 | 591.728 | 577.8285 | 582.5465 | 558.5034 | 497.107 | 569.0533
NSR TVA System - NOX Cap Annual v4.11 | 750 | 2308 | Rate Constraint in MTons | FALSE | L | Annual | Rate | lb/MMBtu | 0.10323 | 0.10311 | 0.1039 | 0.1036 | 0.1053 | 0.11024 | 0.10465
NSR TVA System - NOX Cap Annual v4.11 | 750 | 2308 | Rate Constraint in MTons | FALSE | L | Annual | Generation | TWh | 61.2065 | 61.4267 | 60.0454 | 60.5489 | 58.1113 | 51.811 | 59.0734
NSR TVA System - NOX Cap Annual v4.11 | 750 | 2308 | Rate Constraint in MTons | FALSE | L | Annual | Qualifying Generation | TWh | 61.2065 | 61.4267 | 60.0454 | 60.5489 | 58.1113 | 51.811 | 59.0734
NSR TVA System - NOX Cap Annual v4.11 | 750 | 2308 | Rate Constraint in MTons | FALSE | L | Annual | Rate | lb/MWh | 0.49726 | 0.49664 | 0.4999 | 0.49839 | 0.50603 | 0.52885 | 0.50402
NSR TVA System - NOX Cap Annual v4.11 | 750 | 2308 | Rate Constraint in MTons | FALSE | L | Annual | Constraint Shadow Price | US$/Ton | 0 | 0 | 0 | 0 | 0 | 0 | 0
NSR TVA System - SO2 Cap Annual v4.11 | 751 | 2307 | Rate Constraint in MTons | FALSE | L | Annual | Seasons Included | Seasons | Winter, Summer | Winter, Summer | Winter, Summer | Winter, Summer | Winter, Summer | Winter, Summer | Winter, Summer
NSR TVA System - SO2 Cap Annual v4.11 | 751 | 2307 | Rate Constraint in MTons | FALSE | L | Annual | Standard | MTons | 175.626 | 121.699 | 100 | 100 | 100 | 100 | 100
NSR TVA System - SO2 Cap Annual v4.11 | 751 | 2307 | Rate Constraint in MTons | FALSE | L | Annual | Standard SO2 | MTons | 175.626 | 121.699 | 100 | 100 | 100 | 100 | 100
NSR TVA System - SO2 Cap Annual v4.11 | 751 | 2307 | Rate Constraint in MTons | FALSE | L | Annual | Emissions at Affected Plants SO2 | MTons | 68.8022 | 73.0423 | 70.6743 | 68.7637 | 66.7562 | 60.2569 | 69.7323
NSR TVA System - SO2 Cap Annual v4.11 | 751 | 2307 | Rate Constraint in MTons | FALSE | L | Annual | Allowances Purchased SO2 | MTons | 0 | 0 | 0 | 0 | 0 | 0 | 0
NSR TVA System - SO2 Cap Annual v4.11 | 751 | 2307 | Rate Constraint in MTons | FALSE | L | Annual | Allowances Sold SO2 | MTons | 0 | 0 | 0 | 0 | 0 | 0 | 0
NSR TVA System - SO2 Cap Annual v4.11 | 751 | 2307 | Rate Constraint in MTons | FALSE | L | Annual | Allowances Banked | MTons | 0 | 0 | 0 | 0 | 0 | 0 | 0
NSR TVA System - SO2 Cap Annual v4.11 | 751 | 2307 | Rate Constraint in MTons | FALSE | L | Annual | Allowances Withdrawn (1:1) | MTons | 0 | 0 | 0 | 0 | 0 | 0 | 0
NSR TVA System - SO2 Cap Annual v4.11 | 751 | 2307 | Rate Constraint in MTons | FALSE | L | Annual | Allowances Withdrawn (n:1) | MTons | 0 | 0 | 0 | 0 | 0 | 0 | 0
NSR TVA System - SO2 Cap Annual v4.11 | 751 | 2307 | Rate Constraint in MTons | FALSE | L | Annual | Net Emissions Allowance Position | MTons | 68.8022 | 73.0423 | 70.6743 | 68.7637 | 66.7562 | 60.2569 | 69.7323
NSR TVA System - SO2 Cap Annual v4.11 | 751 | 2307 | Rate Constraint in MTons | FALSE | L | Annual | Fuel Consumed | TBtu | 589.6727 | 591.728 | 577.8285 | 582.5465 | 558.5034 | 497.107 | 569.0533
NSR TVA System - SO2 Cap Annual v4.11 | 751 | 2307 | Rate Constraint in MTons | FALSE | L | Annual | Rate | lb/MMBtu | 0.23336 | 0.24688 | 0.24462 | 0.23608 | 0.23905 | 0.24243 | 0.24508
NSR TVA System - SO2 Cap Annual v4.11 | 751 | 2307 | Rate Constraint in MTons | FALSE | L | Annual | Generation | TWh | 61.2065 | 61.4267 | 60.0454 | 60.5489 | 58.1113 | 51.811 | 59.0734
NSR TVA System - SO2 Cap Annual v4.11 | 751 | 2307 | Rate Constraint in MTons | FALSE | L | Annual | Qualifying Generation | TWh | 61.2065 | 61.4267 | 60.0454 | 60.5489 | 58.1113 | 51.811 | 59.0734
NSR TVA System - SO2 Cap Annual v4.11 | 751 | 2307 | Rate Constraint in MTons | FALSE | L | Annual | Rate | lb/MWh | 1.1241 | 1.1891 | 1.177 | 1.1357 | 1.1488 | 1.163 | 1.1804
NSR TVA System - SO2 Cap Annual v4.11 | 751 | 2307 | Rate Constraint in MTons | FALSE | L | Annual | Constraint Shadow Price | US$/Ton | 0 | 0 | 0 | 0 | 0 | 0 | 0
NSR W H Sammis 1-4 - NOX Rate Annual v3.1, Unit 5456 and retrofits | 752 | 1942 | Rate Constraint in lbs/MMBtu | FALSE | L | Annual | Seasons Included | Seasons | Winter, Summer | Winter, Summer | Winter, Summer | Winter, Summer | Winter, Summer | Winter, Summer | Winter, Summer
NSR W H Sammis 1-4 - NOX Rate Annual v3.1, Unit 5456 and retrofits | 752 | 1942 | Rate Constraint in lbs/MMBtu | FALSE | L | Annual | Standard | lb/MMBtu | 0.25 | 0.25 | 0.25 | 0.25 | 0.25 | 0.25 | 0.25
NSR W H Sammis 1-4 - NOX Rate Annual v3.1, Unit 5456 and retrofits | 752 | 1942 | Rate Constraint in lbs/MMBtu | FALSE | L | Annual | Emissions at Affected Plants NOX | MTons | 1.5684 | 1.4893 | 1.3766 | 1.1373 | 1.1373 | 1.1373 | 1.3766
NSR W H Sammis 1-4 - NOX Rate Annual v3.1, Unit 5456 and retrofits | 752 | 1942 | Rate Constraint in lbs/MMBtu | FALSE | L | Annual | Allowances Purchased NOX | MTons | 0 | 0 | 0 | 0 | 0 | 0 | 0
NSR W H Sammis 1-4 - NOX Rate Annual v3.1, Unit 5456 and retrofits | 752 | 1942 | Rate Constraint in lbs/MMBtu | FALSE | L | Annual | Allowances Sold NOX | MTons | 0 | 0 | 0 | 0 | 0 | 0 | 0
NSR W H Sammis 1-4 - NOX Rate Annual v3.1, Unit 5456 and retrofits | 752 | 1942 | Rate Constraint in lbs/MMBtu | FALSE | L | Annual | Allowances Banked | MTons | 0 | 0 | 0 | 0 | 0 | 0 | 0
NSR W H Sammis 1-4 - NOX Rate Annual v3.1, Unit 5456 and retrofits | 752 | 1942 | Rate Constraint in lbs/MMBtu | FALSE | L | Annual | Allowances Withdrawn (1:1) | MTons | 0 | 0 | 0 | 0 | 0 | 0 | 0
NSR W H Sammis 1-4 - NOX Rate Annual v3.1, Unit 5456 and retrofits | 752 | 1942 | Rate Constraint in lbs/MMBtu | FALSE | L | Annual | Allowances Withdrawn (n:1) | MTons | 0 | 0 | 0 | 0 | 0 | 0 | 0
NSR W H Sammis 1-4 - NOX Rate Annual v3.1, Unit 5456 and retrofits | 752 | 1942 | Rate Constraint in lbs/MMBtu | FALSE | L | Annual | Net Emissions Allowance Position | MTons | 1.5684 | 1.4893 | 1.3766 | 1.1373 | 1.1373 | 1.1373 | 1.3766
NSR W H Sammis 1-4 - NOX Rate Annual v3.1, Unit 5456 and retrofits | 752 | 1942 | Rate Constraint in lbs/MMBtu | FALSE | L | Annual | Fuel Consumed | TBtu | 13.3933 | 12.7178 | 11.756 | 9.7246 | 9.7246 | 9.7246 | 11.756
NSR W H Sammis 1-4 - NOX Rate Annual v3.1, Unit 5456 and retrofits | 752 | 1942 | Rate Constraint in lbs/MMBtu | FALSE | L | Annual | Rate | lb/MMBtu | 0.2342 | 0.2342 | 0.2342 | 0.2339 | 0.2339 | 0.2339 | 0.2342
NSR W H Sammis 1-4 - NOX Rate Annual v3.1, Unit 5456 and retrofits | 752 | 1942 | Rate Constraint in lbs/MMBtu | FALSE | L | Annual | Generation | TWh | 1.3336 | 1.2663 | 1.1705 | 0.96705 | 0.96705 | 0.96705 | 1.1705
NSR W H Sammis 1-4 - NOX Rate Annual v3.1, Unit 5456 and retrofits | 752 | 1942 | Rate Constraint in lbs/MMBtu | FALSE | L | Annual | Qualifying Generation | TWh | 1.3336 | 1.2663 | 1.1705 | 0.96705 | 0.96705 | 0.96705 | 1.1705
NSR W H Sammis 1-4 - NOX Rate Annual v3.1, Unit 5456 and retrofits | 752 | 1942 | Rate Constraint in lbs/MMBtu | FALSE | L | Annual | Rate | lb/MWh | 1.1761 | 1.1761 | 1.1761 | 1.1761 | 1.1761 | 1.1761 | 1.1761
NSR W H Sammis 1-4 - NOX Rate Annual v3.1, Unit 5456 and retrofits | 752 | 1942 | Rate Constraint in lbs/MMBtu | FALSE | L | Annual | Constraint Shadow Price | US$/Ton | 0 | 0 | 0 | 0 | 0 | 0 | 0
NSR W H Sammis 1-4 - NOX Rate Annual v3.1, Unit 5457 and retrofits | 753 | 1942 | Rate Constraint in lbs/MMBtu | FALSE | L | Annual | Seasons Included | Seasons | Winter, Summer | Winter, Summer | Winter, Summer | Winter, Summer | Winter, Summer | Winter, Summer | Winter, Summer
NSR W H Sammis 1-4 - NOX Rate Annual v3.1, Unit 5457 and retrofits | 753 | 1942 | Rate Constraint in lbs/MMBtu | FALSE | L | Annual | Standard | lb/MMBtu | 0.25 | 0.25 | 0.25 | 0.25 | 0.25 | 0.25 | 0.25
NSR W H Sammis 1-4 - NOX Rate Annual v3.1, Unit 5457 and retrofits | 753 | 1942 | Rate Constraint in lbs/MMBtu | FALSE | L | Annual | Emissions at Affected Plants NOX | MTons | 1.4872 | 1.4872 | 1.3747 | 1.1357 | 1.1357 | 1.1357 | 1.2588
NSR W H Sammis 1-4 - NOX Rate Annual v3.1, Unit 5457 and retrofits | 753 | 1942 | Rate Constraint in lbs/MMBtu | FALSE | L | Annual | Allowances Purchased NOX | MTons | 0 | 0 | 0 | 0 | 0 | 0 | 0
NSR W H Sammis 1-4 - NOX Rate Annual v3.1, Unit 5457 and retrofits | 753 | 1942 | Rate Constraint in lbs/MMBtu | FALSE | L | Annual | Allowances Sold NOX | MTons | 0 | 0 | 0 | 0 | 0 | 0 | 0
NSR W H Sammis 1-4 - NOX Rate Annual v3.1, Unit 5457 and retrofits | 753 | 1942 | Rate Constraint in lbs/MMBtu | FALSE | L | Annual | Allowances Banked | MTons | 0 | 0 | 0 | 0 | 0 | 0 | 0
NSR W H Sammis 1-4 - NOX Rate Annual v3.1, Unit 5457 and retrofits | 753 | 1942 | Rate Constraint in lbs/MMBtu | FALSE | L | Annual | Allowances Withdrawn (1:1) | MTons | 0 | 0 | 0 | 0 | 0 | 0 | 0
NSR W H Sammis 1-4 - NOX Rate Annual v3.1, Unit 5457 and retrofits | 753 | 1942 | Rate Constraint in lbs/MMBtu | FALSE | L | Annual | Allowances Withdrawn (n:1) | MTons | 0 | 0 | 0 | 0 | 0 | 0 | 0
NSR W H Sammis 1-4 - NOX Rate Annual v3.1, Unit 5457 and retrofits | 753 | 1942 | Rate Constraint in lbs/MMBtu | FALSE | L | Annual | Net Emissions Allowance Position | MTons | 1.4872 | 1.4872 | 1.3747 | 1.1357 | 1.1357 | 1.1357 | 1.2588
NSR W H Sammis 1-4 - NOX Rate Annual v3.1, Unit 5457 and retrofits | 753 | 1942 | Rate Constraint in lbs/MMBtu | FALSE | L | Annual | Fuel Consumed | TBtu | 12.7712 | 12.7712 | 11.8054 | 9.7549 | 9.7655 | 9.7655 | 10.8096
NSR W H Sammis 1-4 - NOX Rate Annual v3.1, Unit 5457 and retrofits | 753 | 1942 | Rate Constraint in lbs/MMBtu | FALSE | L | Annual | Rate | lb/MMBtu | 0.2329 | 0.2329 | 0.2329 | 0.23285 | 0.2326 | 0.2326 | 0.2329
NSR W H Sammis 1-4 - NOX Rate Annual v3.1, Unit 5457 and retrofits | 753 | 1942 | Rate Constraint in lbs/MMBtu | FALSE | L | Annual | Generation | TWh | 1.2663 | 1.2663 | 1.1705 | 0.96705 | 0.96705 | 0.96705 | 1.0718
NSR W H Sammis 1-4 - NOX Rate Annual v3.1, Unit 5457 and retrofits | 753 | 1942 | Rate Constraint in lbs/MMBtu | FALSE | L | Annual | Qualifying Generation | TWh | 1.2663 | 1.2663 | 1.1705 | 0.96705 | 0.96705 | 0.96705 | 1.0718
NSR W H Sammis 1-4 - NOX Rate Annual v3.1, Unit 5457 and retrofits | 753 | 1942 | Rate Constraint in lbs/MMBtu | FALSE | L | Annual | Rate | lb/MWh | 1.1744 | 1.1744 | 1.1744 | 1.1744 | 1.1744 | 1.1744 | 1.1744
NSR W H Sammis 1-4 - NOX Rate Annual v3.1, Unit 5457 and retrofits | 753 | 1942 | Rate Constraint in lbs/MMBtu | FALSE | L | Annual | Constraint Shadow Price | US$/Ton | 0 | 0 | 0 | 0 | 0 | 0 | 0
NSR W H Sammis 1-4 - NOX Rate Annual v3.1, Unit 5458 and retrofits | 754 | 1942 | Rate Constraint in lbs/MMBtu | FALSE | L | Annual | Seasons Included | Seasons | Winter, Summer | Winter, Summer | Winter, Summer | Winter, Summer | Winter, Summer | Winter, Summer | Winter, Summer
NSR W H Sammis 1-4 - NOX Rate Annual v3.1, Unit 5458 and retrofits | 754 | 1942 | Rate Constraint in lbs/MMBtu | FALSE | L | Annual | Standard | lb/MMBtu | 0.25 | 0.25 | 0.25 | 0.25 | 0.25 | 0.25 | 0.25
NSR W H Sammis 1-4 - NOX Rate Annual v3.1, Unit 5458 and retrofits | 754 | 1942 | Rate Constraint in lbs/MMBtu | FALSE | L | Annual | Emissions at Affected Plants NOX | MTons | 1.5039 | 1.5039 | 1.3902 | 1.1485 | 1.1485 | 1.1485 | 1.2537
NSR W H Sammis 1-4 - NOX Rate Annual v3.1, Unit 5458 and retrofits | 754 | 1942 | Rate Constraint in lbs/MMBtu | FALSE | L | Annual | Allowances Purchased NOX | MTons | 0 | 0 | 0 | 0 | 0 | 0 | 0
NSR W H Sammis 1-4 - NOX Rate Annual v3.1, Unit 5458 and retrofits | 754 | 1942 | Rate Constraint in lbs/MMBtu | FALSE | L | Annual | Allowances Sold NOX | MTons | 0 | 0 | 0 | 0 | 0 | 0 | 0
NSR W H Sammis 1-4 - NOX Rate Annual v3.1, Unit 5458 and retrofits | 754 | 1942 | Rate Constraint in lbs/MMBtu | FALSE | L | Annual | Allowances Banked | MTons | 0 | 0 | 0 | 0 | 0 | 0 | 0
NSR W H Sammis 1-4 - NOX Rate Annual v3.1, Unit 5458 and retrofits | 754 | 1942 | Rate Constraint in lbs/MMBtu | FALSE | L | Annual | Allowances Withdrawn (1:1) | MTons | 0 | 0 | 0 | 0 | 0 | 0 | 0
NSR W H Sammis 1-4 - NOX Rate Annual v3.1, Unit 5458 and retrofits | 754 | 1942 | Rate Constraint in lbs/MMBtu | FALSE | L | Annual | Allowances Withdrawn (n:1) | MTons | 0 | 0 | 0 | 0 | 0 | 0 | 0
NSR W H Sammis 1-4 - NOX Rate Annual v3.1, Unit 5458 and retrofits | 754 | 1942 | Rate Constraint in lbs/MMBtu | FALSE | L | Annual | Net Emissions Allowance Position | MTons | 1.5039 | 1.5039 | 1.3902 | 1.1485 | 1.1485 | 1.1485 | 1.2537
NSR W H Sammis 1-4 - NOX Rate Annual v3.1, Unit 5458 and retrofits | 754 | 1942 | Rate Constraint in lbs/MMBtu | FALSE | L | Annual | Fuel Consumed | TBtu | 12.7842 | 12.7842 | 11.8174 | 9.763 | 9.7754 | 9.7754 | 10.6568
NSR W H Sammis 1-4 - NOX Rate Annual v3.1, Unit 5458 and retrofits | 754 | 1942 | Rate Constraint in lbs/MMBtu | FALSE | L | Annual | Rate | lb/MMBtu | 0.23528 | 0.23528 | 0.23528 | 0.23528 | 0.23498 | 0.23498 | 0.23528
NSR W H Sammis 1-4 - NOX Rate Annual v3.1, Unit 5458 and retrofits | 754 | 1942 | Rate Constraint in lbs/MMBtu | FALSE | L | Annual | Generation | TWh | 1.2663 | 1.2663 | 1.1705 | 0.96705 | 0.96705 | 0.96705 | 1.0556
NSR W H Sammis 1-4 - NOX Rate Annual v3.1, Unit 5458 and retrofits | 754 | 1942 | Rate Constraint in lbs/MMBtu | FALSE | L | Annual | Qualifying Generation | TWh | 1.2663 | 1.2663 | 1.1705 | 0.96705 | 0.96705 | 0.96705 | 1.0556
NSR W H Sammis 1-4 - NOX Rate Annual v3.1, Unit 5458 and retrofits | 754 | 1942 | Rate Constraint in lbs/MMBtu | FALSE | L | Annual | Rate | lb/MWh | 1.1876 | 1.1876 | 1.1876 | 1.1876 | 1.1876 | 1.1876 | 1.1876
NSR W H Sammis 1-4 - NOX Rate Annual v3.1, Unit 5458 and retrofits | 754 | 1942 | Rate Constraint in lbs/MMBtu | FALSE | L | Annual | Constraint Shadow Price | US$/Ton | 0 | 0 | 0 | 0 | 0 | 0 | 0
NSR W H Sammis 1-4 - NOX Rate Annual v3.1, Unit 5459 and retrofits | 755 | 1942 | Rate Constraint in lbs/MMBtu | FALSE | L | Annual | Seasons Included | Seasons | Winter, Summer | Winter, Summer | Winter, Summer | Winter, Summer | Winter, Summer | Winter, Summer | Winter, Summer
NSR W H Sammis 1-4 - NOX Rate Annual v3.1, Unit 5459 and retrofits | 755 | 1942 | Rate Constraint in lbs/MMBtu | FALSE | L | Annual | Standard | lb/MMBtu | 0.25 | 0.25 | 0.25 | 0.25 | 0.25 | 0.25 | 0.25
NSR W H Sammis 1-4 - NOX Rate Annual v3.1, Unit 5459 and retrofits | 755 | 1942 | Rate Constraint in lbs/MMBtu | FALSE | L | Annual | Emissions at Affected Plants NOX | MTons | 1.5705 | 1.5705 | 1.3718 | 1.1333 | 1.1333 | 1.1333 | 1.3718
NSR W H Sammis 1-4 - NOX Rate Annual v3.1, Unit 5459 and retrofits | 755 | 1942 | Rate Constraint in lbs/MMBtu | FALSE | L | Annual | Allowances Purchased NOX | MTons | 0 | 0 | 0 | 0 | 0 | 0 | 0
NSR W H Sammis 1-4 - NOX Rate Annual v3.1, Unit 5459 and retrofits | 755 | 1942 | Rate Constraint in lbs/MMBtu | FALSE | L | Annual | Allowances Sold NOX | MTons | 0 | 0 | 0 | 0 | 0 | 0 | 0
NSR W H Sammis 1-4 - NOX Rate Annual v3.1, Unit 5459 and retrofits | 755 | 1942 | Rate Constraint in lbs/MMBtu | FALSE | L | Annual | Allowances Banked | MTons | 0 | 0 | 0 | 0 | 0 | 0 | 0
NSR W H Sammis 1-4 - NOX Rate Annual v3.1, Unit 5459 and retrofits | 755 | 1942 | Rate Constraint in lbs/MMBtu | FALSE | L | Annual | Allowances Withdrawn (1:1) | MTons | 0 | 0 | 0 | 0 | 0 | 0 | 0
NSR W H Sammis 1-4 - NOX Rate Annual v3.1, Unit 5459 and retrofits | 755 | 1942 | Rate Constraint in lbs/MMBtu | FALSE | L | Annual | Allowances Withdrawn (n:1) | MTons | 0 | 0 | 0 | 0 | 0 | 0 | 0
NSR W H Sammis 1-4 - NOX Rate Annual v3.1, Unit 5459 and retrofits | 755 | 1942 | Rate Constraint in lbs/MMBtu | FALSE | L | Annual | Net Emissions Allowance Position | MTons | 1.5705 | 1.5705 | 1.3718 | 1.1333 | 1.1333 | 1.1333 | 1.3718
NSR W H Sammis 1-4 - NOX Rate Annual v3.1, Unit 5459 and retrofits | 755 | 1942 | Rate Constraint in lbs/MMBtu | FALSE | L | Annual | Fuel Consumed | TBtu | 13.3204 | 13.3204 | 11.6354 | 9.6248 | 9.6248 | 9.6248 | 11.6502
NSR W H Sammis 1-4 - NOX Rate Annual v3.1, Unit 5459 and retrofits | 755 | 1942 | Rate Constraint in lbs/MMBtu | FALSE | L | Annual | Rate | lb/MMBtu | 0.2358 | 0.2358 | 0.2358 | 0.2355 | 0.2355 | 0.2355 | 0.2355
NSR W H Sammis 1-4 - NOX Rate Annual v3.1, Unit 5459 and retrofits | 755 | 1942 | Rate Constraint in lbs/MMBtu | FALSE | L | Annual | Generation | TWh | 1.3401 | 1.3401 | 1.1705 | 0.96705 | 0.96705 | 0.96705 | 1.1705
NSR W H Sammis 1-4 - NOX Rate Annual v3.1, Unit 5459 and retrofits | 755 | 1942 | Rate Constraint in lbs/MMBtu | FALSE | L | Annual | Qualifying Generation | TWh | 1.3401 | 1.3401 | 1.1705 | 0.96705 | 0.96705 | 0.96705 | 1.1705
NSR W H Sammis 1-4 - NOX Rate Annual v3.1, Unit 5459 and retrofits | 755 | 1942 | Rate Constraint in lbs/MMBtu | FALSE | L | Annual | Rate | lb/MWh | 1.1719 | 1.1719 | 1.1719 | 1.1719 | 1.1719 | 1.1719 | 1.1719
NSR W H Sammis 1-4 - NOX Rate Annual v3.1, Unit 5459 and retrofits | 755 | 1942 | Rate Constraint in lbs/MMBtu | FALSE | L | Annual | Constraint Shadow Price | US$/Ton | 0 | 0 | 0 | 0 | 0 | 0 | 0
NSR W H Sammis 1-5 - SO2 Rate Annual v3.1, Unit 5456 and retrofits | 756 | 1877 | Rate Constraint in lbs/MMBtu | FALSE | L | Annual | Seasons Included | Seasons | Winter, Summer | Winter, Summer | Winter, Summer | Winter, Summer | Winter, Summer | Winter, Summer | Winter, Summer
NSR W H Sammis 1-5 - SO2 Rate Annual v3.1, Unit 5456 and retrofits | 756 | 1877 | Rate Constraint in lbs/MMBtu | FALSE | L | Annual | Standard | lb/MMBtu | 1.1 | 1.1 | 1.1 | 1.1 | 1.1 | 1.1 | 1.1
NSR W H Sammis 1-5 - SO2 Rate Annual v3.1, Unit 5456 and retrofits | 756 | 1877 | Rate Constraint in lbs/MMBtu | FALSE | L | Annual | Emissions at Affected Plants SO2 | MTons | 0.49421 | 0.43374 | 0.4338 | 0.29125 | 0.29125 | 0.29125 | 0.71594
NSR W H Sammis 1-5 - SO2 Rate Annual v3.1, Unit 5456 and retrofits | 756 | 1877 | Rate Constraint in lbs/MMBtu | FALSE | L | Annual | Allowances Purchased SO2 | MTons | 0 | 0 | 0 | 0 | 0 | 0 | 0
NSR W H Sammis 1-5 - SO2 Rate Annual v3.1, Unit 5456 and retrofits | 756 | 1877 | Rate Constraint in lbs/MMBtu | FALSE | L | Annual | Allowances Sold SO2 | MTons | 0 | 0 | 0 | 0 | 0 | 0 | 0
NSR W H Sammis 1-5 - SO2 Rate Annual v3.1, Unit 5456 and retrofits | 756 | 1877 | Rate Constraint in lbs/MMBtu | FALSE | L | Annual | Allowances Banked | MTons | 0 | 0 | 0 | 0 | 0 | 0 | 0
NSR W H Sammis 1-5 - SO2 Rate Annual v3.1, Unit 5456 and retrofits | 756 | 1877 | Rate Constraint in lbs/MMBtu | FALSE | L | Annual | Allowances Withdrawn (1:1) | MTons | 0 | 0 | 0 | 0 | 0 | 0 | 0
NSR W H Sammis 1-5 - SO2 Rate Annual v3.1, Unit 5456 and retrofits | 756 | 1877 | Rate Constraint in lbs/MMBtu | FALSE | L | Annual | Allowances Withdrawn (n:1) | MTons | 0 | 0 | 0 | 0 | 0 | 0 | 0
NSR W H Sammis 1-5 - SO2 Rate Annual v3.1, Unit 5456 and retrofits | 756 | 1877 | Rate Constraint in lbs/MMBtu | FALSE | L | Annual | Net Emissions Allowance Position | MTons | 0.49421 | 0.43374 | 0.4338 | 0.29125 | 0.29125 | 0.29125 | 0.71594
NSR W H Sammis 1-5 - SO2 Rate Annual v3.1, Unit 5456 and retrofits | 756 | 1877 | Rate Constraint in lbs/MMBtu | FALSE | L | Annual | Fuel Consumed | TBtu | 13.3933 | 12.7178 | 11.756 | 9.7246 | 9.7246 | 9.7246 | 11.756
NSR W H Sammis 1-5 - SO2 Rate Annual v3.1, Unit 5456 and retrofits | 756 | 1877 | Rate Constraint in lbs/MMBtu | FALSE | L | Annual | Rate | lb/MMBtu | 0.0738 | 0.06821 | 0.0738 | 0.0599 | 0.0599 | 0.0599 | 0.1218
NSR W H Sammis 1-5 - SO2 Rate Annual v3.1, Unit 5456 and retrofits | 756 | 1877 | Rate Constraint in lbs/MMBtu | FALSE | L | Annual | Generation | TWh | 1.3336 | 1.2663 | 1.1705 | 0.96705 | 0.96705 | 0.96705 | 1.1705
NSR W H Sammis 1-5 - SO2 Rate Annual v3.1, Unit 5456 and retrofits | 756 | 1877 | Rate Constraint in lbs/MMBtu | FALSE | L | Annual | Qualifying Generation | TWh | 1.3336 | 1.2663 | 1.1705 | 0.96705 | 0.96705 | 0.96705 | 1.1705
NSR W H Sammis 1-5 - SO2 Rate Annual v3.1, Unit 5456 and retrofits | 756 | 1877 | Rate Constraint in lbs/MMBtu | FALSE | L | Annual | Rate | lb/MWh | 0.37059 | 0.34252 | 0.37059 | 0.30118 | 0.30118 | 0.30118 | 0.61163
NSR W H Sammis 1-5 - SO2 Rate Annual v3.1, Unit 5456 and retrofits | 756 | 1877 | Rate Constraint in lbs/MMBtu | FALSE | L | Annual | Constraint Shadow Price | US$/Ton | 0 | 0 | 0 | 0 | 0 | 0 | 0
NSR W H Sammis 1-5 - SO2 Rate Annual v3.1, Unit 5457 and retrofits | 757 | 1877 | Rate Constraint in lbs/MMBtu | FALSE | L | Annual | Seasons Included | Seasons | Winter, Summer | Winter, Summer | Winter, Summer | Winter, Summer | Winter, Summer | Winter, Summer | Winter, Summer
NSR W H Sammis 1-5 - SO2 Rate Annual v3.1, Unit 5457 and retrofits | 757 | 1877 | Rate Constraint in lbs/MMBtu | FALSE | L | Annual | Standard | lb/MMBtu | 1.1 | 1.1 | 1.1 | 1.1 | 1.1 | 1.1 | 1.1
NSR W H Sammis 1-5 - SO2 Rate Annual v3.1, Unit 5457 and retrofits | 757 | 1877 | Rate Constraint in lbs/MMBtu | FALSE | L | Annual | Emissions at Affected Plants SO2 | MTons | 0.47126 | 0.43556 | 0.43562 | 0.29216 | 0.29248 | 0.32052 | 0.65831
NSR W H Sammis 1-5 - SO2 Rate Annual v3.1, Unit 5457 and retrofits | 757 | 1877 | Rate Constraint in lbs/MMBtu | FALSE | L | Annual | Allowances Purchased SO2 | MTons | 0 | 0 | 0 | 0 | 0 | 0 | 0
NSR W H Sammis 1-5 - SO2 Rate Annual v3.1, Unit 5457 and retrofits | 757 | 1877 | Rate Constraint in lbs/MMBtu | FALSE | L | Annual | Allowances Sold SO2 | MTons | 0 | 0 | 0 | 0 | 0 | 0 | 0
NSR W H Sammis 1-5 - SO2 Rate Annual v3.1, Unit 5457 and retrofits | 757 | 1877 | Rate Constraint in lbs/MMBtu | FALSE | L | Annual | Allowances Banked | MTons | 0 | 0 | 0 | 0 | 0 | 0 | 0
NSR W H Sammis 1-5 - SO2 Rate Annual v3.1, Unit 5457 and retrofits | 757 | 1877 | Rate Constraint in lbs/MMBtu | FALSE | L | Annual | Allowances Withdrawn (1:1) | MTons | 0 | 0 | 0 | 0 | 0 | 0 | 0
NSR W H Sammis 1-5 - SO2 Rate Annual v3.1, Unit 5457 and retrofits | 757 | 1877 | Rate Constraint in lbs/MMBtu | FALSE | L | Annual | Allowances Withdrawn (n:1) | MTons | 0 | 0 | 0 | 0 | 0 | 0 | 0
NSR W H Sammis 1-5 - SO2 Rate Annual v3.1, Unit 5457 and retrofits | 757 | 1877 | Rate Constraint in lbs/MMBtu | FALSE | L | Annual | Net Emissions Allowance Position | MTons | 0.47126 | 0.43556 | 0.43562 | 0.29216 | 0.29248 | 0.32052 | 0.65831
NSR W H Sammis 1-5 - SO2 Rate Annual v3.1, Unit 5457 and retrofits | 757 | 1877 | Rate Constraint in lbs/MMBtu | FALSE | L | Annual | Fuel Consumed | TBtu | 12.7712 | 12.7712 | 11.8054 | 9.7549 | 9.7655 | 9.7655 | 10.8096
NSR W H Sammis 1-5 - SO2 Rate Annual v3.1, Unit 5457 and retrofits | 757 | 1877 | Rate Constraint in lbs/MMBtu | FALSE | L | Annual | Rate | lb/MMBtu | 0.0738 | 0.06821 | 0.0738 | 0.0599 | 0.0599 | 0.065645 | 0.1218
NSR W H Sammis 1-5 - SO2 Rate Annual v3.1, Unit 5457 and retrofits | 757 | 1877 | Rate Constraint in lbs/MMBtu | FALSE | L | Annual | Generation | TWh | 1.2663 | 1.2663 | 1.1705 | 0.96705 | 0.96705 | 0.96705 | 1.0718
NSR W H Sammis 1-5 - SO2 Rate Annual v3.1, Unit 5457 and retrofits | 757 | 1877 | Rate Constraint in lbs/MMBtu | FALSE | L | Annual | Qualifying Generation | TWh | 1.2663 | 1.2663 | 1.1705 | 0.96705 | 0.96705 | 0.96705 | 1.0718
NSR W H Sammis 1-5 - SO2 Rate Annual v3.1, Unit 5457 and retrofits | 757 | 1877 | Rate Constraint in lbs/MMBtu | FALSE | L | Annual | Rate | lb/MWh | 0.37215 | 0.34396 | 0.37215 | 0.30211 | 0.30244 | 0.33145 | 0.6142
NSR W H Sammis 1-5 - SO2 Rate Annual v3.1, Unit 5457 and retrofits | 757 | 1877 | Rate Constraint in lbs/MMBtu | FALSE | L | Annual | Constraint Shadow Price | US$/Ton | 0 | 0 | 0 | 0 | 0 | 0 | 0
NSR W H Sammis 1-5 - SO2 Rate Annual v3.1, Unit 5458 and retrofits | 758 | 1877 | Rate Constraint in lbs/MMBtu | FALSE | L | Annual | Seasons Included | Seasons | Winter, Summer | Winter, Summer | Winter, Summer | Winter, Summer | Winter, Summer | Winter, Summer | Winter, Summer
NSR W H Sammis 1-5 - SO2 Rate Annual v3.1, Unit 5458 and retrofits | 758 | 1877 | Rate Constraint in lbs/MMBtu | FALSE | L | Annual | Standard | lb/MMBtu | 1.1 | 1.1 | 1.1 | 1.1 | 1.1 | 1.1 | 1.1
NSR W H Sammis 1-5 - SO2 Rate Annual v3.1, Unit 5458 and retrofits | 758 | 1877 | Rate Constraint in lbs/MMBtu | FALSE | L | Annual | Emissions at Affected Plants SO2 | MTons | 0.47174 | 0.43601 | 0.40033 | 0.2924 | 0.29277 | 0.31901 | 0.649
NSR W H Sammis 1-5 - SO2 Rate Annual v3.1, Unit 5458 and retrofits | 758 | 1877 | Rate Constraint in lbs/MMBtu | FALSE | L | Annual | Allowances Purchased SO2 | MTons | 0 | 0 | 0 | 0 | 0 | 0 | 0
NSR W H Sammis 1-5 - SO2 Rate Annual v3.1, Unit 5458 and retrofits | 758 | 1877 | Rate Constraint in lbs/MMBtu | FALSE | L | Annual | Allowances Sold SO2 | MTons | 0 | 0 | 0 | 0 | 0 | 0 | 0
NSR W H Sammis 1-5 - SO2 Rate Annual v3.1, Unit 5458 and retrofits | 758 | 1877 | Rate Constraint in lbs/MMBtu | FALSE | L | Annual | Allowances Banked | MTons | 0 | 0 | 0 | 0 | 0 | 0 | 0
NSR W H Sammis 1-5 - SO2 Rate Annual v3.1, Unit 5458 and retrofits | 758 | 1877 | Rate Constraint in lbs/MMBtu | FALSE | L | Annual | Allowances Withdrawn (1:1) | MTons | 0 | 0 | 0 | 0 | 0 | 0 | 0
NSR W H Sammis 1-5 - SO2 Rate Annual v3.1, Unit 5458 and retrofits | 758 | 1877 | Rate Constraint in lbs/MMBtu | FALSE | L | Annual | Allowances Withdrawn (n:1) | MTons | 0 | 0 | 0 | 0 | 0 | 0 | 0
NSR W H Sammis 1-5 - SO2 Rate Annual v3.1, Unit 5458 and retrofits | 758 | 1877 | Rate Constraint in lbs/MMBtu | FALSE | L | Annual | Net Emissions Allowance Position | MTons | 0.47174 | 0.43601 | 0.40033 | 0.2924 | 0.29277 | 0.31901 | 0.649
NSR W H Sammis 1-5 - SO2 Rate Annual v3.1, Unit 5458 and retrofits | 758 | 1877 | Rate Constraint in lbs/MMBtu | FALSE | L | Annual | Fuel Consumed | TBtu | 12.7842 | 12.7842 | 11.8174 | 9.763 | 9.7754 | 9.7754 | 10.6568
NSR W H Sammis 1-5 - SO2 Rate Annual v3.1, Unit 5458 and retrofits | 758 | 1877 | Rate Constraint in lbs/MMBtu | FALSE | L | Annual | Rate | lb/MMBtu | 0.0738 | 0.06821 | 0.067752 | 0.0599 | 0.0599 | 0.065269 | 0.1218
NSR W H Sammis 1-5 - SO2 Rate Annual v3.1, Unit 5458 and retrofits | 758 | 1877 | Rate Constraint in lbs/MMBtu | FALSE | L | Annual | Generation | TWh | 1.2663 | 1.2663 | 1.1705 | 0.96705 | 0.96705 | 0.96705 | 1.0556
NSR W H Sammis 1-5 - SO2 Rate Annual v3.1, Unit 5458 and retrofits | 758 | 1877 | Rate Constraint in lbs/MMBtu | FALSE | L | Annual | Qualifying Generation | TWh | 1.2663 | 1.2663 | 1.1705 | 0.96705 | 0.96705 | 0.96705 | 1.0556
NSR W H Sammis 1-5 - SO2 Rate Annual v3.1, Unit 5458 and retrofits | 758 | 1877 | Rate Constraint in lbs/MMBtu | FALSE | L | Annual | Rate | lb/MWh | 0.37253 | 0.34431 | 0.342 | 0.30236 | 0.30275 | 0.32988 | 0.61482
NSR W H Sammis 1-5 - SO2 Rate Annual v3.1, Unit 5458 and retrofits | 758 | 1877 | Rate Constraint in lbs/MMBtu | FALSE | L | Annual | Constraint Shadow Price | US$/Ton | 0 | 0 | 0 | 0 | 0 | 0 | 0
NSR W H Sammis 1-5 - SO2 Rate Annual v3.1, Unit 5459 and retrofits | 759 | 1877 | Rate Constraint in lbs/MMBtu | FALSE | L | Annual | Seasons Included | Seasons | Winter, Summer | Winter, Summer | Winter, Summer | Winter, Summer | Winter, Summer | Winter, Summer | Winter, Summer
NSR W H Sammis 1-5 - SO2 Rate Annual v3.1, Unit 5459 and retrofits | 759 | 1877 | Rate Constraint in lbs/MMBtu | FALSE | L | Annual | Standard | lb/MMBtu | 1.1 | 1.1 | 1.1 | 1.1 | 1.1 | 1.1 | 1.1
NSR W H Sammis 1-5 - SO2 Rate Annual v3.1, Unit 5459 and retrofits | 759 | 1877 | Rate Constraint in lbs/MMBtu | FALSE | L | Annual | Emissions at Affected Plants SO2 | MTons | 0.49152 | 0.45124 | 0.42935 | 0.28826 | 0.28826 | 0.28826 | 0.70138
NSR W H Sammis 1-5 - SO2 Rate Annual v3.1, Unit 5459 and retrofits | 759 | 1877 | Rate Constraint in lbs/MMBtu | FALSE | L | Annual | Allowances Purchased SO2 | MTons | 0 | 0 | 0 | 0 | 0 | 0 | 0
NSR W H Sammis 1-5 - SO2 Rate Annual v3.1, Unit 5459 and retrofits | 759 | 1877 | Rate Constraint in lbs/MMBtu | FALSE | L | Annual | Allowances Sold SO2 | MTons | 0 | 0 | 0 | 0 | 0 | 0 | 0
NSR W H Sammis 1-5 - SO2 Rate Annual v3.1, Unit 5459 and retrofits | 759 | 1877 | Rate Constraint in lbs/MMBtu | FALSE | L | Annual | Allowances Banked | MTons | 0 | 0 | 0 | 0 | 0 | 0 | 0
NSR W H Sammis 1-5 - SO2 Rate Annual v3.1, Unit 5459 and retrofits | 759 | 1877 | Rate Constraint in lbs/MMBtu | FALSE | L | Annual | Allowances Withdrawn (1:1) | MTons | 0 | 0 | 0 | 0 | 0 | 0 | 0
NSR W H Sammis 1-5 - SO2 Rate Annual v3.1, Unit 5459 and retrofits | 759 | 1877 | Rate Constraint in lbs/MMBtu | FALSE | L | Annual | Allowances Withdrawn (n:1) | MTons | 0 | 0 | 0 | 0 | 0 | 0 | 0
NSR W H Sammis 1-5 - SO2 Rate Annual v3.1, Unit 5459 and retrofits | 759 | 1877 | Rate Constraint in lbs/MMBtu | FALSE | L | Annual | Net Emissions Allowance Position | MTons | 0.49152 | 0.45124 | 0.42935 | 0.28826 | 0.28826 | 0.28826 | 0.70138
NSR W H Sammis 1-5 - SO2 Rate Annual v3.1, Unit 5459 and retrofits | 759 | 1877 | Rate Constraint in lbs/MMBtu | FALSE | L | Annual | Fuel Consumed | TBtu | 13.3204 | 13.3204 | 11.6354 | 9.6248 | 9.6248 | 9.6248 | 11.6502
NSR W H Sammis 1-5 - SO2 Rate Annual v3.1, Unit 5459 and retrofits | 759 | 1877 | Rate Constraint in lbs/MMBtu | FALSE | L | Annual | Rate | lb/MMBtu | 0.0738 | 0.067752 | 0.0738 | 0.0599 | 0.0599 | 0.0599 | 0.12041
NSR W H Sammis 1-5 - SO2 Rate Annual v3.1, Unit 5459 and retrofits | 759 | 1877 | Rate Constraint in lbs/MMBtu | FALSE | L | Annual | Generation | TWh | 1.3401 | 1.3401 | 1.1705 | 0.96705 | 0.96705 | 0.96705 | 1.1705
NSR W H Sammis 1-5 - SO2 Rate Annual v3.1, Unit 5459 and retrofits | 759 | 1877 | Rate Constraint in lbs/MMBtu | FALSE | L | Annual | Qualifying Generation | TWh | 1.3401 | 1.3401 | 1.1705 | 0.96705 | 0.96705 | 0.96705 | 1.1705
NSR W H Sammis 1-5 - SO2 Rate Annual v3.1, Unit 5459 and retrofits | 759 | 1877 | Rate Constraint in lbs/MMBtu | FALSE | L | Annual | Rate | lb/MWh | 0.36679 | 0.33673 | 0.36679 | 0.29809 | 0.29809 | 0.29809 | 0.59919
NSR W H Sammis 1-5 - SO2 Rate Annual v3.1, Unit 5459 and retrofits | 759 | 1877 | Rate Constraint in lbs/MMBtu | FALSE | L | Annual | Constraint Shadow Price | US$/Ton | 0 | 0 | 0 | 0 | 0 | 0 | 0
NSR W H Sammis 1-5 - SO2 Rate Annual v3.1, Unit 5460 and retrofits | 760 | 1877 | Rate Constraint in lbs/MMBtu | FALSE | L | Annual | Seasons Included | Seasons | Winter, Summer | Winter, Summer | Winter, Summer | Winter, Summer | Winter, Summer | Winter, Summer | Winter, Summer
NSR W H Sammis 1-5 - SO2 Rate Annual v3.1, Unit 5460 and retrofits | 760 | 1877 | Rate Constraint in lbs/MMBtu | FALSE | L | Annual | Standard | lb/MMBtu | 1.1 | 1.1 | 1.1 | 1.1 | 1.1 | 1.1 | 1.1
NSR W H Sammis 1-5 - SO2 Rate Annual v3.1, Unit 5460 and retrofits | 760 | 1877 | Rate Constraint in lbs/MMBtu | FALSE | L | Annual | Emissions at Affected Plants SO2 | MTons | 0.74604 | 0.75099 | 0.52696 | 0.4225 | 0.4225 | 0.55027 | 0.97349
NSR W H Sammis 1-5 - SO2 Rate Annual v3.1, Unit 5460 and retrofits | 760 | 1877 | Rate Constraint in lbs/MMBtu | FALSE | L | Annual | Allowances Purchased SO2 | MTons | 0 | 0 | 0 | 0 | 0 | 0 | 0
NSR W H Sammis 1-5 - SO2 Rate Annual v3.1, Unit 5460 and retrofits | 760 | 1877 | Rate Constraint in lbs/MMBtu | FALSE | L | Annual | Allowances Sold SO2 | MTons | 0 | 0 | 0 | 0 | 0 | 0 | 0
NSR W H Sammis 1-5 - SO2 Rate Annual v3.1, Unit 5460 and retrofits | 760 | 1877 | Rate Constraint in lbs/MMBtu | FALSE | L | Annual | Allowances Banked | MTons | 0 | 0 | 0 | 0 | 0 | 0 | 0
NSR W H Sammis 1-5 - SO2 Rate Annual v3.1, Unit 5460 and retrofits | 760 | 1877 | Rate Constraint in lbs/MMBtu | FALSE | L | Annual | Allowances Withdrawn (1:1) | MTons | 0 | 0 | 0 | 0 | 0 | 0 | 0
NSR W H Sammis 1-5 - SO2 Rate Annual v3.1, Unit 5460 and retrofits | 760 | 1877 | Rate Constraint in lbs/MMBtu | FALSE | L | Annual | Allowances Withdrawn (n:1) | MTons | 0 | 0 | 0 | 0 | 0 | 0 | 0
NSR W H Sammis 1-5 - SO2 Rate Annual v3.1, Unit 5460 and retrofits | 760 | 1877 | Rate Constraint in lbs/MMBtu | FALSE | L | Annual | Net Emissions Allowance Position | MTons | 0.74604 | 0.75099 | 0.52696 | 0.4225 | 0.4225 | 0.55027 | 0.97349
NSR W H Sammis 1-5 - SO2 Rate Annual v3.1, Unit 5460 and retrofits | 760 | 1877 | Rate Constraint in lbs/MMBtu | FALSE | L | Annual | Fuel Consumed | TBtu | 20.9292 | 21.958 | 15.985 | 14.107 | 14.107 | 16.0054 | 15.985
NSR W H Sammis 1-5 - SO2 Rate Annual v3.1, Unit 5460 and retrofits | 760 | 1877 | Rate Constraint in lbs/MMBtu | FALSE | L | Annual | Rate | lb/MMBtu | 0.071292 | 0.068403 | 0.065932 | 0.0599 | 0.0599 | 0.06876 | 0.1218
NSR W H Sammis 1-5 - SO2 Rate Annual v3.1, Unit 5460 and retrofits | 760 | 1877 | Rate Constraint in lbs/MMBtu | FALSE | L | Annual | Generation | TWh | 2.0934 | 2.1963 | 1.5988 | 1.4092 | 1.4092 | 1.5988 | 1.5988
NSR W H Sammis 1-5 - SO2 Rate Annual v3.1, Unit 5460 and retrofits | 760 | 1877 | Rate Constraint in lbs/MMBtu | FALSE | L | Annual | Qualifying Generation | TWh | 2.0934 | 2.1963 | 1.5988 | 1.4092 | 1.4092 | 1.5988 | 1.5988
NSR W H Sammis 1-5 - SO2 Rate Annual v3.1, Unit 5460 and retrofits | 760 | 1877 | Rate Constraint in lbs/MMBtu | FALSE | L | Annual | Rate | lb/MWh | 0.35638 | 0.34194 | 0.32959 | 0.29982 | 0.29982 | 0.34417 | 0.60887
NSR W H Sammis 1-5 - SO2 Rate Annual v3.1, Unit 5460 and retrofits | 760 | 1877 | Rate Constraint in lbs/MMBtu | FALSE | L | Annual | Constraint Shadow Price | US$/Ton | 0 | 0 | 0 | 0 | 0 | 0 | 0
NSR W H Sammis 5 - NOX Rate Annual v3.1, Unit 5460 and retrofits | 761 | 1878 | Rate Constraint in lbs/MMBtu | FALSE | L | Annual | Seasons Included | Seasons | Winter, Summer | Winter, Summer | Winter, Summer | Winter, Summer | Winter, Summer | Winter, Summer | Winter, Summer
NSR W H Sammis 5 - NOX Rate Annual v3.1, Unit 5460 and retrofits | 761 | 1878 | Rate Constraint in lbs/MMBtu | FALSE | L | Annual | Standard | lb/MMBtu | 0.29 | 0.29 | 0.29 | 0.29 | 0.29 | 0.29 | 0.29
NSR W H Sammis 5 - NOX Rate Annual v3.1, Unit 5460 and retrofits | 761 | 1878 | Rate Constraint in lbs/MMBtu | FALSE | L | Annual | Emissions at Affected Plants NOX | MTons | 1.609 | 1.6881 | 1.2289 | 1.0831 | 1.0831 | 1.2289 | 1.2289
NSR W H Sammis 5 - NOX Rate Annual v3.1, Unit 5460 and retrofits | 761 | 1878 | Rate Constraint in lbs/MMBtu | FALSE | L | Annual | Allowances Purchased NOX | MTons | 0 | 0 | 0 | 0 | 0 | 0 | 0
NSR W H Sammis 5 - NOX Rate Annual v3.1, Unit 5460 and retrofits | 761 | 1878 | Rate Constraint in lbs/MMBtu | FALSE | L | Annual | Allowances Sold NOX | MTons | 0 | 0 | 0 | 0 | 0 | 0 | 0
NSR W H Sammis 5 - NOX Rate Annual v3.1, Unit 5460 and retrofits | 761 | 1878 | Rate Constraint in lbs/MMBtu | FALSE | L | Annual | Allowances Banked | MTons | 0 | 0 | 0 | 0 | 0 | 0 | 0
NSR W H Sammis 5 - NOX Rate Annual v3.1, Unit 5460 and retrofits | 761 | 1878 | Rate Constraint in lbs/MMBtu | FALSE | L | Annual | Allowances Withdrawn (1:1) | MTons | 0 | 0 | 0 | 0 | 0 | 0 | 0
NSR W H Sammis 5 - NOX Rate Annual v3.1, Unit 5460 and retrofits | 761 | 1878 | Rate Constraint in lbs/MMBtu | FALSE | L | Annual | Allowances Withdrawn (n:1) | MTons | 0 | 0 | 0 | 0 | 0 | 0 | 0
NSR W H Sammis 5 - NOX Rate Annual v3.1, Unit 5460 and retrofits | 761 | 1878 | Rate Constraint in lbs/MMBtu | FALSE | L | Annual | Net Emissions Allowance Position | MTons | 1.609 | 1.6881 | 1.2289 | 1.0831 | 1.0831 | 1.2289 | 1.2289
NSR W H Sammis 5 - NOX Rate Annual v3.1, Unit 5460 and retrofits | 761 | 1878 | Rate Constraint in lbs/MMBtu | FALSE | L | Annual | Fuel Consumed | TBtu | 20.9292 | 21.958 | 15.985 | 14.107 | 14.107 | 16.0054 | 15.985
NSR W H Sammis 5 - NOX Rate Annual v3.1, Unit 5460 and retrofits | 761 | 1878 | Rate Constraint in lbs/MMBtu | FALSE | L | Annual | Rate | lb/MMBtu | 0.15376 | 0.15376 | 0.15376 | 0.15356 | 0.15356 | 0.15356 | 0.15376
NSR W H Sammis 5 - NOX Rate Annual v3.1, Unit 5460 and retrofits | 761 | 1878 | Rate Constraint in lbs/MMBtu | FALSE | L | Annual | Generation | TWh | 2.0934 | 2.1963 | 1.5988 | 1.4092 | 1.4092 | 1.5988 | 1.5988
NSR W H Sammis 5 - NOX Rate Annual v3.1, Unit 5460 and retrofits | 761 | 1878 | Rate Constraint in lbs/MMBtu | FALSE | L | Annual | Qualifying Generation | TWh | 2.0934 | 2.1963 | 1.5988 | 1.4092 | 1.4092 | 1.5988 | 1.5988
NSR W H Sammis 5 - NOX Rate Annual v3.1, Unit 5460 and retrofits | 761 | 1878 | Rate Constraint in lbs/MMBtu | FALSE | L | Annual | Rate | lb/MWh | 0.76862 | 0.76862 | 0.76862 | 0.76862 | 0.76862 | 0.76862 | 0.76862
NSR W H Sammis 5 - NOX Rate Annual v3.1, Unit 5460 and retrofits | 761 | 1878 | Rate Constraint in lbs/MMBtu | FALSE | L | Annual | Constraint Shadow Price | US$/Ton | 0 | 0 | 0 | 0 | 0 | 0 | 0
NSR W H Sammis 6 - SO2 Rate Annual v3.1, Unit 5424 and retrofits | 762 | 1879 | Rate Constraint in lbs/MMBtu | FALSE | L | Annual | Seasons Included | Seasons | Winter, Summer | Winter, Summer | Winter, Summer | Winter, Summer | Winter, Summer | Winter, Summer | Winter, Summer
NSR W H Sammis 6 - SO2 Rate Annual v3.1, Unit 5424 and retrofits | 762 | 1879 | Rate Constraint in lbs/MMBtu | FALSE | L | Annual | Standard | lb/MMBtu | 0.13 | 0.13 | 0.13 | 0.13 | 0.13 | 0.13 | 0.13
NSR W H Sammis 6 - SO2 Rate Annual v3.1, Unit 5424 and retrofits | 762 | 1879 | Rate Constraint in lbs/MMBtu | FALSE | L | Annual | Emissions at Affected Plants SO2 | MTons | 2.794 | 2.794 | 2.6423 | 2.3313 | 2.3313 | 2.4451 | 2.4451
NSR W H Sammis 6 - SO2 Rate Annual v3.1, Unit 5424 and retrofits | 762 | 1879 | Rate Constraint in lbs/MMBtu | FALSE | L | Annual | Allowances Purchased SO2 | MTons | 0 | 0 | 0 | 0 | 0 | 0 | 0
NSR W H Sammis 6 - SO2 Rate Annual v3.1, Unit 5424 and retrofits | 762 | 1879 | Rate Constraint in lbs/MMBtu | FALSE | L | Annual | Allowances Sold SO2 | MTons | 0 | 0 | 0 | 0 | 0 | 0 | 0
NSR W H Sammis 6 - SO2 Rate Annual v3.1, Unit 5424 and retrofits | 762 | 1879 | Rate Constraint in lbs/MMBtu | FALSE | L | Annual | Allowances Banked | MTons | 0 | 0 | 0 | 0 | 0 | 0 | 0
NSR W H Sammis 6 - SO2 Rate Annual v3.1, Unit 5424 and retrofits | 762 | 1879 | Rate Constraint in lbs/MMBtu | FALSE | L | Annual | Allowances Withdrawn (1:1) | MTons | 0 | 0 | 0 | 0 | 0 | 0 | 0
NSR W H Sammis 6 - SO2 Rate Annual v3.1, Unit 5424 and retrofits | 762 | 1879 | Rate Constraint in lbs/MMBtu | FALSE | L | Annual | Allowances Withdrawn (n:1) | MTons | 0 | 0 | 0 | 0 | 0 | 0 | 0
NSR W H Sammis 6 - SO2 Rate Annual v3.1, Unit 5424 and retrofits | 762 | 1879 | Rate Constraint in lbs/MMBtu | FALSE | L | Annual | Net Emissions Allowance Position | MTons | 2.794 | 2.794 | 2.6423 | 2.3313 | 2.3313 | 2.4451 | 2.4451
NSR W H Sammis 6 - SO2 Rate Annual v3.1, Unit 5424 and retrofits | 762 | 1879 | Rate Constraint in lbs/MMBtu | FALSE | L | Annual | Fuel Consumed | TBtu | 42.985 | 42.985 | 40.6324 | 37.5953 | 37.5953 | 37.5953 | 37.5953
NSR W H Sammis 6 - SO2 Rate Annual v3.1, Unit 5424 and retrofits | 762 | 1879 | Rate Constraint in lbs/MMBtu | FALSE | L | Annual | Rate | lb/MMBtu | 0.13 | 0.13 | 0.13006 | 0.12402 | 0.12402 | 0.13008 | 0.13008
NSR W H Sammis 6 - SO2 Rate Annual v3.1, Unit 5424 and retrofits | 762 | 1879 | Rate Constraint in lbs/MMBtu | FALSE | L | Annual | Generation | TWh | 4.3747 | 4.3747 | 4.1314 | 3.8213 | 3.8213 | 3.8213 | 3.8213
NSR W H Sammis 6 - SO2 Rate Annual v3.1, Unit 5424 and retrofits | 762 | 1879 | Rate Constraint in lbs/MMBtu | FALSE | L | Annual | Qualifying Generation | TWh | 4.3747 | 4.3747 | 4.1314 | 3.8213 | 3.8213 | 3.8213 | 3.8213
NSR W H Sammis 6 - SO2 Rate Annual v3.1, Unit 5424 and retrofits | 762 | 1879 | Rate Constraint in lbs/MMBtu | FALSE | L | Annual | Rate | lb/MWh | 0.63868 | 0.63868 | 0.63956 | 0.61009 | 0.61009 | 0.63987 | 0.63987
NSR W H Sammis 6 - SO2 Rate Annual v3.1, Unit 5424 and retrofits | 762 | 1879 | Rate Constraint in lbs/MMBtu | FALSE | L | Annual | Constraint Shadow Price | US$/Ton | 0 | 0 | 0 | 0 | 0 | 0 | 3.9447
NSR W H Sammis 6,7 - NOX Rate Annual v3.1, Unit 5424 and retrofits | 763 | 1880 | Rate Constraint in lbs/MMBtu | FALSE | L | Annual | Seasons Included | Seasons | Winter, Summer | Winter, Summer | Winter, Summer | Winter, Summer | Winter, Summer | Winter, Summer | Winter, Summer
NSR W H Sammis 6,7 - NOX Rate Annual v3.1, Unit 5424 and retrofits | 763 | 1880 | Rate Constraint in lbs/MMBtu | FALSE | L | Annual | Standard | lb/MMBtu | 0.1 | 0.1 | 0.1 | 0.1 | 0.1 | 0.1 | 0.1
NSR W H Sammis 6,7 - NOX Rate Annual v3.1, Unit 5424 and retrofits | 763 | 1880 | Rate Constraint in lbs/MMBtu | FALSE | L | Annual | Emissions at Affected Plants NOX | MTons | 1.954 | 1.954 | 1.8453 | 1.7068 | 1.7068 | 1.7068 | 1.7068
NSR W H Sammis 6,7 - NOX Rate Annual v3.1, Unit 5424 and retrofits | 763 | 1880 | Rate Constraint in lbs/MMBtu | FALSE | L | Annual | Allowances Purchased NOX | MTons | 0 | 0 | 0 | 0 | 0 | 0 | 0
NSR W H Sammis 6,7 - NOX Rate Annual v3.1, Unit 5424 and retrofits | 763 | 1880 | Rate Constraint in lbs/MMBtu | FALSE | L | Annual | Allowances Sold NOX | MTons | 0 | 0 | 0 | 0 | 0 | 0 | 0
NSR W H Sammis 6,7 - NOX Rate Annual v3.1, Unit 5424 and retrofits | 763 | 1880 | Rate Constraint in lbs/MMBtu | FALSE | L | Annual | Allowances Banked | MTons | 0 | 0 | 0 | 0 | 0 | 0 | 0
NSR W H Sammis 6,7 - NOX Rate Annual v3.1, Unit 5424 and retrofits | 763 | 1880 | Rate Constraint in lbs/MMBtu | FALSE | L | Annual | Allowances Withdrawn (1:1) | MTons | 0 | 0 | 0 | 0 | 0 | 0 | 0
NSR W H Sammis 6,7 - NOX Rate Annual v3.1, Unit 5424 and retrofits | 763 | 1880 | Rate Constraint in lbs/MMBtu | FALSE | L | Annual | Allowances Withdrawn (n:1) | MTons | 0 | 0 | 0 | 0 | 0 | 0 | 0
NSR W H Sammis 6,7 - NOX Rate Annual v3.1, Unit 5424 and retrofits | 763 | 1880 | Rate Constraint in lbs/MMBtu | FALSE | L | Annual | Net Emissions Allowance Position | MTons | 1.954 | 1.954 | 1.8453 | 1.7068 | 1.7068 | 1.7068 | 1.7068
NSR W H Sammis 6,7 - NOX Rate Annual v3.1, Unit 5424 and retrofits | 763 | 1880 | Rate Constraint in lbs/MMBtu | FALSE | L | Annual | Fuel Consumed | TBtu | 42.985 | 42.985 | 40.6324 | 37.5953 | 37.5953 | 37.5953 | 37.5953
NSR W H Sammis 6,7 - NOX Rate Annual v3.1, Unit 5424 and retrofits | 763 | 1880 | Rate Constraint in lbs/MMBtu | FALSE | L | Annual | Rate | lb/MMBtu | 0.090914 | 0.090914 | 0.090828 | 0.090798 | 0.090798 | 0.090798 | 0.090798
NSR W H Sammis 6,7 - NOX Rate Annual v3.1, Unit 5424 and retrofits | 763 | 1880 | Rate Constraint in lbs/MMBtu | FALSE | L | Annual | Generation | TWh | 4.3747 | 4.3747 | 4.1314 | 3.8213 | 3.8213 | 3.8213 | 3.8213
NSR W H Sammis 6,7 - NOX Rate Annual v3.1, Unit 5424 and retrofits | 763 | 1880 | Rate Constraint in lbs/MMBtu | FALSE | L | Annual | Qualifying Generation | TWh | 4.3747 | 4.3747 | 4.1314 | 3.8213 | 3.8213 | 3.8213 | 3.8213
NSR W H Sammis 6,7 - NOX Rate Annual v3.1, Unit 5424 and retrofits | 763 | 1880 | Rate Constraint in lbs/MMBtu | FALSE | L | Annual | Rate | lb/MWh | 0.44665 | 0.44665 | 0.44665 | 0.44665 | 0.44665 | 0.44665 | 0.44665
NSR W H Sammis 6,7 - NOX Rate Annual v3.1, Unit 5424 and retrofits | 763 | 1880 | Rate Constraint in lbs/MMBtu | FALSE | L | Annual | Constraint Shadow Price | US$/Ton | 0 | 0 | 0 | 0 | 0 | 0 | 0
NSR W H Sammis 6,7 - NOX Rate Annual v3.1, Unit 5425 and retrofits | 764 | 1880 | Rate Constraint in lbs/MMBtu | FALSE | L | Annual | Seasons Included | Seasons | Winter, Summer | Winter, Summer | Winter, Summer | Winter, Summer | Winter, Summer | Winter, Summer | Winter, Summer
NSR W H Sammis 6,7 - NOX Rate Annual v3.1, Unit 5425 and retrofits | 764 | 1880 | Rate Constraint in lbs/MMBtu | FALSE | L | Annual | Standard | lb/MMBtu | 0.1 | 0.1 | 0.1 | 0.1 | 0.1 | 0.1 | 0.1
NSR W H Sammis 6,7 - NOX Rate Annual v3.1, Unit 5425 and retrofits | 764 | 1880 | Rate Constraint in lbs/MMBtu | FALSE | L | Annual | Emissions at Affected Plants NOX | MTons | 2.1671 | 2.1671 | 2.0143 | 1.7086 | 1.8929 | 1.5993 | 1.8929
NSR W H Sammis 6,7 - NOX Rate Annual v3.1, Unit 5425 and retrofits | 764 | 1880 | Rate Constraint in lbs/MMBtu | FALSE | L | Annual | Allowances Purchased NOX | MTons | 0 | 0 | 0 | 0 | 0 | 0 | 0
NSR W H Sammis 6,7 - NOX Rate Annual v3.1, Unit 5425 and retrofits | 764 | 1880 | Rate Constraint in lbs/MMBtu | FALSE | L | Annual | Allowances Sold NOX | MTons | 0 | 0 | 0 | 0 | 0 | 0 | 0
NSR W H Sammis 6,7 - NOX Rate Annual v3.1, Unit 5425 and retrofits | 764 | 1880 | Rate Constraint in lbs/MMBtu | FALSE | L | Annual | Allowances Banked | MTons | 0 | 0 | 0 | 0 | 0 | 0 | 0
NSR W H Sammis 6,7 - NOX Rate Annual v3.1, Unit 5425 and retrofits | 764 | 1880 | Rate Constraint in lbs/MMBtu | FALSE | L | Annual | Allowances Withdrawn (1:1) | MTons | 0 | 0 | 0 | 0 | 0 | 0 | 0
NSR W H Sammis 6,7 - NOX Rate Annual v3.1, Unit 5425 and retrofits | 764 | 1880 | Rate Constraint in lbs/MMBtu | FALSE | L | Annual | Allowances Withdrawn (n:1) | MTons | 0 | 0 | 0 | 0 | 0 | 0 | 0
NSR W H Sammis 6,7 - NOX Rate Annual v3.1, Unit 5425 and retrofits | 764 | 1880 | Rate Constraint in lbs/MMBtu | FALSE | L | Annual | Net Emissions Allowance Position | MTons | 2.1671 | 2.1671 | 2.0143 | 1.7086 | 1.8929 | 1.5993 | 1.8929
NSR W H Sammis 6,7 - NOX Rate Annual v3.1, Unit 5425 and retrofits | 764 | 1880 | Rate Constraint in lbs/MMBtu | FALSE | L | Annual | Fuel Consumed | TBtu | 43.3416 | 43.3416 | 40.2869 | 34.2148 | 37.9072 | 32.0259 | 37.9072
NSR W H Sammis 6,7 - NOX Rate Annual v3.1, Unit 5425 and retrofits | 764 | 1880 | Rate Constraint in lbs/MMBtu | FALSE | L | Annual | Rate | lb/MMBtu | 0.1 | 0.1 | 0.1 | 0.099873 | 0.099873 | 0.099873 | 0.099873
NSR W H Sammis 6,7 - NOX Rate Annual v3.1, Unit 5425 and retrofits | 764 | 1880 | Rate Constraint in lbs/MMBtu | FALSE | L | Annual | Generation | TWh | 4.3747 | 4.3747 | 4.0664 | 3.4491 | 3.8213 | 3.2284 | 3.8213
NSR W H Sammis 6,7 - NOX Rate Annual v3.1, Unit 5425 and retrofits | 764 | 1880 | Rate Constraint in lbs/MMBtu | FALSE | L | Annual | Qualifying Generation | TWh | 4.3747 | 4.3747 | 4.0664 | 3.4491 | 3.8213 | 3.2284 | 3.8213
NSR W H Sammis 6,7 - NOX Rate Annual v3.1, Unit 5425 and retrofits | 764 | 1880 | Rate Constraint in lbs/MMBtu | FALSE | L | Annual | Rate | lb/MWh | 0.49537 | 0.49537 | 0.49537 | 0.49537 | 0.49537 | 0.49537 | 0.49537
NSR W H Sammis 6,7 - NOX Rate Annual v3.1, Unit 5425 and retrofits | 764 | 1880 | Rate Constraint in lbs/MMBtu | FALSE | L | Annual | Constraint Shadow Price | US$/Ton | 0 | 0 | 0 | 0 | 0 | 0 | 0
NSR W H Sammis 7 - SO2 Rate Annual v3.1, Unit 5425 and retrofits | 765 | 1881 | Rate Constraint in lbs/MMBtu | FALSE | L | Annual | Seasons Included | Seasons | Winter, Summer | Winter, Summer | Winter, Summer | Winter, Summer | Winter, Summer | Winter, Summer | Winter, Summer
NSR W H Sammis 7 - SO2 Rate Annual v3.1, Unit 5425 and retrofits | 765 | 1881 | Rate Constraint in lbs/MMBtu | FALSE | L | Annual | Standard | lb/MMBtu | 0.13 | 0.13 | 0.13 | 0.13 | 0.13 | 0.13 | 0.13
NSR W H Sammis 7 - SO2 Rate Annual v3.1, Unit 5425 and retrofits | 765 | 1881 | Rate Constraint in lbs/MMBtu | FALSE | L | Annual | Emissions at Affected Plants SO2 | MTons | 1.5993 | 1.8829 | 1.272 | 1.0247 | 1.1353 | 1.0653 | 2.2821
NSR W H Sammis 7 - SO2 Rate Annual v3.1, Unit 5425 and retrofits | 765 | 1881 | Rate Constraint in lbs/MMBtu | FALSE | L | Annual | Allowances Purchased SO2 | MTons | 0 | 0 | 0 | 0 | 0 | 0 | 0
NSR W H Sammis 7 - SO2 Rate Annual v3.1, Unit 5425 and retrofits | 765 | 1881 | Rate Constraint in lbs/MMBtu | FALSE | L | Annual | Allowances Sold SO2 | MTons | 0 | 0 | 0 | 0 | 0 | 0 | 0
NSR W H Sammis 7 - SO2 Rate Annual v3.1, Unit 5425 and retrofits | 765 | 1881 | Rate Constraint in lbs/MMBtu | FALSE | L | Annual | Allowances Banked | MTons | 0 | 0 | 0 | 0 | 0 | 0 | 0
NSR W H Sammis 7 - SO2 Rate Annual v3.1, Unit 5425 and retrofits | 765 | 1881 | Rate Constraint in lbs/MMBtu | FALSE | L | Annual | Allowances Withdrawn (1:1) | MTons | 0 | 0 | 0 | 0 | 0 | 0 | 0
NSR W H Sammis 7 - SO2 Rate Annual v3.1, Unit 5425 and retrofits | 765 | 1881 | Rate Constraint in lbs/MMBtu | FALSE | L | Annual | Allowances Withdrawn (n:1) | MTons | 0 | 0 | 0 | 0 | 0 | 0 | 0
NSR W H Sammis 7 - SO2 Rate Annual v3.1, Unit 5425 and retrofits | 765 | 1881 | Rate Constraint in lbs/MMBtu | FALSE | L | Annual | Net Emissions Allowance Position | MTons | 1.5993 | 1.8829 | 1.272 | 1.0247 | 1.1353 | 1.0653 | 2.2821
NSR W H Sammis 7 - SO2 Rate Annual v3.1, Unit 5425 and retrofits | 765 | 1881 | Rate Constraint in lbs/MMBtu | FALSE | L | Annual | Fuel Consumed | TBtu | 43.3416 | 43.3416 | 40.2869 | 34.2148 | 37.9072 | 32.0259 | 37.9072
NSR W H Sammis 7 - SO2 Rate Annual v3.1, Unit 5425 and retrofits | 765 | 1881 | Rate Constraint in lbs/MMBtu | FALSE | L | Annual | Rate | lb/MMBtu | 0.0738 | 0.086888 | 0.063148 | 0.0599 | 0.0599 | 0.066529 | 0.12041
NSR W H Sammis 7 - SO2 Rate Annual v3.1, Unit 5425 and retrofits | 765 | 1881 | Rate Constraint in lbs/MMBtu | FALSE | L | Annual | Generation | TWh | 4.3747 | 4.3747 | 4.0664 | 3.4491 | 3.8213 | 3.2284 | 3.8213
NSR W H Sammis 7 - SO2 Rate Annual v3.1, Unit 5425 and retrofits | 765 | 1881 | Rate Constraint in lbs/MMBtu | FALSE | L | Annual | Qualifying Generation | TWh | 4.3747 | 4.3747 | 4.0664 | 3.4491 | 3.8213 | 3.2284 | 3.8213
NSR W H Sammis 7 - SO2 Rate Annual v3.1, Unit 5425 and retrofits | 765 | 1881 | Rate Constraint in lbs/MMBtu | FALSE | L | Annual | Rate | lb/MWh | 0.36558 | 0.43041 | 0.31282 | 0.2971 | 0.2971 | 0.32998 | 0.59721
NSR W H Sammis 7 - SO2 Rate Annual v3.1, Unit 5425 and retrofits | 765 | 1881 | Rate Constraint in lbs/MMBtu | FALSE | L | Annual | Constraint Shadow Price | US$/Ton | 0 | 0 | 0 | 0 | 0 | 0 | 0
NSR WEPCO Settlement - NOX Cap Annual v3.1 | 766 | 1883 | Rate Constraint in MTons | FALSE | L | Annual | Seasons Included | Seasons | Winter, Summer | Winter, Summer | Winter, Summer | Winter, Summer | Winter, Summer | Winter, Summer | Winter, Summer
NSR WEPCO Settlement - NOX Cap Annual v3.1 | 766 | 1883 | Rate Constraint in MTons | FALSE | L | Annual | Standard | MTons | 17.4 | 17.4 | 17.4 | 17.4 | 17.4 | 17.4 | 17.4
NSR WEPCO Settlement - NOX Cap Annual v3.1 | 766 | 1883 | Rate Constraint in MTons | FALSE | L | Annual | Standard NOX | MTons | 17.4 | 17.4 | 17.4 | 17.4 | 17.4 | 17.4 | 17.4
NSR WEPCO Settlement - NOX Cap Annual v3.1 | 766 | 1883 | Rate Constraint in MTons | FALSE | L | Annual | Emissions at Affected Plants NOX | MTons | 10.8985 | 6.8701 | 5.6428 | 5.7377 | 5.9179 | 6.3187 | 6.8701
NSR WEPCO Settlement - NOX Cap Annual v3.1 | 766 | 1883 | Rate Constraint in MTons | FALSE | L | Annual | Allowances Purchased NOX | MTons | 0 | 0 | 0 | 0 | 0 | 0 | 0
NSR WEPCO Settlement - NOX Cap Annual v3.1 | 766 | 1883 | Rate Constraint in MTons | FALSE | L | Annual | Allowances Sold NOX | MTons | 0 | 0 | 0 | 0 | 0 | 0 | 0
NSR WEPCO Settlement - NOX Cap Annual v3.1 | 766 | 1883 | Rate Constraint in MTons | FALSE | L | Annual | Allowances Banked | MTons | 0 | 0 | 0 | 0 | 0 | 0 | 0
NSR WEPCO Settlement - NOX Cap Annual v3.1 | 766 | 1883 | Rate Constraint in MTons | FALSE | L | Annual | Allowances Withdrawn (1:1) | MTons | 0 | 0 | 0 | 0 | 0 | 0 | 0
NSR WEPCO Settlement - NOX Cap Annual v3.1 | 766 | 1883 | Rate Constraint in MTons | FALSE | L | Annual | Allowances Withdrawn (n:1) | MTons | 0 | 0 | 0 | 0 | 0 | 0 | 0
NSR WEPCO Settlement - NOX Cap Annual v3.1 | 766 | 1883 | Rate Constraint in MTons | FALSE | L | Annual | Net Emissions Allowance Position | MTons | 10.8985 | 6.8701 | 5.6428 | 5.7377 | 5.9179 | 6.3187 | 6.8701
NSR WEPCO Settlement - NOX Cap Annual v3.1 | 766 | 1883 | Rate Constraint in MTons | FALSE | L | Annual | Fuel Consumed | TBtu | 188.9489 | 167.6078 | 137.0478 | 139.1333 | 142.9194 | 152.9608 | 167.6078
NSR WEPCO Settlement - NOX Cap Annual v3.1 | 766 | 1883 | Rate Constraint in MTons | FALSE | L | Annual | Rate | lb/MMBtu | 0.11536 | 0.081979 | 0.082348 | 0.082477 | 0.082815 | 0.082619 | 0.081979
NSR WEPCO Settlement - NOX Cap Annual v3.1 | 766 | 1883 | Rate Constraint in MTons | FALSE | L | Annual | Generation | TWh | 18.3643 | 16.5896 | 13.5678 | 13.7932 | 14.1684 | 15.1536 | 16.5896
NSR WEPCO Settlement - NOX Cap Annual v3.1 | 766 | 1883 | Rate Constraint in MTons | FALSE | L | Annual | Qualifying Generation | TWh | 18.3643 | 16.5896 | 13.5678 | 13.7932 | 14.1684 | 15.1536 | 16.5896
NSR WEPCO Settlement - NOX Cap Annual v3.1 | 766 | 1883 | Rate Constraint in MTons | FALSE | L | Annual | Rate | lb/MWh | 0.59346 | 0.41412 | 0.4159 | 0.41598 | 0.41769 | 0.41698 | 0.41412
NSR WEPCO Settlement - NOX Cap Annual v3.1 | 766 | 1883 | Rate Constraint in MTons | FALSE | L | Annual | Constraint Shadow Price | US$/Ton | 0 | 0 | 0 | 0 | 0 | 0 | 0
NSR WEPCO Settlement - NOX Rate Annual v3.1 | 767 | 1884 | Rate Constraint in lbs/MMBtu | FALSE | L | Annual | Seasons Included | Seasons | Winter, Summer | Winter, Summer | Winter, Summer | Winter, Summer | Winter, Summer | Winter, Summer | Winter, Summer
NSR WEPCO Settlement - NOX Rate Annual v3.1 | 767 | 1884 | Rate Constraint in lbs/MMBtu | FALSE | L | Annual | Standard | lb/MMBtu | 0.17 | 0.17 | 0.17 | 0.17 | 0.17 | 0.17 | 0.17
NSR WEPCO Settlement - NOX Rate Annual v3.1 | 767 | 1884 | Rate Constraint in lbs/MMBtu | FALSE | L | Annual | Emissions at Affected Plants NOX | MTons | 10.8985 | 6.8701 | 5.6428 | 5.7377 | 5.9179 | 6.3187 | 6.8701
NSR WEPCO Settlement - NOX Rate Annual v3.1 | 767 | 1884 | Rate Constraint in lbs/MMBtu | FALSE | L | Annual | Allowances Purchased NOX | MTons | 0 | 0 | 0 | 0 | 0 | 0 | 0
NSR WEPCO Settlement - NOX Rate Annual v3.1 | 767 | 1884 | Rate Constraint in lbs/MMBtu | FALSE | L | Annual | Allowances Sold NOX | MTons | 0 | 0 | 0 | 0 | 0 | 0 | 0
NSR WEPCO Settlement - NOX Rate Annual v3.1 | 767 | 1884 | Rate Constraint in lbs/MMBtu | FALSE | L | Annual | Allowances Banked | MTons | 0 | 0 | 0 | 0 | 0 | 0 | 0
NSR WEPCO Settlement - NOX Rate Annual v3.1 | 767 | 1884 | Rate Constraint in lbs/MMBtu | FALSE | L | Annual | Allowances Withdrawn (1:1) | MTons | 0 | 0 | 0 | 0 | 0 | 0 | 0
NSR WEPCO Settlement - NOX Rate Annual v3.1 | 767 | 1884 | Rate Constraint in lbs/MMBtu | FALSE | L | Annual | Allowances Withdrawn (n:1) | MTons | 0 | 0 | 0 | 0 | 0 | 0 | 0
NSR WEPCO Settlement - NOX Rate Annual v3.1 | 767 | 1884 | Rate Constraint in lbs/MMBtu | FALSE | L | Annual | Net Emissions Allowance Position | MTons | 10.8985 | 6.8701 | 5.6428 | 5.7377 | 5.9179 | 6.3187 | 6.8701
NSR WEPCO Settlement - NOX Rate Annual v3.1 | 767 | 1884 | Rate Constraint in lbs/MMBtu | FALSE | L | Annual | Fuel Consumed | TBtu | 188.9489 | 167.6078 | 137.0478 | 139.1333 | 142.9194 | 152.9608 | 167.6078
NSR WEPCO Settlement - NOX Rate Annual v3.1 | 767 | 1884 | Rate Constraint in lbs/MMBtu | FALSE | L | Annual | Rate | lb/MMBtu | 0.11536 | 0.081979 | 0.082348 | 0.082477 | 0.082815 | 0.082619 | 0.081979
NSR WEPCO Settlement - NOX Rate Annual v3.1 | 767 | 1884 | Rate Constraint in lbs/MMBtu | FALSE | L | Annual | Generation | TWh | 18.3643 | 16.5896 | 13.5678 | 13.7932 | 14.1684 | 15.1536 | 16.5896
NSR WEPCO Settlement - NOX Rate Annual v3.1 | 767 | 1884 | Rate Constraint in lbs/MMBtu | FALSE | L | Annual | Qualifying Generation | TWh | 18.3643 | 16.5896 | 13.5678 | 13.7932 | 14.1684 | 15.1536 | 16.5896
NSR WEPCO Settlement - NOX Rate Annual v3.1 | 767 | 1884 | Rate Constraint in lbs/MMBtu | FALSE | L | Annual | Rate | lb/MWh | 0.59346 | 0.41412 | 0.4159 | 0.41598 | 0.41769 | 0.41698 | 0.41412
NSR WEPCO Settlement - NOX Rate Annual v3.1 | 767 | 1884 | Rate Constraint in lbs/MMBtu | FALSE | L | Annual | Constraint Shadow Price | US$/Ton | 0 | 0 | 0 | 0 | 0 | 0 | 0
NSR WEPCO Settlement - SO2 Cap Annual v3.1 | 768 | 1885 | Rate Constraint in MTons | FALSE | L | Annual | Seasons Included | Seasons | Winter, Summer | Winter, Summer | Winter, Summer | Winter, Summer | Winter, Summer | Winter, Summer | Winter, Summer
NSR WEPCO Settlement - SO2 Cap Annual v3.1 | 768 | 1885 | Rate Constraint in MTons | FALSE | L | Annual | Standard | MTons | 33.3 | 33.3 | 33.3 | 33.3 | 33.3 | 33.3 | 33.3
NSR WEPCO Settlement - SO2 Cap Annual v3.1 | 768 | 1885 | Rate Constraint in MTons | FALSE | L | Annual | Standard SO2 | MTons | 33.3 | 33.3 | 33.3 | 33.3 | 33.3 | 33.3 | 33.3
NSR WEPCO Settlement - SO2 Cap Annual v3.1 | 768 | 1885 | Rate Constraint in MTons | FALSE | L | Annual | Emissions at Affected Plants SO2 | MTons | 11.603 | 5.0199 | 4.1046 | 4.167 | 4.2804 | 4.5812 | 5.0199
NSR WEPCO Settlement - SO2 Cap Annual v3.1 | 768 | 1885 | Rate Constraint in MTons | FALSE | L | Annual | Allowances Purchased SO2 | MTons | 0 | 0 | 0 | 0 | 0 | 0 | 0
NSR WEPCO Settlement - SO2 Cap Annual v3.1 | 768 | 1885 | Rate Constraint in MTons | FALSE | L | Annual | Allowances Sold SO2 | MTons | 0 | 0 | 0 | 0 | 0 | 0 | 0
NSR WEPCO Settlement - SO2 Cap Annual v3.1 | 768 | 1885 | Rate Constraint in MTons | FALSE | L | Annual | Allowances Banked | MTons | 0 | 0 | 0 | 0 | 0 | 0 | 0
NSR WEPCO Settlement - SO2 Cap Annual v3.1 | 768 | 1885 | Rate Constraint in MTons | FALSE | L | Annual | Allowances Withdrawn (1:1) | MTons | 0 | 0 | 0 | 0 | 0 | 0 | 0
NSR WEPCO Settlement - SO2 Cap Annual v3.1 | 768 | 1885 | Rate Constraint in MTons | FALSE | L | Annual | Allowances Withdrawn (n:1) | MTons | 0 | 0 | 0 | 0 | 0 | 0 | 0
NSR WEPCO Settlement - SO2 Cap Annual v3.1 | 768 | 1885 | Rate Constraint in MTons | FALSE | L | Annual | Net Emissions Allowance Position | MTons | 11.603 | 5.0199 | 4.1046 | 4.167 | 4.2804 | 4.5812 | 5.0199
NSR WEPCO Settlement - SO2 Cap Annual v3.1 | 768 | 1885 | Rate Constraint in MTons | FALSE | L | Annual | Fuel Consumed | TBtu | 188.9489 | 167.6078 | 137.0478 | 139.1333 | 142.9194 | 152.9608 | 167.6078
NSR WEPCO Settlement - SO2 Cap Annual v3.1 | 768 | 1885 | Rate Constraint in MTons | FALSE | L | Annual | Rate | lb/MMBtu | 0.12282 | 0.0599 | 0.0599 | 0.0599 | 0.0599 | 0.0599 | 0.0599
NSR WEPCO Settlement - SO2 Cap Annual v3.1 | 768 | 1885 | Rate Constraint in MTons | FALSE | L | Annual | Generation | TWh | 18.3643 | 16.5896 | 13.5678 | 13.7932 | 14.1684 | 15.1536 | 16.5896
NSR WEPCO Settlement - SO2 Cap Annual v3.1 | 768 | 1885 | Rate Constraint in MTons | FALSE | L | Annual | Qualifying Generation | TWh | 18.3643 | 16.5896 | 13.5678 | 13.7932 | 14.1684 | 15.1536 | 16.5896
NSR WEPCO Settlement - SO2 Cap Annual v3.1 | 768 | 1885 | Rate Constraint in MTons | FALSE | L | Annual | Rate | lb/MWh | 0.63182 | 0.30259 | 0.30252 | 0.30211 | 0.30211 | 0.30232 | 0.30259
NSR WEPCO Settlement - SO2 Cap Annual v3.1 | 768 | 1885 | Rate Constraint in MTons | FALSE | L | Annual | Constraint Shadow Price | US$/Ton | 0 | 0 | 0 | 0 | 0 | 0 | 0
NSR WEPCO Settlement - SO2 Rate Annual v3.1 | 769 | 1886 | Rate Constraint in lbs/MMBtu | FALSE | L | Annual | Seasons Included | Seasons | Winter, Summer | Winter, Summer | Winter, Summer | Winter, Summer | Winter, Summer | Winter, Summer | Winter, Summer
NSR WEPCO Settlement - SO2 Rate Annual v3.1 | 769 | 1886 | Rate Constraint in lbs/MMBtu | FALSE | L | Annual | Standard | lb/MMBtu | 0.32 | 0.32 | 0.32 | 0.32 | 0.32 | 0.32 | 0.32
NSR WEPCO Settlement - SO2 Rate Annual v3.1 | 769 | 1886 | Rate Constraint in lbs/MMBtu | FALSE | L | Annual | Emissions at Affected Plants SO2 | MTons | 11.603 | 5.0199 | 4.1046 | 4.167 | 4.2804 | 4.5812 | 5.0199
NSR WEPCO Settlement - SO2 Rate Annual v3.1 | 769 | 1886 | Rate Constraint in lbs/MMBtu | FALSE | L | Annual | Allowances Purchased SO2 | MTons | 0 | 0 | 0 | 0 | 0 | 0 | 0
NSR WEPCO Settlement - SO2 Rate Annual v3.1 | 769 | 1886 | Rate Constraint in lbs/MMBtu | FALSE | L | Annual | Allowances Sold SO2 | MTons | 0 | 0 | 0 | 0 | 0 | 0 | 0
NSR WEPCO Settlement - SO2 Rate Annual v3.1 | 769 | 1886 | Rate Constraint in lbs/MMBtu | FALSE | L | Annual | Allowances Banked | MTons | 0 | 0 | 0 | 0 | 0 | 0 | 0
NSR WEPCO Settlement - SO2 Rate Annual v3.1 | 769 | 1886 | Rate Constraint in lbs/MMBtu | FALSE | L | Annual | Allowances Withdrawn (1:1) | MTons | 0 | 0 | 0 | 0 | 0 | 0 | 0
NSR WEPCO Settlement - SO2 Rate Annual v3.1 | 769 | 1886 | Rate Constraint in lbs/MMBtu | FALSE | L | Annual | Allowances Withdrawn (n:1) | MTons | 0 | 0 | 0 | 0 | 0 | 0 | 0
NSR WEPCO Settlement - SO2 Rate Annual v3.1 | 769 | 1886 | Rate Constraint in lbs/MMBtu | FALSE | L | Annual | Net Emissions Allowance Position | MTons | 11.603 | 5.0199 | 4.1046 | 4.167 | 4.2804 | 4.5812 | 5.0199
NSR WEPCO Settlement - SO2 Rate Annual v3.1 | 769 | 1886 | Rate Constraint in lbs/MMBtu | FALSE | L | Annual | Fuel Consumed | TBtu | 188.9489 | 167.6078 | 137.0478 | 139.1333 | 142.9194 | 152.9608 | 167.6078
NSR WEPCO Settlement - SO2 Rate Annual v3.1 | 769 | 1886 | Rate Constraint in lbs/MMBtu | FALSE | L | Annual | Rate | lb/MMBtu | 0.12282 | 0.0599 | 0.0599 | 0.0599 | 0.0599 | 0.0599 | 0.0599
NSR WEPCO Settlement - SO2 Rate Annual v3.1 | 769 | 1886 | Rate Constraint in lbs/MMBtu | FALSE | L | Annual | Generation | TWh | 18.3643 | 16.5896 | 13.5678 | 13.7932 | 14.1684 | 15.1536 | 16.5896
NSR WEPCO Settlement - SO2 Rate Annual v3.1 | 769 | 1886 | Rate Constraint in lbs/MMBtu | FALSE | L | Annual | Qualifying Generation | TWh | 18.3643 | 16.5896 | 13.5678 | 13.7932 | 14.1684 | 15.1536 | 16.5896
NSR WEPCO Settlement - SO2 Rate Annual v3.1 | 769 | 1886 | Rate Constraint in lbs/MMBtu | FALSE | L | Annual | Rate | lb/MWh | 0.63182 | 0.30259 | 0.30252 | 0.30211 | 0.30211 | 0.30232 | 0.30259
NSR WEPCO Settlement - SO2 Rate Annual v3.1 | 769 | 1886 | Rate Constraint in lbs/MMBtu | FALSE | L | Annual | Constraint Shadow Price | US$/Ton | 0 | 0 | 0 | 0 | 0 | 0 | 0
NSR Westar Consent - Nox Cap Annual v4.10 | 770 | 2220 | Rate Constraint in MTons | FALSE | L | Annual | Seasons Included | Seasons | Winter, Summer | Winter, Summer | Winter, Summer | Winter, Summer | Winter, Summer | Winter, Summer | Winter, Summer
NSR Westar Consent - Nox Cap Annual v4.10 | 770 | 2220 | Rate Constraint in MTons | FALSE | L | Annual | Standard | MTons | 9.6 | 9.6 | 9.6 | 9.6 | 9.6 | 9.6 | 9.6
NSR Westar Consent - Nox Cap Annual v4.10 | 770 | 2220 | Rate Constraint in MTons | FALSE | L | Annual | Standard NOX | MTons | 9.6 | 9.6 | 9.6 | 9.6 | 9.6 | 9.6 | 9.6
NSR Westar Consent - Nox Cap Annual v4.10 | 770 | 2220 | Rate Constraint in MTons | FALSE | L | Annual | Emissions at Affected Plants NOX | MTons | 8.3629 | 8.3629 | 8.3629 | 8.3629 | 8.3629 | 8.3629 | 8.3629
NSR Westar Consent - Nox Cap Annual v4.10 | 770 | 2220 | Rate Constraint in MTons | FALSE | L | Annual | Allowances Purchased NOX | MTons | 0 | 0 | 0 | 0 | 0 | 0 | 0
NSR Westar Consent - Nox Cap Annual v4.10 | 770 | 2220 | Rate Constraint in MTons | FALSE | L | Annual | Allowances Sold NOX | MTons | 0 | 0 | 0 | 0 | 0 | 0 | 0
NSR Westar Consent - Nox Cap Annual v4.10 | 770 | 2220 | Rate Constraint in MTons | FALSE | L | Annual | Allowances Banked | MTons | 0 | 0 | 0 | 0 | 0 | 0 | 0
NSR Westar Consent - Nox Cap Annual v4.10 | 770 | 2220 | Rate Constraint in MTons | FALSE | L | Annual | Allowances Withdrawn (1:1) | MTons | 0 | 0 | 0 | 0 | 0 | 0 | 0
NSR Westar Consent - Nox Cap Annual v4.10 | 770 | 2220 | Rate Constraint in MTons | FALSE | L | Annual | Allowances Withdrawn (n:1) | MTons | 0 | 0 | 0 | 0 | 0 | 0 | 0
NSR Westar Consent - Nox Cap Annual v4.10 | 770 | 2220 | Rate Constraint in MTons | FALSE | L | Annual | Net Emissions Allowance Position | MTons | 8.3629 | 8.3629 | 8.3629 | 8.3629 | 8.3629 | 8.3629 | 8.3629
NSR Westar Consent - Nox Cap Annual v4.10 | 770 | 2220 | Rate Constraint in MTons | FALSE | L | Annual | Fuel Consumed | TBtu | 167.259 | 167.259 | 167.259 | 167.259 | 167.259 | 167.259 | 167.259
NSR Westar Consent - Nox Cap Annual v4.10 | 770 | 2220 | Rate Constraint in MTons | FALSE | L | Annual | Rate | lb/MMBtu | 0.1 | 0.1 | 0.1 | 0.1 | 0.1 | 0.1 | 0.1
NSR Westar Consent - Nox Cap Annual v4.10 | 770 | 2220 | Rate Constraint in MTons | FALSE | L | Annual | Generation | TWh | 15.7439 | 15.7439 | 15.7439 | 15.7439 | 15.7439 | 15.7439 | 15.7439
NSR Westar Consent - Nox Cap Annual v4.10 | 770 | 2220 | Rate Constraint in MTons | FALSE | L | Annual | Qualifying Generation | TWh | 15.7439 | 15.7439 | 15.7439 | 15.7439 | 15.7439 | 15.7439 | 15.7439
NSR Westar Consent - Nox Cap Annual v4.10 | 770 | 2220 | Rate Constraint in MTons | FALSE | L | Annual | Rate | lb/MWh | 0.53119 | 0.53119 | 0.53119 | 0.53119 | 0.53119 | 0.53119 | 0.53119
NSR Westar Consent - Nox Cap Annual v4.10 | 770 | 2220 | Rate Constraint in MTons | FALSE | L | Annual | Constraint Shadow Price | US$/Ton | 0 | 0 | 0 | 0 | 0 | 0 | 0
NSR Westar Consent - NOX Rate Annual v4.10, Unit 5246 and retrofits | 771 | 2221 | Rate Constraint in lbs/MMBtu | FALSE | L | Annual | Seasons Included | Seasons | Winter, Summer | Winter, Summer | Winter, Summer | Winter, Summer | Winter, Summer | Winter, Summer | Winter, Summer
NSR Westar Consent - NOX Rate Annual v4.10, Unit 5246 and retrofits | 771 | 2221 | Rate Constraint in lbs/MMBtu | FALSE | L | Annual | Standard | lb/MMBtu | 0.1 | 0.1 | 0.1 | 0.1 | 0.1 | 0.1 | 0.1
NSR Westar Consent - NOX Rate Annual v4.10, Unit 5246 and retrofits | 771 | 2221 | Rate Constraint in lbs/MMBtu | FALSE | L | Annual | Emissions at Affected Plants NOX | MTons | 2.7686 | 2.7686 | 2.7686 | 2.7686 | 2.7686 | 2.7686 | 2.7686
NSR Westar Consent - NOX Rate Annual v4.10, Unit 5246 and retrofits | 771 | 2221 | Rate Constraint in lbs/MMBtu | FALSE | L | Annual | Allowances Purchased NOX | MTons | 0 | 0 | 0 | 0 | 0 | 0 | 0
NSR Westar Consent - NOX Rate Annual v4.10, Unit 5246 and retrofits | 771 | 2221 | Rate Constraint in lbs/MMBtu | FALSE | L | Annual | Allowances Sold NOX | MTons | 0 | 0 | 0 | 0 | 0 | 0 | 0
NSR Westar Consent - NOX Rate Annual v4.10, Unit 5246 and retrofits | 771 | 2221 | Rate Constraint in lbs/MMBtu | FALSE | L | Annual | Allowances Banked | MTons | 0 | 0 | 0 | 0 | 0 | 0 | 0
NSR Westar Consent - NOX Rate Annual v4.10, Unit 5246 and retrofits | 771 | 2221 | Rate Constraint in lbs/MMBtu | FALSE | L | Annual | Allowances Withdrawn (1:1) | MTons | 0 | 0 | 0 | 0 | 0 | 0 | 0
NSR Westar Consent - NOX Rate Annual v4.10, Unit 5246 and retrofits | 771 | 2221 | Rate Constraint in lbs/MMBtu | FALSE | L | Annual | Allowances Withdrawn (n:1) | MTons | 0 | 0 | 0 | 0 | 0 | 0 | 0
NSR Westar Consent - NOX Rate Annual v4.10, Unit 5246 and retrofits | 771 | 2221 | Rate Constraint in lbs/MMBtu | FALSE | L | Annual | Net Emissions Allowance Position | MTons | 2.7686 | 2.7686 | 2.7686 | 2.7686 | 2.7686 | 2.7686 | 2.7686
NSR Westar Consent - NOX Rate Annual v4.10, Unit 5246 and retrofits | 771 | 2221 | Rate Constraint in lbs/MMBtu | FALSE | L | Annual | Fuel Consumed | TBtu | 55.3724 | 55.3724 | 55.3724 | 55.3724 | 55.3724 | 55.3724 | 55.3724
NSR Westar Consent - NOX Rate Annual v4.10, Unit 5246 and retrofits | 771 | 2221 | Rate Constraint in lbs/MMBtu | FALSE | L | Annual | Rate | lb/MMBtu | 0.1 | 0.1 | 0.1 | 0.1 | 0.1 | 0.1 | 0.1
NSR Westar Consent - NOX Rate Annual v4.10, Unit 5246 and retrofits | 771 | 2221 | Rate Constraint in lbs/MMBtu | FALSE | L | Annual | Generation | TWh | 5.1961 | 5.1961 | 5.1961 | 5.1961 | 5.1961 | 5.1961 | 5.1961
NSR Westar Consent - NOX Rate Annual v4.10, Unit 5246 and retrofits | 771 | 2221 | Rate Constraint in lbs/MMBtu | FALSE | L | Annual | Qualifying Generation | TWh | 5.1961 | 5.1961 | 5.1961 | 5.1961 | 5.1961 | 5.1961 | 5.1961
NSR Westar Consent - NOX Rate Annual v4.10, Unit 5246 and retrofits | 771 | 2221 | Rate Constraint in lbs/MMBtu | FALSE | L | Annual | Rate | lb/MWh | 0.53282 | 0.53282 | 0.53282 | 0.53282 | 0.53282 | 0.53282 | 0.53282
NSR Westar Consent - NOX Rate Annual v4.10, Unit 5246 and retrofits | 771 | 2221 | Rate Constraint in lbs/MMBtu | FALSE | L | Annual | Constraint Shadow Price | US$/Ton | 5079.9462 | 3825.1327 | 9260.5332 | 12036.8984 | 5686.8614 | 0 | 9659.3296
NSR Westar Consent - NOX Rate Annual v4.10, Unit 5361 and retrofits | 772 | 2221 | Rate Constraint in lbs/MMBtu | FALSE | L | Annual | Seasons Included | Seasons | Winter, Summer | Winter, Summer | Winter, Summer | Winter, Summer | Winter, Summer | Winter, Summer | Winter, Summer
NSR Westar Consent - NOX Rate Annual v4.10, Unit 5361 and retrofits | 772 | 2221 | Rate Constraint in lbs/MMBtu | FALSE | L | Annual | Standard | lb/MMBtu | 0.1 | 0.1 | 0.1 | 0.1 | 0.1 | 0.1 | 0.1
NSR Westar Consent - NOX Rate Annual v4.10, Unit 5361 and retrofits | 772 | 2221 | Rate Constraint in lbs/MMBtu | FALSE | L | Annual | Emissions at Affected Plants NOX | MTons | 2.7974 | 2.7974 | 2.7974 | 2.7974 | 2.7974 | 2.7974 | 2.7974
NSR Westar Consent - NOX Rate Annual v4.10, Unit 5361 and retrofits | 772 | 2221 | Rate Constraint in lbs/MMBtu | FALSE | L | Annual | Allowances Purchased NOX | MTons | 0 | 0 | 0 | 0 | 0 | 0 | 0
NSR Westar Consent - NOX Rate Annual v4.10, Unit 5361 and retrofits | 772 | 2221 | Rate Constraint in lbs/MMBtu | FALSE | L | Annual | Allowances Sold NOX | MTons | 0 | 0 | 0 | 0 | 0 | 0 | 0
NSR Westar Consent - NOX Rate Annual v4.10, Unit 5361 and retrofits | 772 | 2221 | Rate Constraint in lbs/MMBtu | FALSE | L | Annual | Allowances Banked | MTons | 0 | 0 | 0 | 0 | 0 | 0 | 0
NSR Westar Consent - NOX Rate Annual v4.10, Unit 5361 and retrofits | 772 | 2221 | Rate Constraint in lbs/MMBtu | FALSE | L | Annual | Allowances Withdrawn (1:1) | MTons | 0 | 0 | 0 | 0 | 0 | 0 | 0
NSR Westar Consent - NOX Rate Annual v4.10, Unit 5361 and retrofits | 772 | 2221 | Rate Constraint in lbs/MMBtu | FALSE | L | Annual | Allowances Withdrawn (n:1) | MTons | 0 | 0 | 0 | 0 | 0 | 0 | 0
NSR Westar Consent - NOX Rate Annual v4.10, Unit 5361 and retrofits | 772 | 2221 | Rate Constraint in lbs/MMBtu | FALSE | L | Annual | Net Emissions Allowance Position | MTons | 2.7974 | 2.7974 | 2.7974 | 2.7974 | 2.7974 | 2.7974 | 2.7974
NSR Westar Consent - NOX Rate Annual v4.10, Unit 5361 and retrofits | 772 | 2221 | Rate Constraint in lbs/MMBtu | FALSE | L | Annual | Fuel Consumed | TBtu | 55.9488 | 55.9488 | 55.9488 | 55.9488 | 55.9488 | 55.9488 | 55.9488
NSR Westar Consent - NOX Rate Annual v4.10, Unit 5361 and retrofits | 772 | 2221 | Rate Constraint in lbs/MMBtu | FALSE | L | Annual | Rate | lb/MMBtu | 0.1 | 0.1 | 0.1 | 0.1 | 0.1 | 0.1 | 0.1
NSR Westar Consent - NOX Rate Annual v4.10, Unit 5361 and retrofits | 772 | 2221 | Rate Constraint in lbs/MMBtu | FALSE | L | Annual | Generation | TWh | 5.2687 | 5.2687 | 5.2687 | 5.2687 | 5.2687 | 5.2687 | 5.2687
NSR Westar Consent - NOX Rate Annual v4.10, Unit 5361 and retrofits | 772 | 2221 | Rate Constraint in lbs/MMBtu | FALSE | L | Annual | Qualifying Generation | TWh | 5.2687 | 5.2687 | 5.2687 | 5.2687 | 5.2687 | 5.2687 | 5.2687
NSR Westar Consent - NOX Rate Annual v4.10, Unit 5361 and retrofits | 772 | 2221 | Rate Constraint in lbs/MMBtu | FALSE | L | Annual | Rate | lb/MWh | 0.53095 | 0.53095 | 0.53095 | 0.53095 | 0.53095 | 0.53095 | 0.53095
NSR Westar Consent - NOX Rate Annual v4.10, Unit 5361 and retrofits | 772 | 2221 | Rate Constraint in lbs/MMBtu | FALSE | L | Annual | Constraint Shadow Price | US$/Ton | 0 | 0 | 0 | 0 | 0 | 0 | 0
NSR Westar Consent - NOX Rate Annual v4.10, Unit 5362 and retrofits | 773 | 2221 | Rate Constraint in lbs/MMBtu | FALSE | L | Annual | Seasons Included | Seasons | Winter, Summer | Winter, Summer | Winter, Summer | Winter, Summer | Winter, Summer | Winter, Summer | Winter, Summer
NSR Westar Consent - NOX Rate Annual v4.10, Unit 5362 and retrofits | 773 | 2221 | Rate Constraint in lbs/MMBtu | FALSE | L | Annual | Standard | lb/MMBtu | 0.1 | 0.1 | 0.1 | 0.1 | 0.1 | 0.1 | 0.1
NSR Westar Consent - NOX Rate Annual v4.10, Unit 5362 and retrofits | 773 | 2221 | Rate Constraint in lbs/MMBtu | FALSE | L | Annual | Emissions at Affected Plants NOX | MTons | 2.7969 | 2.7969 | 2.7969 | 2.7969 | 2.7969 | 2.7969 | 2.7969
NSR Westar Consent - NOX Rate Annual v4.10, Unit 5362 and retrofits | 773 | 2221 | Rate Constraint in lbs/MMBtu | FALSE | L | Annual | Allowances Purchased NOX | MTons | 0 | 0 | 0 | 0 | 0 | 0 | 0
NSR Westar Consent - NOX Rate Annual v4.10, Unit 5362 and retrofits | 773 | 2221 | Rate Constraint in lbs/MMBtu | FALSE | L | Annual | Allowances Sold NOX | MTons | 0 | 0 | 0 | 0 | 0 | 0 | 0
NSR Westar Consent - NOX Rate Annual v4.10, Unit 5362 and retrofits | 773 | 2221 | Rate Constraint in lbs/MMBtu | FALSE | L | Annual | Allowances Banked | MTons | 0 | 0 | 0 | 0 | 0 | 0 | 0
NSR Westar Consent - NOX Rate Annual v4.10, Unit 5362 and retrofits | 773 | 2221 | Rate Constraint in lbs/MMBtu | FALSE | L | Annual | Allowances Withdrawn (1:1) | MTons | 0 | 0 | 0 | 0 | 0 | 0 | 0
NSR Westar Consent - NOX Rate Annual v4.10, Unit 5362 and retrofits | 773 | 2221 | Rate Constraint in lbs/MMBtu | FALSE | L | Annual | Allowances Withdrawn (n:1) | MTons | 0 | 0 | 0 | 0 | 0 | 0 | 0
NSR Westar Consent - NOX Rate Annual v4.10, Unit 5362 and retrofits | 773 | 2221 | Rate Constraint in lbs/MMBtu | FALSE | L | Annual | Net Emissions Allowance Position | MTons | 2.7969 | 2.7969 | 2.7969 | 2.7969 | 2.7969 | 2.7969 | 2.7969
NSR Westar Consent - NOX Rate Annual v4.10, Unit 5362 and retrofits | 773 | 2221 | Rate Constraint in lbs/MMBtu | FALSE | L | Annual | Fuel Consumed | TBtu | 55.9378 | 55.9378 | 55.9378 | 55.9378 | 55.9378 | 55.9378 | 55.9378
NSR Westar Consent - NOX Rate Annual v4.10, Unit 5362 and retrofits | 773 | 2221 | Rate Constraint in lbs/MMBtu | FALSE | L | Annual | Rate | lb/MMBtu | 0.1 | 0.1 | 0.1 | 0.1 | 0.1 | 0.1 | 0.1
NSR Westar Consent - NOX Rate Annual v4.10, Unit 5362 and retrofits | 773 | 2221 | Rate Constraint in lbs/MMBtu | FALSE | L | Annual | Generation | TWh | 5.279 | 5.279 | 5.279 | 5.279 | 5.279 | 5.279 | 5.279
NSR Westar Consent - NOX Rate Annual v4.10, Unit 5362 and retrofits | 773 | 2221 | Rate Constraint in lbs/MMBtu | FALSE | L | Annual | Qualifying Generation | TWh | 5.279 | 5.279 | 5.279 | 5.279 | 5.279 | 5.279 | 5.279
NSR Westar Consent - NOX Rate Annual v4.10, Unit 5362 and retrofits | 773 | 2221 | Rate Constraint in lbs/MMBtu | FALSE | L | Annual | Rate | lb/MWh | 0.52981 | 0.52981 | 0.52981 | 0.52981 | 0.52981 | 0.52981 | 0.52981
NSR Westar Consent - NOX Rate Annual v4.10, Unit 5362 and retrofits | 773 | 2221 | Rate Constraint in lbs/MMBtu | FALSE | L | Annual | Constraint Shadow Price | US$/Ton | 0 | 0 | 0 | 0 | 0 | 0 | 0
NSR Westar Consent - SO2 Cap Annual v4.10 | 774 | 2292 | Rate Constraint in MTons | FALSE | L | Annual | Seasons Included | Seasons | Winter, Summer | Winter, Summer | Winter, Summer | Winter, Summer | Winter, Summer | Winter, Summer | Winter, Summer
NSR Westar Consent - SO2 Cap Annual v4.10 | 774 | 2292 | Rate Constraint in MTons | FALSE | L | Annual | Standard | MTons | 6.6 | 6.6 | 6.6 | 6.6 | 6.6 | 6.6 | 6.6
NSR Westar Consent - SO2 Cap Annual v4.10 | 774 | 2292 | Rate Constraint in MTons | FALSE | L | Annual | Standard SO2 | MTons | 6.6 | 6.6 | 6.6 | 6.6 | 6.6 | 6.6 | 6.6
NSR Westar Consent - SO2 Cap Annual v4.10 | 774 | 2292 | Rate Constraint in MTons | FALSE | L | Annual | Emissions at Affected Plants SO2 | MTons | 5.0094 | 5.0094 | 5.0094 | 5.0094 | 5.0094 | 5.0094 | 5.0094
NSR Westar Consent - SO2 Cap Annual v4.10 | 774 | 2292 | Rate Constraint in MTons | FALSE | L | Annual | Allowances Purchased SO2 | MTons | 0 | 0 | 0 | 0 | 0 | 0 | 0
NSR Westar Consent - SO2 Cap Annual v4.10 | 774 | 2292 | Rate Constraint in MTons | FALSE | L | Annual | Allowances Sold SO2 | MTons | 0 | 0 | 0 | 0 | 0 | 0 | 0
NSR Westar Consent - SO2 Cap Annual v4.10 | 774 | 2292 | Rate Constraint in MTons | FALSE | L | Annual | Allowances Banked | MTons | 0 | 0 | 0 | 0 | 0 | 0 | 0
NSR Westar Consent - SO2 Cap Annual v4.10 | 774 | 2292 | Rate Constraint in MTons | FALSE | L | Annual | Allowances Withdrawn (1:1) | MTons | 0 | 0 | 0 | 0 | 0 | 0 | 0
NSR Westar Consent - SO2 Cap Annual v4.10 | 774 | 2292 | Rate Constraint in MTons | FALSE | L | Annual | Allowances Withdrawn (n:1) | MTons | 0 | 0 | 0 | 0 | 0 | 0 | 0
NSR Westar Consent - SO2 Cap Annual v4.10 | 774 | 2292 | Rate Constraint in MTons | FALSE | L | Annual | Net Emissions Allowance Position | MTons | 5.0094 | 5.0094 | 5.0094 | 5.0094 | 5.0094 | 5.0094 | 5.0094
NSR Westar Consent - SO2 Cap Annual v4.10 | 774 | 2292 | Rate Constraint in MTons | FALSE | L | Annual | Fuel Consumed | TBtu | 167.259 | 167.259 | 167.259 | 167.259 | 167.259 | 167.259 | 167.259
NSR Westar Consent - SO2 Cap Annual v4.10 | 774 | 2292 | Rate Constraint in MTons | FALSE | L | Annual | Rate | lb/MMBtu | 0.0599 | 0.0599 | 0.0599 | 0.0599 | 0.0599 | 0.0599 | 0.0599
NSR Westar Consent - SO2 Cap Annual v4.10 | 774 | 2292 | Rate Constraint in MTons | FALSE | L | Annual | Generation | TWh | 15.7439 | 15.7439 | 15.7439 | 15.7439 | 15.7439 | 15.7439 | 15.7439
NSR Westar Consent - SO2 Cap Annual v4.10 | 774 | 2292 | Rate Constraint in MTons | FALSE | L | Annual | Qualifying Generation | TWh | 15.7439 | 15.7439 | 15.7439 | 15.7439 | 15.7439 | 15.7439 | 15.7439
NSR Westar Consent - SO2 Cap Annual v4.10 | 774 | 2292 | Rate Constraint in MTons | FALSE | L | Annual | Rate | lb/MWh | 0.31818 | 0.31818 | 0.31818 | 0.31818 | 0.31818 | 0.31818 | 0.31818
NSR Westar Consent - SO2 Cap Annual v4.10 | 774 | 2292 | Rate Constraint in MTons | FALSE | L | Annual | Constraint Shadow Price | US$/Ton | 0 | 0 | 0 | 0 | 0 | 0 | 0
NSR Westar Consent - SO2 Rate Annual v4.10 | 775 | 2293 | MACT Fuel Choice Floor in lbs/MMBtu | FALSE | L | Annual | Seasons Included | Seasons | Winter, Summer | Winter, Summer | Winter, Summer | Winter, Summer | Winter, Summer | Winter, Summer | Winter, Summer
NSR Westar Consent - SO2 Rate Annual v4.10 | 775 | 2293 | MACT Fuel Choice Floor in lbs/MMBtu | FALSE | L | Annual | Emission Floor | lb/MMBtu | 0.07 | 0.07 | 0.07 | 0.07 | 0.07 | 0.07 | 0.07
NSR Westar Consent - SO2 Rate Annual v4.10 | 775 | 2293 | MACT Fuel Choice Floor in lbs/MMBtu | FALSE | L | Annual | Emissions at Affected Plants SO2 | MTons | 5.0094 | 5.0094 | 5.0094 | 5.0094 | 5.0094 | 5.0094 | 5.0094
NSR Westar Consent - SO2 Rate Annual v4.10 | 775 | 2293 | MACT Fuel Choice Floor in lbs/MMBtu | FALSE | L | Annual | Allowances Purchased SO2 | MTons | 0 | 0 | 0 | 0 | 0 | 0 | 0
NSR Westar Consent - SO2 Rate Annual v4.10 | 775 | 2293 | MACT Fuel Choice Floor in lbs/MMBtu | FALSE | L | Annual | Allowances Sold SO2 | MTons | 0 | 0 | 0 | 0 | 0 | 0 | 0
NSR Westar Consent - SO2 Rate Annual v4.10 | 775 | 2293 | MACT Fuel Choice Floor in lbs/MMBtu | FALSE | L | Annual | Allowances Banked | MTons | 0 | 0 | 0 | 0 | 0 | 0 | 0
NSR Westar Consent - SO2 Rate Annual v4.10 | 775 | 2293 | MACT Fuel Choice Floor in lbs/MMBtu | FALSE | L | Annual | Allowances Withdrawn (1:1) | MTons | 0 | 0 | 0 | 0 | 0 | 0 | 0
NSR Westar Consent - SO2 Rate Annual v4.10 | 775 | 2293 | MACT Fuel Choice Floor in lbs/MMBtu | FALSE | L | Annual | Allowances Withdrawn (n:1) | MTons | 0 | 0 | 0 | 0 | 0 | 0 | 0
NSR Westar Consent - SO2 Rate Annual v4.10 | 775 | 2293 | MACT Fuel Choice Floor in lbs/MMBtu | FALSE | L | Annual | Net Emissions Allowance Position | MTons | 5.0094 | 5.0094 | 5.0094 | 5.0094 | 5.0094 | 5.0094 | 5.0094
NSR Westar Consent - SO2 Rate Annual v4.10 | 775 | 2293 | MACT Fuel Choice Floor in lbs/MMBtu | FALSE | L | Annual | Fuel Consumed | TBtu | 167.259 | 167.259 | 167.259 | 167.259 | 167.259 | 167.259 | 167.259
NSR Westar Consent - SO2 Rate Annual v4.10 | 775 | 2293 | MACT Fuel Choice Floor in lbs/MMBtu | FALSE | L | Annual | Rate | lb/MMBtu | 0.0599 | 0.0599 | 0.0599 | 0.0599 | 0.0599 | 0.0599 | 0.0599
NSR Westar Consent - SO2 Rate Annual v4.10 | 775 | 2293 | MACT Fuel Choice Floor in lbs/MMBtu | FALSE | L | Annual | Generation | TWh | 15.7439 | 15.7439 | 15.7439 | 15.7439 | 15.7439 | 15.7439 | 15.7439
NSR Westar Consent - SO2 Rate Annual v4.10 | 775 | 2293 | MACT Fuel Choice Floor in lbs/MMBtu | FALSE | L | Annual | Qualifying Generation | TWh | 15.7439 | 15.7439 | 15.7439 | 15.7439 | 15.7439 | 15.7439 | 15.7439
NSR Westar Consent - SO2 Rate Annual v4.10 | 775 | 2293 | MACT Fuel Choice Floor in lbs/MMBtu | FALSE | L | Annual | Constraint Shadow Price | US$/Ton | 0 | 0 | 0 | 0 | 0 | 0 | 0
NSR Winyah 1 - NOX Rate Annual v3.1, Unit 5399 and retrofits | 776 | 1953 | Rate Constraint in lbs/MMBtu | FALSE | L | Annual | Seasons Included | Seasons | Winter, Summer | Winter, Summer | Winter, Summer | Winter, Summer | Winter, Summer | Winter, Summer | Winter, Summer
NSR Winyah 1 - NOX Rate Annual v3.1, Unit 5399 and retrofits | 776 | 1953 | Rate Constraint in lbs/MMBtu | FALSE | L | Annual | Standard | lb/MMBtu | 0.1 | 0.1 | 0.1 | 0.1 | 0.1 | 0.1 | 0.1
NSR Winyah 1 - NOX Rate Annual v3.1, Unit 5399 and retrofits | 776 | 1953 | Rate Constraint in lbs/MMBtu | FALSE | L | Annual | Emissions at Affected Plants NOX | MTons | 0 | 0 | 0 | 0 | 0 | 0 | 0
NSR Winyah 1 - NOX Rate Annual v3.1, Unit 5399 and retrofits | 776 | 1953 | Rate Constraint in lbs/MMBtu | FALSE | L | Annual | Allowances Purchased NOX | MTons | 0 | 0 | 0 | 0 | 0 | 0 | 0
NSR Winyah 1 - NOX Rate Annual v3.1, Unit 5399 and retrofits | 776 | 1953 | Rate Constraint in lbs/MMBtu | FALSE | L | Annual | Allowances Sold NOX | MTons | 0 | 0 | 0 | 0 | 0 | 0 | 0
NSR Winyah 1 - NOX Rate Annual v3.1, Unit 5399 and retrofits | 776 | 1953 | Rate Constraint in lbs/MMBtu | FALSE | L | Annual | Allowances Banked | MTons | 0 | 0 | 0 | 0 | 0 | 0 | 0
NSR Winyah 1 - NOX Rate Annual v3.1, Unit 5399 and retrofits | 776 | 1953 | Rate Constraint in lbs/MMBtu | FALSE | L | Annual | Allowances Withdrawn (1:1) | MTons | 0 | 0 | 0 | 0 | 0 | 0 | 0
NSR Winyah 1 - NOX Rate Annual v3.1, Unit 5399 and retrofits | 776 | 1953 | Rate Constraint in lbs/MMBtu | FALSE | L | Annual | Allowances Withdrawn (n:1) | MTons | 0 | 0 | 0 | 0 | 0 | 0 | 0
NSR Winyah 1 - NOX Rate Annual v3.1, Unit 5399 and retrofits | 776 | 1953 | Rate Constraint in lbs/MMBtu | FALSE | L | Annual | Net Emissions Allowance Position | MTons | 0 | 0 | 0 | 0 | 0 | 0 | 0
NSR Winyah 1 - NOX Rate Annual v3.1, Unit 5399 and retrofits | 776 | 1953 | Rate Constraint in lbs/MMBtu | FALSE | L | Annual | Fuel Consumed | TBtu | 0 | 0 | 0 | 0 | 0 | 0 | 0
NSR Winyah 1 - NOX Rate Annual v3.1, Unit 5399 and retrofits | 776 | 1953 | Rate Constraint in lbs/MMBtu | FALSE | L | Annual | Rate | lb/MMBtu | 0 | 0 | 0 | 0 | 0 | 0 | 0
NSR Winyah 1 - NOX Rate Annual v3.1, Unit 5399 and retrofits | 776 | 1953 | Rate Constraint in lbs/MMBtu | FALSE | L | Annual | Generation | TWh | 0 | 0 | 0 | 0 | 0 | 0 | 0
NSR Winyah 1 - NOX Rate Annual v3.1, Unit 5399 and retrofits | 776 | 1953 | Rate Constraint in lbs/MMBtu | FALSE | L | Annual | Qualifying Generation | TWh | 0 | 0 | 0 | 0 | 0 | 0 | 0
NSR Winyah 1 - NOX Rate Annual v3.1, Unit 5399 and retrofits | 776 | 1953 | Rate Constraint in lbs/MMBtu | FALSE | L | Annual | Rate | lb/MWh | 0 | 0 | 0 | 0 | 0 | 0 | 0
NSR Winyah 1 - NOX Rate Annual v3.1, Unit 5399 and retrofits | 776 | 1953 | Rate Constraint in lbs/MMBtu | FALSE | L | Annual | Constraint Shadow Price | US$/Ton | 0 | 0 | 0 | 0 | 0 | 0 | 0
NSR Winyah 2-4 - NOX Rate Annual v3.1, Unit 5396 and retrofits | 777 | 1952 | Rate Constraint in lbs/MMBtu | FALSE | L | Annual | Seasons Included | Seasons | Winter, Summer | Winter, Summer | Winter, Summer | Winter, Summer | Winter, Summer | Winter, Summer | Winter, Summer
NSR Winyah 2-4 - NOX Rate Annual v3.1, Unit 5396 and retrofits | 777 | 1952 | Rate Constraint in lbs/MMBtu | FALSE | L | Annual | Standard | lb/MMBtu | 0.12 | 0.12 | 0.12 | 0.12 | 0.12 | 0.12 | 0.12
NSR Winyah 2-4 - NOX Rate Annual v3.1, Unit 5396 and retrofits | 777 | 1952 | Rate Constraint in lbs/MMBtu | FALSE | L | Annual | Emissions at Affected Plants NOX | MTons | 0.73351 | 0.73351 | 0.32152 | 0.32152 | 0.32152 | 0.32152 | 0.73351
NSR Winyah 2-4 - NOX Rate Annual v3.1, Unit 5396 and retrofits | 777 | 1952 | Rate Constraint in lbs/MMBtu | FALSE | L | Annual | Allowances Purchased NOX | MTons | 0 | 0 | 0 | 0 | 0 | 0 | 0
NSR Winyah 2-4 - NOX Rate Annual v3.1, Unit 5396 and retrofits | 777 | 1952 | Rate Constraint in lbs/MMBtu | FALSE | L | Annual | Allowances Sold NOX | MTons | 0 | 0 | 0 | 0 | 0 | 0 | 0
NSR Winyah 2-4 - NOX Rate Annual v3.1, Unit 5396 and retrofits | 777 | 1952 | Rate Constraint in lbs/MMBtu | FALSE | L | Annual | Allowances Banked | MTons | 0 | 0 | 0 | 0 | 0 | 0 | 0
NSR Winyah 2-4 - NOX Rate Annual v3.1, Unit 5396 and retrofits | 777 | 1952 | Rate Constraint in lbs/MMBtu | FALSE | L | Annual | Allowances Withdrawn (1:1) | MTons | 0 | 0 | 0 | 0 | 0 | 0 | 0
NSR Winyah 2-4 - NOX Rate Annual v3.1, Unit 5396 and retrofits | 777 | 1952 | Rate Constraint in lbs/MMBtu | FALSE | L | Annual | Allowances Withdrawn (n:1) | MTons | 0 | 0 | 0 | 0 | 0 | 0 | 0
NSR Winyah 2-4 - NOX Rate Annual v3.1, Unit 5396 and retrofits | 777 | 1952 | Rate Constraint in lbs/MMBtu | FALSE | L | Annual | Net Emissions Allowance Position | MTons | 0.73351 | 0.73351 | 0.32152 | 0.32152 | 0.32152 | 0.32152 | 0.73351
NSR Winyah 2-4 - NOX Rate Annual v3.1, Unit 5396 and retrofits | 777 | 1952 | Rate Constraint in lbs/MMBtu | FALSE | L | Annual | Fuel Consumed | TBtu | 14.4225 | 14.4225 | 6.3219 | 6.3219 | 6.3219 | 6.3378 | 14.4588
NSR Winyah 2-4 - NOX Rate Annual v3.1, Unit 5396 and retrofits | 777 | 1952 | Rate Constraint in lbs/MMBtu | FALSE | L | Annual | Rate | lb/MMBtu | 0.10172 | 0.10172 | 0.10172 | 0.10172 | 0.10172 | 0.10146 | 0.10146
NSR Winyah 2-4 - NOX Rate Annual v3.1, Unit 5396 and retrofits | 777 | 1952 | Rate Constraint in lbs/MMBtu | FALSE | L | Annual | Generation | TWh | 1.4882 | 1.4882 | 0.65236 | 0.65236 | 0.65236 | 0.65236 | 1.4882
NSR Winyah 2-4 - NOX Rate Annual v3.1, Unit 5396 and retrofits | 777 | 1952 | Rate Constraint in lbs/MMBtu | FALSE | L | Annual | Qualifying Generation | TWh | 1.4882 | 1.4882 | 0.65236 | 0.65236 | 0.65236 | 0.65236 | 1.4882
NSR Winyah 2-4 - NOX Rate Annual v3.1, Unit 5396 and retrofits | 777 | 1952 | Rate Constraint in lbs/MMBtu | FALSE | L | Annual | Rate | lb/MWh | 0.49287 | 0.49287 | 0.49287 | 0.49287 | 0.49287 | 0.49287 | 0.49287
NSR Winyah 2-4 - NOX Rate Annual v3.1, Unit 5396 and retrofits | 777 | 1952 | Rate Constraint in lbs/MMBtu | FALSE | L | Annual | Constraint Shadow Price | US$/Ton | 0 | 0 | 0 | 0 | 0 | 0 | 0
NSR Winyah 2-4 - NOX Rate Annual v3.1, Unit 5397 and retrofits | 778 | 1952 | Rate Constraint in lbs/MMBtu | FALSE | L | Annual | Seasons Included | Seasons | Winter, Summer | Winter, Summer | Winter, Summer | Winter, Summer | Winter, Summer | Winter, Summer | Winter, Summer
NSR Winyah 2-4 - NOX Rate Annual v3.1, Unit 5397 and retrofits | 778 | 1952 | Rate Constraint in lbs/MMBtu | FALSE | L | Annual | Standard | lb/MMBtu | 0.12 | 0.12 | 0.12 | 0.12 | 0.12 | 0.12 | 0.12
NSR Winyah 2-4 - NOX Rate Annual v3.1, Unit 5397 and retrofits | 778 | 1952 | Rate Constraint in lbs/MMBtu | FALSE | L | Annual | Emissions at Affected Plants NOX | MTons | 0.75723 | 0.75723 | 0.33192 | 0.33192 | 0.33192 | 0.33192 | 0.75723
NSR Winyah 2-4 - NOX Rate Annual v3.1, Unit 5397 and retrofits | 778 | 1952 | Rate Constraint in lbs/MMBtu | FALSE | L | Annual | Allowances Purchased NOX | MTons | 0 | 0 | 0 | 0 | 0 | 0 | 0
NSR Winyah 2-4 - NOX Rate Annual v3.1, Unit 5397 and retrofits | 778 | 1952 | Rate Constraint in lbs/MMBtu | FALSE | L | Annual | Allowances Sold NOX | MTons | 0 | 0 | 0 | 0 | 0 | 0 | 0
NSR Winyah 2-4 - NOX Rate Annual v3.1, Unit 5397 and retrofits | 778 | 1952 | Rate Constraint in lbs/MMBtu | FALSE | L | Annual | Allowances Banked | MTons | 0 | 0 | 0 | 0 | 0 | 0 | 0
NSR Winyah 2-4 - NOX Rate Annual v3.1, Unit 5397 and retrofits | 778 | 1952 | Rate Constraint in lbs/MMBtu | FALSE | L | Annual | Allowances Withdrawn (1:1) | MTons | 0 | 0 | 0 | 0 | 0 | 0 | 0
NSR Winyah 2-4 - NOX Rate Annual v3.1, Unit 5397 and retrofits | 778 | 1952 | Rate Constraint in lbs/MMBtu | FALSE | L | Annual | Allowances Withdrawn (n:1) | MTons | 0 | 0 | 0 | 0 | 0 | 0 | 0
NSR Winyah 2-4 - NOX Rate Annual v3.1, Unit 5397 and retrofits | 778 | 1952 | Rate Constraint in lbs/MMBtu | FALSE | L | Annual | Net Emissions Allowance Position | MTons | 0.75723 | 0.75723 | 0.33192 | 0.33192 | 0.33192 | 0.33192 | 0.75723
NSR Winyah 2-4 - NOX Rate Annual v3.1, Unit 5397 and retrofits | 778 | 1952 | Rate Constraint in lbs/MMBtu | FALSE | L | Annual | Fuel Consumed | TBtu | 14.3943 | 14.3943 | 6.3095 | 6.3095 | 6.3095 | 6.3254 | 14.4304
NSR Winyah 2-4 - NOX Rate Annual v3.1, Unit 5397 and retrofits | 778 | 1952 | Rate Constraint in lbs/MMBtu | FALSE | L | Annual | Rate | lb/MMBtu | 0.10521 | 0.10521 | 0.10521 | 0.10521 | 0.10521 | 0.10495 | 0.10495
NSR Winyah 2-4 - NOX Rate Annual v3.1, Unit 5397 and retrofits | 778 | 1952 | Rate Constraint in lbs/MMBtu | FALSE | L | Annual | Generation | TWh | 1.4882 | 1.4882 | 0.65236 | 0.65236 | 0.65236 | 0.65236 | 1.4882
NSR Winyah 2-4 - NOX Rate Annual v3.1, Unit 5397 and retrofits | 778 | 1952 | Rate Constraint in lbs/MMBtu | FALSE | L | Annual | Qualifying Generation | TWh | 1.4882 | 1.4882 | 0.65236 | 0.65236 | 0.65236 | 0.65236 | 1.4882
NSR Winyah 2-4 - NOX Rate Annual v3.1, Unit 5397 and retrofits | 778 | 1952 | Rate Constraint in lbs/MMBtu | FALSE | L | Annual | Rate | lb/MWh | 0.50881 | 0.50881 | 0.50881 | 0.50881 | 0.50881 | 0.50881 | 0.50881
NSR Winyah 2-4 - NOX Rate Annual v3.1, Unit 5397 and retrofits | 778 | 1952 | Rate Constraint in lbs/MMBtu | FALSE | L | Annual | Constraint Shadow Price | US$/Ton | 0 | 0 | 0 | 0 | 0 | 0 | 0
NSR Winyah 2-4 - NOX Rate Annual v3.1, Unit 5398 and retrofits | 779 | 1952 | Rate Constraint in lbs/MMBtu | FALSE | L | Annual | Seasons Included | Seasons | Winter, Summer | Winter, Summer | Winter, Summer | Winter, Summer | Winter, Summer | Winter, Summer | Winter, Summer
NSR Winyah 2-4 - NOX Rate Annual v3.1, Unit 5398 and retrofits | 779 | 1952 | Rate Constraint in lbs/MMBtu | FALSE | L | Annual | Standard | lb/MMBtu | 0.12 | 0.12 | 0.12 | 0.12 | 0.12 | 0.12 | 0.12
NSR Winyah 2-4 - NOX Rate Annual v3.1, Unit 5398 and retrofits | 779 | 1952 | Rate Constraint in lbs/MMBtu | FALSE | L | Annual | Emissions at Affected Plants NOX | MTons | 0.74023 | 0.74023 | 0.32447 | 0.32447 | 0.32447 | 0.32447 | 0.74023
NSR Winyah 2-4 - NOX Rate Annual v3.1, Unit 5398 and retrofits | 779 | 1952 | Rate Constraint in lbs/MMBtu | FALSE | L | Annual | Allowances Purchased NOX | MTons | 0 | 0 | 0 | 0 | 0 | 0 | 0
NSR Winyah 2-4 - NOX Rate Annual v3.1, Unit 5398 and retrofits | 779 | 1952 | Rate Constraint in lbs/MMBtu | FALSE | L | Annual | Allowances Sold NOX | MTons | 0 | 0 | 0 | 0 | 0 | 0 | 0
NSR Winyah 2-4 - NOX Rate Annual v3.1, Unit 5398 and retrofits | 779 | 1952 | Rate Constraint in lbs/MMBtu | FALSE | L | Annual | Allowances Banked | MTons | 0 | 0 | 0 | 0 | 0 | 0 | 0
NSR Winyah 2-4 - NOX Rate Annual v3.1, Unit 5398 and retrofits | 779 | 1952 | Rate Constraint in lbs/MMBtu | FALSE | L | Annual | Allowances Withdrawn (1:1) | MTons | 0 | 0 | 0 | 0 | 0 | 0 | 0
NSR Winyah 2-4 - NOX Rate Annual v3.1, Unit 5398 and retrofits | 779 | 1952 | Rate Constraint in lbs/MMBtu | FALSE | L | Annual | Allowances Withdrawn (n:1) | MTons | 0 | 0 | 0 | 0 | 0 | 0 | 0
NSR Winyah 2-4 - NOX Rate Annual v3.1, Unit 5398 and retrofits | 779 | 1952 | Rate Constraint in lbs/MMBtu | FALSE | L | Annual | Net Emissions Allowance Position | MTons | 0.74023 | 0.74023 | 0.32447 | 0.32447 | 0.32447 | 0.32447 | 0.74023
NSR Winyah 2-4 - NOX Rate Annual v3.1, Unit 5398 and retrofits | 779 | 1952 | Rate Constraint in lbs/MMBtu | FALSE | L | Annual | Fuel Consumed | TBtu | 14.4946 | 14.4946 | 6.3536 | 6.3536 | 6.3536 | 6.3695 | 14.531
NSR Winyah 2-4 - NOX Rate Annual v3.1, Unit 5398 and retrofits | 779 | 1952 | Rate Constraint in lbs/MMBtu | FALSE | L | Annual | Rate | lb/MMBtu | 0.10214 | 0.10214 | 0.10214 | 0.10214 | 0.10214 | 0.10188 | 0.10188
NSR Winyah 2-4 - NOX Rate Annual v3.1, Unit 5398 and retrofits | 779 | 1952 | Rate Constraint in lbs/MMBtu | FALSE | L | Annual | Generation | TWh | 1.4882 | 1.4882 | 0.65236 | 0.65236 | 0.65236 | 0.65236 | 1.4882
NSR Winyah 2-4 - NOX Rate Annual v3.1, Unit 5398 and retrofits | 779 | 1952 | Rate Constraint in lbs/MMBtu | FALSE | L | Annual | Qualifying Generation | TWh | 1.4882 | 1.4882 | 0.65236 | 0.65236 | 0.65236 | 0.65236 | 1.4882
NSR Winyah 2-4 - NOX Rate Annual v3.1, Unit 5398 and retrofits | 779 | 1952 | Rate Constraint in lbs/MMBtu | FALSE | L | Annual | Rate | lb/MWh | 0.49739 | 0.49739 | 0.49739 | 0.49739 | 0.49739 | 0.49739 | 0.49739
NSR Winyah 2-4 - NOX Rate Annual v3.1, Unit 5398 and retrofits | 779 | 1952 | Rate Constraint in lbs/MMBtu | FALSE | L | Annual | Constraint Shadow Price | US$/Ton | 0 | 0 | 0 | 0 | 0 | 0 | 0
NSR Wood River 4,5 - SO2 Rate Annual v3.1, Unit 3335 and retrofits | 780 | 1882 | Rate Constraint in lbs/MMBtu | FALSE | L | Annual | Seasons Included | Seasons | Winter, Summer | Winter, Summer | Winter, Summer | Winter, Summer | Winter, Summer | Winter, Summer | Winter, Summer
NSR Wood River 4,5 - SO2 Rate Annual v3.1, Unit 3335 and retrofits | 780 | 1882 | Rate Constraint in lbs/MMBtu | FALSE | L | Annual | Standard | lb/MMBtu | 1.2 | 1.2 | 1.2 | 1.2 | 1.2 | 1.2 | 1.2
NSR Wood River 4,5 - SO2 Rate Annual v3.1, Unit 3335 and retrofits | 780 | 1882 | Rate Constraint in lbs/MMBtu | FALSE | L | Annual | Emissions at Affected Plants SO2 | MTons | 0 | 0 | 0 | 0 | 0 | 0 | 0
NSR Wood River 4,5 - SO2 Rate Annual v3.1, Unit 3335 and retrofits | 780 | 1882 | Rate Constraint in lbs/MMBtu | FALSE | L | Annual | Allowances Purchased SO2 | MTons | 0 | 0 | 0 | 0 | 0 | 0 | 0
NSR Wood River 4,5 - SO2 Rate Annual v3.1, Unit 3335 and retrofits | 780 | 1882 | Rate Constraint in lbs/MMBtu | FALSE | L | Annual | Allowances Sold SO2 | MTons | 0 | 0 | 0 | 0 | 0 | 0 | 0
NSR Wood River 4,5 - SO2 Rate Annual v3.1, Unit 3335 and retrofits | 780 | 1882 | Rate Constraint in lbs/MMBtu | FALSE | L | Annual | Allowances Banked | MTons | 0 | 0 | 0 | 0 | 0 | 0 | 0
NSR Wood River 4,5 - SO2 Rate Annual v3.1, Unit 3335 and retrofits | 780 | 1882 | Rate Constraint in lbs/MMBtu | FALSE | L | Annual | Allowances Withdrawn (1:1) | MTons | 0 | 0 | 0 | 0 | 0 | 0 | 0
NSR Wood River 4,5 - SO2 Rate Annual v3.1, Unit 3335 and retrofits | 780 | 1882 | Rate Constraint in lbs/MMBtu | FALSE | L | Annual | Allowances Withdrawn (n:1) | MTons | 0 | 0 | 0 | 0 | 0 | 0 | 0
NSR Wood River 4,5 - SO2 Rate Annual v3.1, Unit 3335 and retrofits | 780 | 1882 | Rate Constraint in lbs/MMBtu | FALSE | L | Annual | Net Emissions Allowance Position | MTons | 0 | 0 | 0 | 0 | 0 | 0 | 0
NSR Wood River 4,5 - SO2 Rate Annual v3.1, Unit 3335 and retrofits | 780 | 1882 | Rate Constraint in lbs/MMBtu | FALSE | L | Annual | Fuel Consumed | TBtu | 0 | 0 | 0 | 0 | 0 | 0 | 0
NSR Wood River 4,5 - SO2 Rate Annual v3.1, Unit 3335 and retrofits | 780 | 1882 | Rate Constraint in lbs/MMBtu | FALSE | L | Annual | Rate | lb/MMBtu | 0 | 0 | 0 | 0 | 0 | 0 | 0
NSR Wood River 4,5 - SO2 Rate Annual v3.1, Unit 3335 and retrofits | 780 | 1882 | Rate Constraint in lbs/MMBtu | FALSE | L | Annual | Generation | TWh | 0 | 0 | 0 | 0 | 0 | 0 | 0
NSR Wood River 4,5 - SO2 Rate Annual v3.1, Unit 3335 and retrofits | 780 | 1882 | Rate Constraint in lbs/MMBtu | FALSE | L | Annual | Qualifying Generation | TWh | 0 | 0 | 0 | 0 | 0 | 0 | 0
NSR Wood River 4,5 - SO2 Rate Annual v3.1, Unit 3335 and retrofits | 780 | 1882 | Rate Constraint in lbs/MMBtu | FALSE | L | Annual | Rate | lb/MWh | 0 | 0 | 0 | 0 | 0 | 0 | 0
NSR Wood River 4,5 - SO2 Rate Annual v3.1, Unit 3335 and retrofits | 780 | 1882 | Rate Constraint in lbs/MMBtu | FALSE | L | Annual | Constraint Shadow Price | US$/Ton | 0 | 0 | 0 | 0 | 0 | 0 | 0
NSR Wood River 4,5 - SO2 Rate Annual v3.1, Unit 4161 and retrofits | 781 | 1882 | Rate Constraint in lbs/MMBtu | FALSE | L | Annual | Seasons Included | Seasons | Winter, Summer | Winter, Summer | Winter, Summer | Winter, Summer | Winter, Summer | Winter, Summer | Winter, Summer
NSR Wood River 4,5 - SO2 Rate Annual v3.1, Unit 4161 and retrofits | 781 | 1882 | Rate Constraint in lbs/MMBtu | FALSE | L | Annual | Standard | lb/MMBtu | 1.2 | 1.2 | 1.2 | 1.2 | 1.2 | 1.2 | 1.2
NSR Wood River 4,5 - SO2 Rate Annual v3.1, Unit 4161 and retrofits | 781 | 1882 | Rate Constraint in lbs/MMBtu | FALSE | L | Annual | Emissions at Affected Plants SO2 | MTons | 0 | 0 | 0 | 0 | 0 | 0 | 0
NSR Wood River 4,5 - SO2 Rate Annual v3.1, Unit 4161 and retrofits | 781 | 1882 | Rate Constraint in lbs/MMBtu | FALSE | L | Annual | Allowances Purchased SO2 | MTons | 0 | 0 | 0 | 0 | 0 | 0 | 0
NSR Wood River 4,5 - SO2 Rate Annual v3.1, Unit 4161 and retrofits | 781 | 1882 | Rate Constraint in lbs/MMBtu | FALSE | L | Annual | Allowances Sold SO2 | MTons | 0 | 0 | 0 | 0 | 0 | 0 | 0
NSR Wood River 4,5 - SO2 Rate Annual v3.1, Unit 4161 and retrofits | 781 | 1882 | Rate Constraint in lbs/MMBtu | FALSE | L | Annual | Allowances Banked | MTons | 0 | 0 | 0 | 0 | 0 | 0 | 0
NSR Wood River 4,5 - SO2 Rate Annual v3.1, Unit 4161 and retrofits | 781 | 1882 | Rate Constraint in lbs/MMBtu | FALSE | L | Annual | Allowances Withdrawn (1:1) | MTons | 0 | 0 | 0 | 0 | 0 | 0 | 0
NSR Wood River 4,5 - SO2 Rate Annual v3.1, Unit 4161 and retrofits | 781 | 1882 | Rate Constraint in lbs/MMBtu | FALSE | L | Annual | Allowances Withdrawn (n:1) | MTons | 0 | 0 | 0 | 0 | 0 | 0 | 0
NSR Wood River 4,5 - SO2 Rate Annual v3.1, Unit 4161 and retrofits | 781 | 1882 | Rate Constraint in lbs/MMBtu | FALSE | L | Annual | Net Emissions Allowance Position | MTons | 0 | 0 | 0 | 0 | 0 | 0 | 0
NSR Wood River 4,5 - SO2 Rate Annual v3.1, Unit 4161 and retrofits | 781 | 1882 | Rate Constraint in lbs/MMBtu | FALSE | L | Annual | Fuel Consumed | TBtu | 0 | 0 | 0 | 0 | 0 | 0 | 0
NSR Wood River 4,5 - SO2 Rate Annual v3.1, Unit 4161 and retrofits | 781 | 1882 | Rate Constraint in lbs/MMBtu | FALSE | L | Annual | Rate | lb/MMBtu | 0 | 0 | 0 | 0 | 0 | 0 | 0
NSR Wood River 4,5 - SO2 Rate Annual v3.1, Unit 4161 and retrofits | 781 | 1882 | Rate Constraint in lbs/MMBtu | FALSE | L | Annual | Generation | TWh | 0 | 0 | 0 | 0 | 0 | 0 | 0
NSR Wood River 4,5 - SO2 Rate Annual v3.1, Unit 4161 and retrofits | 781 | 1882 | Rate Constraint in lbs/MMBtu | FALSE | L | Annual | Qualifying Generation | TWh | 0 | 0 | 0 | 0 | 0 | 0 | 0
NSR Wood River 4,5 - SO2 Rate Annual v3.1, Unit 4161 and retrofits | 781 | 1882 | Rate Constraint in lbs/MMBtu | FALSE | L | Annual | Rate | lb/MWh | 0 | 0 | 0 | 0 | 0 | 0 | 0
NSR Wood River 4,5 - SO2 Rate Annual v3.1, Unit 4161 and retrofits | 781 | 1882 | Rate Constraint in lbs/MMBtu | FALSE | L | Annual | Constraint Shadow Price | US$/Ton | 0 | 0 | 0 | 0 | 0 | 0 | 0
NSR WPS Consent - NOX Cap Annual v5.12 | 782 | 5790 | Rate Constraint in MTons | FALSE | L | Annual | Seasons Included | Seasons | Winter, Summer | Winter, Summer | Winter, Summer | Winter, Summer | Winter, Summer | Winter, Summer | Winter, Summer
NSR WPS Consent - NOX Cap Annual v5.12 | 782 | 5790 | Rate Constraint in MTons | FALSE | L | Annual | Standard | MTons | 3.8 | 3.7 | 3.7 | 3.7 | 3.7 | 3.7 | 3.7
NSR WPS Consent - NOX Cap Annual v5.12 | 782 | 5790 | Rate Constraint in MTons | FALSE | L | Annual | Standard NOX | MTons | 3.8 | 3.7 | 3.7 | 3.7 | 3.7 | 3.7 | 3.7
NSR WPS Consent - NOX Cap Annual v5.12 | 782 | 5790 | Rate Constraint in MTons | FALSE | L | Annual | Emissions at Affected Plants NOX | MTons | 2.2462 | 2.0207 | 1.6991 | 1.839 | 1.9218 | 2.0207 | 2.0817
NSR WPS Consent - NOX Cap Annual v5.12 | 782 | 5790 | Rate Constraint in MTons | FALSE | L | Annual | Allowances Purchased NOX | MTons | 0 | 0 | 0 | 0 | 0 | 0 | 0
NSR WPS Consent - NOX Cap Annual v5.12 | 782 | 5790 | Rate Constraint in MTons | FALSE | L | Annual | Allowances Sold NOX | MTons | 0 | 0 | 0 | 0 | 0 | 0 | 0
NSR WPS Consent - NOX Cap Annual v5.12 | 782 | 5790 | Rate Constraint in MTons | FALSE | L | Annual | Allowances Banked | MTons | 0 | 0 | 0 | 0 | 0 | 0 | 0
NSR WPS Consent - NOX Cap Annual v5.12 | 782 | 5790 | Rate Constraint in MTons | FALSE | L | Annual | Allowances Withdrawn (1:1) | MTons | 0 | 0 | 0 | 0 | 0 | 0 | 0
NSR WPS Consent - NOX Cap Annual v5.12 | 782 | 5790 | Rate Constraint in MTons | FALSE | L | Annual | Allowances Withdrawn (n:1) | MTons | 0 | 0 | 0 | 0 | 0 | 0 | 0
NSR WPS Consent - NOX Cap Annual v5.12 | 782 | 5790 | Rate Constraint in MTons | FALSE | L | Annual | Net Emissions Allowance Position | MTons | 2.2462 | 2.0207 | 1.6991 | 1.839 | 1.9218 | 2.0207 | 2.0817
NSR WPS Consent - NOX Cap Annual v5.12 | 782 | 5790 | Rate Constraint in MTons | FALSE | L | Annual | Fuel Consumed | TBtu | 57.8039 | 56.5867 | 47.0268 | 50.9021 | 52.9796 | 56.5867 | 57.8039
NSR WPS Consent - NOX Cap Annual v5.12 | 782 | 5790 | Rate Constraint in MTons | FALSE | L | Annual | Rate | lb/MMBtu | 0.077717 | 0.07142 | 0.072261 | 0.072255 | 0.072548 | 0.07142 | 0.072027
NSR WPS Consent - NOX Cap Annual v5.12 | 782 | 5790 | Rate Constraint in MTons | FALSE | L | Annual | Generation | TWh | 6.3702 | 6.2334 | 5.1801 | 5.607 | 5.8358 | 6.2334 | 6.3673
NSR WPS Consent - NOX Cap Annual v5.12 | 782 | 5790 | Rate Constraint in MTons | FALSE | L | Annual | Qualifying Generation | TWh | 6.3702 | 6.2334 | 5.1801 | 5.607 | 5.8358 | 6.2334 | 6.3673
NSR WPS Consent - NOX Cap Annual v5.12 | 782 | 5790 | Rate Constraint in MTons | FALSE | L | Annual | Rate | lb/MWh | 0.3526 | 0.32417 | 0.328 | 0.32797 | 0.32931 | 0.32417 | 0.32694
NSR WPS Consent - NOX Cap Annual v5.12 | 782 | 5790 | Rate Constraint in MTons | FALSE | L | Annual | Constraint Shadow Price | US$/Ton | 0 | 0 | 0 | 0 | 0 | 0 | 0
NSR WPS Consent - SO2 Cap Annual v5.12 | 783 | 5793 | Rate Constraint in MTons | FALSE | L | Annual | Seasons Included | Seasons | Winter, Summer | Winter, Summer | Winter, Summer | Winter, Summer | Winter, Summer | Winter, Summer | Winter, Summer
NSR WPS Consent - SO2 Cap Annual v5.12 | 783 | 5793 | Rate Constraint in MTons | FALSE | L | Annual | Standard | MTons | 7.225 | 4.25 | 4.25 | 4.25 | 4.25 | 4.25 | 4.25
NSR WPS Consent - SO2 Cap Annual v5.12 | 783 | 5793 | Rate Constraint in MTons | FALSE | L | Annual | Standard SO2 | MTons | 7.225 | 4.25 | 4.25 | 4.25 | 4.25 | 4.25 | 4.25
NSR WPS Consent - SO2 Cap Annual v5.12 | 783 | 5793 | Rate Constraint in MTons | FALSE | L | Annual | Emissions at Affected Plants SO2 | MTons | 2.3093 | 2.2606 | 1.8787 | 2.0335 | 2.1165 | 2.2606 | 2.3093
NSR WPS Consent - SO2 Cap Annual v5.12 | 783 | 5793 | Rate Constraint in MTons | FALSE | L | Annual | Allowances Purchased SO2 | MTons | 0 | 0 | 0 | 0 | 0 | 0 | 0
NSR WPS Consent - SO2 Cap Annual v5.12 | 783 | 5793 | Rate Constraint in MTons | FALSE | L | Annual | Allowances Sold SO2 | MTons | 0 | 0 | 0 | 0 | 0 | 0 | 0
NSR WPS Consent - SO2 Cap Annual v5.12 | 783 | 5793 | Rate Constraint in MTons | FALSE | L | Annual | Allowances Banked | MTons | 0 | 0 | 0 | 0 | 0 | 0 | 0
NSR WPS Consent - SO2 Cap Annual v5.12 | 783 | 5793 | Rate Constraint in MTons | FALSE | L | Annual | Allowances Withdrawn (1:1) | MTons | 0 | 0 | 0 | 0 | 0 | 0 | 0
NSR WPS Consent - SO2 Cap Annual v5.12 | 783 | 5793 | Rate Constraint in MTons | FALSE | L | Annual | Allowances Withdrawn (n:1) | MTons | 0 | 0 | 0 | 0 | 0 | 0 | 0
NSR WPS Consent - SO2 Cap Annual v5.12 | 783 | 5793 | Rate Constraint in MTons | FALSE | L | Annual | Net Emissions Allowance Position | MTons | 2.3093 | 2.2606 | 1.8787 | 2.0335 | 2.1165 | 2.2606 | 2.3093
NSR WPS Consent - SO2 Cap Annual v5.12 | 783 | 5793 | Rate Constraint in MTons | FALSE | L | Annual | Fuel Consumed | TBtu | 57.8039 | 56.5867 | 47.0268 | 50.9021 | 52.9796 | 56.5867 | 57.8039
NSR WPS Consent - SO2 Cap Annual v5.12 | 783 | 5793 | Rate Constraint in MTons | FALSE | L | Annual | Rate | lb/MMBtu | 0.0799 | 0.0799 | 0.0799 | 0.0799 | 0.0799 | 0.0799 | 0.0799
NSR WPS Consent - SO2 Cap Annual v5.12 | 783 | 5793 | Rate Constraint in MTons | FALSE | L | Annual | Generation | TWh | 6.3702 | 6.2334 | 5.1801 | 5.607 | 5.8358 | 6.2334 | 6.3673
NSR WPS Consent - SO2 Cap Annual v5.12 | 783 | 5793 | Rate Constraint in MTons | FALSE | L | Annual | Qualifying Generation | TWh | 6.3702 | 6.2334 | 5.1801 | 5.607 | 5.8358 | 6.2334 | 6.3673
NSR WPS Consent - SO2 Cap Annual v5.12 | 783 | 5793 | Rate Constraint in MTons | FALSE | L | Annual | Rate | lb/MWh | 0.36251 | 0.36267 | 0.36268 | 0.36268 | 0.36268 | 0.36267 | 0.36267
NSR WPS Consent - SO2 Cap Annual v5.12 | 783 | 5793 | Rate Constraint in MTons | FALSE | L | Annual | Constraint Shadow Price | US$/Ton | 0 | 0 | 0 | 0 | 0 | 0 | 0
NSR WPS Pulliam - NOX Cap Annual v5.12 | 784 | 5794 | Rate Constraint in MTons | FALSE | L | Annual | Seasons Included | Seasons | Winter, Summer | Winter, Summer | Winter, Summer | Winter, Summer | Winter, Summer | Winter, Summer | Winter, Summer
NSR WPS Pulliam - NOX Cap Annual v5.12 | 784 | 5794 | Rate Constraint in MTons | FALSE | L | Annual | Standard | MTons | 1.5 | 1.5 | 1.5 | 1.5 | 1.5 | 1.5 | 1.5
NSR WPS Pulliam - NOX Cap Annual v5.12 | 784 | 5794 | Rate Constraint in MTons | FALSE | L | Annual | Standard NOX | MTons | 1.5 | 1.5 | 1.5 | 1.5 | 1.5 | 1.5 | 1.5
NSR WPS Pulliam - NOX Cap Annual v5.12 | 784 | 5794 | Rate Constraint in MTons | FALSE | L | Annual | Emissions at Affected Plants NOX | MTons | 0 | 0 | 0 | 0 | 0 | 0 | 0
NSR WPS Pulliam - NOX Cap Annual v5.12 | 784 | 5794 | Rate Constraint in MTons | FALSE | L | Annual | Allowances Purchased NOX | MTons | 0 | 0 | 0 | 0 | 0 | 0 | 0
NSR WPS Pulliam - NOX Cap Annual v5.12 | 784 | 5794 | Rate Constraint in MTons | FALSE | L | Annual | Allowances Sold NOX | MTons | 0 | 0 | 0 | 0 | 0 | 0 | 0
NSR WPS Pulliam - NOX Cap Annual v5.12 | 784 | 5794 | Rate Constraint in MTons | FALSE | L | Annual | Allowances Banked | MTons | 0 | 0 | 0 | 0 | 0 | 0 | 0
NSR WPS Pulliam - NOX Cap Annual v5.12 | 784 | 5794 | Rate Constraint in MTons | FALSE | L | Annual | Allowances Withdrawn (1:1) | MTons | 0 | 0 | 0 | 0 | 0 | 0 | 0
NSR WPS Pulliam - NOX Cap Annual v5.12 | 784 | 5794 | Rate Constraint in MTons | FALSE | L | Annual | Allowances Withdrawn (n:1) | MTons | 0 | 0 | 0 | 0 | 0 | 0 | 0
NSR WPS Pulliam - NOX Cap Annual v5.12 | 784 | 5794 | Rate Constraint in MTons | FALSE | L | Annual | Net Emissions Allowance Position | MTons | 0 | 0 | 0 | 0 | 0 | 0 | 0
NSR WPS Pulliam - NOX Cap Annual v5.12 | 784 | 5794 | Rate Constraint in MTons | FALSE | L | Annual | Fuel Consumed | TBtu | 0 | 0 | 0 | 0 | 0 | 0 | 0
NSR WPS Pulliam - NOX Cap Annual v5.12 | 784 | 5794 | Rate Constraint in MTons | FALSE | L | Annual | Rate | lb/MMBtu | 0 | 0 | 0 | 0 | 0 | 0 | 0
NSR WPS Pulliam - NOX Cap Annual v5.12 | 784 | 5794 | Rate Constraint in MTons | FALSE | L | Annual | Generation | TWh | 0 | 0 | 0 | 0 | 0 | 0 | 0
NSR WPS Pulliam - NOX Cap Annual v5.12 | 784 | 5794 | Rate Constraint in MTons | FALSE | L | Annual | Qualifying Generation | TWh | 0 | 0 | 0 | 0 | 0 | 0 | 0
NSR WPS Pulliam - NOX Cap Annual v5.12 | 784 | 5794 | Rate Constraint in MTons | FALSE | L | Annual | Rate | lb/MWh | 0 | 0 | 0 | 0 | 0 | 0 | 0
NSR WPS Pulliam - NOX Cap Annual v5.12 | 784 | 5794 | Rate Constraint in MTons | FALSE | L | Annual | Constraint Shadow Price | US$/Ton | 0 | 0 | 0 | 0 | 0 | 0 | 0
NSR WPS Pulliam - SO2 Cap Annual v5.12 | 785 | 5795 | Rate Constraint in MTons | FALSE | L | Annual | Seasons Included | Seasons | Winter, Summer | Winter, Summer | Winter, Summer | Winter, Summer | Winter, Summer | Winter, Summer | Winter, Summer
NSR WPS Pulliam - SO2 Cap Annual v5.12 | 785 | 5795 | Rate Constraint in MTons | FALSE | L | Annual | Standard | MTons | 2.1 | 2.1 | 2.1 | 2.1 | 2.1 | 2.1 | 2.1
NSR WPS Pulliam - SO2 Cap Annual v5.12 | 785 | 5795 | Rate Constraint in MTons | FALSE | L | Annual | Standard SO2 | MTons | 2.1 | 2.1 | 2.1 | 2.1 | 2.1 | 2.1 | 2.1
NSR WPS Pulliam - SO2 Cap Annual v5.12 | 785 | 5795 | Rate Constraint in MTons | FALSE | L | Annual | Emissions at Affected Plants SO2 | MTons | 0 | 0 | 0 | 0 | 0 | 0 | 0
NSR WPS Pulliam - SO2 Cap Annual v5.12 | 785 | 5795 | Rate Constraint in MTons | FALSE | L | Annual | Allowances Purchased SO2 | MTons | 0 | 0 | 0 | 0 | 0 | 0 | 0
NSR WPS Pulliam - SO2 Cap Annual v5.12 | 785 | 5795 | Rate Constraint in MTons | FALSE | L | Annual | Allowances Sold SO2 | MTons | 0 | 0 | 0 | 0 | 0 | 0 | 0
NSR WPS Pulliam - SO2 Cap Annual v5.12 | 785 | 5795 | Rate Constraint in MTons | FALSE | L | Annual | Allowances Banked | MTons | 0 | 0 | 0 | 0 | 0 | 0 | 0
NSR WPS Pulliam - SO2 Cap Annual v5.12 | 785 | 5795 | Rate Constraint in MTons | FALSE | L | Annual | Allowances Withdrawn (1:1) | MTons | 0 | 0 | 0 | 0 | 0 | 0 | 0
NSR WPS Pulliam - SO2 Cap Annual v5.12 | 785 | 5795 | Rate Constraint in MTons | FALSE | L | Annual | Allowances Withdrawn (n:1) | MTons | 0 | 0 | 0 | 0 | 0 | 0 | 0
NSR WPS Pulliam - SO2 Cap Annual v5.12 | 785 | 5795 | Rate Constraint in MTons | FALSE | L | Annual | Net Emissions Allowance Position | MTons | 0 | 0 | 0 | 0 | 0 | 0 | 0
NSR WPS Pulliam - SO2 Cap Annual v5.12 | 785 | 5795 | Rate Constraint in MTons | FALSE | L | Annual | Fuel Consumed | TBtu | 0 | 0 | 0 | 0 | 0 | 0 | 0
NSR WPS Pulliam - SO2 Cap Annual v5.12 | 785 | 5795 | Rate Constraint in MTons | FALSE | L | Annual | Rate | lb/MMBtu | 0 | 0 | 0 | 0 | 0 | 0 | 0
NSR WPS Pulliam - SO2 Cap Annual v5.12 | 785 | 5795 | Rate Constraint in MTons | FALSE | L | Annual | Generation | TWh | 0 | 0 | 0 | 0 | 0 | 0 | 0
NSR WPS Pulliam - SO2 Cap Annual v5.12 | 785 | 5795 | Rate Constraint in MTons | FALSE | L | Annual | Qualifying Generation | TWh | 0 | 0 | 0 | 0 | 0 | 0 | 0
NSR WPS Pulliam - SO2 Cap Annual v5.12 | 785 | 5795 | Rate Constraint in MTons | FALSE | L | Annual | Rate | lb/MWh | 0 | 0 | 0 | 0 | 0 | 0 | 0
NSR WPS Pulliam - SO2 Cap Annual v5.12 | 785 | 5795 | Rate Constraint in MTons | FALSE | L | Annual | Constraint Shadow Price | US$/Ton | 0 | 0 | 0 | 0 | 0 | 0 | 0
NSR WPS Pulliam 7&8 - NOX Rate Annual v5.12, Unit 3493 and retrofits | 786 | 5797 | Rate Constraint in lbs/MMBtu | FALSE | L | Annual | Seasons Included | Seasons | Winter, Summer | Winter, Summer | Winter, Summer | Winter, Summer | Winter, Summer | Winter, Summer | Winter, Summer
NSR WPS Pulliam 7&8 - NOX Rate Annual v5.12, Unit 3493 and retrofits | 786 | 5797 | Rate Constraint in lbs/MMBtu | FALSE | L | Annual | Standard | lb/MMBtu | 0.25 | 0.25 | 0.25 | 0.25 | 0.25 | 0.25 | 0.25
NSR WPS Pulliam 7&8 - NOX Rate Annual v5.12, Unit 3493 and retrofits | 786 | 5797 | Rate Constraint in lbs/MMBtu | FALSE | L | Annual | Emissions at Affected Plants NOX | MTons | 0 | 0 | 0 | 0 | 0 | 0 | 0
NSR WPS Pulliam 7&8 - NOX Rate Annual v5.12, Unit 3493 and retrofits | 786 | 5797 | Rate Constraint in lbs/MMBtu | FALSE | L | Annual | Allowances Purchased NOX | MTons | 0 | 0 | 0 | 0 | 0 | 0 | 0
NSR WPS Pulliam 7&8 - NOX Rate Annual v5.12, Unit 3493 and retrofits | 786 | 5797 | Rate Constraint in lbs/MMBtu | FALSE | L | Annual | Allowances Sold NOX | MTons | 0 | 0 | 0 | 0 | 0 | 0 | 0
NSR WPS Pulliam 7&8 - NOX Rate Annual v5.12, Unit 3493 and retrofits | 786 | 5797 | Rate Constraint in lbs/MMBtu | FALSE | L | Annual | Allowances Banked | MTons | 0 | 0 | 0 | 0 | 0 | 0 | 0
NSR WPS Pulliam 7&8 - NOX Rate Annual v5.12, Unit 3493 and retrofits | 786 | 5797 | Rate Constraint in lbs/MMBtu | FALSE | L | Annual | Allowances Withdrawn (1:1) | MTons | 0 | 0 | 0 | 0 | 0 | 0 | 0
NSR WPS Pulliam 7&8 - NOX Rate Annual v5.12, Unit 3493 and retrofits | 786 | 5797 | Rate Constraint in lbs/MMBtu | FALSE | L | Annual | Allowances Withdrawn (n:1) | MTons | 0 | 0 | 0 | 0 | 0 | 0 | 0
NSR WPS Pulliam 7&8 - NOX Rate Annual v5.12, Unit 3493 and retrofits | 786 | 5797 | Rate Constraint in lbs/MMBtu | FALSE | L | Annual | Net Emissions Allowance Position | MTons | 0 | 0 | 0 | 0 | 0 | 0 | 0
NSR WPS Pulliam 7&8 - NOX Rate Annual v5.12, Unit 3493 and retrofits | 786 | 5797 | Rate Constraint in lbs/MMBtu | FALSE | L | Annual | Fuel Consumed | TBtu | 0 | 0 | 0 | 0 | 0 | 0 | 0
NSR WPS Pulliam 7&8 - NOX Rate Annual v5.12, Unit 3493 and retrofits | 786 | 5797 | Rate Constraint in lbs/MMBtu | FALSE | L | Annual | Rate | lb/MMBtu | 0 | 0 | 0 | 0 | 0 | 0 | 0
NSR WPS Pulliam 7&8 - NOX Rate Annual v5.12, Unit 3493 and retrofits | 786 | 5797 | Rate Constraint in lbs/MMBtu | FALSE | L | Annual | Generation | TWh | 0 | 0 | 0 | 0 | 0 | 0 | 0
NSR WPS Pulliam 7&8 - NOX Rate Annual v5.12, Unit 3493 and retrofits | 786 | 5797 | Rate Constraint in lbs/MMBtu | FALSE | L | Annual | Qualifying Generation | TWh | 0 | 0 | 0 | 0 | 0 | 0 | 0
NSR WPS Pulliam 7&8 - NOX Rate Annual v5.12, Unit 3493 and retrofits | 786 | 5797 | Rate Constraint in lbs/MMBtu | FALSE | L | Annual | Rate | lb/MWh | 0 | 0 | 0 | 0 | 0 | 0 | 0
NSR WPS Pulliam 7&8 - NOX Rate Annual v5.12, Unit 3493 and retrofits | 786 | 5797 | Rate Constraint in lbs/MMBtu | FALSE | L | Annual | Constraint Shadow Price | US$/Ton | 0 | 0 | 0 | 0 | 0 | 0 | 0
NSR WPS Pulliam 7&8 - NOX Rate Annual v5.12, Unit 4171 and retrofits | 787 | 5797 | Rate Constraint in lbs/MMBtu | FALSE | L | Annual | Seasons Included | Seasons | Winter, Summer | Winter, Summer | Winter, Summer | Winter, Summer | Winter, Summer | Winter, Summer | Winter, Summer
NSR WPS Pulliam 7&8 - NOX Rate Annual v5.12, Unit 4171 and retrofits | 787 | 5797 | Rate Constraint in lbs/MMBtu | FALSE | L | Annual | Standard | lb/MMBtu | 0.25 | 0.25 | 0.25 | 0.25 | 0.25 | 0.25 | 0.25
NSR WPS Pulliam 7&8 - NOX Rate Annual v5.12, Unit 4171 and retrofits | 787 | 5797 | Rate Constraint in lbs/MMBtu | FALSE | L | Annual | Emissions at Affected Plants NOX | MTons | 0 | 0 | 0 | 0 | 0 | 0 | 0
NSR WPS Pulliam 7&8 - NOX Rate Annual v5.12, Unit 4171 and retrofits | 787 | 5797 | Rate Constraint in lbs/MMBtu | FALSE | L | Annual | Allowances Purchased NOX | MTons | 0 | 0 | 0 | 0 | 0 | 0 | 0
NSR WPS Pulliam 7&8 - NOX Rate Annual v5.12, Unit 4171 and retrofits | 787 | 5797 | Rate Constraint in lbs/MMBtu | FALSE | L | Annual | Allowances Sold NOX | MTons | 0 | 0 | 0 | 0 | 0 | 0 | 0
NSR WPS Pulliam 7&8 - NOX Rate Annual v5.12, Unit 4171 and retrofits | 787 | 5797 | Rate Constraint in lbs/MMBtu | FALSE | L | Annual | Allowances Banked | MTons | 0 | 0 | 0 | 0 | 0 | 0 | 0
NSR WPS Pulliam 7&8 - NOX Rate Annual v5.12, Unit 4171 and retrofits | 787 | 5797 | Rate Constraint in lbs/MMBtu | FALSE | L | Annual | Allowances Withdrawn (1:1) | MTons | 0 | 0 | 0 | 0 | 0 | 0 | 0
NSR WPS Pulliam 7&8 - NOX Rate Annual v5.12, Unit 4171 and retrofits | 787 | 5797 | Rate Constraint in lbs/MMBtu | FALSE | L | Annual | Allowances Withdrawn (n:1) | MTons | 0 | 0 | 0 | 0 | 0 | 0 | 0
NSR WPS Pulliam 7&8 - NOX Rate Annual v5.12, Unit 4171 and retrofits | 787 | 5797 | Rate Constraint in lbs/MMBtu | FALSE | L | Annual | Net Emissions Allowance Position | MTons | 0 | 0 | 0 | 0 | 0 | 0 | 0
NSR WPS Pulliam 7&8 - NOX Rate Annual v5.12, Unit 4171 and retrofits | 787 | 5797 | Rate Constraint in lbs/MMBtu | FALSE | L | Annual | Fuel Consumed | TBtu | 0 | 0 | 0 | 0 | 0 | 0 | 0
NSR WPS Pulliam 7&8 - NOX Rate Annual v5.12, Unit 4171 and retrofits | 787 | 5797 | Rate Constraint in lbs/MMBtu | FALSE | L | Annual | Rate | lb/MMBtu | 0 | 0 | 0 | 0 | 0 | 0 | 0
NSR WPS Pulliam 7&8 - NOX Rate Annual v5.12, Unit 4171 and retrofits | 787 | 5797 | Rate Constraint in lbs/MMBtu | FALSE | L | Annual | Generation | TWh | 0 | 0 | 0 | 0 | 0 | 0 | 0
NSR WPS Pulliam 7&8 - NOX Rate Annual v5.12, Unit 4171 and retrofits | 787 | 5797 | Rate Constraint in lbs/MMBtu | FALSE | L | Annual | Qualifying Generation | TWh | 0 | 0 | 0 | 0 | 0 | 0 | 0
NSR WPS Pulliam 7&8 - NOX Rate Annual v5.12, Unit 4171 and retrofits | 787 | 5797 | Rate Constraint in lbs/MMBtu | FALSE | L | Annual | Rate | lb/MWh | 0 | 0 | 0 | 0 | 0 | 0 | 0
NSR WPS Pulliam 7&8 - NOX Rate Annual v5.12, Unit 4171 and retrofits | 787 | 5797 | Rate Constraint in lbs/MMBtu | FALSE | L | Annual | Constraint Shadow Price | US$/Ton | 0 | 0 | 0 | 0 | 0 | 0 | 0
NSR WPS Weston 3 - NOX Rate Annual v5.12, Unit 4141 and retrofits | 788 | 5798 | Rate Constraint in lbs/MMBtu | FALSE | L | Annual | Seasons Included | Seasons | Winter, Summer | Winter, Summer | Winter, Summer | Winter, Summer | Winter, Summer | Winter, Summer | Winter, Summer
NSR WPS Weston 3 - NOX Rate Annual v5.12, Unit 4141 and retrofits | 788 | 5798 | Rate Constraint in lbs/MMBtu | FALSE | L | Annual | Standard | lb/MMBtu | 0.115 | 0.1 | 0.1 | 0.1 | 0.1 | 0.1 | 0.1
NSR WPS Weston 3 - NOX Rate Annual v5.12, Unit 4141 and retrofits | 788 | 5798 | Rate Constraint in lbs/MMBtu | FALSE | L | Annual | Emissions at Affected Plants NOX | MTons | 1.2609 | 1.0355 | 0.9042 | 0.97835 | 1.0355 | 1.0355 | 1.0965
NSR WPS Weston 3 - NOX Rate Annual v5.12, Unit 4141 and retrofits | 788 | 5798 | Rate Constraint in lbs/MMBtu | FALSE | L | Annual | Allowances Purchased NOX | MTons | 0 | 0 | 0 | 0 | 0 | 0 | 0
NSR WPS Weston 3 - NOX Rate Annual v5.12, Unit 4141 and retrofits | 788 | 5798 | Rate Constraint in lbs/MMBtu | FALSE | L | Annual | Allowances Sold NOX | MTons | 0 | 0 | 0 | 0 | 0 | 0 | 0
NSR WPS Weston 3 - NOX Rate Annual v5.12, Unit 4141 and retrofits | 788 | 5798 | Rate Constraint in lbs/MMBtu | FALSE | L | Annual | Allowances Banked | MTons | 0 | 0 | 0 | 0 | 0 | 0 | 0
NSR WPS Weston 3 - NOX Rate Annual v5.12, Unit 4141 and retrofits | 788 | 5798 | Rate Constraint in lbs/MMBtu | FALSE | L | Annual | Allowances Withdrawn (1:1) | MTons | 0 | 0 | 0 | 0 | 0 | 0 | 0
NSR WPS Weston 3 - NOX Rate Annual v5.12, Unit 4141 and retrofits | 788 | 5798 | Rate Constraint in lbs/MMBtu | FALSE | L | Annual | Allowances Withdrawn (n:1) | MTons | 0 | 0 | 0 | 0 | 0 | 0 | 0
NSR WPS Weston 3 - NOX Rate Annual v5.12, Unit 4141 and retrofits | 788 | 5798 | Rate Constraint in lbs/MMBtu | FALSE | L | Annual | Net Emissions Allowance Position | MTons | 1.2609 | 1.0355 | 0.9042 | 0.97835 | 1.0355 | 1.0355 | 1.0965
NSR WPS Weston 3 - NOX Rate Annual v5.12, Unit 4141 and retrofits | 788 | 5798 | Rate Constraint in lbs/MMBtu | FALSE | L | Annual | Fuel Consumed | TBtu | 21.8716 | 20.6543 | 18.036 | 19.5152 | 20.6543 | 20.6543 | 21.8716
NSR WPS Weston 3 - NOX Rate Annual v5.12, Unit 4141 and retrofits | 788 | 5798 | Rate Constraint in lbs/MMBtu | FALSE | L | Annual | Rate | lb/MMBtu | 0.1153 | 0.10027 | 0.10027 | 0.10027 | 0.10027 | 0.10027 | 0.10027
NSR WPS Weston 3 - NOX Rate Annual v5.12, Unit 4141 and retrofits | 788 | 5798 | Rate Constraint in lbs/MMBtu | FALSE | L | Annual | Generation | TWh | 2.4098 | 2.2729 | 1.9848 | 2.1476 | 2.2729 | 2.2729 | 2.4069
NSR WPS Weston 3 - NOX Rate Annual v5.12, Unit 4141 and retrofits | 788 | 5798 | Rate Constraint in lbs/MMBtu | FALSE | L | Annual | Qualifying Generation | TWh | 2.4098 | 2.2729 | 1.9848 | 2.1476 | 2.2729 | 2.2729 | 2.4069
NSR WPS Weston 3 - NOX Rate Annual v5.12, Unit 4141 and retrofits | 788 | 5798 | Rate Constraint in lbs/MMBtu | FALSE | L | Annual | Rate | lb/MWh | 0.52325 | 0.45556 | 0.45556 | 0.45556 | 0.45556 | 0.45556 | 0.45556
NSR WPS Weston 3 - NOX Rate Annual v5.12, Unit 4141 and retrofits | 788 | 5798 | Rate Constraint in lbs/MMBtu | FALSE | L | Annual | Constraint Shadow Price | US$/Ton | 9188.0358 | 76476.8761 | 3242.6393 | 4918.3903 | 5126.185 | 10466.0744 | 16681.9979
NSR WPS Weston 3 - SO2 Rate Annual v5.12, Unit 4141 and retrofits | 789 | 5800 | Rate Constraint in lbs/MMBtu | FALSE | L | Annual | Seasons Included | Seasons | Winter, Summer | Winter, Summer | Winter, Summer | Winter, Summer | Winter, Summer | Winter, Summer | Winter, Summer
NSR WPS Weston 3 - SO2 Rate Annual v5.12, Unit 4141 and retrofits | 789 | 5800 | Rate Constraint in lbs/MMBtu | FALSE | L | Annual | Standard | lb/MMBtu | 0.415 | 0.08 | 0.08 | 0.08 | 0.08 | 0.08 | 0.08
NSR WPS Weston 3 - SO2 Rate Annual v5.12, Unit 4141 and retrofits | 789 | 5800 | Rate Constraint in lbs/MMBtu | FALSE | L | Annual | Emissions at Affected Plants SO2 | MTons | 0.87377 | 0.82514 | 0.72054 | 0.77963 | 0.82514 | 0.82514 | 0.87377
NSR WPS Weston 3 - SO2 Rate Annual v5.12, Unit 4141 and retrofits | 789 | 5800 | Rate Constraint in lbs/MMBtu | FALSE | L | Annual | Allowances Purchased SO2 | MTons | 0 | 0 | 0 | 0 | 0 | 0 | 0
NSR WPS Weston 3 - SO2 Rate Annual v5.12, Unit 4141 and retrofits | 789 | 5800 | Rate Constraint in lbs/MMBtu | FALSE | L | Annual | Allowances Sold SO2 | MTons | 0 | 0 | 0 | 0 | 0 | 0 | 0
NSR WPS Weston 3 - SO2 Rate Annual v5.12, Unit 4141 and retrofits | 789 | 5800 | Rate Constraint in lbs/MMBtu | FALSE | L | Annual | Allowances Banked | MTons | 0 | 0 | 0 | 0 | 0 | 0 | 0
NSR WPS Weston 3 - SO2 Rate Annual v5.12, Unit 4141 and retrofits | 789 | 5800 | Rate Constraint in lbs/MMBtu | FALSE | L | Annual | Allowances Withdrawn (1:1) | MTons | 0 | 0 | 0 | 0 | 0 | 0 | 0
NSR WPS Weston 3 - SO2 Rate Annual v5.12, Unit 4141 and retrofits | 789 | 5800 | Rate Constraint in lbs/MMBtu | FALSE | L | Annual | Allowances Withdrawn (n:1) | MTons | 0 | 0 | 0 | 0 | 0 | 0 | 0
NSR WPS Weston 3 - SO2 Rate Annual v5.12, Unit 4141 and retrofits | 789 | 5800 | Rate Constraint in lbs/MMBtu | FALSE | L | Annual | Net Emissions Allowance Position | MTons | 0.87377 | 0.82514 | 0.72054 | 0.77963 | 0.82514 | 0.82514 | 0.87377
NSR WPS Weston 3 - SO2 Rate Annual v5.12, Unit 4141 and retrofits | 789 | 5800 | Rate Constraint in lbs/MMBtu | FALSE | L | Annual | Fuel Consumed | TBtu | 21.8716 | 20.6543 | 18.036 | 19.5152 | 20.6543 | 20.6543 | 21.8716
NSR WPS Weston 3 - SO2 Rate Annual v5.12, Unit 4141 and retrofits | 789 | 5800 | Rate Constraint in lbs/MMBtu | FALSE | L | Annual | Rate | lb/MMBtu | 0.0799 | 0.0799 | 0.0799 | 0.0799 | 0.0799 | 0.0799 | 0.0799
NSR WPS Weston 3 - SO2 Rate Annual v5.12, Unit 4141 and retrofits | 789 | 5800 | Rate Constraint in lbs/MMBtu | FALSE | L | Annual | Generation | TWh | 2.4098 | 2.2729 | 1.9848 | 2.1476 | 2.2729 | 2.2729 | 2.4069
NSR WPS Weston 3 - SO2 Rate Annual v5.12, Unit 4141 and retrofits | 789 | 5800 | Rate Constraint in lbs/MMBtu | FALSE | L | Annual | Qualifying Generation | TWh | 2.4098 | 2.2729 | 1.9848 | 2.1476 | 2.2729 | 2.2729 | 2.4069
NSR WPS Weston 3 - SO2 Rate Annual v5.12, Unit 4141 and retrofits | 789 | 5800 | Rate Constraint in lbs/MMBtu | FALSE | L | Annual | Rate | lb/MWh | 0.36259 | 0.36303 | 0.36303 | 0.36303 | 0.36303 | 0.36303 | 0.36303
NSR WPS Weston 3 - SO2 Rate Annual v5.12, Unit 4141 and retrofits | 789 | 5800 | Rate Constraint in lbs/MMBtu | FALSE | L | Annual | Constraint Shadow Price | US$/Ton | 0 | 0 | 0 | 0 | 0 | 0 | 0
NSR WPS Weston 4 - SO2 Rate Annual v5.12, Unit 4118 and retrofits | 790 | 5801 | Rate Constraint in lbs/MMBtu | FALSE | L | Annual | Seasons Included | Seasons | Winter, Summer | Winter, Summer | Winter, Summer | Winter, Summer | Winter, Summer | Winter, Summer | Winter, Summer
NSR WPS Weston 4 - SO2 Rate Annual v5.12, Unit 4118 and retrofits | 790 | 5801 | Rate Constraint in lbs/MMBtu | FALSE | L | Annual | Standard | lb/MMBtu | 0.08 | 0.08 | 0.08 | 0.08 | 0.08 | 0.08 | 0.08
NSR WPS Weston 4 - SO2 Rate Annual v5.12, Unit 4118 and retrofits | 790 | 5801 | Rate Constraint in lbs/MMBtu | FALSE | L | Annual | Emissions at Affected Plants SO2 | MTons | 1.4355 | 1.4355 | 1.1582 | 1.2539 | 1.2914 | 1.4355 | 1.4355
NSR WPS Weston 4 - SO2 Rate Annual v5.12, Unit 4118 and retrofits | 790 | 5801 | Rate Constraint in lbs/MMBtu | FALSE | L | Annual | Allowances Purchased SO2 | MTons | 0 | 0 | 0 | 0 | 0 | 0 | 0
NSR WPS Weston 4 - SO2 Rate Annual v5.12, Unit 4118 and retrofits | 790 | 5801 | Rate Constraint in lbs/MMBtu | FALSE | L | Annual | Allowances Sold SO2 | MTons | 0 | 0 | 0 | 0 | 0 | 0 | 0
NSR WPS Weston 4 - SO2 Rate Annual v5.12, Unit 4118 and retrofits | 790 | 5801 | Rate Constraint in lbs/MMBtu | FALSE | L | Annual | Allowances Banked | MTons | 0 | 0 | 0 | 0 | 0 | 0 | 0
NSR WPS Weston 4 - SO2 Rate Annual v5.12, Unit 4118 and retrofits | 790 | 5801 | Rate Constraint in lbs/MMBtu | FALSE | L | Annual | Allowances Withdrawn (1:1) | MTons | 0 | 0 | 0 | 0 | 0 | 0 | 0
NSR WPS Weston 4 - SO2 Rate Annual v5.12, Unit 4118 and retrofits | 790 | 5801 | Rate Constraint in lbs/MMBtu | FALSE | L | Annual | Allowances Withdrawn (n:1) | MTons | 0 | 0 | 0 | 0 | 0 | 0 | 0
NSR WPS Weston 4 - SO2 Rate Annual v5.12, Unit 4118 and retrofits | 790 | 5801 | Rate Constraint in lbs/MMBtu | FALSE | L | Annual | Net Emissions Allowance Position | MTons | 1.4355 | 1.4355 | 1.1582 | 1.2539 | 1.2914 | 1.4355 | 1.4355
NSR WPS Weston 4 - SO2 Rate Annual v5.12, Unit 4118 and retrofits | 790 | 5801 | Rate Constraint in lbs/MMBtu | FALSE | L | Annual | Fuel Consumed | TBtu | 35.9324 | 35.9324 | 28.9908 | 31.3869 | 32.3253 | 35.9324 | 35.9324
NSR WPS Weston 4 - SO2 Rate Annual v5.12, Unit 4118 and retrofits | 790 | 5801 | Rate Constraint in lbs/MMBtu | FALSE | L | Annual | Rate | lb/MMBtu | 0.0799 | 0.0799 | 0.0799 | 0.0799 | 0.0799 | 0.0799 | 0.0799
NSR WPS Weston 4 - SO2 Rate Annual v5.12, Unit 4118 and retrofits | 790 | 5801 | Rate Constraint in lbs/MMBtu | FALSE | L | Annual | Generation | TWh | 3.9604 | 3.9604 | 3.1953 | 3.4594 | 3.5628 | 3.9604 | 3.9604
NSR WPS Weston 4 - SO2 Rate Annual v5.12, Unit 4118 and retrofits | 790 | 5801 | Rate Constraint in lbs/MMBtu | FALSE | L | Annual | Qualifying Generation | TWh | 3.9604 | 3.9604 | 3.1953 | 3.4594 | 3.5628 | 3.9604 | 3.9604
NSR WPS Weston 4 - SO2 Rate Annual v5.12, Unit 4118 and retrofits | 790 | 5801 | Rate Constraint in lbs/MMBtu | FALSE | L | Annual | Rate | lb/MWh | 0.36246 | 0.36246 | 0.36246 | 0.36246 | 0.36246 | 0.36246 | 0.36246
NSR WPS Weston 4 - SO2 Rate Annual v5.12, Unit 4118 and retrofits | 790 | 5801 | Rate Constraint in lbs/MMBtu | FALSE | L | Annual | Constraint Shadow Price | US$/Ton | 0 | 0 | 0 | 0 | 0 | 0 | 0
NY- CO2 Rate Limit- New CT Units- v5.12 | 791 | 5900 | Rate Constraint in lbs/MWh | FALSE | L | Annual | Seasons Included | Seasons | Winter, Summer | Winter, Summer | Winter, Summer | Winter, Summer | Winter, Summer | Winter, Summer | Winter, Summer
NY- CO2 Rate Limit- New CT Units- v5.12 | 791 | 5900 | Rate Constraint in lbs/MWh | FALSE | L | Annual | Standard | lb/MWh | 1450 | 1450 | 1450 | 1450 | 1450 | 1450 | 1450
NY- CO2 Rate Limit- New CT Units- v5.12 | 791 | 5900 | Rate Constraint in lbs/MWh | FALSE | L | Annual | Emissions at Affected Plants CO2 | MTons | 2.8634 | 2.8634 | 2.8634 | 5.3058 | 5.3058 | 2.8634 | 1.2179
NY- CO2 Rate Limit- New CT Units- v5.12 | 791 | 5900 | Rate Constraint in lbs/MWh | FALSE | L | Annual | Allowances Purchased CO2 | MTons | 0 | 0 | 0 | 0 | 0 | 0 | 0
NY- CO2 Rate Limit- New CT Units- v5.12 | 791 | 5900 | Rate Constraint in lbs/MWh | FALSE | L | Annual | Allowances Sold CO2 | MTons | 0 | 0 | 0 | 0 | 0 | 0 | 0
NY- CO2 Rate Limit- New CT Units- v5.12 | 791 | 5900 | Rate Constraint in lbs/MWh | FALSE | L | Annual | Allowances Banked | MTons | 0 | 0 | 0 | 0 | 0 | 0 | 0
NY- CO2 Rate Limit- New CT Units- v5.12 | 791 | 5900 | Rate Constraint in lbs/MWh | FALSE | L | Annual | Allowances Withdrawn (1:1) | MTons | 0 | 0 | 0 | 0 | 0 | 0 | 0
NY- CO2 Rate Limit- New CT Units- v5.12 | 791 | 5900 | Rate Constraint in lbs/MWh | FALSE | L | Annual | Allowances Withdrawn (n:1) | MTons | 0 | 0 | 0 | 0 | 0 | 0 | 0
NY- CO2 Rate Limit- New CT Units- v5.12 | 791 | 5900 | Rate Constraint in lbs/MWh | FALSE | L | Annual | Net Emissions Allowance Position | MTons | 2.8634 | 2.8634 | 2.8634 | 5.3058 | 5.3058 | 2.8634 | 1.2179
NY- CO2 Rate Limit- New CT Units- v5.12 | 791 | 5900 | Rate Constraint in lbs/MWh | FALSE | L | Annual | Fuel Consumed | TBtu | 0.048913 | 0.048913 | 0.048913 | 0.090635 | 0.090635 | 0.048913 | 0.020804
NY- CO2 Rate Limit- New CT Units- v5.12 | 791 | 5900 | Rate Constraint in lbs/MWh | FALSE | L | Annual | Rate | lb/MMBtu | 117.08 | 117.08 | 117.08 | 117.08 | 117.08 | 117.08 | 117.08
NY- CO2 Rate Limit- New CT Units- v5.12 | 791 | 5900 | Rate Constraint in lbs/MWh | FALSE | L | Annual | Generation | TWh | 0.0050167 | 0.0050167 | 0.0050167 | 0.0092959 | 0.0092959 | 0.0050167 | 0.0021338
NY- CO2 Rate Limit- New CT Units- v5.12 | 791 | 5900 | Rate Constraint in lbs/MWh | FALSE | L | Annual | Qualifying Generation | TWh | 0.0050167 | 0.0050167 | 0.0050167 | 0.0092959 | 0.0092959 | 0.0050167 | 0.0021338
NY- CO2 Rate Limit- New CT Units- v5.12 | 791 | 5900 | Rate Constraint in lbs/MWh | FALSE | L | Annual | Constraint Shadow Price | US$/Ton | 0 | 0 | 0 | 0 | 0 | 0 | 0
NY- CO2 Rate Limit- New Fossil Units- v5.12 | 792 | 5901 | Rate Constraint in lbs/MWh | FALSE | L | Annual | Seasons Included | Seasons | Winter, Summer | Winter, Summer | Winter, Summer | Winter, Summer | Winter, Summer | Winter, Summer | Winter, Summer
NY- CO2 Rate Limit- New Fossil Units- v5.12 | 792 | 5901 | Rate Constraint in lbs/MWh | FALSE | L | Annual | Standard | lb/MWh | 925 | 925 | 925 | 925 | 925 | 925 | 925
NY- CO2 Rate Limit- New Fossil Units- v5.12 | 792 | 5901 | Rate Constraint in lbs/MWh | FALSE | L | Annual | Emissions at Affected Plants CO2 | MTons | 0 | 0 | 0 | 0 | 6497.1087 | 18651.8753 | 21683.5666
NY- CO2 Rate Limit- New Fossil Units- v5.12 | 792 | 5901 | Rate Constraint in lbs/MWh | FALSE | L | Annual | Allowances Purchased CO2 | MTons | 0 | 0 | 0 | 0 | 0 | 0 | 0
NY- CO2 Rate Limit- New Fossil Units- v5.12 | 792 | 5901 | Rate Constraint in lbs/MWh | FALSE | L | Annual | Allowances Sold CO2 | MTons | 0 | 0 | 0 | 0 | 0 | 0 | 0
NY- CO2 Rate Limit- New Fossil Units- v5.12 | 792 | 5901 | Rate Constraint in lbs/MWh | FALSE | L | Annual | Allowances Banked | MTons | 0 | 0 | 0 | 0 | 0 | 0 | 0
NY- CO2 Rate Limit- New Fossil Units- v5.12 | 792 | 5901 | Rate Constraint in lbs/MWh | FALSE | L | Annual | Allowances Withdrawn (1:1) | MTons | 0 | 0 | 0 | 0 | 0 | 0 | 0
NY- CO2 Rate Limit- New Fossil Units- v5.12 | 792 | 5901 | Rate Constraint in lbs/MWh | FALSE | L | Annual | Allowances Withdrawn (n:1) | MTons | 0 | 0 | 0 | 0 | 0 | 0 | 0
NY- CO2 Rate Limit- New Fossil Units- v5.12 | 792 | 5901 | Rate Constraint in lbs/MWh | FALSE | L | Annual | Net Emissions Allowance Position | MTons | 0 | 0 | 0 | 0 | 6497.1087 | 18651.8753 | 21683.5666
NY- CO2 Rate Limit- New Fossil Units- v5.12 | 792 | 5901 | Rate Constraint in lbs/MWh | FALSE | L | Annual | Fuel Consumed | TBtu | 0 | 0 | 0 | 0 | 110.9858 | 318.6176 | 370.406
NY- CO2 Rate Limit- New Fossil Units- v5.12 | 792 | 5901 | Rate Constraint in lbs/MWh | FALSE | L | Annual | Rate | lb/MMBtu | 0 | 0 | 0 | 0 | 117.08 | 117.08 | 117.08
NY- CO2 Rate Limit- New Fossil Units- v5.12 | 792 | 5901 | Rate Constraint in lbs/MWh | FALSE | L | Annual | Generation | TWh | 0 | 0 | 0 | 0 | 17.2606 | 49.5517 | 57.6059
NY- CO2 Rate Limit- New Fossil Units- v5.12 | 792 | 5901 | Rate Constraint in lbs/MWh | FALSE | L | Annual | Qualifying Generation | TWh | 0 | 0 | 0 | 0 | 17.2606 | 49.5517 | 57.6059
NY- CO2 Rate Limit- New Fossil Units- v5.12 | 792 | 5901 | Rate Constraint in lbs/MWh | FALSE | L | Annual | Constraint Shadow Price | US$/Ton | 0 | 129.9999 | 15.4076 | 8.4962 | 0 | 0 | 0
NY New Units MER Rate Limit v3.1, Unit 45531 and retrofits | 793 | 1912 | Rate Constraint in lbs/MMBtu | FALSE | L | Annual | Seasons Included | Seasons | Winter, Summer | Winter, Summer | Winter, Summer | Winter, Summer | Winter, Summer | Winter, Summer | Winter, Summer
NY New Units MER Rate Limit v3.1, Unit 45531 and retrofits | 793 | 1912 | Rate Constraint in lbs/MMBtu | FALSE | L | Annual | Standard | lb/MMBtu | 6e-07 | 6e-07 | 6e-07 | 6e-07 | 6e-07 | 6e-07 | 6e-07
NY New Units MER Rate Limit v3.1, Unit 45531 and retrofits | 793 | 1912 | Rate Constraint in lbs/MMBtu | FALSE | L | Annual | Emissions at Affected Plants MER | lbs | 0 | 0 | 0 | 0 | 0 | 0 | 0
NY New Units MER Rate Limit v3.1, Unit 45531 and retrofits | 793 | 1912 | Rate Constraint in lbs/MMBtu | FALSE | L | Annual | Allowances Purchased MER | lbs | 0 | 0 | 0 | 0 | 0 | 0 | 0
NY New Units MER Rate Limit v3.1, Unit 45531 and retrofits | 793 | 1912 | Rate Constraint in lbs/MMBtu | FALSE | L | Annual | Allowances Sold MER | lbs | 0 | 0 | 0 | 0 | 0 | 0 | 0
NY New Units MER Rate Limit v3.1, Unit 45531 and retrofits | 793 | 1912 | Rate Constraint in lbs/MMBtu | FALSE | L | Annual | Allowances Banked | lbs | 0 | 0 | 0 | 0 | 0 | 0 | 0
NY New Units MER Rate Limit v3.1, Unit 45531 and retrofits | 793 | 1912 | Rate Constraint in lbs/MMBtu | FALSE | L | Annual | Allowances Withdrawn (1:1) | lbs | 0 | 0 | 0 | 0 | 0 | 0 | 0
NY New Units MER Rate Limit v3.1, Unit 45531 and retrofits | 793 | 1912 | Rate Constraint in lbs/MMBtu | FALSE | L | Annual | Allowances Withdrawn (n:1) | lbs | 0 | 0 | 0 | 0 | 0 | 0 | 0
NY New Units MER Rate Limit v3.1, Unit 45531 and retrofits | 793 | 1912 | Rate Constraint in lbs/MMBtu | FALSE | L | Annual | Net Emissions Allowance Position | lbs | 0 | 0 | 0 | 0 | 0 | 0 | 0
NY New Units MER Rate Limit v3.1, Unit 45531 and retrofits | 793 | 1912 | Rate Constraint in lbs/MMBtu | FALSE | L | Annual | Fuel Consumed | TBtu | 0 | 0 | 0 | 0 | 0 | 0 | 0
NY New Units MER Rate Limit v3.1, Unit 45531 and retrofits | 793 | 1912 | Rate Constraint in lbs/MMBtu | FALSE | L | Annual | Rate | lb/MMBtu | 0 | 0 | 0 | 0 | 0 | 0 | 0
NY New Units MER Rate Limit v3.1, Unit 45531 and retrofits | 793 | 1912 | Rate Constraint in lbs/MMBtu | FALSE | L | Annual | Generation | TWh | 0 | 0 | 0 | 0 | 0 | 0 | 0
NY New Units MER Rate Limit v3.1, Unit 45531 and retrofits | 793 | 1912 | Rate Constraint in lbs/MMBtu | FALSE | L | Annual | Qualifying Generation | TWh | 0 | 0 | 0 | 0 | 0 | 0 | 0
NY New Units MER Rate Limit v3.1, Unit 45531 and retrofits | 793 | 1912 | Rate Constraint in lbs/MMBtu | FALSE | L | Annual | Rate | lb/MWh | 0 | 0 | 0 | 0 | 0 | 0 | 0
NY New Units MER Rate Limit v3.1, Unit 45531 and retrofits | 793 | 1912 | Rate Constraint in lbs/MMBtu | FALSE | L | Annual | Constraint Shadow Price | US$/Lb | 1253847.8061 | 16643094.6929 | 2745776.6638 | 1432952.968 | 1342830.3652 | 1460090.9308 | 2188919.7033
NY New Units MER Rate Limit v3.1, Unit 45532 and retrofits | 794 | 1912 | Rate Constraint in lbs/MMBtu | FALSE | L | Annual | Seasons Included | Seasons | Winter, Summer | Winter, Summer | Winter, Summer | Winter, Summer | Winter, Summer | Winter, Summer | Winter, Summer
NY New Units MER Rate Limit v3.1, Unit 45532 and retrofits | 794 | 1912 | Rate Constraint in lbs/MMBtu | FALSE | L | Annual | Standard | lb/MMBtu | 6e-07 | 6e-07 | 6e-07 | 6e-07 | 6e-07 | 6e-07 | 6e-07
NY New Units MER Rate Limit v3.1, Unit 45532 and retrofits | 794 | 1912 | Rate Constraint in lbs/MMBtu | FALSE | L | Annual | Emissions at Affected Plants MER | lbs | 0 | 0 | 0 | 0 | 0 | 0 | 0
NY New Units MER Rate Limit v3.1, Unit 45532 and retrofits | 794 | 1912 | Rate Constraint in lbs/MMBtu | FALSE | L | Annual | Allowances Purchased MER | lbs | 0 | 0 | 0 | 0 | 0 | 0 | 0
NY New Units MER Rate Limit v3.1, Unit 45532 and retrofits | 794 | 1912 | Rate Constraint in lbs/MMBtu | FALSE | L | Annual | Allowances Sold MER | lbs | 0 | 0 | 0 | 0 | 0 | 0 | 0
NY New Units MER Rate Limit v3.1, Unit 45532 and retrofits | 794 | 1912 | Rate Constraint in lbs/MMBtu | FALSE | L | Annual | Allowances Banked | lbs | 0 | 0 | 0 | 0 | 0 | 0 | 0
NY New Units MER Rate Limit v3.1, Unit 45532 and retrofits | 794 | 1912 | Rate Constraint in lbs/MMBtu | FALSE | L | Annual | Allowances Withdrawn (1:1) | lbs | 0 | 0 | 0 | 0 | 0 | 0 | 0
NY New Units MER Rate Limit v3.1, Unit 45532 and retrofits | 794 | 1912 | Rate Constraint in lbs/MMBtu | FALSE | L | Annual | Allowances Withdrawn (n:1) | lbs | 0 | 0 | 0 | 0 | 0 | 0 | 0
NY New Units MER Rate Limit v3.1, Unit 45532 and retrofits | 794 | 1912 | Rate Constraint in lbs/MMBtu | FALSE | L | Annual | Net Emissions Allowance Position | lbs | 0 | 0 | 0 | 0 | 0 | 0 | 0
NY New Units MER Rate Limit v3.1, Unit 45532 and retrofits | 794 | 1912 | Rate Constraint in lbs/MMBtu | FALSE | L | Annual | Fuel Consumed | TBtu | 0 | 0 | 0 | 0 | 0 | 0 | 0
NY New Units MER Rate Limit v3.1, Unit 45532 and retrofits | 794 | 1912 | Rate Constraint in lbs/MMBtu | FALSE | L | Annual | Rate | lb/MMBtu | 0 | 0 | 0 | 0 | 0 | 0 | 0
NY New Units MER Rate Limit v3.1, Unit 45532 and retrofits | 794 | 1912 | Rate Constraint in lbs/MMBtu | FALSE | L | Annual | Generation | TWh | 0 | 0 | 0 | 0 | 0 | 0 | 0
NY New Units MER Rate Limit v3.1, Unit 45532 and retrofits | 794 | 1912 | Rate Constraint in lbs/MMBtu | FALSE | L | Annual | Qualifying Generation | TWh | 0 | 0 | 0 | 0 | 0 | 0 | 0
NY New Units MER Rate Limit v3.1, Unit 45532 and retrofits | 794 | 1912 | Rate Constraint in lbs/MMBtu | FALSE | L | Annual | Rate | lb/MWh | 0 | 0 | 0 | 0 | 0 | 0 | 0
NY New Units MER Rate Limit v3.1, Unit 45532 and retrofits | 794 | 1912 | Rate Constraint in lbs/MMBtu | FALSE | L | Annual | Constraint Shadow Price | US$/Lb | 0 | 186786771.7449 | 46457904.4438 | 68261104.1064 | 56346587.0466 | 15457186.7786 | 16387302.7519
NY New Units MER Rate Limit v3.1, Unit 45533 and retrofits | 795 | 1912 | Rate Constraint in lbs/MMBtu | FALSE | L | Annual | Seasons Included | Seasons | Winter, Summer | Winter, Summer | Winter, Summer | Winter, Summer | Winter, Summer | Winter, Summer | Winter, Summer
NY New Units MER Rate Limit v3.1, Unit 45533 and retrofits | 795 | 1912 | Rate Constraint in lbs/MMBtu | FALSE | L | Annual | Standard | lb/MMBtu | 6e-07 | 6e-07 | 6e-07 | 6e-07 | 6e-07 | 6e-07 | 6e-07
NY New Units MER Rate Limit v3.1, Unit 45533 and retrofits | 795 | 1912 | Rate Constraint in lbs/MMBtu | FALSE | L | Annual | Emissions at Affected Plants MER | lbs | 0 | 0 | 0 | 0 | 0 | 0 | 0
NY New Units MER Rate Limit v3.1, Unit 45533 and retrofits | 795 | 1912 | Rate Constraint in lbs/MMBtu | FALSE | L | Annual | Allowances Purchased MER | lbs | 0 | 0 | 0 | 0 | 0 | 0 | 0
NY New Units MER Rate Limit v3.1, Unit 45533 and retrofits | 795 | 1912 | Rate Constraint in lbs/MMBtu | FALSE | L | Annual | Allowances Sold MER | lbs | 0 | 0 | 0 | 0 | 0 | 0 | 0
NY New Units MER Rate Limit v3.1, Unit 45533 and retrofits | 795 | 1912 | Rate Constraint in lbs/MMBtu | FALSE | L | Annual | Allowances Banked | lbs | 0 | 0 | 0 | 0 | 0 | 0 | 0
NY New Units MER Rate Limit v3.1, Unit 45533 and retrofits | 795 | 1912 | Rate Constraint in lbs/MMBtu | FALSE | L | Annual | Allowances Withdrawn (1:1) | lbs | 0 | 0 | 0 | 0 | 0 | 0 | 0
NY New Units MER Rate Limit v3.1, Unit 45533 and retrofits | 795 | 1912 | Rate Constraint in lbs/MMBtu | FALSE | L | Annual | Allowances Withdrawn (n:1) | lbs | 0 | 0 | 0 | 0 | 0 | 0 | 0
NY New Units MER Rate Limit v3.1, Unit 45533 and retrofits | 795 | 1912 | Rate Constraint in lbs/MMBtu | FALSE | L | Annual | Net Emissions Allowance Position | lbs | 0 | 0 | 0 | 0 | 0 | 0 | 0
NY New Units MER Rate Limit v3.1, Unit 45533 and retrofits | 795 | 1912 | Rate Constraint in lbs/MMBtu | FALSE | L | Annual | Fuel Consumed | TBtu | 0 | 0 | 0 | 0 | 0 | 0 | 0
NY New Units MER Rate Limit v3.1, Unit 45533 and retrofits | 795 | 1912 | Rate Constraint in lbs/MMBtu | FALSE | L | Annual | Rate | lb/MMBtu | 0 | 0 | 0 | 0 | 0 | 0 | 0
NY New Units MER Rate Limit v3.1, Unit 45533 and retrofits | 795 | 1912 | Rate Constraint in lbs/MMBtu | FALSE | L | Annual | Generation | TWh | 0 | 0 | 0 | 0 | 0 | 0 | 0
NY New Units MER Rate Limit v3.1, Unit 45533 and retrofits | 795 | 1912 | Rate Constraint in lbs/MMBtu | FALSE | L | Annual | Qualifying Generation | TWh | 0 | 0 | 0 | 0 | 0 | 0 | 0
NY New Units MER Rate Limit v3.1, Unit 45533 and retrofits | 795 | 1912 | Rate Constraint in lbs/MMBtu | FALSE | L | Annual | Rate | lb/MWh | 0 | 0 | 0 | 0 | 0 | 0 | 0
NY New Units MER Rate Limit v3.1, Unit 45533 and retrofits | 795 | 1912 | Rate Constraint in lbs/MMBtu | FALSE | L | Annual | Constraint Shadow Price | US$/Lb | 0 | 0 | 27559217.2246 | 49893737.7448 | 39428123.0905 | 2094461.0472 | 1370250.4444
NY New Units MER Rate Limit v3.1, Unit 45587 and retrofits | 796 | 1912 | Rate Constraint in lbs/MMBtu | FALSE | L | Annual | Seasons Included | Seasons | Winter, Summer | Winter, Summer | Winter, Summer | Winter, Summer | Winter, Summer | Winter, Summer | Winter, Summer
NY New Units MER Rate Limit v3.1, Unit 45587 and retrofits | 796 | 1912 | Rate Constraint in lbs/MMBtu | FALSE | L | Annual | Standard | lb/MMBtu | 6e-07 | 6e-07 | 6e-07 | 6e-07 | 6e-07 | 6e-07 | 6e-07
NY New Units MER Rate Limit v3.1, Unit 45587 and retrofits | 796 | 1912 | Rate Constraint in lbs/MMBtu | FALSE | L | Annual | Emissions at Affected Plants MER | lbs | 0 | 0 | 0 | 0 | 0 | 0 | 0
NY New Units MER Rate Limit v3.1, Unit 45587 and retrofits | 796 | 1912 | Rate Constraint in lbs/MMBtu | FALSE | L | Annual | Allowances Purchased MER | lbs | 0 | 0 | 0 | 0 | 0 | 0 | 0
NY New Units MER Rate Limit v3.1, Unit 45587 and retrofits | 796 | 1912 | Rate Constraint in lbs/MMBtu | FALSE | L | Annual | Allowances Sold MER | lbs | 0 | 0 | 0 | 0 | 0 | 0 | 0
NY New Units MER Rate Limit v3.1, Unit 45587 and retrofits | 796 | 1912 | Rate Constraint in lbs/MMBtu | FALSE | L | Annual | Allowances Banked | lbs | 0 | 0 | 0 | 0 | 0 | 0 | 0
NY New Units MER Rate Limit v3.1, Unit 45587 and retrofits | 796 | 1912 | Rate Constraint in lbs/MMBtu | FALSE | L | Annual | Allowances Withdrawn (1:1) | lbs | 0 | 0 | 0 | 0 | 0 | 0 | 0
NY New Units MER Rate Limit v3.1, Unit 45587 and retrofits | 796 | 1912 | Rate Constraint in lbs/MMBtu | FALSE | L | Annual | Allowances Withdrawn (n:1) | lbs | 0 | 0 | 0 | 0 | 0 | 0 | 0
NY New Units MER Rate Limit v3.1, Unit 45587 and retrofits | 796 | 1912 | Rate Constraint in lbs/MMBtu | FALSE | L | Annual | Net Emissions Allowance Position | lbs | 0 | 0 | 0 | 0 | 0 | 0 | 0
NY New Units MER Rate Limit v3.1, Unit 45587 and retrofits | 796 | 1912 | Rate Constraint in lbs/MMBtu | FALSE | L | Annual | Fuel Consumed | TBtu | 0 | 0 | 0 | 0 | 0 | 0 | 0
NY New Units MER Rate Limit v3.1, Unit 45587 and retrofits | 796 | 1912 | Rate Constraint in lbs/MMBtu | FALSE | L | Annual | Rate | lb/MMBtu | 0 | 0 | 0 | 0 | 0 | 0 | 0
NY New Units MER Rate Limit v3.1, Unit 45587 and retrofits | 796 | 1912 | Rate Constraint in lbs/MMBtu | FALSE | L | Annual | Generation | TWh | 0 | 0 | 0 | 0 | 0 | 0 | 0
NY New Units MER Rate Limit v3.1, Unit 45587 and retrofits | 796 | 1912 | Rate Constraint in lbs/MMBtu | FALSE | L | Annual | Qualifying Generation | TWh | 0 | 0 | 0 | 0 | 0 | 0 | 0
NY New Units MER Rate Limit v3.1, Unit 45587 and retrofits | 796 | 1912 | Rate Constraint in lbs/MMBtu | FALSE | L | Annual | Rate | lb/MWh | 0 | 0 | 0 | 0 | 0 | 0 | 0
NY New Units MER Rate Limit v3.1, Unit 45587 and retrofits | 796 | 1912 | Rate Constraint in lbs/MMBtu | FALSE | L | Annual | Constraint Shadow Price | US$/Lb | 1779278.622 | 2323949.1786 | 1056352.4289 | 1102834.5784 | 1157121.0101 | 2421373.3664 | 935065.9396
NY New Units MER Rate Limit v3.1, Unit 45588 and retrofits | 797 | 1912 | Rate Constraint in lbs/MMBtu | FALSE | L | Annual | Seasons Included | Seasons | Winter, Summer | Winter, Summer | Winter, Summer | Winter, Summer | Winter, Summer | Winter, Summer | Winter, Summer
NY New Units MER Rate Limit v3.1, Unit 45588 and retrofits | 797 | 1912 | Rate Constraint in lbs/MMBtu | FALSE | L | Annual | Standard | lb/MMBtu | 6e-07 | 6e-07 | 6e-07 | 6e-07 | 6e-07 | 6e-07 | 6e-07
NY New Units MER Rate Limit v3.1, Unit 45588 and retrofits | 797 | 1912 | Rate Constraint in lbs/MMBtu | FALSE | L | Annual | Emissions at Affected Plants MER | lbs | 0 | 0 | 0 | 0 | 0 | 0 | 0
NY New Units MER Rate Limit v3.1, Unit 45588 and retrofits | 797 | 1912 | Rate Constraint in lbs/MMBtu | FALSE | L | Annual | Allowances Purchased MER | lbs | 0 | 0 | 0 | 0 | 0 | 0 | 0
NY New Units MER Rate Limit v3.1, Unit 45588 and retrofits | 797 | 1912 | Rate Constraint in lbs/MMBtu | FALSE | L | Annual | Allowances Sold MER | lbs | 0 | 0 | 0 | 0 | 0 | 0 | 0
NY New Units MER Rate Limit v3.1, Unit 45588 and retrofits | 797 | 1912 | Rate Constraint in lbs/MMBtu | FALSE | L | Annual | Allowances Banked | lbs | 0 | 0 | 0 | 0 | 0 | 0 | 0
NY New Units MER Rate Limit v3.1, Unit 45588 and retrofits | 797 | 1912 | Rate Constraint in lbs/MMBtu | FALSE | L | Annual | Allowances Withdrawn (1:1) | lbs | 0 | 0 | 0 | 0 | 0 | 0 | 0
NY New Units MER Rate Limit v3.1, Unit 45588 and retrofits | 797 | 1912 | Rate Constraint in lbs/MMBtu | FALSE | L | Annual | Allowances Withdrawn (n:1) | lbs | 0 | 0 | 0 | 0 | 0 | 0 | 0
NY New Units MER Rate Limit v3.1, Unit 45588 and retrofits | 797 | 1912 | Rate Constraint in lbs/MMBtu | FALSE | L | Annual | Net Emissions Allowance Position | lbs | 0 | 0 | 0 | 0 | 0 | 0 | 0
NY New Units MER Rate Limit v3.1, Unit 45588 and retrofits | 797 | 1912 | Rate Constraint in lbs/MMBtu | FALSE | L | Annual | Fuel Consumed | TBtu | 0 | 0 | 0 | 0 | 0 | 0 | 0
NY New Units MER Rate Limit v3.1, Unit 45588 and retrofits | 797 | 1912 | Rate Constraint in lbs/MMBtu | FALSE | L | Annual | Rate | lb/MMBtu | 0 | 0 | 0 | 0 | 0 | 0 | 0
NY New Units MER Rate Limit v3.1, Unit 45588 and retrofits | 797 | 1912 | Rate Constraint in lbs/MMBtu | FALSE | L | Annual | Generation | TWh | 0 | 0 | 0 | 0 | 0 | 0 | 0
NY New Units MER Rate Limit v3.1, Unit 45588 and retrofits | 797 | 1912 | Rate Constraint in lbs/MMBtu | FALSE | L | Annual | Qualifying Generation | TWh | 0 | 0 | 0 | 0 | 0 | 0 | 0
NY New Units MER Rate Limit v3.1, Unit 45588 and retrofits | 797 | 1912 | Rate Constraint in lbs/MMBtu | FALSE | L | Annual | Rate | lb/MWh | 0 | 0 | 0 | 0 | 0 | 0 | 0
NY New Units MER Rate Limit v3.1, Unit 45588 and retrofits | 797 | 1912 | Rate Constraint in lbs/MMBtu | FALSE | L | Annual | Constraint Shadow Price | US$/Lb | 0 | 193872631.158 | 35873150.317 | 29470397.1749 | 27091317.8665 | 22369713.3913 | 37924674.6069
NY New Units MER Rate Limit v3.1, Unit 45589 and retrofits | 798 | 1912 | Rate Constraint in lbs/MMBtu | FALSE | L | Annual | Seasons Included | Seasons | Winter, Summer | Winter, Summer | Winter, Summer | Winter, Summer | Winter, Summer | Winter, Summer | Winter, Summer
NY New Units MER Rate Limit v3.1, Unit 45589 and retrofits | 798 | 1912 | Rate Constraint in lbs/MMBtu | FALSE | L | Annual | Standard | lb/MMBtu | 6e-07 | 6e-07 | 6e-07 | 6e-07 | 6e-07 | 6e-07 | 6e-07
NY New Units MER Rate Limit v3.1, Unit 45589 and retrofits | 798 | 1912 | Rate Constraint in lbs/MMBtu | FALSE | L | Annual | Emissions at Affected Plants MER | lbs | 0 | 0 | 0 | 0 | 0 | 0 | 0
NY New Units MER Rate Limit v3.1, Unit 45589 and retrofits | 798 | 1912 | Rate Constraint in lbs/MMBtu | FALSE | L | Annual | Allowances Purchased MER | lbs | 0 | 0 | 0 | 0 | 0 | 0 | 0
NY New Units MER Rate Limit v3.1, Unit 45589 and retrofits | 798 | 1912 | Rate Constraint in lbs/MMBtu | FALSE | L | Annual | Allowances Sold MER | lbs | 0 | 0 | 0 | 0 | 0 | 0 | 0
NY New Units MER Rate Limit v3.1, Unit 45589 and retrofits | 798 | 1912 | Rate Constraint in lbs/MMBtu | FALSE | L | Annual | Allowances Banked | lbs | 0 | 0 | 0 | 0 | 0 | 0 | 0
NY New Units MER Rate Limit v3.1, Unit 45589 and retrofits | 798 | 1912 | Rate Constraint in lbs/MMBtu | FALSE | L | Annual | Allowances Withdrawn (1:1) | lbs | 0 | 0 | 0 | 0 | 0 | 0 | 0
NY New Units MER Rate Limit v3.1, Unit 45589 and retrofits | 798 | 1912 | Rate Constraint in lbs/MMBtu | FALSE | L | Annual | Allowances Withdrawn (n:1) | lbs | 0 | 0 | 0 | 0 | 0 | 0 | 0
NY New Units MER Rate Limit v3.1, Unit 45589 and retrofits | 798 | 1912 | Rate Constraint in lbs/MMBtu | FALSE | L | Annual | Net Emissions Allowance Position | lbs | 0 | 0 | 0 | 0 | 0 | 0 | 0
NY New Units MER Rate Limit v3.1, Unit 45589 and retrofits | 798 | 1912 | Rate Constraint in lbs/MMBtu | FALSE | L | Annual | Fuel Consumed | TBtu | 0 | 0 | 0 | 0 | 0 | 0 | 0
NY New Units MER Rate Limit v3.1, Unit 45589 and retrofits | 798 | 1912 | Rate Constraint in lbs/MMBtu | FALSE | L | Annual | Rate | lb/MMBtu | 0 | 0 | 0 | 0 | 0 | 0 | 0
NY New Units MER Rate Limit v3.1, Unit 45589 and retrofits | 798 | 1912 | Rate Constraint in lbs/MMBtu | FALSE | L | Annual | Generation | TWh | 0 | 0 | 0 | 0 | 0 | 0 | 0
NY New Units MER Rate Limit v3.1, Unit 45589 and retrofits | 798 | 1912 | Rate Constraint in lbs/MMBtu | FALSE | L | Annual | Qualifying Generation | TWh | 0 | 0 | 0 | 0 | 0 | 0 | 0
NY New Units MER Rate Limit v3.1, Unit 45589 and retrofits | 798 | 1912 | Rate Constraint in lbs/MMBtu | FALSE | L | Annual | Rate | lb/MWh | 0 | 0 | 0 | 0 | 0 | 0 | 0
NY New Units MER Rate Limit v3.1, Unit 45589 and retrofits | 798 | 1912 | Rate Constraint in lbs/MMBtu | FALSE | L | Annual | Constraint Shadow Price | US$/Lb | 0 | 0 | 15669646.6698 | 15858739.4044 | 16557741.961 | 10437581.7454 | 19819633.9828
NY New Units MER Rate Limit v3.1, Unit 45628 and retrofits | 799 | 1912 | Rate Constraint in lbs/MMBtu | FALSE | L | Annual | Seasons Included | Seasons | Winter, Summer | Winter, Summer | Winter, Summer | Winter, Summer | Winter, Summer | Winter, Summer | Winter, Summer
NY New Units MER Rate Limit v3.1, Unit 45628 and retrofits | 799 | 1912 | Rate Constraint in lbs/MMBtu | FALSE | L | Annual | Standard | lb/MMBtu | 6e-07 | 6e-07 | 6e-07 | 6e-07 | 6e-07 | 6e-07 | 6e-07
NY New Units MER Rate Limit v3.1, Unit 45628 and retrofits | 799 | 1912 | Rate Constraint in lbs/MMBtu | FALSE | L | Annual | Emissions at Affected Plants MER | lbs | 0 | 0 | 0 | 0 | 0 | 0 | 0
NY New Units MER Rate Limit v3.1, Unit 45628 and retrofits | 799 | 1912 | Rate Constraint in lbs/MMBtu | FALSE | L | Annual | Allowances Purchased MER | lbs | 0 | 0 | 0 | 0 | 0 | 0 | 0
NY New Units MER Rate Limit v3.1, Unit 45628 and retrofits | 799 | 1912 | Rate Constraint in lbs/MMBtu | FALSE | L | Annual | Allowances Sold MER | lbs | 0 | 0 | 0 | 0 | 0 | 0 | 0
NY New Units MER Rate Limit v3.1, Unit 45628 and retrofits | 799 | 1912 | Rate Constraint in lbs/MMBtu | FALSE | L | Annual | Allowances Banked | lbs | 0 | 0 | 0 | 0 | 0 | 0 | 0
NY New Units MER Rate Limit v3.1, Unit 45628 and retrofits | 799 | 1912 | Rate Constraint in lbs/MMBtu | FALSE | L | Annual | Allowances Withdrawn (1:1) | lbs | 0 | 0 | 0 | 0 | 0 | 0 | 0
NY New Units MER Rate Limit v3.1, Unit 45628 and retrofits | 799 | 1912 | Rate Constraint in lbs/MMBtu | FALSE | L | Annual | Allowances Withdrawn (n:1) | lbs | 0 | 0 | 0 | 0 | 0 | 0 | 0
NY New Units MER Rate Limit v3.1, Unit 45628 and retrofits | 799 | 1912 | Rate Constraint in lbs/MMBtu | FALSE | L | Annual | Net Emissions Allowance Position | lbs | 0 | 0 | 0 | 0 | 0 | 0 | 0
NY New Units MER Rate Limit v3.1, Unit 45628 and retrofits | 799 | 1912 | Rate Constraint in lbs/MMBtu | FALSE | L | Annual | Fuel Consumed | TBtu | 0 | 0 | 0 | 0 | 0 | 0 | 0
NY New Units MER Rate Limit v3.1, Unit 45628 and retrofits | 799 | 1912 | Rate Constraint in lbs/MMBtu | FALSE | L | Annual | Rate | lb/MMBtu | 0 | 0 | 0 | 0 | 0 | 0 | 0
NY New Units MER Rate Limit v3.1, Unit 45628 and retrofits | 799 | 1912 | Rate Constraint in lbs/MMBtu | FALSE | L | Annual | Generation | TWh | 0 | 0 | 0 | 0 | 0 | 0 | 0
NY New Units MER Rate Limit v3.1, Unit 45628 and retrofits | 799 | 1912 | Rate Constraint in lbs/MMBtu | FALSE | L | Annual | Qualifying Generation | TWh | 0 | 0 | 0 | 0 | 0 | 0 | 0
NY New Units MER Rate Limit v3.1, Unit 45628 and retrofits | 799 | 1912 | Rate Constraint in lbs/MMBtu | FALSE | L | Annual | Rate | lb/MWh | 0 | 0 | 0 | 0 | 0 | 0 | 0
NY New Units MER Rate Limit v3.1, Unit 45628 and retrofits | 799 | 1912 | Rate Constraint in lbs/MMBtu | FALSE | L | Annual | Constraint Shadow Price | US$/Lb | 1253914.6441 | 13692014.5711 | 1056352.4289 | 231653.5765 | 102061.4814 | 55108.49 | 87898.2825
NY New Units MER Rate Limit v3.1, Unit 45629 and retrofits | 800 | 1912 | Rate Constraint in lbs/MMBtu | FALSE | L | Annual | Seasons Included | Seasons | Winter, Summer | Winter, Summer | Winter, Summer | Winter, Summer | Winter, Summer | Winter, Summer | Winter, Summer
NY New Units MER Rate Limit v3.1, Unit 45629 and retrofits | 800 | 1912 | Rate Constraint in lbs/MMBtu | FALSE | L | Annual | Standard | lb/MMBtu | 6e-07 | 6e-07 | 6e-07 | 6e-07 | 6e-07 | 6e-07 | 6e-07
NY New Units MER Rate Limit v3.1, Unit 45629 and retrofits | 800 | 1912 | Rate Constraint in lbs/MMBtu | FALSE | L | Annual | Emissions at Affected Plants MER | lbs | 0 | 0 | 0 | 0 | 0 | 0 | 0
NY New Units MER Rate Limit v3.1, Unit 45629 and retrofits | 800 | 1912 | Rate Constraint in lbs/MMBtu | FALSE | L | Annual | Allowances Purchased MER | lbs | 0 | 0 | 0 | 0 | 0 | 0 | 0
NY New Units MER Rate Limit v3.1, Unit 45629 and retrofits | 800 | 1912 | Rate Constraint in lbs/MMBtu | FALSE | L | Annual | Allowances Sold MER | lbs | 0 | 0 | 0 | 0 | 0 | 0 | 0
NY New Units MER Rate Limit v3.1, Unit 45629 and retrofits | 800 | 1912 | Rate Constraint in lbs/MMBtu | FALSE | L | Annual | Allowances Banked | lbs | 0 | 0 | 0 | 0 | 0 | 0 | 0
NY New Units MER Rate Limit v3.1, Unit 45629 and retrofits | 800 | 1912 | Rate Constraint in lbs/MMBtu | FALSE | L | Annual | Allowances Withdrawn (1:1) | lbs | 0 | 0 | 0 | 0 | 0 | 0 | 0
NY New Units MER Rate Limit v3.1, Unit 45629 and retrofits | 800 | 1912 | Rate Constraint in lbs/MMBtu | FALSE | L | Annual | Allowances Withdrawn (n:1) | lbs | 0 | 0 | 0 | 0 | 0 | 0 | 0
NY New Units MER Rate Limit v3.1, Unit 45629 and retrofits | 800 | 1912 | Rate Constraint in lbs/MMBtu | FALSE | L | Annual | Net Emissions Allowance Position | lbs | 0 | 0 | 0 | 0 | 0 | 0 | 0
NY New Units MER Rate Limit v3.1, Unit 45629 and retrofits | 800 | 1912 | Rate Constraint in lbs/MMBtu | FALSE | L | Annual | Fuel Consumed | TBtu | 0 | 0 | 0 | 0 | 0 | 0 | 0
NY New Units MER Rate Limit v3.1, Unit 45629 and retrofits | 800 | 1912 | Rate Constraint in lbs/MMBtu | FALSE | L | Annual | Rate | lb/MMBtu | 0 | 0 | 0 | 0 | 0 | 0 | 0
NY New Units MER Rate Limit v3.1, Unit 45629 and retrofits | 800 | 1912 | Rate Constraint in lbs/MMBtu | FALSE | L | Annual | Generation | TWh | 0 | 0 | 0 | 0 | 0 | 0 | 0
NY New Units MER Rate Limit v3.1, Unit 45629 and retrofits | 800 | 1912 | Rate Constraint in lbs/MMBtu | FALSE | L | Annual | Qualifying Generation | TWh | 0 | 0 | 0 | 0 | 0 | 0 | 0
NY New Units MER Rate Limit v3.1, Unit 45629 and retrofits | 800 | 1912 | Rate Constraint in lbs/MMBtu | FALSE | L | Annual | Rate | lb/MWh | 0 | 0 | 0 | 0 | 0 | 0 | 0
NY New Units MER Rate Limit v3.1, Unit 45629 and retrofits | 800 | 1912 | Rate Constraint in lbs/MMBtu | FALSE | L | Annual | Constraint Shadow Price | US$/Lb | 0 | 194331309.6514 | 61211740.2024 | 284366.8383 | 130212.7803 | 58876.8646 | 94079.9306
NY New Units MER Rate Limit v3.1, Unit 45630 and retrofits | 801 | 1912 | Rate Constraint in lbs/MMBtu | FALSE | L | Annual | Seasons Included | Seasons | Winter, Summer | Winter, Summer | Winter, Summer | Winter, Summer | Winter, Summer | Winter, Summer | Winter, Summer
NY New Units MER Rate Limit v3.1, Unit 45630 and retrofits | 801 | 1912 | Rate Constraint in lbs/MMBtu | FALSE | L | Annual | Standard | lb/MMBtu | 6e-07 | 6e-07 | 6e-07 | 6e-07 | 6e-07 | 6e-07 | 6e-07
NY New Units MER Rate Limit v3.1, Unit 45630 and retrofits | 801 | 1912 | Rate Constraint in lbs/MMBtu | FALSE | L | Annual | Emissions at Affected Plants MER | lbs | 0 | 0 | 0 | 0 | 0 | 0 | 0
NY New Units MER Rate Limit v3.1, Unit 45630 and retrofits | 801 | 1912 | Rate Constraint in lbs/MMBtu | FALSE | L | Annual | Allowances Purchased MER | lbs | 0 | 0 | 0 | 0 | 0 | 0 | 0
NY New Units MER Rate Limit v3.1, Unit 45630 and retrofits | 801 | 1912 | Rate Constraint in lbs/MMBtu | FALSE | L | Annual | Allowances Sold MER | lbs | 0 | 0 | 0 | 0 | 0 | 0 | 0
NY New Units MER Rate Limit v3.1, Unit 45630 and retrofits | 801 | 1912 | Rate Constraint in lbs/MMBtu | FALSE | L | Annual | Allowances Banked | lbs | 0 | 0 | 0 | 0 | 0 | 0 | 0
NY New Units MER Rate Limit v3.1, Unit 45630 and retrofits | 801 | 1912 | Rate Constraint in lbs/MMBtu | FALSE | L | Annual | Allowances Withdrawn (1:1) | lbs | 0 | 0 | 0 | 0 | 0 | 0 | 0
NY New Units MER Rate Limit v3.1, Unit 45630 and retrofits | 801 | 1912 | Rate Constraint in lbs/MMBtu | FALSE | L | Annual | Allowances Withdrawn (n:1) | lbs | 0 | 0 | 0 | 0 | 0 | 0 | 0
NY New Units MER Rate Limit v3.1, Unit 45630 and retrofits | 801 | 1912 | Rate Constraint in lbs/MMBtu | FALSE | L | Annual | Net Emissions Allowance Position | lbs | 0 | 0 | 0 | 0 | 0 | 0 | 0
NY New Units MER Rate Limit v3.1, Unit 45630 and retrofits | 801 | 1912 | Rate Constraint in lbs/MMBtu | FALSE | L | Annual | Fuel Consumed | TBtu | 0 | 0 | 0 | 0 | 0 | 0 | 0
NY New Units MER Rate Limit v3.1, Unit 45630 and retrofits | 801 | 1912 | Rate Constraint in lbs/MMBtu | FALSE | L | Annual | Rate | lb/MMBtu | 0 | 0 | 0 | 0 | 0 | 0 | 0
NY New Units MER Rate Limit v3.1, Unit 45630 and retrofits | 801 | 1912 | Rate Constraint in lbs/MMBtu | FALSE | L | Annual | Generation | TWh | 0 | 0 | 0 | 0 | 0 | 0 | 0
NY New Units MER Rate Limit v3.1, Unit 45630 and retrofits | 801 | 1912 | Rate Constraint in lbs/MMBtu | FALSE | L | Annual | Qualifying Generation | TWh | 0 | 0 | 0 | 0 | 0 | 0 | 0
NY New Units MER Rate Limit v3.1, Unit 45630 and retrofits | 801 | 1912 | Rate Constraint in lbs/MMBtu | FALSE | L | Annual | Rate | lb/MWh | 0 | 0 | 0 | 0 | 0 | 0 | 0
NY New Units MER Rate Limit v3.1, Unit 45630 and retrofits | 801 | 1912 | Rate Constraint in lbs/MMBtu | FALSE | L | Annual | Constraint Shadow Price | US$/Lb | 0 | 0 | 42490200.9942 | 225366.262 | 93303.57 | 0 | 0
NY New Units MER Rate Limit v3.1, Unit 45757 and retrofits | 802 | 1912 | Rate Constraint in lbs/MMBtu | FALSE | L | Annual | Seasons Included | Seasons | Winter, Summer | Winter, Summer | Winter, Summer | Winter, Summer | Winter, Summer | Winter, Summer | Winter, Summer
NY New Units MER Rate Limit v3.1, Unit 45757 and retrofits | 802 | 1912 | Rate Constraint in lbs/MMBtu | FALSE | L | Annual | Standard | lb/MMBtu | 6e-07 | 6e-07 | 6e-07 | 6e-07 | 6e-07 | 6e-07 | 6e-07
NY New Units MER Rate Limit v3.1, Unit 45757 and retrofits | 802 | 1912 | Rate Constraint in lbs/MMBtu | FALSE | L | Annual | Emissions at Affected Plants MER | lbs | 0 | 0 | 0 | 0 | 0 | 0 | 0
NY New Units MER Rate Limit v3.1, Unit 45757 and retrofits | 802 | 1912 | Rate Constraint in lbs/MMBtu | FALSE | L | Annual | Allowances Purchased MER | lbs | 0 | 0 | 0 | 0 | 0 | 0 | 0
NY New Units MER Rate Limit v3.1, Unit 45757 and retrofits | 802 | 1912 | Rate Constraint in lbs/MMBtu | FALSE | L | Annual | Allowances Sold MER | lbs | 0 | 0 | 0 | 0 | 0 | 0 | 0
NY New Units MER Rate Limit v3.1, Unit 45757 and retrofits | 802 | 1912 | Rate Constraint in lbs/MMBtu | FALSE | L | Annual | Allowances Banked | lbs | 0 | 0 | 0 | 0 | 0 | 0 | 0
NY New Units MER Rate Limit v3.1, Unit 45757 and retrofits | 802 | 1912 | Rate Constraint in lbs/MMBtu | FALSE | L | Annual | Allowances Withdrawn (1:1) | lbs | 0 | 0 | 0 | 0 | 0 | 0 | 0
NY New Units MER Rate Limit v3.1, Unit 45757 and retrofits | 802 | 1912 | Rate Constraint in lbs/MMBtu | FALSE | L | Annual | Allowances Withdrawn (n:1) | lbs | 0 | 0 | 0 | 0 | 0 | 0 | 0
NY New Units MER Rate Limit v3.1, Unit 45757 and retrofits | 802 | 1912 | Rate Constraint in lbs/MMBtu | FALSE | L | Annual | Net Emissions Allowance Position | lbs | 0 | 0 | 0 | 0 | 0 | 0 | 0
NY New Units MER Rate Limit v3.1, Unit 45757 and retrofits | 802 | 1912 | Rate Constraint in lbs/MMBtu | FALSE | L | Annual | Fuel Consumed | TBtu | 0 | 0 | 0 | 0 | 0 | 0 | 0
NY New Units MER Rate Limit v3.1, Unit 45757 and retrofits | 802 | 1912 | Rate Constraint in lbs/MMBtu | FALSE | L | Annual | Rate | lb/MMBtu | 0 | 0 | 0 | 0 | 0 | 0 | 0
NY New Units MER Rate Limit v3.1, Unit 45757 and retrofits | 802 | 1912 | Rate Constraint in lbs/MMBtu | FALSE | L | Annual | Generation | TWh | 0 | 0 | 0 | 0 | 0 | 0 | 0
NY New Units MER Rate Limit v3.1, Unit 45757 and retrofits | 802 | 1912 | Rate Constraint in lbs/MMBtu | FALSE | L | Annual | Qualifying Generation | TWh | 0 | 0 | 0 | 0 | 0 | 0 | 0
NY New Units MER Rate Limit v3.1, Unit 45757 and retrofits | 802 | 1912 | Rate Constraint in lbs/MMBtu | FALSE | L | Annual | Rate | lb/MWh | 0 | 0 | 0 | 0 | 0 | 0 | 0
NY New Units MER Rate Limit v3.1, Unit 45757 and retrofits | 802 | 1912 | Rate Constraint in lbs/MMBtu | FALSE | L | Annual | Constraint Shadow Price | US$/Lb | 975187.0268 | 16306304.6212 | 803701.4875 | 890843.4613 | 1923002.5311 | 2857806.5778 | 3817819.62
NY New Units MER Rate Limit v3.1, Unit 45758 and retrofits | 803 | 1912 | Rate Constraint in lbs/MMBtu | FALSE | L | Annual | Seasons Included | Seasons | Winter, Summer | Winter, Summer | Winter, Summer | Winter, Summer | Winter, Summer | Winter, Summer | Winter, Summer
NY New Units MER Rate Limit v3.1, Unit 45758 and retrofits | 803 | 1912 | Rate Constraint in lbs/MMBtu | FALSE | L | Annual | Standard | lb/MMBtu | 6e-07 | 6e-07 | 6e-07 | 6e-07 | 6e-07 | 6e-07 | 6e-07
NY New Units MER Rate Limit v3.1, Unit 45758 and retrofits | 803 | 1912 | Rate Constraint in lbs/MMBtu | FALSE | L | Annual | Emissions at Affected Plants MER | lbs | 0 | 0 | 0 | 0 | 0 | 0 | 0
NY New Units MER Rate Limit v3.1, Unit 45758 and retrofits | 803 | 1912 | Rate Constraint in lbs/MMBtu | FALSE | L | Annual | Allowances Purchased MER | lbs | 0 | 0 | 0 | 0 | 0 | 0 | 0
NY New Units MER Rate Limit v3.1, Unit 45758 and retrofits | 803 | 1912 | Rate Constraint in lbs/MMBtu | FALSE | L | Annual | Allowances Sold MER | lbs | 0 | 0 | 0 | 0 | 0 | 0 | 0
NY New Units MER Rate Limit v3.1, Unit 45758 and retrofits | 803 | 1912 | Rate Constraint in lbs/MMBtu | FALSE | L | Annual | Allowances Banked | lbs | 0 | 0 | 0 | 0 | 0 | 0 | 0
NY New Units MER Rate Limit v3.1, Unit 45758 and retrofits | 803 | 1912 | Rate Constraint in lbs/MMBtu | FALSE | L | Annual | Allowances Withdrawn (1:1) | lbs | 0 | 0 | 0 | 0 | 0 | 0 | 0
NY New Units MER Rate Limit v3.1, Unit 45758 and retrofits | 803 | 1912 | Rate Constraint in lbs/MMBtu | FALSE | L | Annual | Allowances Withdrawn (n:1) | lbs | 0 | 0 | 0 | 0 | 0 | 0 | 0
NY New Units MER Rate Limit v3.1, Unit 45758 and retrofits | 803 | 1912 | Rate Constraint in lbs/MMBtu | FALSE | L | Annual | Net Emissions Allowance Position | lbs | 0 | 0 | 0 | 0 | 0 | 0 | 0
NY New Units MER Rate Limit v3.1, Unit 45758 and retrofits | 803 | 1912 | Rate Constraint in lbs/MMBtu | FALSE | L | Annual | Fuel Consumed | TBtu | 0 | 0 | 0 | 0 | 0 | 0 | 0
NY New Units MER Rate Limit v3.1, Unit 45758 and retrofits | 803 | 1912 | Rate Constraint in lbs/MMBtu | FALSE | L | Annual | Rate | lb/MMBtu | 0 | 0 | 0 | 0 | 0 | 0 | 0
NY New Units MER Rate Limit v3.1, Unit 45758 and retrofits | 803 | 1912 | Rate Constraint in lbs/MMBtu | FALSE | L | Annual | Generation | TWh | 0 | 0 | 0 | 0 | 0 | 0 | 0
NY New Units MER Rate Limit v3.1, Unit 45758 and retrofits | 803 | 1912 | Rate Constraint in lbs/MMBtu | FALSE | L | Annual | Qualifying Generation | TWh | 0 | 0 | 0 | 0 | 0 | 0 | 0
NY New Units MER Rate Limit v3.1, Unit 45758 and retrofits | 803 | 1912 | Rate Constraint in lbs/MMBtu | FALSE | L | Annual | Rate | lb/MWh | 0 | 0 | 0 | 0 | 0 | 0 | 0
NY New Units MER Rate Limit v3.1, Unit 45758 and retrofits | 803 | 1912 | Rate Constraint in lbs/MMBtu | FALSE | L | Annual | Constraint Shadow Price | US$/Lb | 0 | 174476827.4973 | 15066210.7955 | 938134.4014 | 977271.1168 | 3098652.8109 | 7065341.3842
NY New Units MER Rate Limit v3.1, Unit 45759 and retrofits | 804 | 1912 | Rate Constraint in lbs/MMBtu | FALSE | L | Annual | Seasons Included | Seasons | Winter, Summer | Winter, Summer | Winter, Summer | Winter, Summer | Winter, Summer | Winter, Summer | Winter, Summer
NY New Units MER Rate Limit v3.1, Unit 45759 and retrofits | 804 | 1912 | Rate Constraint in lbs/MMBtu | FALSE | L | Annual | Standard | lb/MMBtu | 6e-07 | 6e-07 | 6e-07 | 6e-07 | 6e-07 | 6e-07 | 6e-07
NY New Units MER Rate Limit v3.1, Unit 45759 and retrofits | 804 | 1912 | Rate Constraint in lbs/MMBtu | FALSE | L | Annual | Emissions at Affected Plants MER | lbs | 0 | 0 | 0 | 0 | 0 | 0 | 0
NY New Units MER Rate Limit v3.1, Unit 45759 and retrofits | 804 | 1912 | Rate Constraint in lbs/MMBtu | FALSE | L | Annual | Allowances Purchased MER | lbs | 0 | 0 | 0 | 0 | 0 | 0 | 0
NY New Units MER Rate Limit v3.1, Unit 45759 and retrofits | 804 | 1912 | Rate Constraint in lbs/MMBtu | FALSE | L | Annual | Allowances Sold MER | lbs | 0 | 0 | 0 | 0 | 0 | 0 | 0
NY New Units MER Rate Limit v3.1, Unit 45759 and retrofits | 804 | 1912 | Rate Constraint in lbs/MMBtu | FALSE | L | Annual | Allowances Banked | lbs | 0 | 0 | 0 | 0 | 0 | 0 | 0
NY New Units MER Rate Limit v3.1, Unit 45759 and retrofits | 804 | 1912 | Rate Constraint in lbs/MMBtu | FALSE | L | Annual | Allowances Withdrawn (1:1) | lbs | 0 | 0 | 0 | 0 | 0 | 0 | 0
NY New Units MER Rate Limit v3.1, Unit 45759 and retrofits | 804 | 1912 | Rate Constraint in lbs/MMBtu | FALSE | L | Annual | Allowances Withdrawn (n:1) | lbs | 0 | 0 | 0 | 0 | 0 | 0 | 0
NY New Units MER Rate Limit v3.1, Unit 45759 and retrofits | 804 | 1912 | Rate Constraint in lbs/MMBtu | FALSE | L | Annual | Net Emissions Allowance Position | lbs | 0 | 0 | 0 | 0 | 0 | 0 | 0
NY New Units MER Rate Limit v3.1, Unit 45759 and retrofits | 804 | 1912 | Rate Constraint in lbs/MMBtu | FALSE | L | Annual | Fuel Consumed | TBtu | 0 | 0 | 0 | 0 | 0 | 0 | 0
NY New Units MER Rate Limit v3.1, Unit 45759 and retrofits | 804 | 1912 | Rate Constraint in lbs/MMBtu | FALSE | L | Annual | Rate | lb/MMBtu | 0 | 0 | 0 | 0 | 0 | 0 | 0
NY New Units MER Rate Limit v3.1, Unit 45759 and retrofits | 804 | 1912 | Rate Constraint in lbs/MMBtu | FALSE | L | Annual | Generation | TWh | 0 | 0 | 0 | 0 | 0 | 0 | 0
NY New Units MER Rate Limit v3.1, Unit 45759 and retrofits | 804 | 1912 | Rate Constraint in lbs/MMBtu | FALSE | L | Annual | Qualifying Generation | TWh | 0 | 0 | 0 | 0 | 0 | 0 | 0
NY New Units MER Rate Limit v3.1, Unit 45759 and retrofits | 804 | 1912 | Rate Constraint in lbs/MMBtu | FALSE | L | Annual | Rate | lb/MWh | 0 | 0 | 0 | 0 | 0 | 0 | 0
NY New Units MER Rate Limit v3.1, Unit 45759 and retrofits | 804 | 1912 | Rate Constraint in lbs/MMBtu | FALSE | L | Annual | Constraint Shadow Price | US$/Lb | 0 | 0 | 713064.0086 | 594317.5396 | 703369.2815 | 385046.5833 | 0
NY New Units MER Rate Limit v3.1, Unit 45801 and retrofits | 805 | 1912 | Rate Constraint in lbs/MMBtu | FALSE | L | Annual | Seasons Included | Seasons | Winter, Summer | Winter, Summer | Winter, Summer | Winter, Summer | Winter, Summer | Winter, Summer | Winter, Summer
NY New Units MER Rate Limit v3.1, Unit 45801 and retrofits | 805 | 1912 | Rate Constraint in lbs/MMBtu | FALSE | L | Annual | Standard | lb/MMBtu | 6e-07 | 6e-07 | 6e-07 | 6e-07 | 6e-07 | 6e-07 | 6e-07
NY New Units MER Rate Limit v3.1, Unit 45801 and retrofits | 805 | 1912 | Rate Constraint in lbs/MMBtu | FALSE | L | Annual | Emissions at Affected Plants MER | lbs | 0 | 0 | 0 | 0 | 0 | 0 | 0
NY New Units MER Rate Limit v3.1, Unit 45801 and retrofits | 805 | 1912 | Rate Constraint in lbs/MMBtu | FALSE | L | Annual | Allowances Purchased MER | lbs | 0 | 0 | 0 | 0 | 0 | 0 | 0
NY New Units MER Rate Limit v3.1, Unit 45801 and retrofits | 805 | 1912 | Rate Constraint in lbs/MMBtu | FALSE | L | Annual | Allowances Sold MER | lbs | 0 | 0 | 0 | 0 | 0 | 0 | 0
NY New Units MER Rate Limit v3.1, Unit 45801 and retrofits | 805 | 1912 | Rate Constraint in lbs/MMBtu | FALSE | L | Annual | Allowances Banked | lbs | 0 | 0 | 0 | 0 | 0 | 0 | 0
NY New Units MER Rate Limit v3.1, Unit 45801 and retrofits | 805 | 1912 | Rate Constraint in lbs/MMBtu | FALSE | L | Annual | Allowances Withdrawn (1:1) | lbs | 0 | 0 | 0 | 0 | 0 | 0 | 0
NY New Units MER Rate Limit v3.1, Unit 45801 and retrofits | 805 | 1912 | Rate Constraint in lbs/MMBtu | FALSE | L | Annual | Allowances Withdrawn (n:1) | lbs | 0 | 0 | 0 | 0 | 0 | 0 | 0
NY New Units MER Rate Limit v3.1, Unit 45801 and retrofits | 805 | 1912 | Rate Constraint in lbs/MMBtu | FALSE | L | Annual | Net Emissions Allowance Position | lbs | 0 | 0 | 0 | 0 | 0 | 0 | 0
NY New Units MER Rate Limit v3.1, Unit 45801 and retrofits | 805 | 1912 | Rate Constraint in lbs/MMBtu | FALSE | L | Annual | Fuel Consumed | TBtu | 0 | 0 | 0 | 0 | 0 | 0 | 0
NY New Units MER Rate Limit v3.1, Unit 45801 and retrofits | 805 | 1912 | Rate Constraint in lbs/MMBtu | FALSE | L | Annual | Rate | lb/MMBtu | 0 | 0 | 0 | 0 | 0 | 0 | 0
NY New Units MER Rate Limit v3.1, Unit 45801 and retrofits | 805 | 1912 | Rate Constraint in lbs/MMBtu | FALSE | L | Annual | Generation | TWh | 0 | 0 | 0 | 0 | 0 | 0 | 0
NY New Units MER Rate Limit v3.1, Unit 45801 and retrofits | 805 | 1912 | Rate Constraint in lbs/MMBtu | FALSE | L | Annual | Qualifying Generation | TWh | 0 | 0 | 0 | 0 | 0 | 0 | 0
NY New Units MER Rate Limit v3.1, Unit 45801 and retrofits | 805 | 1912 | Rate Constraint in lbs/MMBtu | FALSE | L | Annual | Rate | lb/MWh | 0 | 0 | 0 | 0 | 0 | 0 | 0
NY New Units MER Rate Limit v3.1, Unit 45801 and retrofits | 805 | 1912 | Rate Constraint in lbs/MMBtu | FALSE | L | Annual | Constraint Shadow Price | US$/Lb | 1779278.622 | 6620192.8278 | 1056352.4289 | 1102834.5784 | 1157121.0101 | 2350220.0134 | 935065.9396
NY New Units MER Rate Limit v3.1, Unit 45802 and retrofits | 806 | 1912 | Rate Constraint in lbs/MMBtu | FALSE | L | Annual | Seasons Included | Seasons | Winter, Summer | Winter, Summer | Winter, Summer | Winter, Summer | Winter, Summer | Winter, Summer | Winter, Summer
NY New Units MER Rate Limit v3.1, Unit 45802 and retrofits | 806 | 1912 | Rate Constraint in lbs/MMBtu | FALSE | L | Annual | Standard | lb/MMBtu | 6e-07 | 6e-07 | 6e-07 | 6e-07 | 6e-07 | 6e-07 | 6e-07
NY New Units MER Rate Limit v3.1, Unit 45802 and retrofits | 806 | 1912 | Rate Constraint in lbs/MMBtu | FALSE | L | Annual | Emissions at Affected Plants MER | lbs | 0 | 0 | 0 | 0 | 0 | 0 | 0
NY New Units MER Rate Limit v3.1, Unit 45802 and retrofits | 806 | 1912 | Rate Constraint in lbs/MMBtu | FALSE | L | Annual | Allowances Purchased MER | lbs | 0 | 0 | 0 | 0 | 0 | 0 | 0
NY New Units MER Rate Limit v3.1, Unit 45802 and retrofits | 806 | 1912 | Rate Constraint in lbs/MMBtu | FALSE | L | Annual | Allowances Sold MER | lbs | 0 | 0 | 0 | 0 | 0 | 0 | 0
NY New Units MER Rate Limit v3.1, Unit 45802 and retrofits | 806 | 1912 | Rate Constraint in lbs/MMBtu | FALSE | L | Annual | Allowances Banked | lbs | 0 | 0 | 0 | 0 | 0 | 0 | 0
NY New Units MER Rate Limit v3.1, Unit 45802 and retrofits | 806 | 1912 | Rate Constraint in lbs/MMBtu | FALSE | L | Annual | Allowances Withdrawn (1:1) | lbs | 0 | 0 | 0 | 0 | 0 | 0 | 0
NY New Units MER Rate Limit v3.1, Unit 45802 and retrofits | 806 | 1912 | Rate Constraint in lbs/MMBtu | FALSE | L | Annual | Allowances Withdrawn (n:1) | lbs | 0 | 0 | 0 | 0 | 0 | 0 | 0
NY New Units MER Rate Limit v3.1, Unit 45802 and retrofits | 806 | 1912 | Rate Constraint in lbs/MMBtu | FALSE | L | Annual | Net Emissions Allowance Position | lbs | 0 | 0 | 0 | 0 | 0 | 0 | 0
NY New Units MER Rate Limit v3.1, Unit 45802 and retrofits | 806 | 1912 | Rate Constraint in lbs/MMBtu | FALSE | L | Annual | Fuel Consumed | TBtu | 0 | 0 | 0 | 0 | 0 | 0 | 0
NY New Units MER Rate Limit v3.1, Unit 45802 and retrofits | 806 | 1912 | Rate Constraint in lbs/MMBtu | FALSE | L | Annual | Rate | lb/MMBtu | 0 | 0 | 0 | 0 | 0 | 0 | 0
NY New Units MER Rate Limit v3.1, Unit 45802 and retrofits | 806 | 1912 | Rate Constraint in lbs/MMBtu | FALSE | L | Annual | Generation | TWh | 0 | 0 | 0 | 0 | 0 | 0 | 0
NY New Units MER Rate Limit v3.1, Unit 45802 and retrofits | 806 | 1912 | Rate Constraint in lbs/MMBtu | FALSE | L | Annual | Qualifying Generation | TWh | 0 | 0 | 0 | 0 | 0 | 0 | 0
NY New Units MER Rate Limit v3.1, Unit 45802 and retrofits | 806 | 1912 | Rate Constraint in lbs/MMBtu | FALSE | L | Annual | Rate | lb/MWh | 0 | 0 | 0 | 0 | 0 | 0 | 0
NY New Units MER Rate Limit v3.1, Unit 45802 and retrofits | 806 | 1912 | Rate Constraint in lbs/MMBtu | FALSE | L | Annual | Constraint Shadow Price | US$/Lb | 0 | 193637689.4589 | 35462440.3909 | 34613257.7862 | 31483505.0076 | 19573881.7471 | 40937642.7778
NY New Units MER Rate Limit v3.1, Unit 45803 and retrofits | 807 | 1912 | Rate Constraint in lbs/MMBtu | FALSE | L | Annual | Seasons Included | Seasons | Winter, Summer | Winter, Summer | Winter, Summer | Winter, Summer | Winter, Summer | Winter, Summer | Winter, Summer
NY New Units MER Rate Limit v3.1, Unit 45803 and retrofits | 807 | 1912 | Rate Constraint in lbs/MMBtu | FALSE | L | Annual | Standard | lb/MMBtu | 6e-07 | 6e-07 | 6e-07 | 6e-07 | 6e-07 | 6e-07 | 6e-07
NY New Units MER Rate Limit v3.1, Unit 45803 and retrofits | 807 | 1912 | Rate Constraint in lbs/MMBtu | FALSE | L | Annual | Emissions at Affected Plants MER | lbs | 0 | 0 | 0 | 0 | 0 | 0 | 0
NY New Units MER Rate Limit v3.1, Unit 45803 and retrofits | 807 | 1912 | Rate Constraint in lbs/MMBtu | FALSE | L | Annual | Allowances Purchased MER | lbs | 0 | 0 | 0 | 0 | 0 | 0 | 0
NY New Units MER Rate Limit v3.1, Unit 45803 and retrofits | 807 | 1912 | Rate Constraint in lbs/MMBtu | FALSE | L | Annual | Allowances Sold MER | lbs | 0 | 0 | 0 | 0 | 0 | 0 | 0
NY New Units MER Rate Limit v3.1, Unit 45803 and retrofits | 807 | 1912 | Rate Constraint in lbs/MMBtu | FALSE | L | Annual | Allowances Banked | lbs | 0 | 0 | 0 | 0 | 0 | 0 | 0
NY New Units MER Rate Limit v3.1, Unit 45803 and retrofits | 807 | 1912 | Rate Constraint in lbs/MMBtu | FALSE | L | Annual | Allowances Withdrawn (1:1) | lbs | 0 | 0 | 0 | 0 | 0 | 0 | 0
NY New Units MER Rate Limit v3.1, Unit 45803 and retrofits | 807 | 1912 | Rate Constraint in lbs/MMBtu | FALSE | L | Annual | Allowances Withdrawn (n:1) | lbs | 0 | 0 | 0 | 0 | 0 | 0 | 0
NY New Units MER Rate Limit v3.1, Unit 45803 and retrofits | 807 | 1912 | Rate Constraint in lbs/MMBtu | FALSE | L | Annual | Net Emissions Allowance Position | lbs | 0 | 0 | 0 | 0 | 0 | 0 | 0
NY New Units MER Rate Limit v3.1, Unit 45803 and retrofits | 807 | 1912 | Rate Constraint in lbs/MMBtu | FALSE | L | Annual | Fuel Consumed | TBtu | 0 | 0 | 0 | 0 | 0 | 0 | 0
NY New Units MER Rate Limit v3.1, Unit 45803 and retrofits | 807 | 1912 | Rate Constraint in lbs/MMBtu | FALSE | L | Annual | Rate | lb/MMBtu | 0 | 0 | 0 | 0 | 0 | 0 | 0
NY New Units MER Rate Limit v3.1, Unit 45803 and retrofits | 807 | 1912 | Rate Constraint in lbs/MMBtu | FALSE | L | Annual | Generation | TWh | 0 | 0 | 0 | 0 | 0 | 0 | 0
NY New Units MER Rate Limit v3.1, Unit 45803 and retrofits | 807 | 1912 | Rate Constraint in lbs/MMBtu | FALSE | L | Annual | Qualifying Generation | TWh | 0 | 0 | 0 | 0 | 0 | 0 | 0
NY New Units MER Rate Limit v3.1, Unit 45803 and retrofits | 807 | 1912 | Rate Constraint in lbs/MMBtu | FALSE | L | Annual | Rate | lb/MWh | 0 | 0 | 0 | 0 | 0 | 0 | 0
NY New Units MER Rate Limit v3.1, Unit 45803 and retrofits | 807 | 1912 | Rate Constraint in lbs/MMBtu | FALSE | L | Annual | Constraint Shadow Price | US$/Lb | 0 | 0 | 14994375.5808 | 15609138.4602 | 16321190.7422 | 7865813.1068 | 19598707.8351
OR Utility Hg Rule - MER Removal Annual v3.1 | 808 | 1512 | MACT Fuel Choice Floor in lbs/MMBtu | FALSE | L | Annual | Seasons Included | Seasons | Winter, Summer | Winter, Summer | Winter, Summer | Winter, Summer | Winter, Summer | Winter, Summer | Winter, Summer
OR Utility Hg Rule - MER Removal Annual v3.1 | 808 | 1512 | MACT Fuel Choice Floor in lbs/MMBtu | FALSE | L | Annual | Emission Floor | lbs/MMBtu | 6e-07 | 6e-07 | 6e-07 | 6e-07 | 6e-07 | 6e-07 | 6e-07
OR Utility Hg Rule - MER Removal Annual v3.1 | 808 | 1512 | MACT Fuel Choice Floor in lbs/MMBtu | FALSE | L | Annual | Emissions at Affected Plants MER | lbs | 0 | 0 | 0 | 0 | 0 | 0 | 0
OR Utility Hg Rule - MER Removal Annual v3.1 | 808 | 1512 | MACT Fuel Choice Floor in lbs/MMBtu | FALSE | L | Annual | Allowances Purchased MER | lbs | 0 | 0 | 0 | 0 | 0 | 0 | 0
OR Utility Hg Rule - MER Removal Annual v3.1 | 808 | 1512 | MACT Fuel Choice Floor in lbs/MMBtu | FALSE | L | Annual | Allowances Sold MER | lbs | 0 | 0 | 0 | 0 | 0 | 0 | 0
OR Utility Hg Rule - MER Removal Annual v3.1 | 808 | 1512 | MACT Fuel Choice Floor in lbs/MMBtu | FALSE | L | Annual | Allowances Banked | lbs | 0 | 0 | 0 | 0 | 0 | 0 | 0
OR Utility Hg Rule - MER Removal Annual v3.1 | 808 | 1512 | MACT Fuel Choice Floor in lbs/MMBtu | FALSE | L | Annual | Allowances Withdrawn (1:1) | lbs | 0 | 0 | 0 | 0 | 0 | 0 | 0
OR Utility Hg Rule - MER Removal Annual v3.1 | 808 | 1512 | MACT Fuel Choice Floor in lbs/MMBtu | FALSE | L | Annual | Allowances Withdrawn (n:1) | lbs | 0 | 0 | 0 | 0 | 0 | 0 | 0
OR Utility Hg Rule - MER Removal Annual v3.1 | 808 | 1512 | MACT Fuel Choice Floor in lbs/MMBtu | FALSE | L | Annual | Net Emissions Allowance Position | lbs | 0 | 0 | 0 | 0 | 0 | 0 | 0
OR Utility Hg Rule - MER Removal Annual v3.1 | 808 | 1512 | MACT Fuel Choice Floor in lbs/MMBtu | FALSE | L | Annual | Fuel Consumed | TBtu | 0 | 0 | 0 | 0 | 0 | 0 | 0
OR Utility Hg Rule - MER Removal Annual v3.1 | 808 | 1512 | MACT Fuel Choice Floor in lbs/MMBtu | FALSE | L | Annual | Rate | lb/MMBtu | 0 | 0 | 0 | 0 | 0 | 0 | 0
OR Utility Hg Rule - MER Removal Annual v3.1 | 808 | 1512 | MACT Fuel Choice Floor in lbs/MMBtu | FALSE | L | Annual | Generation | TWh | 0 | 0 | 0 | 0 | 0 | 0 | 0
OR Utility Hg Rule - MER Removal Annual v3.1 | 808 | 1512 | MACT Fuel Choice Floor in lbs/MMBtu | FALSE | L | Annual | Qualifying Generation | TWh | 0 | 0 | 0 | 0 | 0 | 0 | 0
OR Utility Hg Rule - MER Removal Annual v3.1 | 808 | 1512 | MACT Fuel Choice Floor in lbs/MMBtu | FALSE | L | Annual | Constraint Shadow Price | US$/Lb | 0 | 0 | 0 | 0 | 0 | 0 | 0
OR Utility Hg Rule - MER Removal New Units v3.1 | 809 | 1514 | Rate Constraint in lbs/MMBtu | FALSE | L | Annual | Seasons Included | Seasons | Winter, Summer | Winter, Summer | Winter, Summer | Winter, Summer | Winter, Summer | Winter, Summer | Winter, Summer
OR Utility Hg Rule - MER Removal New Units v3.1 | 809 | 1514 | Rate Constraint in lbs/MMBtu | FALSE | L | Annual | Standard | lb/MMBtu | 6e-07 | 6e-07 | 6e-07 | 6e-07 | 6e-07 | 6e-07 | 6e-07
OR Utility Hg Rule - MER Removal New Units v3.1 | 809 | 1514 | Rate Constraint in lbs/MMBtu | FALSE | L | Annual | Emissions at Affected Plants MER | lbs | 0 | 0 | 0 | 0 | 0 | 0 | 0
OR Utility Hg Rule - MER Removal New Units v3.1 | 809 | 1514 | Rate Constraint in lbs/MMBtu | FALSE | L | Annual | Allowances Purchased MER | lbs | 0 | 0 | 0 | 0 | 0 | 0 | 0
OR Utility Hg Rule - MER Removal New Units v3.1 | 809 | 1514 | Rate Constraint in lbs/MMBtu | FALSE | L | Annual | Allowances Sold MER | lbs | 0 | 0 | 0 | 0 | 0 | 0 | 0
OR Utility Hg Rule - MER Removal New Units v3.1 | 809 | 1514 | Rate Constraint in lbs/MMBtu | FALSE | L | Annual | Allowances Banked | lbs | 0 | 0 | 0 | 0 | 0 | 0 | 0
OR Utility Hg Rule - MER Removal New Units v3.1 | 809 | 1514 | Rate Constraint in lbs/MMBtu | FALSE | L | Annual | Allowances Withdrawn (1:1) | lbs | 0 | 0 | 0 | 0 | 0 | 0 | 0
OR Utility Hg Rule - MER Removal New Units v3.1 | 809 | 1514 | Rate Constraint in lbs/MMBtu | FALSE | L | Annual | Allowances Withdrawn (n:1) | lbs | 0 | 0 | 0 | 0 | 0 | 0 | 0
OR Utility Hg Rule - MER Removal New Units v3.1 | 809 | 1514 | Rate Constraint in lbs/MMBtu | FALSE | L | Annual | Net Emissions Allowance Position | lbs | 0 | 0 | 0 | 0 | 0 | 0 | 0
OR Utility Hg Rule - MER Removal New Units v3.1 | 809 | 1514 | Rate Constraint in lbs/MMBtu | FALSE | L | Annual | Fuel Consumed | TBtu | 0 | 0 | 0 | 0 | 0 | 0 | 0
OR Utility Hg Rule - MER Removal New Units v3.1 | 809 | 1514 | Rate Constraint in lbs/MMBtu | FALSE | L | Annual | Rate | lb/MMBtu | 0 | 0 | 0 | 0 | 0 | 0 | 0
OR Utility Hg Rule - MER Removal New Units v3.1 | 809 | 1514 | Rate Constraint in lbs/MMBtu | FALSE | L | Annual | Generation | TWh | 0 | 0 | 0 | 0 | 0 | 0 | 0
OR Utility Hg Rule - MER Removal New Units v3.1 | 809 | 1514 | Rate Constraint in lbs/MMBtu | FALSE | L | Annual | Qualifying Generation | TWh | 0 | 0 | 0 | 0 | 0 | 0 | 0
OR Utility Hg Rule - MER Removal New Units v3.1 | 809 | 1514 | Rate Constraint in lbs/MMBtu | FALSE | L | Annual | Rate | lb/MWh | 0 | 0 | 0 | 0 | 0 | 0 | 0
OR Utility Hg Rule - MER Removal New Units v3.1 | 809 | 1514 | Rate Constraint in lbs/MMBtu | FALSE | L | Annual | Constraint Shadow Price | US$/Lb | 0 | 0 | 0 | 0 | 0 | 0 | 0
RGGI CO2 Annual Constraint v5.13 | 810 | 5896 | Rate Constraint in MTons | FALSE | L | Annual | Seasons Included | Seasons | Winter, Summer | Winter, Summer | Winter, Summer | Winter, Summer | Winter, Summer | Winter, Summer | Winter, Summer
RGGI CO2 Annual Constraint v5.13 | 810 | 5896 | Rate Constraint in MTons | FALSE | L | Annual | Standard | MTons | 0 | 0 | 0 | 0 | 0 | 0 | 0
RGGI CO2 Annual Constraint v5.13 | 810 | 5896 | Rate Constraint in MTons | FALSE | L | Annual | Standard CO2 | MTons | 0 | 0 | 0 | 0 | 0 | 0 | 0
RGGI CO2 Annual Constraint v5.13 | 810 | 5896 | Rate Constraint in MTons | FALSE | L | Annual | Emissions at Affected Plants CO2 | MTons | 79250.2916 | 78388.1611 | 75291.3658 | 72966.9547 | 75446.933 | 92488.6206 | 102487.6594
RGGI CO2 Annual Constraint v5.13 | 810 | 5896 | Rate Constraint in MTons | FALSE | L | Annual | Allowances Purchased CO2 | MTons | -79179.3813 | -78315.7544 | -75236.8848 | -72909.4757 | -75394.4406 | -92434.0373 | -102419.1501
RGGI CO2 Annual Constraint v5.13 | 810 | 5896 | Rate Constraint in MTons | FALSE | L | Annual | Allowances Sold CO2 | MTons | 0 | 0 | 0 | 0 | 0 | 0 | 0
RGGI CO2 Annual Constraint v5.13 | 810 | 5896 | Rate Constraint in MTons | FALSE | L | Annual | Allowances Banked | MTons | 0 | 0 | 0 | 0 | 0 | 0 | 0
RGGI CO2 Annual Constraint v5.13 | 810 | 5896 | Rate Constraint in MTons | FALSE | L | Annual | Allowances Withdrawn (1:1) | MTons | 0 | 0 | 0 | 0 | 0 | 0 | 0
RGGI CO2 Annual Constraint v5.13 | 810 | 5896 | Rate Constraint in MTons | FALSE | L | Annual | Allowances Withdrawn (n:1) | MTons | 0 | 0 | 0 | 0 | 0 | 0 | 0
RGGI CO2 Annual Constraint v5.13 | 810 | 5896 | Rate Constraint in MTons | FALSE | L | Annual | Net Emissions Allowance Position | MTons | 70.9103 | 72.4067 | 54.481 | 57.4791 | 52.4924 | 54.5833 | 68.5093
RGGI CO2 Annual Constraint v5.13 | 810 | 5896 | Rate Constraint in MTons | FALSE | L | Annual | Fuel Consumed | TBtu | 1153.7397 | 1135.4342 | 1130.3562 | 1082.2316 | 1139.4003 | 1429.7233 | 1565.6778
RGGI CO2 Annual Constraint v5.13 | 810 | 5896 | Rate Constraint in MTons | FALSE | L | Annual | Rate | lb/MMBtu | 137.3798 | 138.0761 | 133.2171 | 134.8454 | 132.4327 | 129.3797 | 130.9179
RGGI CO2 Annual Constraint v5.13 | 810 | 5896 | Rate Constraint in MTons | FALSE | L | Annual | Generation | TWh | 145.0111 | 142.9576 | 144.3942 | 139.6667 | 151.824 | 199.9187 | 221.4287
RGGI CO2 Annual Constraint v5.13 | 810 | 5896 | Rate Constraint in MTons | FALSE | L | Annual | Qualifying Generation | TWh | 145.0111 | 142.9576 | 144.3942 | 139.6667 | 151.824 | 199.9187 | 221.4287
RGGI CO2 Annual Constraint v5.13 | 810 | 5896 | Rate Constraint in MTons | FALSE | L | Annual | Rate | lb/MWh | 546.5117 | 548.3314 | 521.4293 | 522.4364 | 496.9367 | 462.6312 | 462.8471
RGGI CO2 Annual Constraint v5.13 | 810 | 5896 | Rate Constraint in MTons | FALSE | L | Annual | Constraint Shadow Price | US$/Ton | 4.0425 | 4.3369 | 4.8655 | 5.9956 | 7.7392 | 11.6571 | 19.1222
RPS v5.12- AZNM (19) | 811 | 5782 | Generation Constraint in GWh | FALSE | G | Annual | Seasons Included | Seasons | Winter, Summer | Winter, Summer | Winter, Summer | Winter, Summer | Winter, Summer | Winter, Summer | Winter, Summer
RPS v5.12- AZNM (19) | 811 | 5782 | Generation Constraint in GWh | FALSE | G | Annual | Standard | GWh | 9350.4999 | 10435.7841 | 12583.199 | 15929.5541 | 17041.5479 | 19400.8106 | 22072.1438
RPS v5.12- AZNM (19) | 811 | 5782 | Generation Constraint in GWh | FALSE | G | Annual | Emissions at Affected Plants | GWh | 10253.4097 | 11641.2715 | 12963.5941 | 15929.5541 | 17041.5479 | 19400.8106 | 22072.1439
RPS v5.12- AZNM (19) | 811 | 5782 | Generation Constraint in GWh | FALSE | G | Annual | Allowances Purchased | GWh | 0 | 0 | 0 | 0 | 0 | 0 | 0
RPS v5.12- AZNM (19) | 811 | 5782 | Generation Constraint in GWh | FALSE | G | Annual | Allowances Sold | GWh | 0 | 0 | 0 | 0 | 0 | 0 | 0
RPS v5.12- AZNM (19) | 811 | 5782 | Generation Constraint in GWh | FALSE | G | Annual | Allowances Banked | GWh | 0 | 0 | 0 | 0 | 0 | 0 | 0
RPS v5.12- AZNM (19) | 811 | 5782 | Generation Constraint in GWh | FALSE | G | Annual | Allowances Withdrawn (1:1) | GWh | 0 | 0 | 0 | 0 | 0 | 0 | 0
RPS v5.12- AZNM (19) | 811 | 5782 | Generation Constraint in GWh | FALSE | G | Annual | Allowances Withdrawn (n:1) | GWh | 0 | 0 | 0 | 0 | 0 | 0 | 0
RPS v5.12- AZNM (19) | 811 | 5782 | Generation Constraint in GWh | FALSE | G | Annual | Net Emissions Allowance Position | GWh | 10253.4097 | 11641.2715 | 12963.5941 | 15929.5541 | 17041.5479 | 19400.8106 | 22072.1439
RPS v5.12- AZNM (19) | 811 | 5782 | Generation Constraint in GWh | FALSE | G | Annual | Fuel Consumed | TBtu | 50.2955 | 91.7857 | 131.5811 | 220.482 | 244.2077 | 277.4263 | 311.5861
RPS v5.12- AZNM (19) | 811 | 5782 | Generation Constraint in GWh | FALSE | G | Annual | Heat Rate | MMBtu/MWh | 4.9052 | 7.8845 | 10.15 | 13.8411 | 14.3301 | 14.2997 | 14.1167
RPS v5.12- AZNM (19) | 811 | 5782 | Generation Constraint in GWh | FALSE | G | Annual | Generation | TWh | 10.2534 | 11.6413 | 12.9636 | 15.9296 | 17.0415 | 19.4008 | 22.0721
RPS v5.12- AZNM (19) | 811 | 5782 | Generation Constraint in GWh | FALSE | G | Annual | Qualifying Generation | TWh | 10.2534 | 11.6413 | 12.9636 | 15.9296 | 17.0415 | 19.4008 | 22.0721
RPS v5.12- AZNM (19) | 811 | 5782 | Generation Constraint in GWh | FALSE | G | Annual | Rate | lb/MWh | 0 | 0 | 0 | 0 | 0 | 0 | 0
RPS v5.12- AZNM (19) | 811 | 5782 | Generation Constraint in GWh | FALSE | G | Annual | Constraint Shadow Price | US$/MWh | 0 | 0 | 0 | 5.1329 | 13.2923 | 16.778 | 8.7839
RPS v5.12- CAMX (20) | 812 | 5783 | Generation Constraint in GWh | FALSE | G | Annual | Seasons Included | Seasons | Winter, Summer | Winter, Summer | Winter, Summer | Winter, Summer | Winter, Summer | Winter, Summer | Winter, Summer
RPS v5.12- CAMX (20) | 812 | 5783 | Generation Constraint in GWh | FALSE | G | Annual | Standard | GWh | 34986.339 | 38453.422 | 42891.953 | 49076.29 | 59214.92 | 91891.323 | 91891.323
RPS v5.12- CAMX (20) | 812 | 5783 | Generation Constraint in GWh | FALSE | G | Annual | Emissions at Affected Plants | GWh | 34986.339 | 39822.3737 | 42891.953 | 49076.29 | 59214.92 | 62916.8342 | 91891.323
RPS v5.12- CAMX (20) | 812 | 5783 | Generation Constraint in GWh | FALSE | G | Annual | Allowances Purchased | GWh | 0 | 0 | 0 | 0 | 0 | 28974.4888 | 0
RPS v5.12- CAMX (20) | 812 | 5783 | Generation Constraint in GWh | FALSE | G | Annual | Allowances Sold | GWh | 0 | 0 | 0 | 0 | 0 | 0 | 0
RPS v5.12- CAMX (20) | 812 | 5783 | Generation Constraint in GWh | FALSE | G | Annual | Allowances Banked | GWh | 0 | 0 | 0 | 0 | 0 | 0 | 0
RPS v5.12- CAMX (20) | 812 | 5783 | Generation Constraint in GWh | FALSE | G | Annual | Allowances Withdrawn (1:1) | GWh | 0 | 0 | 0 | 0 | 0 | 0 | 0
RPS v5.12- CAMX (20) | 812 | 5783 | Generation Constraint in GWh | FALSE | G | Annual | Allowances Withdrawn (n:1) | GWh | 0 | 0 | 0 | 0 | 0 | 0 | 0
RPS v5.12- CAMX (20) | 812 | 5783 | Generation Constraint in GWh | FALSE | G | Annual | Net Emissions Allowance Position | GWh | 34986.339 | 39822.3737 | 42891.953 | 49076.29 | 59214.92 | 91891.323 | 91891.323
RPS v5.12- CAMX (20) | 812 | 5783 | Generation Constraint in GWh | FALSE | G | Annual | Fuel Consumed | TBtu | 195.5968 | 361.8751 | 436.8477 | 513.141 | 625.198 | 661.4879 | 945.183
RPS v5.12- CAMX (20) | 812 | 5783 | Generation Constraint in GWh | FALSE | G | Annual | Heat Rate | MMBtu/MWh | 5.5907 | 9.0872 | 10.1848 | 10.456 | 10.5581 | 10.5137 | 10.2859
RPS v5.12- CAMX (20) | 812 | 5783 | Generation Constraint in GWh | FALSE | G | Annual | Generation | TWh | 34.9863 | 39.8224 | 42.892 | 49.0763 | 59.2149 | 62.9168 | 91.8913
RPS v5.12- CAMX (20) | 812 | 5783 | Generation Constraint in GWh | FALSE | G | Annual | Qualifying Generation | TWh | 34.9863 | 39.8224 | 42.892 | 49.0763 | 59.2149 | 62.9168 | 91.8913
RPS v5.12- CAMX (20) | 812 | 5783 | Generation Constraint in GWh | FALSE | G | Annual | Rate | lb/MWh | 0 | 0 | 0 | 0 | 0 | 0 | 0
RPS v5.12- CAMX (20) | 812 | 5783 | Generation Constraint in GWh | FALSE | G | Annual | Constraint Shadow Price | US$/MWh | 24.3759 | 0 | 7.7611 | 19.1481 | 38.8909 | 50.0002 | 46.4136
RPS v5.12- ERCOT (1) | 813 | 5768 | Generation Constraint in GWh | FALSE | G | Annual | Seasons Included | Seasons | Winter, Summer | Winter, Summer | Winter, Summer | Winter, Summer | Winter, Summer | Winter, Summer | Winter, Summer
RPS v5.12- ERCOT (1) | 813 | 5768 | Generation Constraint in GWh | FALSE | G | Annual | Standard | GWh | 14243.5537 | 14526.4545 | 14839.4321 | 15464.8874 | 16067.2047 | 17589.6432 | 19256.4595
RPS v5.12- ERCOT (1) | 813 | 5768 | Generation Constraint in GWh | FALSE | G | Annual | Emissions at Affected Plants | GWh | 29822.035 | 29840.6696 | 29829.7404 | 29809.2173 | 29820.9552 | 29860.5841 | 31430.2929
RPS v5.12- ERCOT (1) | 813 | 5768 | Generation Constraint in GWh | FALSE | G | Annual | Allowances Purchased | GWh | 0 | 0 | 0 | 0 | 0 | 0 | 0
RPS v5.12- ERCOT (1) | 813 | 5768 | Generation Constraint in GWh | FALSE | G | Annual | Allowances Sold | GWh | 0 | 0 | 0 | 0 | 0 | 0 | 0
RPS v5.12- ERCOT (1) | 813 | 5768 | Generation Constraint in GWh | FALSE | G | Annual | Allowances Banked | GWh | 0 | 0 | 0 | 0 | 0 | 0 | 0
RPS v5.12- ERCOT (1) | 813 | 5768 | Generation Constraint in GWh | FALSE | G | Annual | Allowances Withdrawn (1:1) | GWh | 0 | 0 | 0 | 0 | 0 | 0 | 0
RPS v5.12- ERCOT (1) | 813 | 5768 | Generation Constraint in GWh | FALSE | G | Annual | Allowances Withdrawn (n:1) | GWh | 0 | 0 | 0 | 0 | 0 | 0 | 0
RPS v5.12- ERCOT (1) | 813 | 5768 | Generation Constraint in GWh | FALSE | G | Annual | Net Emissions Allowance Position | GWh | 29822.035 | 29840.6696 | 29829.7404 | 29809.2173 | 29820.9552 | 29860.5841 | 31430.2929
RPS v5.12- ERCOT (1) | 813 | 5768 | Generation Constraint in GWh | FALSE | G | Annual | Fuel Consumed | TBtu | 25.4002 | 25.6541 | 25.8424 | 25.4947 | 25.821 | 26.365 | 42.424
RPS v5.12- ERCOT (1) | 813 | 5768 | Generation Constraint in GWh | FALSE | G | Annual | Heat Rate | MMBtu/MWh | 0.85173 | 0.8597 | 0.86633 | 0.85526 | 0.86587 | 0.88294 | 1.3498
RPS v5.12- ERCOT (1) | 813 | 5768 | Generation Constraint in GWh | FALSE | G | Annual | Generation | TWh | 29.822 | 29.8407 | 29.8297 | 29.8092 | 29.821 | 29.8606 | 31.4303
RPS v5.12- ERCOT (1) | 813 | 5768 | Generation Constraint in GWh | FALSE | G | Annual | Qualifying Generation | TWh | 29.822 | 29.8407 | 29.8297 | 29.8092 | 29.821 | 29.8606 | 31.4303
RPS v5.12- ERCOT (1) | 813 | 5768 | Generation Constraint in GWh | FALSE | G | Annual | Rate | lb/MWh | 0 | 0 | 0 | 0 | 0 | 0 | 0
RPS v5.12- ERCOT (1) | 813 | 5768 | Generation Constraint in GWh | FALSE | G | Annual | Constraint Shadow Price | US$/MWh | 0 | 0 | 0 | 0 | 0 | 0 | 0
RPS v5.12- MROE (3) | 814 | 5769 | Generation Constraint in GWh | FALSE | G | Annual | Seasons Included | Seasons | Winter, Summer | Winter, Summer | Winter, Summer | Winter, Summer | Winter, Summer | Winter, Summer | Winter, Summer
RPS v5.12- MROE (3) | 814 | 5769 | Generation Constraint in GWh | FALSE | G | Annual | Standard | GWh | 2293.7774 | 2320.682 | 2339.4503 | 2369.6959 | 2409.67 | 2491.7798 | 2576.6882
RPS v5.12- MROE (3) | 814 | 5769 | Generation Constraint in GWh | FALSE | G | Annual | Emissions at Affected Plants | GWh | 1758.5955 | 2190.6557 | 2273.5236 | 2268.1102 | 2409.67 | 2491.7798 | 2576.6882
RPS v5.12- MROE (3) | 814 | 5769 | Generation Constraint in GWh | FALSE | G | Annual | Allowances Purchased | GWh | 535.1819 | 130.0263 | 65.9267 | 101.5858 | 0 | 0 | 0
RPS v5.12- MROE (3) | 814 | 5769 | Generation Constraint in GWh | FALSE | G | Annual | Allowances Sold | GWh | 0 | 0 | 0 | 0 | 0 | 0 | 0
RPS v5.12- MROE (3) | 814 | 5769 | Generation Constraint in GWh | FALSE | G | Annual | Allowances Banked | GWh | 0 | 0 | 0 | 0 | 0 | 0 | 0
RPS v5.12- MROE (3) | 814 | 5769 | Generation Constraint in GWh | FALSE | G | Annual | Allowances Withdrawn (1:1) | GWh | 0 | 0 | 0 | 0 | 0 | 0 | 0
RPS v5.12- MROE (3) | 814 | 5769 | Generation Constraint in GWh | FALSE | G | Annual | Allowances Withdrawn (n:1) | GWh | 0 | 0 | 0 | 0 | 0 | 0 | 0
RPS v5.12- MROE (3) | 814 | 5769 | Generation Constraint in GWh | FALSE | G | Annual | Net Emissions Allowance Position | GWh | 2293.7774 | 2320.682 | 2339.4503 | 2369.6959 | 2409.67 | 2491.7798 | 2576.6882
RPS v5.12- MROE (3) | 814 | 5769 | Generation Constraint in GWh | FALSE | G | Annual | Fuel Consumed | TBtu | 13.0474 | 17.0731 | 18.0933 | 17.9243 | 19.6416 | 20.4803 | 21.2317
RPS v5.12- MROE (3) | 814 | 5769 | Generation Constraint in GWh | FALSE | G | Annual | Heat Rate | MMBtu/MWh | 7.4192 | 7.7936 | 7.9583 | 7.9027 | 8.1512 | 8.2191 | 8.2399
RPS v5.12- MROE (3) | 814 | 5769 | Generation Constraint in GWh | FALSE | G | Annual | Generation | TWh | 1.7586 | 2.1907 | 2.2735 | 2.2681 | 2.4097 | 2.4918 | 2.5767
RPS v5.12- MROE (3) | 814 | 5769 | Generation Constraint in GWh | FALSE | G | Annual | Qualifying Generation | TWh | 1.7586 | 2.1907 | 2.2735 | 2.2681 | 2.4097 | 2.4918 | 2.5767
RPS v5.12- MROE (3) | 814 | 5769 | Generation Constraint in GWh | FALSE | G | Annual | Rate | lb/MWh | 0 | 0 | 0 | 0 | 0 | 0 | 0
RPS v5.12- MROE (3) | 814 | 5769 | Generation Constraint in GWh | FALSE | G | Annual | Constraint Shadow Price | US$/MWh | 50.0007 | 50.0013 | 50.0004 | 50.0002 | 45.7902 | 45.345 | 34.2573
RPS v5.12- MROW (4) | 815 | 5770 | Generation Constraint in GWh | FALSE | G | Annual | Seasons Included | Seasons | Winter, Summer | Winter, Summer | Winter, Summer | Winter, Summer | Winter, Summer | Winter, Summer | Winter, Summer
RPS v5.12- MROW (4) | 815 | 5770 | Generation Constraint in GWh | FALSE | G | Annual | Standard | GWh | 16823.4491 | 18454.8677 | 20079.3737 | 22669.4711 | 23289.3668 | 24688.4584 | 26171.3987
RPS v5.12- MROW (4) | 815 | 5770 | Generation Constraint in GWh | FALSE | G | Annual | Emissions at Affected Plants | GWh | 33176.9668 | 33378.5828 | 34307.9619 | 34415.3835 | 34511.5752 | 34612.4568 | 42639.6083
RPS v5.12- MROW (4) | 815 | 5770 | Generation Constraint in GWh | FALSE | G | Annual | Allowances Purchased | GWh | 0 | 0 | 0 | 0 | 0 | 0 | 0
RPS v5.12- MROW (4) | 815 | 5770 | Generation Constraint in GWh | FALSE | G | Annual | Allowances Sold | GWh | 0 | 0 | 0 | 0 | 0 | 0 | 0
RPS v5.12- MROW (4) | 815 | 5770 | Generation Constraint in GWh | FALSE | G | Annual | Allowances Banked | GWh | 0 | 0 | 0 | 0 | 0 | 0 | 0
RPS v5.12- MROW (4) | 815 | 5770 | Generation Constraint in GWh | FALSE | G | Annual | Allowances Withdrawn (1:1) | GWh | 0 | 0 | 0 | 0 | 0 | 0 | 0
RPS v5.12- MROW (4) | 815 | 5770 | Generation Constraint in GWh | FALSE | G | Annual | Allowances Withdrawn (n:1) | GWh | 0 | 0 | 0 | 0 | 0 | 0 | 0
RPS v5.12- MROW (4) | 815 | 5770 | Generation Constraint in GWh | FALSE | G | Annual | Net Emissions Allowance Position | GWh | 33176.9668 | 33378.5828 | 34307.9619 | 34415.3835 | 34511.5752 | 34612.4568 | 42639.6083
RPS v5.12- MROW (4) | 815 | 5770 | Generation Constraint in GWh | FALSE | G | Annual | Fuel Consumed | TBtu | 16.8927 | 18.9875 | 27.7953 | 29.3988 | 30.9175 | 32.2712 | 113.236
RPS v5.12- MROW (4) | 815 | 5770 | Generation Constraint in GWh | FALSE | G | Annual | Heat Rate | MMBtu/MWh | 0.50917 | 0.56885 | 0.81017 | 0.85423 | 0.89586 | 0.93236 | 2.6557
RPS v5.12- MROW (4) | 815 | 5770 | Generation Constraint in GWh | FALSE | G | Annual | Generation | TWh | 33.177 | 33.3786 | 34.308 | 34.4154 | 34.5116 | 34.6125 | 42.6396
RPS v5.12- MROW (4) | 815 | 5770 | Generation Constraint in GWh | FALSE | G | Annual | Qualifying Generation | TWh | 33.177 | 33.3786 | 34.308 | 34.4154 | 34.5116 | 34.6125 | 42.6396
RPS v5.12- MROW (4) | 815 | 5770 | Generation Constraint in GWh | FALSE | G | Annual | Rate | lb/MWh | 0 | 0 | 0 | 0 | 0 | 0 | 0
RPS v5.12- MROW (4) | 815 | 5770 | Generation Constraint in GWh | FALSE | G | Annual | Constraint Shadow Price | US$/MWh | 0 | 0 | 0 | 0 | 0 | 0 | 0
RPS v5.12- NEWE (5) | 816 | 5771 | Generation Constraint in GWh | FALSE | G | Annual | Seasons Included | Seasons | Winter, Summer | Winter, Summer | Winter, Summer | Winter, Summer | Winter, Summer | Winter, Summer | Winter, Summer
RPS v5.12- NEWE (5) | 816 | 5771 | Generation Constraint in GWh | FALSE | G | Annual | Standard | GWh | 14151.5441 | 16170.6335 | 18026.3055 | 18425.8492 | 18495.9156 | 18759.2967 | 19026.0139
RPS v5.12- NEWE (5) | 816 | 5771 | Generation Constraint in GWh | FALSE | G | Annual | Emissions at Affected Plants | GWh | 8684.3674 | 9555.1511 | 9521.0397 | 9563.3261 | 9563.5328 | 10959.0546 | 19026.0139
RPS v5.12- NEWE (5) | 816 | 5771 | Generation Constraint in GWh | FALSE | G | Annual | Allowances Purchased | GWh | 5467.1767 | 6615.4823 | 8505.2658 | 8862.5231 | 8932.3827 | 7800.2421 | 0
RPS v5.12- NEWE (5) | 816 | 5771 | Generation Constraint in GWh | FALSE | G | Annual | Allowances Sold | GWh | 0 | 0 | 0 | 0 | 0 | 0 | 0
RPS v5.12- NEWE (5) | 816 | 5771 | Generation Constraint in GWh | FALSE | G | Annual | Allowances Banked | GWh | 0 | 0 | 0 | 0 | 0 | 0 | 0
RPS v5.12- NEWE (5) | 816 | 5771 | Generation Constraint in GWh | FALSE | G | Annual | Allowances Withdrawn (1:1) | GWh | 0 | 0 | 0 | 0 | 0 | 0 | 0
RPS v5.12- NEWE (5) | 816 | 5771 | Generation Constraint in GWh | FALSE | G | Annual | Allowances Withdrawn (n:1) | GWh | 0 | 0 | 0 | 0 | 0 | 0 | 0
RPS v5.12- NEWE (5) | 816 | 5771 | Generation Constraint in GWh | FALSE | G | Annual | Net Emissions Allowance Position | GWh | 14151.5441 | 16170.6335 | 18026.3055 | 18425.8492 | 18495.9156 | 18759.2967 | 19026.0139
RPS v5.12- NEWE (5) | 816 | 5771 | Generation Constraint in GWh | FALSE | G | Annual | Fuel Consumed | TBtu | 82.7132 | 91.3443 | 91.1496 | 91.6956 | 91.7877 | 105.673 | 185.3317
RPS v5.12- NEWE (5) | 816 | 5771 | Generation Constraint in GWh | FALSE | G | Annual | Heat Rate | MMBtu/MWh | 9.5244 | 9.5597 | 9.5735 | 9.5883 | 9.5977 | 9.6425 | 9.741
RPS v5.12- NEWE (5) | 816 | 5771 | Generation Constraint in GWh | FALSE | G | Annual | Generation | TWh | 8.6844 | 9.5552 | 9.521 | 9.5633 | 9.5635 | 10.9591 | 19.026
RPS v5.12- NEWE (5) | 816 | 5771 | Generation Constraint in GWh | FALSE | G | Annual | Qualifying Generation | TWh | 8.6844 | 9.5552 | 9.521 | 9.5633 | 9.5635 | 10.9591 | 19.026
RPS v5.12- NEWE (5) | 816 | 5771 | Generation Constraint in GWh | FALSE | G | Annual | Rate | lb/MWh | 0 | 0 | 0 | 0 | 0 | 0 | 0
RPS v5.12- NEWE (5) | 816 | 5771 | Generation Constraint in GWh | FALSE | G | Annual | Constraint Shadow Price | US$/MWh | 26.7904 | 26.791 | 26.7902 | 26.7904 | 26.7903 | 26.7903 | 25.4174
RPS v5.12- NWPP (21) | 817 | 5784 | Generation Constraint in GWh | FALSE | G | Annual | Seasons Included | Seasons | Winter, Summer | Winter, Summer | Winter, Summer | Winter, Summer | Winter, Summer | Winter, Summer | Winter, Summer
RPS v5.12- NWPP (21) | 817 | 5784 | Generation Constraint in GWh | FALSE | G | Annual | Standard | GWh | 16792.3155 | 17187.7349 | 24745.1905 | 28297.2724 | 29662.3424 | 32302.2263 | 35177.2023
RPS v5.12- NWPP (21) | 817 | 5784 | Generation Constraint in GWh | FALSE | G | Annual | Emissions at Affected Plants | GWh | 32491.4228 | 32496.1911 | 32617.5605 | 35917.5401 | 36255.4101 | 36301.543 | 38755.0162
RPS v5.12- NWPP (21) | 817 | 5784 | Generation Constraint in GWh | FALSE | G | Annual | Allowances Purchased | GWh | 0 | 0 | 0 | 0 | 0 | 0 | 0
RPS v5.12- NWPP (21) | 817 | 5784 | Generation Constraint in GWh | FALSE | G | Annual | Allowances Sold | GWh | 0 | 0 | 0 | 0 | 0 | 0 | 0
RPS v5.12- NWPP (21) | 817 | 5784 | Generation Constraint in GWh | FALSE | G | Annual | Allowances Banked | GWh | 0 | 0 | 0 | 0 | 0 | 0 | 0
RPS v5.12- NWPP (21) | 817 | 5784 | Generation Constraint in GWh | FALSE | G | Annual | Allowances Withdrawn (1:1) | GWh | 0 | 0 | 0 | 0 | 0 | 0 | 0
RPS v5.12- NWPP (21) | 817 | 5784 | Generation Constraint in GWh | FALSE | G | Annual | Allowances Withdrawn (n:1) | GWh | 0 | 0 | 0 | 0 | 0 | 0 | 0
RPS v5.12- NWPP (21) | 817 | 5784 | Generation Constraint in GWh | FALSE | G | Annual | Net Emissions Allowance Position | GWh | 32491.4228 | 32496.1911 | 32617.5605 | 35917.5401 | 36255.4101 | 36301.543 | 38755.0162
RPS v5.12- NWPP (21) | 817 | 5784 | Generation Constraint in GWh | FALSE | G | Annual | Fuel Consumed | TBtu | 74.9195 | 74.9951 | 77.0711 | 176.0705 | 186.2066 | 186.9195 | 259.4036
RPS v5.12- NWPP (21) | 817 | 5784 | Generation Constraint in GWh | FALSE | G | Annual | Heat Rate | MMBtu/MWh | 2.3058 | 2.3078 | 2.3629 | 4.9021 | 5.136 | 5.1491 | 6.6934
RPS v5.12- NWPP (21) | 817 | 5784 | Generation Constraint in GWh | FALSE | G | Annual | Generation | TWh | 32.4914 | 32.4962 | 32.6176 | 35.9175 | 36.2554 | 36.3015 | 38.755
RPS v5.12- NWPP (21) | 817 | 5784 | Generation Constraint in GWh | FALSE | G | Annual | Qualifying Generation | TWh | 32.4914 | 32.4962 | 32.6176 | 35.9175 | 36.2554 | 36.3015 | 38.755
RPS v5.12- NWPP (21) | 817 | 5784 | Generation Constraint in GWh | FALSE | G | Annual | Rate | lb/MWh | 0 | 0 | 0 | 0 | 0 | 0 | 0
RPS v5.12- NWPP (21) | 817 | 5784 | Generation Constraint in GWh | FALSE | G | Annual | Constraint Shadow Price | US$/MWh | 0 | 0 | 0 | 0 | 0 | 0 | 0
RPS v5.12- NY | 818 | 5772 | Generation Constraint in GWh | FALSE | G | Annual | Seasons Included | Seasons | Winter, Summer | Winter, Summer | Winter, Summer | Winter, Summer | Winter, Summer | Winter, Summer | Winter, Summer
RPS v5.12- NY | 818 | 5772 | Generation Constraint in GWh | FALSE | G | Annual | Standard | GWh | 5403.036 | 5444.816 | 5633.803 | 6303.049 | 6219.707 | 6011.586 | 6011.586
RPS v5.12- NY | 818 | 5772 | Generation Constraint in GWh | FALSE | G | Annual | Emissions at Affected Plants | GWh | 5392.4959 | 5444.816 | 5428.9192 | 5453.9143 | 5460.5489 | 5537.4649 | 5989.0472
RPS v5.12- NY | 818 | 5772 | Generation Constraint in GWh | FALSE | G | Annual | Allowances Purchased | GWh | 10.5401 | 0 | 204.8838 | 849.1347 | 759.1581 | 474.1211 | 22.5388
RPS v5.12- NY | 818 | 5772 | Generation Constraint in GWh | FALSE | G | Annual | Allowances Sold | GWh | 0 | 0 | 0 | 0 | 0 | 0 | 0
RPS v5.12- NY | 818 | 5772 | Generation Constraint in GWh | FALSE | G | Annual | Allowances Banked | GWh | 0 | 0 | 0 | 0 | 0 | 0 | 0
RPS v5.12- NY | 818 | 5772 | Generation Constraint in GWh | FALSE | G | Annual | Allowances Withdrawn (1:1) | GWh | 0 | 0 | 0 | 0 | 0 | 0 | 0
RPS v5.12- NY | 818 | 5772 | Generation Constraint in GWh | FALSE | G | Annual | Allowances Withdrawn (n:1) | GWh | 0 | 0 | 0 | 0 | 0 | 0 | 0
RPS v5.12- NY | 818 | 5772 | Generation Constraint in GWh | FALSE | G | Annual | Net Emissions Allowance Position | GWh | 5403.036 | 5444.816 | 5633.803 | 6303.049 | 6219.707 | 6011.586 | 6011.586
RPS v5.12- NY | 818 | 5772 | Generation Constraint in GWh | FALSE | G | Annual | Fuel Consumed | TBtu | 26.2904 | 26.8008 | 26.6588 | 26.9187 | 26.9864 | 27.7177 | 32.1454
RPS v5.12- NY | 818 | 5772 | Generation Constraint in GWh | FALSE | G | Annual | Heat Rate | MMBtu/MWh | 4.8754 | 4.9223 | 4.9105 | 4.9357 | 4.9421 | 5.0055 | 5.3674
RPS v5.12- NY | 818 | 5772 | Generation Constraint in GWh | FALSE | G | Annual | Generation | TWh | 5.3925 | 5.4448 | 5.4289 | 5.4539 | 5.4605 | 5.5375 | 5.989
RPS v5.12- NY | 818 | 5772 | Generation Constraint in GWh | FALSE | G | Annual | Qualifying Generation | TWh | 5.3925 | 5.4448 | 5.4289 | 5.4539 | 5.4605 | 5.5375 | 5.989
RPS v5.12- NY | 818 | 5772 | Generation Constraint in GWh | FALSE | G | Annual | Rate | lb/MWh | 0 | 0 | 0 | 0 | 0 | 0 | 0
RPS v5.12- NY | 818 | 5772 | Generation Constraint in GWh | FALSE | G | Annual | Constraint Shadow Price | US$/MWh | 10.0007 | 0.15749 | 10.0005 | 10.0002 | 10.0003 | 10.0003 | 10.0006
RPS v5.12- RFCE (9) | 819 | 5773 | Generation Constraint in GWh | FALSE | G | Annual | Seasons Included | Seasons | Winter, Summer | Winter, Summer | Winter, Summer | Winter, Summer | Winter, Summer | Winter, Summer | Winter, Summer
RPS v5.12- RFCE (9) | 819 | 5773 | Generation Constraint in GWh | FALSE | G | Annual | Standard | GWh | 25459.7145 | 31043.668 | 36890.143 | 41139.4712 | 42320.2849 | 44252.8675 | 46268.3098
RPS v5.12- RFCE (9) | 819 | 5773 | Generation Constraint in GWh | FALSE | G | Annual | Emissions at Affected Plants | GWh | 23621.373 | 25871.0895 | 25179.4886 | 25091.367 | 24850.8837 | 24953.8563 | 27726.9462
RPS v5.12- RFCE (9) | 819 | 5773 | Generation Constraint in GWh | FALSE | G | Annual | Allowances Purchased | GWh | 1838.3415 | 5172.5785 | 11710.6544 | 16048.1043 | 17469.4011 | 19299.0112 | 18541.3637
RPS v5.12- RFCE (9) | 819 | 5773 | Generation Constraint in GWh | FALSE | G | Annual | Allowances Sold | GWh | 0 | 0 | 0 | 0 | 0 | 0 | 0
RPS v5.12- RFCE (9) | 819 | 5773 | Generation Constraint in GWh | FALSE | G | Annual | Allowances Banked | GWh | 0 | 0 | 0 | 0 | 0 | 0 | 0
RPS v5.12- RFCE (9) | 819 | 5773 | Generation Constraint in GWh | FALSE | G | Annual | Allowances Withdrawn (1:1) | GWh | 0 | 0 | 0 | 0 | 0 | 0 | 0
RPS v5.12- RFCE (9) | 819 | 5773 | Generation Constraint in GWh | FALSE | G | Annual | Allowances Withdrawn (n:1) | GWh | 0 | 0 | 0 | 0 | 0 | 0 | 0
RPS v5.12- RFCE (9) | 819 | 5773 | Generation Constraint in GWh | FALSE | G | Annual | Net Emissions Allowance Position | GWh | 25459.7145 | 31043.668 | 36890.143 | 41139.4712 | 42320.2849 | 44252.8675 | 46268.3098
RPS v5.12- RFCE (9) | 819 | 5773 | Generation Constraint in GWh | FALSE | G | Annual | Fuel Consumed | TBtu | 218.9444 | 238.8895 | 231.4273 | 230.6065 | 228.1108 | 229.1514 | 260.663
RPS v5.12- RFCE (9) | 819 | 5773 | Generation Constraint in GWh | FALSE | G | Annual | Heat Rate | MMBtu/MWh | 9.2689 | 9.2338 | 9.1911 | 9.1907 | 9.1792 | 9.183 | 9.4011
RPS v5.12- RFCE (9) | 819 | 5773 | Generation Constraint in GWh | FALSE | G | Annual | Generation | TWh | 23.6214 | 25.8711 | 25.1795 | 25.0914 | 24.8509 | 24.9539 | 27.7269
RPS v5.12- RFCE (9) | 819 | 5773 | Generation Constraint in GWh | FALSE | G | Annual | Qualifying Generation | TWh | 23.6214 | 25.8711 | 25.1795 | 25.0914 | 24.8509 | 24.9539 | 27.7269
RPS v5.12- RFCE (9) | 819 | 5773 | Generation Constraint in GWh | FALSE | G | Annual | Rate | lb/MWh | 0 | 0 | 0 | 0 | 0 | 0 | 0
RPS v5.12- RFCE (9) | 819 | 5773 | Generation Constraint in GWh | FALSE | G | Annual | Constraint Shadow Price | US$/MWh | 40.0006 | 40.0015 | 40.0003 | 40.0003 | 40.0004 | 40.0003 | 40.0006
RPS v5.12- RFCM (10) | 820 | 5774 | Generation Constraint in GWh | FALSE | G | Annual | Seasons Included | Seasons | Winter, Summer | Winter, Summer | Winter, Summer | Winter, Summer | Winter, Summer | Winter, Summer | Winter, Summer
RPS v5.12- RFCM (10) | 820 | 5774 | Generation Constraint in GWh | FALSE | G | Annual | Standard | GWh | 9574.7086 | 9642.0018 | 9674.659 | 9806.8062 | 9973.2933 | 10337.0247 | 10713.9144
RPS v5.12- RFCM (10) | 820 | 5774 | Generation Constraint in GWh | FALSE | G | Annual | Emissions at Affected Plants | GWh | 9450.3173 | 9565.3659 | 9674.659 | 9806.8062 | 9973.2933 | 10337.0247 | 10713.9144
RPS v5.12- RFCM (10) | 820 | 5774 | Generation Constraint in GWh | FALSE | G | Annual | Allowances Purchased | GWh | 124.3913 | 76.6359 | 0 | 0 | 0 | 0 | 0
RPS v5.12- RFCM (10) | 820 | 5774 | Generation Constraint in GWh | FALSE | G | Annual | Allowances Sold | GWh | 0 | 0 | 0 | 0 | 0 | 0 | 0
RPS v5.12- RFCM (10) | 820 | 5774 | Generation Constraint in GWh | FALSE | G | Annual | Allowances Banked | GWh | 0 | 0 | 0 | 0 | 0 | 0 | 0
RPS v5.12- RFCM (10) | 820 | 5774 | Generation Constraint in GWh | FALSE | G | Annual | Allowances Withdrawn (1:1) | GWh | 0 | 0 | 0 | 0 | 0 | 0 | 0
RPS v5.12- RFCM (10) | 820 | 5774 | Generation Constraint in GWh | FALSE | G | Annual | Allowances Withdrawn (n:1) | GWh | 0 | 0 | 0 | 0 | 0 | 0 | 0
RPS v5.12- RFCM (10) | 820 | 5774 | Generation Constraint in GWh | FALSE | G | Annual | Net Emissions Allowance Position | GWh | 9574.7086 | 9642.0018 | 9674.659 | 9806.8062 | 9973.2933 | 10337.0247 | 10713.9144
RPS v5.12- RFCM (10) | 820 | 5774 | Generation Constraint in GWh | FALSE | G | Annual | Fuel Consumed | TBtu | 88.5199 | 90.08 | 91.3396 | 92.7067 | 94.4115 | 98.2072 | 101.7013
RPS v5.12- RFCM (10) | 820 | 5774 | Generation Constraint in GWh | FALSE | G | Annual | Heat Rate | MMBtu/MWh | 9.3669 | 9.4173 | 9.4411 | 9.4533 | 9.4664 | 9.5005 | 9.4924
RPS v5.12- RFCM (10) | 820 | 5774 | Generation Constraint in GWh | FALSE | G | Annual | Generation | TWh | 9.4503 | 9.5654 | 9.6747 | 9.8068 | 9.9733 | 10.337 | 10.7139
RPS v5.12- RFCM (10) | 820 | 5774 | Generation Constraint in GWh | FALSE | G | Annual | Qualifying Generation | TWh | 9.4503 | 9.5654 | 9.6747 | 9.8068 | 9.9733 | 10.337 | 10.7139
RPS v5.12- RFCM (10) | 820 | 5774 | Generation Constraint in GWh | FALSE | G | Annual | Rate | lb/MWh | 0 | 0 | 0 | 0 | 0 | 0 | 0
RPS v5.12- RFCM (10) | 820 | 5774 | Generation Constraint in GWh | FALSE | G | Annual | Constraint Shadow Price | US$/MWh | 40.0006 | 40.0015 | 36.2044 | 35.4845 | 34.3414 | 38.3611 | 27.996
RPS v5.12- RFCW (11) | 821 | 5775 | Generation Constraint in GWh | FALSE | G | Annual | Seasons Included | Seasons | Winter, Summer | Winter, Summer | Winter, Summer | Winter, Summer | Winter, Summer | Winter, Summer | Winter, Summer
RPS v5.12- RFCW (11) | 821 | 5775 | Generation Constraint in GWh | FALSE | G | Annual | Standard | GWh | 25526.0903 | 31586.5832 | 37578.54 | 50082.6116 | 51008.1066 | 52883.9935 | 54828.4751
RPS v5.12- RFCW (11) | 821 | 5775 | Generation Constraint in GWh | FALSE | G | Annual | Emissions at Affected Plants | GWh | 25526.0902 | 31586.5832 | 37578.54 | 50082.6116 | 51008.1066 | 52883.9935 | 54828.4751
RPS v5.12- RFCW (11) | 821 | 5775 | Generation Constraint in GWh | FALSE | G | Annual | Allowances Purchased | GWh | 0 | 0 | 0 | 0 | 0 | 0 | 0
RPS v5.12- RFCW (11) | 821 | 5775 | Generation Constraint in GWh | FALSE | G | Annual | Allowances Sold | GWh | 0 | 0 | 0 | 0 | 0 | 0 | 0
RPS v5.12- RFCW (11) | 821 | 5775 | Generation Constraint in GWh | FALSE | G | Annual | Allowances Banked | GWh | 0 | 0 | 0 | 0 | 0 | 0 | 0
RPS v5.12- RFCW (11) | 821 | 5775 | Generation Constraint in GWh | FALSE | G | Annual | Allowances Withdrawn (1:1) | GWh | 0 | 0 | 0 | 0 | 0 | 0 | 0
RPS v5.12- RFCW (11) | 821 | 5775 | Generation Constraint in GWh | FALSE | G | Annual | Allowances Withdrawn (n:1) | GWh | 0 | 0 | 0 | 0 | 0 | 0 | 0
RPS v5.12- RFCW (11) | 821 | 5775 | Generation Constraint in GWh | FALSE | G | Annual | Net Emissions Allowance Position | GWh | 25526.0902 | 31586.5832 | 37578.54 | 50082.6116 | 51008.1066 | 52883.9935 | 54828.4751
RPS v5.12- RFCW (11) | 821 | 5775 | Generation Constraint in GWh | FALSE | G | Annual | Fuel Consumed | TBtu | 113.7622 | 170.5124 | 231.2672 | 353.2259 | 362.7197 | 381.0938 | 399.695
RPS v5.12- RFCW (11) | 821 | 5775 | Generation Constraint in GWh | FALSE | G | Annual | Heat Rate | MMBtu/MWh | 4.4567 | 5.3983 | 6.1542 | 7.0529 | 7.111 | 7.2062 | 7.2899
RPS v5.12- RFCW (11) | 821 | 5775 | Generation Constraint in GWh | FALSE | G | Annual | Generation | TWh | 25.5261 | 31.5866 | 37.5785 | 50.0826 | 51.0081 | 52.884 | 54.8285
RPS v5.12- RFCW (11) | 821 | 5775 | Generation Constraint in GWh | FALSE | G | Annual | Qualifying Generation | TWh | 25.5261 | 31.5866 | 37.5785 | 50.0826 | 51.0081 | 52.884 | 54.8285
RPS v5.12- RFCW (11) | 821 | 5775 | Generation Constraint in GWh | FALSE | G | Annual | Rate | lb/MWh | 0 | 0 | 0 | 0 | 0 | 0 | 0
RPS v5.12- RFCW (11) | 821 | 5775 | Generation Constraint in GWh | FALSE | G | Annual | Constraint Shadow Price | US$/MWh | 29.1015 | 10.7605 | 33.5524 | 29.8944 | 37.1978 | 33.162 | 22.0294
RPS v5.12- RMPA (22) | 822 | 5785 | Generation Constraint in GWh | FALSE | G | Annual | Seasons Included | Seasons | Winter, Summer | Winter, Summer | Winter, Summer | Winter, Summer | Winter, Summer | Winter, Summer | Winter, Summer
RPS v5.12- RMPA (22) | 822 | 5785 | Generation Constraint in GWh | FALSE | G | Annual | Standard | GWh | 6728.1949 | 8562.383 | 10458.0651 | 11074.4382 | 11757.8343 | 13146.6499 | 14699.5748
RPS v5.12- RMPA (22) | 822 | 5785 | Generation Constraint in GWh | FALSE | G | Annual | Emissions at Affected Plants | GWh | 7362.7033 | 8562.383 | 10458.0651 | 11074.4382 | 11757.8343 | 13146.6499 | 14699.5748
RPS v5.12- RMPA (22) | 822 | 5785 | Generation Constraint in GWh | FALSE | G | Annual | Allowances Purchased | GWh | 0 | 0 | 0 | 0 | 0 | 0 | 0
RPS v5.12- RMPA (22) | 822 | 5785 | Generation Constraint in GWh | FALSE | G | Annual | Allowances Sold | GWh | 0 | 0 | 0 | 0 | 0 | 0 | 0
RPS v5.12- RMPA (22) | 822 | 5785 | Generation Constraint in GWh | FALSE | G | Annual | Allowances Banked | GWh | 0 | 0 | 0 | 0 | 0 | 0 | 0
RPS v5.12- RMPA (22) | 822 | 5785 | Generation Constraint in GWh | FALSE | G | Annual | Allowances Withdrawn (1:1) | GWh | 0 | 0 | 0 | 0 | 0 | 0 | 0
RPS v5.12- RMPA (22) | 822 | 5785 | Generation Constraint in GWh | FALSE | G | Annual | Allowances Withdrawn (n:1) | GWh | 0 | 0 | 0 | 0 | 0 | 0 | 0
RPS v5.12- RMPA (22) | 822 | 5785 | Generation Constraint in GWh | FALSE | G | Annual | Net Emissions Allowance Position | GWh | 7362.7033 | 8562.383 | 10458.0651 | 11074.4382 | 11757.8343 | 13146.6499 | 14699.5748
RPS v5.12- RMPA (22) | 822 | 5785 | Generation Constraint in GWh | FALSE | G | Annual | Fuel Consumed | TBtu | 0.96633 | 12.7012 | 31.1756 | 37.3892 | 44.3297 | 58.2445 | 73.3184
RPS v5.12- RMPA (22) | 822 | 5785 | Generation Constraint in GWh | FALSE | G | Annual | Heat Rate | MMBtu/MWh | 0.13125 | 1.4834 | 2.981 | 3.3762 | 3.7702 | 4.4304 | 4.9878
RPS v5.12- RMPA (22) | 822 | 5785 | Generation Constraint in GWh | FALSE | G | Annual | Generation | TWh | 7.3627 | 8.5624 | 10.4581 | 11.0744 | 11.7578 | 13.1466 | 14.6996
RPS v5.12- RMPA (22) | 822 | 5785 | Generation Constraint in GWh | FALSE | G | Annual | Qualifying Generation | TWh | 7.3627 | 8.5624 | 10.4581 | 11.0744 | 11.7578 | 13.1466 | 14.6996
RPS v5.12- RMPA (22) | 822 | 5785 | Generation Constraint in GWh | FALSE | G | Annual | Rate | lb/MWh | 0 | 0 | 0 | 0 | 0 | 0 | 0
RPS v5.12- RMPA (22) | 822 | 5785 | Generation Constraint in GWh | FALSE | G | Annual | Constraint Shadow Price | US$/MWh | 0 | 3.6454 | 20.3522 | 20.963 | 20.3987 | 28.7365 | 19.1298
RPS v5.12- SPNO (17) | 823 | 5780 | Generation Constraint in GWh | FALSE | G | Annual | Seasons Included | Seasons | Winter, Summer | Winter, Summer | Winter, Summer | Winter, Summer | Winter, Summer | Winter, Summer | Winter, Summer
RPS v5.12- SPNO (17) | 823 | 5780 | Generation Constraint in GWh | FALSE | G | Annual | Standard | GWh | 5240.8441 | 6062.1956 | 7572.9736 | 8642.4293 | 8943.323 | 9630.8806 | 10371.2399
RPS v5.12- SPNO (17) | 823 | 5780 | Generation Constraint in GWh | FALSE | G | Annual | Emissions at Affected Plants | GWh | 7105.4061 | 7572.9387 | 7572.9736 | 8642.4293 | 8943.323 | 9630.8806 | 12989.9701
RPS v5.12- SPNO (17) | 823 | 5780 | Generation Constraint in GWh | FALSE | G | Annual | Allowances Purchased | GWh | 0 | 0 | 0 | 0 | 0 | 0 | 0
RPS v5.12- SPNO (17) | 823 | 5780 | Generation Constraint in GWh | FALSE | G | Annual | Allowances Sold | GWh | 0 | 0 | 0 | 0 | 0 | 0 | 0
RPS v5.12- SPNO (17) | 823 | 5780 | Generation Constraint in GWh | FALSE | G | Annual | Allowances Banked | GWh | 0 | 0 | 0 | 0 | 0 | 0 | 0
RPS v5.12- SPNO (17) | 823 | 5780 | Generation Constraint in GWh | FALSE | G | Annual | Allowances Withdrawn (1:1) | GWh | 0 | 0 | 0 | 0 | 0 | 0 | 0
RPS v5.12- SPNO (17) | 823 | 5780 | Generation Constraint in GWh | FALSE | G | Annual | Allowances Withdrawn (n:1) | GWh | 0 | 0 | 0 | 0 | 0 | 0 | 0
RPS v5.12- SPNO (17) | 823 | 5780 | Generation Constraint in GWh | FALSE | G | Annual | Net Emissions Allowance Position | GWh | 7105.4061 | 7572.9387 | 7572.9736 | 8642.4293 | 8943.323 | 9630.8806 | 12989.9701
RPS v5.12- SPNO (17) | 823 | 5780 | Generation Constraint in GWh | FALSE | G | Annual | Fuel Consumed | TBtu | 1.357 | 5.9182 | 5.9186 | 16.3852 | 19.3235 | 26.0337 | 58.8015
RPS v5.12- SPNO (17) | 823 | 5780 | Generation Constraint in GWh | FALSE | G | Annual | Heat Rate | MMBtu/MWh | 0.19098 | 0.7815 | 0.78154 | 1.8959 | 2.1607 | 2.7031 | 4.5267
RPS v5.12- SPNO (17) | 823 | 5780 | Generation Constraint in GWh | FALSE | G | Annual | Generation | TWh | 7.1054 | 7.5729 | 7.573 | 8.6424 | 8.9433 | 9.6309 | 12.99
RPS v5.12- SPNO (17) | 823 | 5780 | Generation Constraint in GWh | FALSE | G | Annual | Qualifying Generation | TWh | 7.1054 | 7.5729 | 7.573 | 8.6424 | 8.9433 | 9.6309 | 12.99
RPS v5.12- SPNO (17) | 823 | 5780 | Generation Constraint in GWh | FALSE | G | Annual | Rate | lb/MWh | 0 | 0 | 0 | 0 | 0 | 0 | 0
RPS v5.12- SPNO (17) | 823 | 5780 | Generation Constraint in GWh | FALSE | G | Annual | Constraint Shadow Price | US$/MWh | 0 | 0 | 10.9984 | 8.9943 | 13.0585 | 9.4864 | 0
RPS v5.12- SPSO (18) | 824 | 5781 | Generation Constraint in GWh | FALSE | G | Annual | Seasons Included | Seasons | Winter, Summer | Winter, Summer | Winter, Summer | Winter, Summer | Winter, Summer | Winter, Summer | Winter, Summer
RPS v5.12- SPSO (18) | 824 | 5781 | Generation Constraint in GWh | FALSE | G | Annual | Standard | GWh | 2430.1794 | 2677.9674 | 3035.5367 | 3339.8847 | 3466.1958 | 3777.8762 | 4117.615
RPS v5.12- SPSO (18) | 824 | 5781 | Generation Constraint in GWh | FALSE | G | Annual | Emissions at Affected Plants | GWh | 15004.2247 | 15010.503 | 15061.6874 | 15073.3776 | 15081.3568 | 15101.046 | 19861.2865
RPS v5.12- SPSO (18) | 824 | 5781 | Generation Constraint in GWh | FALSE | G | Annual | Allowances Purchased | GWh | 0 | 0 | 0 | 0 | 0 | 0 | 0
RPS v5.12- SPSO (18) | 824 | 5781 | Generation Constraint in GWh | FALSE | G | Annual | Allowances Sold | GWh | 0 | 0 | 0 | 0 | 0 | 0 | 0
RPS v5.12- SPSO (18) | 824 | 5781 | Generation Constraint in GWh | FALSE | G | Annual | Allowances Banked | GWh | 0 | 0 | 0 | 0 | 0 | 0 | 0
RPS v5.12- SPSO (18) | 824 | 5781 | Generation Constraint in GWh | FALSE | G | Annual | Allowances Withdrawn (1:1) | GWh | 0 | 0 | 0 | 0 | 0 | 0 | 0
RPS v5.12- SPSO (18) | 824 | 5781 | Generation Constraint in GWh | FALSE | G | Annual | Allowances Withdrawn (n:1) | GWh | 0 | 0 | 0 | 0 | 0 | 0 | 0
RPS v5.12- SPSO (18) | 824 | 5781 | Generation Constraint in GWh | FALSE | G | Annual | Net Emissions Allowance Position | GWh | 15004.2247 | 15010.503 | 15061.6874 | 15073.3776 | 15081.3568 | 15101.046 | 19861.2865
RPS v5.12- SPSO (18) | 824 | 5781 | Generation Constraint in GWh | FALSE | G | Annual | Fuel Consumed | TBtu | 1.2722 | 1.3335 | 1.8328 | 1.9469 | 2.0247 | 2.2168 | 48.6577
RPS v5.12- SPSO (18) | 824 | 5781 | Generation Constraint in GWh | FALSE | G | Annual | Heat Rate | MMBtu/MWh | 0.084792 | 0.088837 | 0.12169 | 0.12916 | 0.13425 | 0.1468 | 2.4499
RPS v5.12- SPSO (18) | 824 | 5781 | Generation Constraint in GWh | FALSE | G | Annual | Generation | TWh | 15.0042 | 15.0105 | 15.0617 | 15.0734 | 15.0814 | 15.101 | 19.8613
RPS v5.12- SPSO (18) | 824 | 5781 | Generation Constraint in GWh | FALSE | G | Annual | Qualifying Generation | TWh | 15.0042 | 15.0105 | 15.0617 | 15.0734 | 15.0814 | 15.101 | 19.8613
RPS v5.12- SPSO (18) | 824 | 5781 | Generation Constraint in GWh | FALSE | G | Annual | Rate | lb/MWh | 0 | 0 | 0 | 0 | 0 | 0 | 0
RPS v5.12- SPSO (18) | 824 | 5781 | Generation Constraint in GWh | FALSE | G | Annual | Constraint Shadow Price | US$/MWh | 0 | 0 | 0 | 0 | 0 | 0 | 0
RPS v5.12- SRCE (15) | 825 | 5778 | Generation Constraint in GWh | FALSE | G | Annual | Seasons Included | Seasons | Winter, Summer | Winter, Summer | Winter, Summer | Winter, Summer | Winter, Summer | Winter, Summer | Winter, Summer
RPS v5.12- SRCE (15) | 825 | 5778 | Generation Constraint in GWh | FALSE | G | Annual | Standard | GWh | 69.8944 | 91.8028 | 114.3724 | 129.691 | 134.6194 | 144.0872 | 154.226
RPS v5.12- SRCE (15) | 825 | 5778 | Generation Constraint in GWh | FALSE | G | Annual | Emissions at Affected Plants | GWh | 726.8287 | 1100.2579 | 1100.2579 | 1100.2579 | 1100.2579 | 1100.2579 | 1131.9372
RPS v5.12- SRCE (15) | 825 | 5778 | Generation Constraint in GWh | FALSE | G | Annual | Allowances Purchased | GWh | 0 | 0 | 0 | 0 | 0 | 0 | 0
RPS v5.12- SRCE (15) | 825 | 5778 | Generation Constraint in GWh | FALSE | G | Annual | Allowances Sold | GWh | 0 | 0 | 0 | 0 | 0 | 0 | 0
RPS v5.12- SRCE (15) | 825 | 5778 | Generation Constraint in GWh | FALSE | G | Annual | Allowances Banked | GWh | 0 | 0 | 0 | 0 | 0 | 0 | 0
RPS v5.12- SRCE (15) | 825 | 5778 | Generation Constraint in GWh | FALSE | G | Annual | Allowances Withdrawn (1:1) | GWh | 0 | 0 | 0 | 0 | 0 | 0 | 0
RPS v5.12- SRCE (15) | 825 | 5778 | Generation Constraint in GWh | FALSE | G | Annual | Allowances Withdrawn (n:1) | GWh | 0 | 0 | 0 | 0 | 0 | 0 | 0
RPS v5.12- SRCE (15) | 825 | 5778 | Generation Constraint in GWh | FALSE | G | Annual | Net Emissions Allowance Position | GWh | 726.8287 | 1100.2579 | 1100.2579 | 1100.2579 | 1100.2579 | 1100.2579 | 1131.9372
RPS v5.12- SRCE (15) | 825 | 5778 | Generation Constraint in GWh | FALSE | G | Annual | Fuel Consumed | TBtu | 5.5761 | 9.2193 | 9.2193 | 9.2193 | 9.2193 | 9.2193 | 9.5284
RPS v5.12- SRCE (15) | 825 | 5778 | Generation Constraint in GWh | FALSE | G | Annual | Heat Rate | MMBtu/MWh | 7.6719 | 8.3792 | 8.3792 | 8.3792 | 8.3792 | 8.3792 | 8.4178
RPS v5.12- SRCE (15) | 825 | 5778 | Generation Constraint in GWh | FALSE | G | Annual | Generation | TWh | 0.72683 | 1.1003 | 1.1003 | 1.1003 | 1.1003 | 1.1003 | 1.1319
RPS v5.12- SRCE (15) | 825 | 5778 | Generation Constraint in GWh | FALSE | G | Annual | Qualifying Generation | TWh | 0.72683 | 1.1003 | 1.1003 | 1.1003 | 1.1003 | 1.1003 | 1.1319
RPS v5.12- SRCE (15) | 825 | 5778 | Generation Constraint in GWh | FALSE | G | Annual | Rate | lb/MWh | 0 | 0 | 0 | 0 | 0 | 0 | 0
RPS v5.12- SRCE (15) | 825 | 5778 | Generation Constraint in GWh | FALSE | G | Annual | Constraint Shadow Price | US$/MWh | 0 | 0 | 0 | 0 | 0 | 0 | 0
RPS v5.12- SRDA (12) | 826 | 5776 | Generation Constraint in GWh | FALSE | G | Annual | Seasons Included | Seasons | Winter, Summer | Winter, Summer | Winter, Summer | Winter, Summer | Winter, Summer | Winter, Summer | Winter, Summer
RPS v5.12- SRDA (12) | 826 | 5776 | Generation Constraint in GWh | FALSE | G | Annual | Standard | GWh | 1014.0092 | 1035.4402 | 1057.255 | 1099.5127 | 1139.2949 | 1234.7643 | 1338.2233
RPS v5.12- SRDA (12) | 826 | 5776 | Generation Constraint in GWh | FALSE | G | Annual | Emissions at Affected Plants | GWh | 1364.3425 | 1372.6476 | 1372.6476 | 1384.1554 | 1384.1554 | 1384.1554 | 1412.068
RPS v5.12- SRDA (12) | 826 | 5776 | Generation Constraint in GWh | FALSE | G | Annual | Allowances Purchased | GWh | 0 | 0 | 0 | 0 | 0 | 0 | 0
RPS v5.12- SRDA (12) | 826 | 5776 | Generation Constraint in GWh | FALSE | G | Annual | Allowances Sold | GWh | 0 | 0 | 0 | 0 | 0 | 0 | 0
RPS v5.12- SRDA (12) | 826 | 5776 | Generation Constraint in GWh | FALSE | G | Annual | Allowances Banked | GWh | 0 | 0 | 0 | 0 | 0 | 0 | 0
RPS v5.12- SRDA (12) | 826 | 5776 | Generation Constraint in GWh | FALSE | G | Annual | Allowances Withdrawn (1:1) | GWh | 0 | 0 | 0 | 0 | 0 | 0 | 0
RPS v5.12- SRDA (12) | 826 | 5776 | Generation Constraint in GWh | FALSE | G | Annual | Allowances Withdrawn (n:1) | GWh | 0 | 0 | 0 | 0 | 0 | 0 | 0
RPS v5.12- SRDA (12) | 826 | 5776 | Generation Constraint in GWh | FALSE | G | Annual | Net Emissions Allowance Position | GWh | 1364.3425 | 1372.6476 | 1372.6476 | 1384.1554 | 1384.1554 | 1384.1554 | 1412.068
RPS v5.12- SRDA (12) | 826 | 5776 | Generation Constraint in GWh | FALSE | G | Annual | Fuel Consumed | TBtu | 2.8942 | 3.0345 | 3.0345 | 3.2289 | 3.2289 | 3.2289 | 3.5012
RPS v5.12- SRDA (12) | 826 | 5776 | Generation Constraint in GWh | FALSE | G | Annual | Heat Rate | MMBtu/MWh | 2.1213 | 2.2107 | 2.2107 | 2.3328 | 2.3328 | 2.3328 | 2.4795
RPS v5.12- SRDA (12) | 826 | 5776 | Generation Constraint in GWh | FALSE | G | Annual | Generation | TWh | 1.3643 | 1.3726 | 1.3726 | 1.3842 | 1.3842 | 1.3842 | 1.4121
RPS v5.12- SRDA (12) | 826 | 5776 | Generation Constraint in GWh | FALSE | G | Annual | Qualifying Generation | TWh | 1.3643 | 1.3726 | 1.3726 | 1.3842 | 1.3842 | 1.3842 | 1.4121
RPS v5.12- SRDA (12) | 826 | 5776 | Generation Constraint in GWh | FALSE | G | Annual | Rate | lb/MWh | 0 | 0 | 0 | 0 | 0 | 0 | 0
RPS v5.12- SRDA (12) | 826 | 5776 | Generation Constraint in GWh | FALSE | G | Annual | Constraint Shadow Price | US$/MWh | 0 | 0 | 0 | 0 | 0 | 0 | 0
RPS v5.12- SRGW (13) | 827 | 5777 | Generation Constraint in GWh | FALSE | G | Annual | Seasons Included | Seasons | Winter, Summer | Winter, Summer | Winter, Summer | Winter, Summer | Winter, Summer | Winter, Summer | Winter, Summer
RPS v5.12- SRGW (13) | 827 | 5777 | Generation Constraint in GWh | FALSE | G | Annual | Standard | GWh | 7181.3342 | 10215.2056 | 11311.0553 | 16327.3884 | 16762.5554 | 17806.985 | 18916.4175
RPS v5.12- SRGW (13) | 827 | 5777 | Generation Constraint in GWh | FALSE | G | Annual | Emissions at Affected Plants | GWh | 7181.3342 | 10215.2056 | 11311.0553 | 16327.3884 | 16762.5554 | 17806.985 | 18916.4175
RPS v5.12- SRGW (13) | 827 | 5777 | Generation Constraint in GWh | FALSE | G | Annual | Allowances Purchased | GWh | 0 | 0 | 0 | 0 | 0 | 0 | 0
RPS v5.12- SRGW (13) | 827 | 5777 | Generation Constraint in GWh | FALSE | G | Annual | Allowances Sold | GWh | 0 | 0 | 0 | 0 | 0 | 0 | 0
RPS v5.12- SRGW (13) | 827 | 5777 | Generation Constraint in GWh | FALSE | G | Annual | Allowances Banked | GWh | 0 | 0 | 0 | 0 | 0 | 0 | 0
RPS v5.12- SRGW (13) | 827 | 5777 | Generation Constraint in GWh | FALSE | G | Annual | Allowances Withdrawn (1:1) | GWh | 0 | 0 | 0 | 0 | 0 | 0 | 0
RPS v5.12- SRGW (13) | 827 | 5777 | Generation Constraint in GWh | FALSE | G | Annual | Allowances Withdrawn (n:1) | GWh | 0 | 0 | 0 | 0 | 0 | 0 | 0
RPS v5.12- SRGW (13) | 827 | 5777 | Generation Constraint in GWh | FALSE | G | Annual | Net Emissions Allowance Position | GWh | 7181.3342 | 10215.2056 | 11311.0553 | 16327.3884 | 16762.5554 | 17806.985 | 18916.4175
RPS v5.12- SRGW (13) | 827 | 5777 | Generation Constraint in GWh | FALSE | G | Annual | Fuel Consumed | TBtu | 48.0234 | 76.597 | 88.619 | 137.6414 | 142.1501 | 152.44 | 163.0138
RPS v5.12- SRGW (13) | 827 | 5777 | Generation Constraint in GWh | FALSE | G | Annual | Heat Rate | MMBtu/MWh | 6.6873 | 7.4983 | 7.8347 | 8.4301 | 8.4802 | 8.5607 | 8.6176
RPS v5.12- SRGW (13) | 827 | 5777 | Generation Constraint in GWh | FALSE | G | Annual | Generation | TWh | 7.1813 | 10.2152 | 11.3111 | 16.3274 | 16.7626 | 17.807 | 18.9164
RPS v5.12- SRGW (13) | 827 | 5777 | Generation Constraint in GWh | FALSE | G | Annual | Qualifying Generation | TWh | 7.1813 | 10.2152 | 11.3111 | 16.3274 | 16.7626 | 17.807 | 18.9164
RPS v5.12- SRGW (13) | 827 | 5777 | Generation Constraint in GWh | FALSE | G | Annual | Rate | lb/MWh | 0 | 0 | 0 | 0 | 0 | 0 | 0
RPS v5.12- SRGW (13) | 827 | 5777 | Generation Constraint in GWh | FALSE | G | Annual | Constraint Shadow Price | US$/MWh | 27.7205 | 23.5868 | 37.3578 | 35.4638 | 41.2189 | 36.7597 | 25.0651
RPS v5.12- SRVC (16) | 828 | 5779 | Generation Constraint in GWh | FALSE | G | Annual | Seasons Included | Seasons | Winter, Summer | Winter, Summer | Winter, Summer | Winter, Summer | Winter, Summer | Winter, Summer | Winter, Summer
RPS v5.12- SRVC (16) | 828 | 5779 | Generation Constraint in GWh | FALSE | G | Annual | Standard | GWh | 10154.1567 | 13254.3062 | 16404.5875 | 18956.9035 | 20067.5117 | 22298.2011 | 24776.9284
RPS v5.12- SRVC (16) | 828 | 5779 | Generation Constraint in GWh | FALSE | G | Annual | Emissions at Affected Plants | GWh | 10154.1567 | 13254.3062 | 16404.5875 | 18956.9035 | 20067.5117 | 22298.2011 | 24776.9284
RPS v5.12- SRVC (16) | 828 | 5779 | Generation Constraint in GWh | FALSE | G | Annual | Allowances Purchased | GWh | 0 | 0 | 0 | 0 | 0 | 0 | 0
RPS v5.12- SRVC (16) | 828 | 5779 | Generation Constraint in GWh | FALSE | G | Annual | Allowances Sold | GWh | 0 | 0 | 0 | 0 | 0 | 0 | 0
RPS v5.12- SRVC (16) | 828 | 5779 | Generation Constraint in GWh | FALSE | G | Annual | Allowances Banked | GWh | 0 | 0 | 0 | 0 | 0 | 0 | 0
RPS v5.12- SRVC (16) | 828 | 5779 | Generation Constraint in GWh | FALSE | G | Annual | Allowances Withdrawn (1:1) | GWh | 0 | 0 | 0 | 0 | 0 | 0 | 0
RPS v5.12- SRVC (16) | 828 | 5779 | Generation Constraint in GWh | FALSE | G | Annual | Allowances Withdrawn (n:1) | GWh | 0 | 0 | 0 | 0 | 0 | 0 | 0
RPS v5.12- SRVC (16) | 828 | 5779 | Generation Constraint in GWh | FALSE | G | Annual | Net Emissions Allowance Position | GWh | 10154.1567 | 13254.3062 | 16404.5875 | 18956.9035 | 20067.5117 | 22298.2011 | 24776.9284
RPS v5.12- SRVC (16) | 828 | 5779 | Generation Constraint in GWh | FALSE | G | Annual | Fuel Consumed | TBtu | 120.0145 | 157.6705 | 200.5732 | 231.4386 | 246.5629 | 268.2195 | 292.4667
RPS v5.12- SRVC (16) | 828 | 5779 | Generation Constraint in GWh | FALSE | G | Annual | Heat Rate | MMBtu/MWh | 11.8193 | 11.8958 | 12.2267 | 12.2087 | 12.2867 | 12.0288 | 11.804
RPS v5.12- SRVC (16) | 828 | 5779 | Generation Constraint in GWh | FALSE | G | Annual | Generation | TWh | 10.1542 | 13.2543 | 16.4046 | 18.9569 | 20.0675 | 22.2982 | 24.7769
RPS v5.12- SRVC (16) | 828 | 5779 | Generation Constraint in GWh | FALSE | G | Annual | Qualifying Generation | TWh | 10.1542 | 13.2543 | 16.4046 | 18.9569 | 20.0675 | 22.2982 | 24.7769
RPS v5.12- SRVC (16) | 828 | 5779 | Generation Constraint in GWh | FALSE | G | Annual | Rate | lb/MWh | 0 | 0 | 0 | 0 | 0 | 0 | 0
RPS v5.12- SRVC (16) | 828 | 5779 | Generation Constraint in GWh | FALSE | G | Annual | Constraint Shadow Price | US$/MWh | 60.0014 | 61.0637 | 82.1146 | 73.4346 | 76.6353 | 62.8084 | 52.0483
RPS v5.13- Solar AZNM (19) | 829 | 6010 | Generation Constraint in GWh | FALSE | G | Annual | Seasons Included | Seasons | Winter, Summer | Winter, Summer | Winter, Summer | Winter, Summer | Winter, Summer | Winter, Summer | Winter, Summer
RPS v5.13- Solar AZNM (19) | 829 | 6010 | Generation Constraint in GWh | FALSE | G | Annual | Standard | GWh | 608.1631 | 622.6252 | 783.1772 | 879.5628 | 940.8632 | 1070.8535 | 1218.0165
RPS v5.13- Solar AZNM (19) | 829 | 6010 | Generation Constraint in GWh | FALSE | G | Annual | Emissions at Affected Plants | GWh | 874.7342 | 874.7342 | 874.7342 | 879.5628 | 940.8632 | 1070.8535 | 1218.0165
RPS v5.13- Solar AZNM (19) | 829 | 6010 | Generation Constraint in GWh | FALSE | G | Annual | Allowances Purchased | GWh | 0 | 0 | 0 | 0 | 0 | 0 | 0
RPS v5.13- Solar AZNM (19) | 829 | 6010 | Generation Constraint in GWh | FALSE | G | Annual | Allowances Sold | GWh | 0 | 0 | 0 | 0 | 0 | 0 | 0
RPS v5.13- Solar AZNM (19) | 829 | 6010 | Generation Constraint in GWh | FALSE | G | Annual | Allowances Banked | GWh | 0 | 0 | 0 | 0 | 0 | 0 | 0
RPS v5.13- Solar AZNM (19) | 829 | 6010 | Generation Constraint in GWh | FALSE | G | Annual | Allowances Withdrawn (1:1) | GWh | 0 | 0 | 0 | 0 | 0 | 0 | 0
RPS v5.13- Solar AZNM (19) | 829 | 6010 | Generation Constraint in GWh | FALSE | G | Annual | Allowances Withdrawn (n:1) | GWh | 0 | 0 | 0 | 0 | 0 | 0 | 0
RPS v5.13- Solar AZNM (19) | 829 | 6010 | Generation Constraint in GWh | FALSE | G | Annual | Net Emissions Allowance Position | GWh | 874.7342 | 874.7342 | 874.7342 | 879.5628 | 940.8632 | 1070.8535 | 1218.0165
RPS v5.13- Solar AZNM (19) | 829 | 6010 | Generation Constraint in GWh | FALSE | G | Annual | Fuel Consumed | TBtu | 1.2464 | 1.2464 | 1.2464 | 1.2935 | 1.8916 | 3.1598 | 4.5955
RPS v5.13- Solar AZNM (19) | 829 | 6010 | Generation Constraint in GWh | FALSE | G | Annual | Heat Rate | MMBtu/MWh | 1.4249 | 1.4249 | 1.4249 | 1.4707 | 2.0105 | 2.9507 | 3.7729
RPS v5.13- Solar AZNM (19) | 829 | 6010 | Generation Constraint in GWh | FALSE | G | Annual | Generation | TWh | 0.87473 | 0.87473 | 0.87473 | 0.87956 | 0.94086 | 1.0709 | 1.218
RPS v5.13- Solar AZNM (19) | 829 | 6010 | Generation Constraint in GWh | FALSE | G | Annual | Qualifying Generation | TWh | 0.87473 | 0.87473 | 0.87473 | 0.87956 | 0.94086 | 1.0709 | 1.218
RPS v5.13- Solar AZNM (19) | 829 | 6010 | Generation Constraint in GWh | FALSE | G | Annual | Rate | lb/MWh | 0 | 0 | 0 | 0 | 0 | 0 | 0
RPS v5.13- Solar AZNM (19) | 829 | 6010 | Generation Constraint in GWh | FALSE | G | Annual | Constraint Shadow Price | US$/MWh | 0 | 0 | 0 | 38.8344 | 31.8876 | 27.2881 | 24.6811
RPS v5.13- Solar MROW (4) | 830 | 6014 | Generation Constraint in GWh | FALSE | G | Annual | Seasons Included | Seasons | Winter, Summer | Winter, Summer | Winter, Summer | Winter, Summer | Winter, Summer | Winter, Summer | Winter, Summer
RPS v5.13- Solar MROW (4) | 830 | 6014 | Generation Constraint in GWh | FALSE | G | Annual | Standard | GWh | 14.8067 | 19.3748 | 1131.9238 | 1169.1098 | 1203.4401 | 1275.7359 | 1352.3644
RPS v5.13- Solar MROW (4) | 830 | 6014 | Generation Constraint in GWh | FALSE | G | Annual | Emissions at Affected Plants | GWh | 14.8067 | 186.2574 | 1131.9238 | 1169.1098 | 1203.4401 | 1275.7359 | 1352.3644
RPS v5.13- Solar MROW (4) | 830 | 6014 | Generation Constraint in GWh | FALSE | G | Annual | Allowances Purchased | GWh | 0 | 0 | 0 | 0 | 0 | 0 | 0
RPS v5.13- Solar MROW (4) | 830 | 6014 | Generation Constraint in GWh | FALSE | G | Annual | Allowances Sold | GWh | 0 | 0 | 0 | 0 | 0 | 0 | 0
RPS v5.13- Solar MROW (4) | 830 | 6014 | Generation Constraint in GWh | FALSE | G | Annual | Allowances Banked | GWh | 0 | 0 | 0 | 0 | 0 | 0 | 0
RPS v5.13- Solar MROW (4) | 830 | 6014 | Generation Constraint in GWh | FALSE | G | Annual | Allowances Withdrawn (1:1) | GWh | 0 | 0 | 0 | 0 | 0 | 0 | 0
RPS v5.13- Solar MROW (4) | 830 | 6014 | Generation Constraint in GWh | FALSE | G | Annual | Allowances Withdrawn (n:1) | GWh | 0 | 0 | 0 | 0 | 0 | 0 | 0
RPS v5.13- Solar MROW (4) | 830 | 6014 | Generation Constraint in GWh | FALSE | G | Annual | Net Emissions Allowance Position | GWh | 14.8067 | 186.2574 | 1131.9238 | 1169.1098 | 1203.4401 | 1275.7359 | 1352.3644
RPS v5.13- Solar MROW (4) | 830 | 6014 | Generation Constraint in GWh | FALSE | G | Annual | Fuel Consumed | TBtu | 0.14445 | 1.8171 | 11.043 | 11.4058 | 11.7408 | 12.4461 | 13.1937
RPS v5.13- Solar MROW (4) | 830 | 6014 | Generation Constraint in GWh | FALSE | G | Annual | Heat Rate | MMBtu/MWh | 9.756 | 9.756 | 9.756 | 9.756 | 9.756 | 9.756 | 9.756
RPS v5.13- Solar MROW (4) | 830 | 6014 | Generation Constraint in GWh | FALSE | G | Annual | Generation | TWh | 0.014807 | 0.18626 | 1.1319 | 1.1691 | 1.2034 | 1.2757 | 1.3524
RPS v5.13- Solar MROW (4) | 830 | 6014 | Generation Constraint in GWh | FALSE | G | Annual | Qualifying Generation | TWh | 0.014807 | 0.18626 | 1.1319 | 1.1691 | 1.2034 | 1.2757 | 1.3524
RPS v5.13- Solar MROW (4) | 830 | 6014 | Generation Constraint in GWh | FALSE | G | Annual | Rate | lb/MWh | 0 | 0 | 0 | 0 | 0 | 0 | 0
RPS v5.13- Solar MROW (4) | 830 | 6014 | Generation Constraint in GWh | FALSE | G | Annual | Constraint Shadow Price | US$/MWh | 230.4879 | 0 | 140.995 | 99.4276 | 111.5406 | 91.9032 | 80.0163
RPS v5.13- Solar NEWE (5) | 831 | 6015 | Generation Constraint in GWh | FALSE | G | Annual | Seasons Included | Seasons | Winter, Summer | Winter, Summer | Winter, Summer | Winter, Summer | Winter, Summer | Winter, Summer | Winter, Summer
RPS v5.13- Solar NEWE (5) | 831 | 6015 | Generation Constraint in GWh | FALSE | G | Annual | Standard | GWh | 103.1107 | 104.4648 | 105.5173 | 105.5731 | 105.9745 | 107.4836 | 109.0118
RPS v5.13- Solar NEWE (5) | 831 | 6015 | Generation Constraint in GWh | FALSE | G | Annual | Emissions at Affected Plants | GWh | 58.0962 | 105.5173 | 105.5173 | 105.5731 | 105.9745 | 107.4836 | 109.0118
RPS v5.13- Solar NEWE (5) | 831 | 6015 | Generation Constraint in GWh | FALSE | G | Annual | Allowances Purchased | GWh | 45.0145 | 0 | 0 | 0 | 0 | 0 | 0
RPS v5.13- Solar NEWE (5) | 831 | 6015 | Generation Constraint in GWh | FALSE | G | Annual | Allowances Sold | GWh | 0 | 0 | 0 | 0 | 0 | 0 | 0
RPS v5.13- Solar NEWE (5) | 831 | 6015 | Generation Constraint in GWh | FALSE | G | Annual | Allowances Banked | GWh | 0 | 0 | 0 | 0 | 0 | 0 | 0
RPS v5.13- Solar NEWE (5) | 831 | 6015 | Generation Constraint in GWh | FALSE | G | Annual | Allowances Withdrawn (1:1) | GWh | 0 | 0 | 0 | 0 | 0 | 0 | 0
RPS v5.13- Solar NEWE (5) | 831 | 6015 | Generation Constraint in GWh | FALSE | G | Annual | Allowances Withdrawn (n:1) | GWh | 0 | 0 | 0 | 0 | 0 | 0 | 0
RPS v5.13- Solar NEWE (5) | 831 | 6015 | Generation Constraint in GWh | FALSE | G | Annual | Net Emissions Allowance Position | GWh | 103.1107 | 105.5173 | 105.5173 | 105.5731 | 105.9745 | 107.4836 | 109.0118
RPS v5.13- Solar NEWE (5) | 831 | 6015 | Generation Constraint in GWh | FALSE | G | Annual | Fuel Consumed | TBtu | 0 | 0.46264 | 0.46264 | 0.46318 | 0.4671 | 0.48182 | 0.49673
RPS v5.13- Solar NEWE (5) | 831 | 6015 | Generation Constraint in GWh | FALSE | G | Annual | Heat Rate | MMBtu/MWh | 0 | 4.3845 | 4.3845 | 4.3873 | 4.4077 | 4.4828 | 4.5567
RPS v5.13- Solar NEWE (5) | 831 | 6015 | Generation Constraint in GWh | FALSE | G | Annual | Generation | TWh | 0.058096 | 0.10552 | 0.10552 | 0.10557 | 0.10597 | 0.10748 | 0.10901
RPS v5.13- Solar NEWE (5) | 831 | 6015 | Generation Constraint in GWh | FALSE | G | Annual | Qualifying Generation | TWh | 0.058096 | 0.10552 | 0.10552 | 0.10557 | 0.10597 | 0.10748 | 0.10901
RPS v5.13- Solar NEWE (5) | 831 | 6015 | Generation Constraint in GWh | FALSE | G | Annual | Rate | lb/MWh | 0 | 0 | 0 | 0 | 0 | 0 | 0
RPS v5.13- Solar NEWE (5) | 831 | 6015 | Generation Constraint in GWh | FALSE | G | Annual | Constraint Shadow Price | US$/MWh | 160.0003 | 0 | 118.5564 | 86.6187 | 98.2872 | 75.3544 | 63.3645
RPS v5.13- Solar NWPP (21) | 832 | 6016 | Generation Constraint in GWh | FALSE | G | Annual | Seasons Included | Seasons | Winter, Summer | Winter, Summer | Winter, Summer | Winter, Summer | Winter, Summer | Winter, Summer | Winter, Summer
RPS v5.13- Solar NWPP (21) | 832 | 6016 | Generation Constraint in GWh | FALSE | G | Annual | Standard | GWh | 118.9609 | 121.1655 | 135.9707 | 161.1182 | 168.7336 | 183.7505 | 200.1048
RPS v5.13- Solar NWPP (21) | 832 | 6016 | Generation Constraint in GWh | FALSE | G | Annual | Emissions at Affected Plants | GWh | 174.1908 | 174.1908 | 174.1908 | 174.1908 | 174.1908 | 183.7505 | 200.1048
RPS v5.13- Solar NWPP (21) | 832 | 6016 | Generation Constraint in GWh | FALSE | G | Annual | Allowances Purchased | GWh | 0 | 0 | 0 | 0 | 0 | 0 | 0
RPS v5.13- Solar NWPP (21) | 832 | 6016 | Generation Constraint in GWh | FALSE | G | Annual | Allowances Sold | GWh | 0 | 0 | 0 | 0 | 0 | 0 | 0
RPS v5.13- Solar NWPP (21) | 832 | 6016 | Generation Constraint in GWh | FALSE | G | Annual | Allowances Banked | GWh | 0 | 0 | 0 | 0 | 0 | 0 | 0
RPS v5.13- Solar NWPP (21) | 832 | 6016 | Generation Constraint in GWh | FALSE | G | Annual | Allowances Withdrawn (1:1) | GWh | 0 | 0 | 0 | 0 | 0 | 0 | 0
RPS v5.13- Solar NWPP (21) | 832 | 6016 | Generation Constraint in GWh | FALSE | G | Annual | Allowances Withdrawn (n:1) | GWh | 0 | 0 | 0 | 0 | 0 | 0 | 0
RPS v5.13- Solar NWPP (21) | 832 | 6016 | Generation Constraint in GWh | FALSE | G | Annual | Net Emissions Allowance Position | GWh | 174.1908 | 174.1908 | 174.1908 | 174.1908 | 174.1908 | 183.7505 | 200.1048
RPS v5.13- Solar NWPP (21) | 832 | 6016 | Generation Constraint in GWh | FALSE | G | Annual | Fuel Consumed | TBtu | 1.6728 | 1.6728 | 1.6728 | 1.6728 | 1.6728 | 1.7661 | 1.9256
RPS v5.13- Solar NWPP (21) | 832 | 6016 | Generation Constraint in GWh | FALSE | G | Annual | Heat Rate | MMBtu/MWh | 9.6035 | 9.6035 | 9.6035 | 9.6035 | 9.6035 | 9.6114 | 9.6232
RPS v5.13- Solar NWPP (21) | 832 | 6016 | Generation Constraint in GWh | FALSE | G | Annual | Generation | TWh | 0.17419 | 0.17419 | 0.17419 | 0.17419 | 0.17419 | 0.18375 | 0.2001
RPS v5.13- Solar NWPP (21) | 832 | 6016 | Generation Constraint in GWh | FALSE | G | Annual | Qualifying Generation | TWh | 0.17419 | 0.17419 | 0.17419 | 0.17419 | 0.17419 | 0.18375 | 0.2001
RPS v5.13- Solar NWPP (21) | 832 | 6016 | Generation Constraint in GWh | FALSE | G | Annual | Rate | lb/MWh | 0 | 0 | 0 | 0 | 0 | 0 | 0
RPS v5.13- Solar NWPP (21) | 832 | 6016 | Generation Constraint in GWh | FALSE | G | Annual | Constraint Shadow Price | US$/MWh | 0 | 0 | 0 | 0 | 0 | 51.7727 | 37.783
RPS v5.13- Solar RFCE (9) | 833 | 6018 | Generation Constraint in GWh | FALSE | G | Annual | Seasons Included | Seasons | Winter, Summer | Winter, Summer | Winter, Summer | Winter, Summer | Winter, Summer | Winter, Summer | Winter, Summer
RPS v5.13- Solar RFCE (9) | 833 | 6018 | Generation Constraint in GWh | FALSE | G | Annual | Standard | GWh | 791.8664 | 1323.2977 | 1826.1069 | 1985.3685 | 2042.351 | 2135.606 | 2232.8592
RPS v5.13- Solar RFCE (9) | 833 | 6018 | Generation Constraint in GWh | FALSE | G | Annual | Emissions at Affected Plants | GWh | 501.0137 | 501.0137 | 501.0137 | 501.0137 | 501.0137 | 501.0137 | 501.0137
RPS v5.13- Solar RFCE (9) | 833 | 6018 | Generation Constraint in GWh | FALSE | G | Annual | Allowances Purchased | GWh | 290.8527 | 822.284 | 1325.0933 | 1484.3548 | 1541.3373 | 1634.5923 | 1731.8455
RPS v5.13- Solar RFCE (9) | 833 | 6018 | Generation Constraint in GWh | FALSE | G | Annual | Allowances Sold | GWh | 0 | 0 | 0 | 0 | 0 | 0 | 0
RPS v5.13- Solar RFCE (9) | 833 | 6018 | Generation Constraint in GWh | FALSE | G | Annual | Allowances Banked | GWh | 0 | 0 | 0 | 0 | 0 | 0 | 0
RPS v5.13- Solar RFCE (9) | 833 | 6018 | Generation Constraint in GWh | FALSE | G | Annual | Allowances Withdrawn (1:1) | GWh | 0 | 0 | 0 | 0 | 0 | 0 | 0
RPS v5.13- Solar RFCE (9) | 833 | 6018 | Generation Constraint in GWh | FALSE | G | Annual | Allowances Withdrawn (n:1) | GWh | 0 | 0 | 0 | 0 | 0 | 0 | 0
RPS v5.13- Solar RFCE (9) | 833 | 6018 | Generation Constraint in GWh | FALSE | G | Annual | Net Emissions Allowance Position | GWh | 791.8664 | 1323.2977 | 1826.1069 | 1985.3685 | 2042.351 | 2135.606 | 2232.8592
RPS v5.13- Solar RFCE (9) | 833 | 6018 | Generation Constraint in GWh | FALSE | G | Annual | Fuel Consumed | TBtu | 3.6899 | 3.6899 | 3.6899 | 3.6899 | 3.6899 | 3.6899 | 3.6899
RPS v5.13- Solar RFCE (9) | 833 | 6018 | Generation Constraint in GWh | FALSE | G | Annual | Heat Rate | MMBtu/MWh | 7.3648 | 7.3648 | 7.3648 | 7.3648 | 7.3648 | 7.3648 | 7.3648
RPS v5.13- Solar RFCE (9) | 833 | 6018 | Generation Constraint in GWh | FALSE | G | Annual | Generation | TWh | 0.50101 | 0.50101 | 0.50101 | 0.50101 | 0.50101 | 0.50101 | 0.50101
RPS v5.13- Solar RFCE (9) | 833 | 6018 | Generation Constraint in GWh | FALSE | G | Annual | Qualifying Generation | TWh | 0.50101 | 0.50101 | 0.50101 | 0.50101 | 0.50101 | 0.50101 | 0.50101
RPS v5.13- Solar RFCE (9) | 833 | 6018 | Generation Constraint in GWh | FALSE | G | Annual | Rate | lb/MWh | 0 | 0 | 0 | 0 | 0 | 0 | 0
RPS v5.13- Solar RFCE (9) | 833 | 6018 | Generation Constraint in GWh | FALSE | G | Annual | Constraint Shadow Price | US$/MWh | 250.0006 | 150.0006 | 150.0003 | 50.0002 | 50.0004 | 50.0002 | 50.0007
RPS v5.13- Solar RFCW (11) | 834 | 6020 | Generation Constraint in GWh | FALSE | G | Annual | Seasons Included | Seasons | Winter, Summer | Winter, Summer | Winter, Summer | Winter, Summer | Winter, Summer | Winter, Summer | Winter, Summer
RPS v5.13- Solar RFCW (11) | 834 | 6020 | Generation Constraint in GWh | FALSE | G | Annual | Standard | GWh | 941.0671 | 1309.4282 | 1678.1624 | 2342.5875 | 2469.4394 | 2560.2561 | 2654.3936
RPS v5.13- Solar RFCW (11) | 834 | 6020 | Generation Constraint in GWh | FALSE | G | Annual | Emissions at Affected Plants | GWh | 143.2654 | 143.2654 | 143.2654 | 143.2654 | 143.2654 | 143.2654 | 143.2654
RPS v5.13- Solar RFCW (11) | 834 | 6020 | Generation Constraint in GWh | FALSE | G | Annual | Allowances Purchased | GWh | 797.8017 | 1166.1628 | 1534.897 | 2199.3221 | 2326.1739 | 2416.9907 | 2511.1282
RPS v5.13- Solar RFCW (11) | 834 | 6020 | Generation Constraint in GWh | FALSE | G | Annual | Allowances Sold | GWh | 0 | 0 | 0 | 0 | 0 | 0 | 0
RPS v5.13- Solar RFCW (11) | 834 | 6020 | Generation Constraint in GWh | FALSE | G | Annual | Allowances Banked | GWh | 0 | 0 | 0 | 0 | 0 | 0 | 0
RPS v5.13- Solar RFCW (11) | 834 | 6020 | Generation Constraint in GWh | FALSE | G | Annual | Allowances Withdrawn (1:1) | GWh | 0 | 0 | 0 | 0 | 0 | 0 | 0
RPS v5.13- Solar RFCW (11) | 834 | 6020 | Generation Constraint in GWh | FALSE | G | Annual | Allowances Withdrawn (n:1) | GWh | 0 | 0 | 0 | 0 | 0 | 0 | 0
RPS v5.13- Solar RFCW (11) | 834 | 6020 | Generation Constraint in GWh | FALSE | G | Annual | Net Emissions Allowance Position | GWh | 941.0671 | 1309.4282 | 1678.1624 | 2342.5875 | 2469.4394 | 2560.2561 | 2654.3936
RPS v5.13- Solar RFCW (11) | 834 | 6020 | Generation Constraint in GWh | FALSE | G | Annual | Fuel Consumed | TBtu | 0.020119 | 0.020119 | 0.020119 | 0.020119 | 0.020119 | 0.020119 | 0.020119
RPS v5.13- Solar RFCW (11) | 834 | 6020 | Generation Constraint in GWh | FALSE | G | Annual | Heat Rate | MMBtu/MWh | 0.14043 | 0.14043 | 0.14043 | 0.14043 | 0.14043 | 0.14043 | 0.14043
RPS v5.13- Solar RFCW (11) | 834 | 6020 | Generation Constraint in GWh | FALSE | G | Annual | Generation | TWh | 0.14327 | 0.14327 | 0.14327 | 0.14327 | 0.14327 | 0.14327 | 0.14327
RPS v5.13- Solar RFCW (11) | 834 | 6020 | Generation Constraint in GWh | FALSE | G | Annual | Qualifying Generation | TWh | 0.14327 | 0.14327 | 0.14327 | 0.14327 | 0.14327 | 0.14327 | 0.14327
RPS v5.13- Solar RFCW (11) | 834 | 6020 | Generation Constraint in GWh | FALSE | G | Annual | Rate | lb/MWh | 0 | 0 | 0 | 0 | 0 | 0 | 0
RPS v5.13- Solar RFCW (11) | 834 | 6020 | Generation Constraint in GWh | FALSE | G | Annual | Constraint Shadow Price | US$/MWh | 250.0006 | 150.0006 | 150.0003 | 50.0002 | 50.0004 | 50.0002 | 50.0007
RPS v5.13- Solar SPNO (17) | 835 | 6022 | Generation Constraint in GWh | FALSE | G | Annual | Seasons Included | Seasons | Winter, Summer | Winter, Summer | Winter, Summer | Winter, Summer | Winter, Summer | Winter, Summer | Winter, Summer
RPS v5.13- Solar SPNO (17) | 835 | 6022 | Generation Constraint in GWh | FALSE | G | Annual | Standard | GWh | 16.1594 | 32.39 | 32.4249 | 50.1389 | 51.8845 | 55.8734 | 60.1686
RPS v5.13- Solar SPNO (17) | 835 | 6022 | Generation Constraint in GWh | FALSE | G | Annual | Emissions at Affected Plants | GWh | 16.1594 | 32.39 | 32.4249 | 50.1389 | 51.8845 | 55.8734 | 60.1686
RPS v5.13- Solar SPNO (17) | 835 | 6022 | Generation Constraint in GWh | FALSE | G | Annual | Allowances Purchased | GWh | 0 | 0 | 0 | 0 | 0 | 0 | 0
RPS v5.13- Solar SPNO (17) | 835 | 6022 | Generation Constraint in GWh | FALSE | G | Annual | Allowances Sold | GWh | 0 | 0 | 0 | 0 | 0 | 0 | 0
RPS v5.13- Solar SPNO (17) | 835 | 6022 | Generation Constraint in GWh | FALSE | G | Annual | Allowances Banked | GWh | 0 | 0 | 0 | 0 | 0 | 0 | 0
RPS v5.13- Solar SPNO (17) | 835 | 6022 | Generation Constraint in GWh | FALSE | G | Annual | Allowances Withdrawn (1:1) | GWh | 0 | 0 | 0 | 0 | 0 | 0 | 0
RPS v5.13- Solar SPNO (17) | 835 | 6022 | Generation Constraint in GWh | FALSE | G | Annual | Allowances Withdrawn (n:1) | GWh | 0 | 0 | 0 | 0 | 0 | 0 | 0
RPS v5.13- Solar SPNO (17) | 835 | 6022 | Generation Constraint in GWh | FALSE | G | Annual | Net Emissions Allowance Position | GWh | 16.1594 | 32.39 | 32.4249 | 50.1389 | 51.8845 | 55.8734 | 60.1686
RPS v5.13- Solar SPNO (17) | 835 | 6022 | Generation Constraint in GWh | FALSE | G | Annual | Fuel Consumed | TBtu | 0.15605 | 0.3144 | 0.31474 | 0.48756 | 0.50459 | 0.5435 | 0.58541
RPS v5.13- Solar SPNO (17) | 835 | 6022 | Generation Constraint in GWh | FALSE | G | Annual | Heat Rate | MMBtu/MWh | 9.6571 | 9.7067 | 9.7067 | 9.7241 | 9.7252 | 9.7274 | 9.7294
RPS v5.13- Solar SPNO (17) | 835 | 6022 | Generation Constraint in GWh | FALSE | G | Annual | Generation | TWh | 0.016159 | 0.03239 | 0.032425 | 0.050139 | 0.051885 | 0.055873 | 0.060169
RPS v5.13- Solar SPNO (17) | 835 | 6022 | Generation Constraint in GWh | FALSE | G | Annual | Qualifying Generation | TWh | 0.016159 | 0.03239 | 0.032425 | 0.050139 | 0.051885 | 0.055873 | 0.060169
RPS v5.13- Solar SPNO (17) | 835 | 6022 | Generation Constraint in GWh | FALSE | G | Annual | Rate | lb/MWh | 0 | 0 | 0 | 0 | 0 | 0 | 0
RPS v5.13- Solar SPNO (17) | 835 | 6022 | Generation Constraint in GWh | FALSE | G | Annual | Constraint Shadow Price | US$/MWh | 243.0503 | 10.4576 | 141.3051 | 104.5823 | 113.8886 | 95.3639 | 93.0956
RPS v5.13- Solar SPSO (18) | 836 | 6023 | Generation Constraint in GWh | FALSE | G | Annual | Seasons Included | Seasons | Winter, Summer | Winter, Summer | Winter, Summer | Winter, Summer | Winter, Summer | Winter, Summer | Winter, Summer
RPS v5.13- Solar SPSO (18) | 836 | 6023 | Generation Constraint in GWh | FALSE | G | Annual | Standard | GWh | 141.831 | 148.1094 | 199.2938 | 210.984 | 218.9632 | 238.6523 | 260.114
RPS v5.13- Solar SPSO (18) | 836 | 6023 | Generation Constraint in GWh | FALSE | G | Annual | Emissions at Affected Plants | GWh | 141.831 | 148.1094 | 199.2938 | 210.984 | 218.9632 | 238.6523 | 260.114
RPS v5.13- Solar SPSO (18) | 836 | 6023 | Generation Constraint in GWh | FALSE | G | Annual | Allowances Purchased | GWh | 0 | 0 | 0 | 0 | 0 | 0 | 0
RPS v5.13- Solar SPSO (18) | 836 | 6023 | Generation Constraint in GWh | FALSE | G | Annual | Allowances Sold | GWh | 0 | 0 | 0 | 0 | 0 | 0 | 0
RPS v5.13- Solar SPSO (18) | 836 | 6023 | Generation Constraint in GWh | FALSE | G | Annual | Allowances Banked | GWh | 0 | 0 | 0 | 0 | 0 | 0 | 0
RPS v5.13- Solar SPSO (18) | 836 | 6023 | Generation Constraint in GWh | FALSE | G | Annual | Allowances Withdrawn (1:1) | GWh | 0 | 0 | 0 | 0 | 0 | 0 | 0
RPS v5.13- Solar SPSO (18) | 836 | 6023 | Generation Constraint in GWh | FALSE | G | Annual | Allowances Withdrawn (n:1) | GWh | 0 | 0 | 0 | 0 | 0 | 0 | 0
RPS v5.13- Solar SPSO (18) | 836 | 6023 | Generation Constraint in GWh | FALSE | G | Annual | Net Emissions Allowance Position | GWh | 141.831 | 148.1094 | 199.2938 | 210.984 | 218.9632 | 238.6523 | 260.114
RPS v5.13- Solar SPSO (18) | 836 | 6023 | Generation Constraint in GWh | FALSE | G | Annual | Fuel Consumed | TBtu | 0.36763 | 0.42888 | 0.92823 | 1.0423 | 1.1201 | 1.3122 | 1.5216
RPS v5.13- Solar SPSO (18) | 836 | 6023 | Generation Constraint in GWh | FALSE | G | Annual | Heat Rate | MMBtu/MWh | 2.592 | 2.8957 | 4.6576 | 4.9401 | 5.1156 | 5.4984 | 5.8497
RPS v5.13- Solar SPSO (18) | 836 | 6023 | Generation Constraint in GWh | FALSE | G | Annual | Generation | TWh | 0.14183 | 0.14811 | 0.19929 | 0.21098 | 0.21896 | 0.23865 | 0.26011
RPS v5.13- Solar SPSO (18) | 836 | 6023 | Generation Constraint in GWh | FALSE | G | Annual | Qualifying Generation | TWh | 0.14183 | 0.14811 | 0.19929 | 0.21098 | 0.21896 | 0.23865 | 0.26011
RPS v5.13- Solar SPSO (18) | 836 | 6023 | Generation Constraint in GWh | FALSE | G | Annual | Rate | lb/MWh | 0 | 0 | 0 | 0 | 0 | 0 | 0
RPS v5.13- Solar SPSO (18) | 836 | 6023 | Generation Constraint in GWh | FALSE | G | Annual | Constraint Shadow Price | US$/MWh | 65.235 | 29.0456 | 55.7604 | 58.1876 | 69.9854 | 53.1641 | 42.1096
RPS v5.13- Solar SRCE (15) | 837 | 6024 | Generation Constraint in GWh | FALSE | G | Annual | Seasons Included | Seasons | Winter, Summer | Winter, Summer | Winter, Summer | Winter, Summer | Winter, Summer | Winter, Summer | Winter, Summer
RPS v5.13- Solar SRCE (15) | 837 | 6024 | Generation Constraint in GWh | FALSE | G | Annual | Standard | GWh | 1.3549 | 1.9672 | 1.9987 | 2.0751 | 2.1539 | 2.3054 | 2.4676
RPS v5.13- Solar SRCE (15) | 837 | 6024 | Generation Constraint in GWh | FALSE | G | Annual | Emissions at Affected Plants | GWh | 14.4329 | 14.4329 | 14.4329 | 14.4329 | 14.4329 | 14.4329 | 14.4329
RPS v5.13- Solar SRCE (15) | 837 | 6024 | Generation Constraint in GWh | FALSE | G | Annual | Allowances Purchased | GWh | 0 | 0 | 0 | 0 | 0 | 0 | 0
RPS v5.13- Solar SRCE (15) | 837 | 6024 | Generation Constraint in GWh | FALSE | G | Annual | Allowances Sold | GWh | 0 | 0 | 0 | 0 | 0 | 0 | 0
RPS v5.13- Solar SRCE (15) | 837 | 6024 | Generation Constraint in GWh | FALSE | G | Annual | Allowances Banked | GWh | 0 | 0 | 0 | 0 | 0 | 0 | 0
RPS v5.13- Solar SRCE (15) | 837 | 6024 | Generation Constraint in GWh | FALSE | G | Annual | Allowances Withdrawn (1:1) | GWh | 0 | 0 | 0 | 0 | 0 | 0 | 0
RPS v5.13- Solar SRCE (15) | 837 | 6024 | Generation Constraint in GWh | FALSE | G | Annual | Allowances Withdrawn (n:1) | GWh | 0 | 0 | 0 | 0 | 0 | 0 | 0
RPS v5.13- Solar SRCE (15) | 837 | 6024 | Generation Constraint in GWh | FALSE | G | Annual | Net Emissions Allowance Position | GWh | 14.4329 | 14.4329 | 14.4329 | 14.4329 | 14.4329 | 14.4329 | 14.4329
RPS v5.13- Solar SRCE (15) | 837 | 6024 | Generation Constraint in GWh | FALSE | G | Annual | Fuel Consumed | TBtu | 0 | 0 | 0 | 0 | 0 | 0 | 0
RPS v5.13- Solar SRCE (15) | 837 | 6024 | Generation Constraint in GWh | FALSE | G | Annual | Heat Rate | MMBtu/MWh | 0 | 0 | 0 | 0 | 0 | 0 | 0
RPS v5.13- Solar SRCE (15) | 837 | 6024 | Generation Constraint in GWh | FALSE | G | Annual | Generation | TWh | 0.014433 | 0.014433 | 0.014433 | 0.014433 | 0.014433 | 0.014433 | 0.014433
RPS v5.13- Solar SRCE (15) | 837 | 6024 | Generation Constraint in GWh | FALSE | G | Annual | Qualifying Generation | TWh | 0.014433 | 0.014433 | 0.014433 | 0.014433 | 0.014433 | 0.014433 | 0.014433
RPS v5.13- Solar SRCE (15) | 837 | 6024 | Generation Constraint in GWh | FALSE | G | Annual | Rate | lb/MWh | 0 | 0 | 0 | 0 | 0 | 0 | 0
RPS v5.13- Solar SRCE (15) | 837 | 6024 | Generation Constraint in GWh | FALSE | G | Annual | Constraint Shadow Price | US$/MWh | 0 | 0 | 0 | 0 | 0 | 0 | 0
RPS v5.13- Solar SRGW (13) | 839 | 6026 | Generation Constraint in GWh | FALSE | G | Annual | Seasons Included | Seasons | Winter, Summer | Winter, Summer | Winter, Summer | Winter, Summer | Winter, Summer | Winter, Summer | Winter, Summer
RPS v5.13- Solar SRGW (13) | 839 | 6026 | Generation Constraint in GWh | FALSE | G | Annual | Standard | GWh | 281.1517 | 393.6611 | 467.2693 | 704.9706 | 762.1838 | 809.6734 | 860.1186
RPS v5.13- Solar SRGW (13) | 839 | 6026 | Generation Constraint in GWh | FALSE | G | Annual | Emissions at Affected Plants | GWh | 281.1517 | 467.2682 | 467.2693 | 704.9706 | 762.1838 | 809.6734 | 860.1186
RPS v5.13- Solar SRGW (13) | 839 | 6026 | Generation Constraint in GWh | FALSE | G | Annual | Allowances Purchased | GWh | 0 | 0 | 0 | 0 | 0 | 0 | 0
RPS v5.13- Solar SRGW (13) | 839 | 6026 | Generation Constraint in GWh | FALSE | G | Annual | Allowances Sold | GWh | 0 | 0 | 0 | 0 | 0 | 0 | 0
RPS v5.13- Solar SRGW (13) | 839 | 6026 | Generation Constraint in GWh | FALSE | G | Annual | Allowances Banked | GWh | 0 | 0 | 0 | 0 | 0 | 0 | 0
RPS v5.13- Solar SRGW (13) | 839 | 6026 | Generation Constraint in GWh | FALSE | G | Annual | Allowances Withdrawn (1:1) | GWh | 0 | 0 | 0 | 0 | 0 | 0 | 0
RPS v5.13- Solar SRGW (13) | 839 | 6026 | Generation Constraint in GWh | FALSE | G | Annual | Allowances Withdrawn (n:1) | GWh | 0 | 0 | 0 | 0 | 0 | 0 | 0
RPS v5.13- Solar SRGW (13) | 839 | 6026 | Generation Constraint in GWh | FALSE | G | Annual | Net Emissions Allowance Position | GWh | 281.1517 | 467.2682 | 467.2693 | 704.9706 | 762.1838 | 809.6734 | 860.1186
RPS v5.13- Solar SRGW (13) | 839 | 6026 | Generation Constraint in GWh | FALSE | G | Annual | Fuel Consumed | TBtu | 2.7429 | 4.5586 | 4.5586 | 6.8776 | 7.4358 | 7.8991 | 8.3913
RPS v5.13- Solar SRGW (13) | 839 | 6026 | Generation Constraint in GWh | FALSE | G | Annual | Heat Rate | MMBtu/MWh | 9.7558 | 9.7559 | 9.7559 | 9.7559 | 9.7559 | 9.7559 | 9.7559
RPS v5.13- Solar SRGW (13) | 839 | 6026 | Generation Constraint in GWh | FALSE | G | Annual | Generation | TWh | 0.28115 | 0.46727 | 0.46727 | 0.70497 | 0.76218 | 0.80967 | 0.86012
RPS v5.13- Solar SRGW (13) | 839 | 6026 | Generation Constraint in GWh | FALSE | G | Annual | Qualifying Generation | TWh | 0.28115 | 0.46727 | 0.46727 | 0.70497 | 0.76218 | 0.80967 | 0.86012
RPS v5.13- Solar SRGW (13) | 839 | 6026 | Generation Constraint in GWh | FALSE | G | Annual | Rate | lb/MWh | 0 | 0 | 0 | 0 | 0 | 0 | 0
RPS v5.13- Solar SRGW (13) | 839 | 6026 | Generation Constraint in GWh | FALSE | G | Annual | Constraint Shadow Price | US$/MWh | 215.8461 | 0 | 113.7774 | 81.8166 | 89.3226 | 69.5749 | 68.7028
RPS v5.13- Solar SRVC (16) | 840 | 6027 | Generation Constraint in GWh | FALSE | G | Annual | Seasons Included | Seasons | Winter, Summer | Winter, Summer | Winter, Summer | Winter, Summer | Winter, Summer | Winter, Summer | Winter, Summer
RPS v5.13- Solar SRVC (16) | 840 | 6027 | Generation Constraint in GWh | FALSE | G | Annual | Standard | GWh | 196.8344 | 284.0208 | 286.6821 | 303.3105 | 321.0802 | 356.7712 | 396.4309
RPS v5.13- Solar SRVC (16) | 840 | 6027 | Generation Constraint in GWh | FALSE | G | Annual | Emissions at Affected Plants | GWh | 196.8344 | 771.6592 | 771.6592 | 1993.5386 | 1993.5386 | 4471.4058 | 6695.4068
RPS v5.13- Solar SRVC (16) | 840 | 6027 | Generation Constraint in GWh | FALSE | G | Annual | Allowances Purchased | GWh | 0 | 0 | 0 | 0 | 0 | 0 | 0
RPS v5.13- Solar SRVC (16) | 840 | 6027 | Generation Constraint in GWh | FALSE | G | Annual | Allowances Sold | GWh | 0 | 0 | 0 | 0 | 0 | 0 | 0
RPS v5.13- Solar SRVC (16) | 840 | 6027 | Generation Constraint in GWh | FALSE | G | Annual | Allowances Banked | GWh | 0 | 0 | 0 | 0 | 0 | 0 | 0
RPS v5.13- Solar SRVC (16) | 840 | 6027 | Generation Constraint in GWh | FALSE | G | Annual | Allowances Withdrawn (1:1) | GWh | 0 | 0 | 0 | 0 | 0 | 0 | 0
RPS v5.13- Solar SRVC (16) | 840 | 6027 | Generation Constraint in GWh | FALSE | G | Annual | Allowances Withdrawn (n:1) | GWh | 0 | 0 | 0 | 0 | 0 | 0 | 0
RPS v5.13- Solar SRVC (16) | 840 | 6027 | Generation Constraint in GWh | FALSE | G | Annual | Net Emissions Allowance Position | GWh | 196.8344 | 771.6592 | 771.6592 | 1993.5386 | 1993.5386 | 4471.4058 | 6695.4068
RPS v5.13- Solar SRVC (16) | 840 | 6027 | Generation Constraint in GWh | FALSE | G | Annual | Fuel Consumed | TBtu | 0.57037 | 6.1784 | 6.1784 | 18.099 | 18.099 | 42.2731 | 63.9704
RPS v5.13- Solar SRVC (16) | 840 | 6027 | Generation Constraint in GWh | FALSE | G | Annual | Heat Rate | MMBtu/MWh | 2.8977 | 8.0066 | 8.0066 | 9.0788 | 9.0788 | 9.4541 | 9.5544
RPS v5.13- Solar SRVC (16) | 840 | 6027 | Generation Constraint in GWh | FALSE | G | Annual | Generation | TWh | 0.19683 | 0.77166 | 0.77166 | 1.9935 | 1.9935 | 4.4714 | 6.6954
RPS v5.13- Solar SRVC (16) | 840 | 6027 | Generation Constraint in GWh | FALSE | G | Annual | Qualifying Generation | TWh | 0.19683 | 0.77166 | 0.77166 | 1.9935 | 1.9935 | 4.4714 | 6.6954
RPS v5.13- Solar SRVC (16) | 840 | 6027 | Generation Constraint in GWh | FALSE | G | Annual | Rate | lb/MWh | 0 | 0 | 0 | 0 | 0 | 0 | 0
RPS v5.13- Solar SRVC (16) | 840 | 6027 | Generation Constraint in GWh | FALSE | G | Annual | Constraint Shadow Price | US$/MWh | 127.2421 | 0 | 0 | 0 | 0 | 0 | 0
S A Carlson MER Rate Limit v3.1 | 841 | 2043 | Rate Constraint in lbs/MMBtu | FALSE | L | Annual | Seasons Included | Seasons | Winter, Summer | Winter, Summer | Winter, Summer | Winter, Summer | Winter, Summer | Winter, Summer | Winter, Summer
S A Carlson MER Rate Limit v3.1 | 841 | 2043 | Rate Constraint in lbs/MMBtu | FALSE | L | Annual | Standard | lb/MMBtu | 6e-07 | 6e-07 | 6e-07 | 6e-07 | 6e-07 | 6e-07 | 6e-07
S A Carlson MER Rate Limit v3.1 | 841 | 2043 | Rate Constraint in lbs/MMBtu | FALSE | L | Annual | Emissions at Affected Plants MER | lbs | 0 | 0 | 0 | 0 | 0 | 0 | 0
S A Carlson MER Rate Limit v3.1 | 841 | 2043 | Rate Constraint in lbs/MMBtu | FALSE | L | Annual | Allowances Purchased MER | lbs | 0 | 0 | 0 | 0 | 0 | 0 | 0
S A Carlson MER Rate Limit v3.1 | 841 | 2043 | Rate Constraint in lbs/MMBtu | FALSE | L | Annual | Allowances Sold MER | lbs | 0 | 0 | 0 | 0 | 0 | 0 | 0
S A Carlson MER Rate Limit v3.1 | 841 | 2043 | Rate Constraint in lbs/MMBtu | FALSE | L | Annual | Allowances Banked | lbs | 0 | 0 | 0 | 0 | 0 | 0 | 0
S A Carlson MER Rate Limit v3.1 | 841 | 2043 | Rate Constraint in lbs/MMBtu | FALSE | L | Annual | Allowances Withdrawn (1:1) | lbs | 0 | 0 | 0 | 0 | 0 | 0 | 0
S A Carlson MER Rate Limit v3.1 | 841 | 2043 | Rate Constraint in lbs/MMBtu | FALSE | L | Annual | Allowances Withdrawn (n:1) | lbs | 0 | 0 | 0 | 0 | 0 | 0 | 0
S A Carlson MER Rate Limit v3.1 | 841 | 2043 | Rate Constraint in lbs/MMBtu | FALSE | L | Annual | Net Emissions Allowance Position | lbs | 0 | 0 | 0 | 0 | 0 | 0 | 0
S A Carlson MER Rate Limit v3.1 | 841 | 2043 | Rate Constraint in lbs/MMBtu | FALSE | L | Annual | Fuel Consumed | TBtu | 0 | 0 | 0 | 0 | 0 | 0 | 0
S A Carlson MER Rate Limit v3.1 | 841 | 2043 | Rate Constraint in lbs/MMBtu | FALSE | L | Annual | Rate | lb/MMBtu | 0 | 0 | 0 | 0 | 0 | 0 | 0
S A Carlson MER Rate Limit v3.1 | 841 | 2043 | Rate Constraint in lbs/MMBtu | FALSE | L | Annual | Generation | TWh | 0 | 0 | 0 | 0 | 0 | 0 | 0
S A Carlson MER Rate Limit v3.1 | 841 | 2043 | Rate Constraint in lbs/MMBtu | FALSE | L | Annual | Qualifying Generation | TWh | 0 | 0 | 0 | 0 | 0 | 0 | 0
S A Carlson MER Rate Limit v3.1 | 841 | 2043 | Rate Constraint in lbs/MMBtu | FALSE | L | Annual | Rate | lb/MWh | 0 | 0 | 0 | 0 | 0 | 0 | 0
S A Carlson MER Rate Limit v3.1 | 841 | 2043 | Rate Constraint in lbs/MMBtu | FALSE | L | Annual | Constraint Shadow Price | US$/Lb | 2612960.3617 | 3520524.5051 | 3738152.9453 | 3981315.5487 | 4134787.7556 | 4622652.4163 | 6334303.9001
State Niagara Mohawk Power - NOX Cap Annual v3.1 | 842 | 1890 | Rate Constraint in MTons | FALSE | L | Annual | Seasons Included | Seasons | Winter, Summer | Winter, Summer | Winter, Summer | Winter, Summer | Winter, Summer | Winter, Summer | Winter, Summer
State Niagara Mohawk Power - NOX Cap Annual v3.1 | 842 | 1890 | Rate Constraint in MTons | FALSE | L | Annual | Standard | MTons | 3.241 | 3.241 | 3.241 | 3.241 | 3.241 | 3.241 | 3.241
State Niagara Mohawk Power - NOX Cap Annual v3.1 | 842 | 1890 | Rate Constraint in MTons | FALSE | L | Annual | Standard NOX | MTons | 3.241 | 3.241 | 3.241 | 3.241 | 3.241 | 3.241 | 3.241
State Niagara Mohawk Power - NOX Cap Annual v3.1 | 842 | 1890 | Rate Constraint in MTons | FALSE | L | Annual | Emissions at Affected Plants NOX | MTons | 0 | 0 | 0 | 0 | 0 | 0 | 0
State Niagara Mohawk Power - NOX Cap Annual v3.1 | 842 | 1890 | Rate Constraint in MTons | FALSE | L | Annual | Allowances Purchased NOX | MTons | 0 | 0 | 0 | 0 | 0 | 0 | 0
State Niagara Mohawk Power - NOX Cap Annual v3.1 | 842 | 1890 | Rate Constraint in MTons | FALSE | L | Annual | Allowances Sold NOX | MTons | 0 | 0 | 0 | 0 | 0 | 0 | 0
State Niagara Mohawk Power - NOX Cap Annual v3.1 | 842 | 1890 | Rate Constraint in MTons | FALSE | L | Annual | Allowances Banked | MTons | 0 | 0 | 0 | 0 | 0 | 0 | 0
State Niagara Mohawk Power - NOX Cap Annual v3.1 | 842 | 1890 | Rate Constraint in MTons | FALSE | L | Annual | Allowances Withdrawn (1:1) | MTons | 0 | 0 | 0 | 0 | 0 | 0 | 0
State Niagara Mohawk Power - NOX Cap Annual v3.1 | 842 | 1890 | Rate Constraint in MTons | FALSE | L | Annual | Allowances Withdrawn (n:1) | MTons | 0 | 0 | 0 | 0 | 0 | 0 | 0
State Niagara Mohawk Power - NOX Cap Annual v3.1 | 842 | 1890 | Rate Constraint in MTons | FALSE | L | Annual | Net Emissions Allowance Position | MTons | 0 | 0 | 0 | 0 | 0 | 0 | 0
State Niagara Mohawk Power - NOX Cap Annual v3.1 | 842 | 1890 | Rate Constraint in MTons | FALSE | L | Annual | Fuel Consumed | TBtu | 0 | 0 | 0 | 0 | 0 | 0 | 0
State Niagara Mohawk Power - NOX Cap Annual v3.1 | 842 | 1890 | Rate Constraint in MTons | FALSE | L | Annual | Rate | lb/MMBtu | 0 | 0 | 0 | 0 | 0 | 0 | 0
State Niagara Mohawk Power - NOX Cap Annual v3.1 | 842 | 1890 | Rate Constraint in MTons | FALSE | L | Annual | Generation | TWh | 0 | 0 | 0 | 0 | 0 | 0 | 0
State Niagara Mohawk Power - NOX Cap Annual v3.1 | 842 | 1890 | Rate Constraint in MTons | FALSE | L | Annual | Qualifying Generation | TWh | 0 | 0 | 0 | 0 | 0 | 0 | 0
State Niagara Mohawk Power - NOX Cap Annual v3.1 | 842 | 1890 | Rate Constraint in MTons | FALSE | L | Annual | Rate | lb/MWh | 0 | 0 | 0 | 0 | 0 | 0 | 0
State Niagara Mohawk Power - NOX Cap Annual v3.1 | 842 | 1890 | Rate Constraint in MTons | FALSE | L | Annual | Constraint Shadow Price | US$/Ton | 0 | 0 | 0 | 0 | 0 | 0 | 0
State Niagara Mohawk Power - SO2 Cap Annual v3.1 | 843 | 1891 | Rate Constraint in MTons | FALSE | L | Annual | Seasons Included | Seasons | Winter, Summer | Winter, Summer | Winter, Summer | Winter, Summer | Winter, Summer | Winter, Summer | Winter, Summer
State Niagara Mohawk Power - SO2 Cap Annual v3.1 | 843 | 1891 | Rate Constraint in MTons | FALSE | L | Annual | Standard | MTons | 14.169 | 14.169 | 14.169 | 14.169 | 14.169 | 14.169 | 14.169
State Niagara Mohawk Power - SO2 Cap Annual v3.1 | 843 | 1891 | Rate Constraint in MTons | FALSE | L | Annual | Standard SO2 | MTons | 14.169 | 14.169 | 14.169 | 14.169 | 14.169 | 14.169 | 14.169
State Niagara Mohawk Power - SO2 Cap Annual v3.1 | 843 | 1891 | Rate Constraint in MTons | FALSE | L | Annual | Emissions at Affected Plants SO2 | MTons | 0 | 0 | 0 | 0 | 0 | 0 | 0
State Niagara Mohawk Power - SO2 Cap Annual v3.1 | 843 | 1891 | Rate Constraint in MTons | FALSE | L | Annual | Allowances Purchased SO2 | MTons | 0 | 0 | 0 | 0 | 0 | 0 | 0
State Niagara Mohawk Power - SO2 Cap Annual v3.1 | 843 | 1891 | Rate Constraint in MTons | FALSE | L | Annual | Allowances Sold SO2 | MTons | 0 | 0 | 0 | 0 | 0 | 0 | 0
State Niagara Mohawk Power - SO2 Cap Annual v3.1 | 843 | 1891 | Rate Constraint in MTons | FALSE | L | Annual | Allowances Banked | MTons | 0 | 0 | 0 | 0 | 0 | 0 | 0
State Niagara Mohawk Power - SO2 Cap Annual v3.1 | 843 | 1891 | Rate Constraint in MTons | FALSE | L | Annual | Allowances Withdrawn (1:1) | MTons | 0 | 0 | 0 | 0 | 0 | 0 | 0
State Niagara Mohawk Power - SO2 Cap Annual v3.1 | 843 | 1891 | Rate Constraint in MTons | FALSE | L | Annual | Allowances Withdrawn (n:1) | MTons | 0 | 0 | 0 | 0 | 0 | 0 | 0
State Niagara Mohawk Power - SO2 Cap Annual v3.1 | 843 | 1891 | Rate Constraint in MTons | FALSE | L | Annual | Net Emissions Allowance Position | MTons | 0 | 0 | 0 | 0 | 0 | 0 | 0
State Niagara Mohawk Power - SO2 Cap Annual v3.1 | 843 | 1891 | Rate Constraint in MTons | FALSE | L | Annual | Fuel Consumed | TBtu | 0 | 0 | 0 | 0 | 0 | 0 | 0
State Niagara Mohawk Power - SO2 Cap Annual v3.1 | 843 | 1891 | Rate Constraint in MTons | FALSE | L | Annual | Rate | lb/MMBtu | 0 | 0 | 0 | 0 | 0 | 0 | 0
State Niagara Mohawk Power - SO2 Cap Annual v3.1 | 843 | 1891 | Rate Constraint in MTons | FALSE | L | Annual | Generation | TWh | 0 | 0 | 0 | 0 | 0 | 0 | 0
State Niagara Mohawk Power - SO2 Cap Annual v3.1 | 843 | 1891 | Rate Constraint in MTons | FALSE | L | Annual | Qualifying Generation | TWh | 0 | 0 | 0 | 0 | 0 | 0 | 0
State Niagara Mohawk Power - SO2 Cap Annual v3.1 | 843 | 1891 | Rate Constraint in MTons | FALSE | L | Annual | Rate | lb/MWh | 0 | 0 | 0 | 0 | 0 | 0 | 0
State Niagara Mohawk Power - SO2 Cap Annual v3.1 | 843 | 1891 | Rate Constraint in MTons | FALSE | L | Annual | Constraint Shadow Price | US$/Ton | 0 | 0 | 0 | 0 | 0 | 0 | 0
Texas East - NOX Cap Annual v3.1 | 849 | 1901 | Rate Constraint in MTons | FALSE | L | Annual | Seasons Included | Seasons | Winter, Summer | Winter, Summer | Winter, Summer | Winter, Summer | Winter, Summer | Winter, Summer | Winter, Summer
Texas East - NOX Cap Annual v3.1 | 849 | 1901 | Rate Constraint in MTons | FALSE | L | Annual | Standard | MTons | 84.484 | 84.484 | 84.484 | 84.484 | 84.484 | 84.484 | 84.484
Texas East - NOX Cap Annual v3.1 | 849 | 1901 | Rate Constraint in MTons | FALSE | L | Annual | Standard NOX | MTons | 84.484 | 84.484 | 84.484 | 84.484 | 84.484 | 84.484 | 84.484
Texas East - NOX Cap Annual v3.1 | 849 | 1901 | Rate Constraint in MTons | FALSE | L | Annual | Emissions at Affected Plants NOX | MTons | 42.0754 | 41.4742 | 34.1012 | 32.4224 | 31.636 | 30.6757 | 30.9438
Texas East - NOX Cap Annual v3.1 | 849 | 1901 | Rate Constraint in MTons | FALSE | L | Annual | Allowances Purchased NOX | MTons | 0 | 0 | 0 | 0 | 0 | 0 | 0
Texas East - NOX Cap Annual v3.1 | 849 | 1901 | Rate Constraint in MTons | FALSE | L | Annual | Allowances Sold NOX | MTons | 0 | 0 | 0 | 0 | 0 | 0 | 0
Texas East - NOX Cap Annual v3.1 | 849 | 1901 | Rate Constraint in MTons | FALSE | L | Annual | Allowances Banked | MTons | 0 | 43.0098 | 0 | 60.6635 | 0 | 53.8083 | 0
Texas East - NOX Cap Annual v3.1 | 849 | 1901 | Rate Constraint in MTons | FALSE | L | Annual | Allowances Withdrawn (1:1) | MTons | 0 | 0 | 0 | -8.602 | -50.5529 | 0 | 0
Texas East - NOX Cap Annual v3.1 | 849 | 1901 | Rate Constraint in MTons | FALSE | L | Annual | Allowances Withdrawn (n:1) | MTons | 0 | 0 | 0 | 0 | 0 | 0 | 0
Texas East - NOX Cap Annual v3.1 | 849 | 1901 | Rate Constraint in MTons | FALSE | L | Annual | Net Emissions Allowance Position | MTons | 42.0754 | 84.484 | 34.1012 | 84.484 | -18.9169 | 84.484 | 30.9438
Texas East - NOX Cap Annual v3.1 | 849 | 1901 | Rate Constraint in MTons | FALSE | L | Annual | Fuel Consumed | TBtu | 739.8836 | 742.168 | 578.6341 | 553.0071 | 521.4426 | 482.1627 | 476.7316
Texas East - NOX Cap Annual v3.1 | 849 | 1901 | Rate Constraint in MTons | FALSE | L | Annual | Rate | lb/MMBtu | 0.11374 | 0.11176 | 0.11787 | 0.11726 | 0.12134 | 0.12724 | 0.12982
Texas East - NOX Cap Annual v3.1 | 849 | 1901 | Rate Constraint in MTons | FALSE | L | Annual | Generation | TWh | 67.7962 | 69.4592 | 54.8821 | 52.7193 | 49.934 | 45.8799 | 45.251
Texas East - NOX Cap Annual v3.1 | 849 | 1901 | Rate Constraint in MTons | FALSE | L | Annual | Qualifying Generation | TWh | 67.7962 | 69.4592 | 54.8821 | 52.7193 | 49.934 | 45.8799 | 45.251
Texas East - NOX Cap Annual v3.1 | 849 | 1901 | Rate Constraint in MTons | FALSE | L | Annual | Rate | lb/MWh | 0.62062 | 0.5971 | 0.62135 | 0.615 | 0.63356 | 0.66861 | 0.68383
Texas East - NOX Cap Annual v3.1 | 849 | 1901 | Rate Constraint in MTons | FALSE | L | Annual | Constraint Shadow Price | US$/Ton | 0 | 0 | 0 | 0 | 0 | 0 | 0
Texas East - SO2 Cap Annual v3.1 | 850 | 1902 | Rate Constraint in MTons | FALSE | L | Annual | Seasons Included | Seasons | Winter, Summer | Winter, Summer | Winter, Summer | Winter, Summer | Winter, Summer | Winter, Summer | Winter, Summer
Texas East - SO2 Cap Annual v3.1 | 850 | 1902 | Rate Constraint in MTons | FALSE | L | Annual | Standard | MTons | 273.95 | 273.95 | 273.95 | 273.95 | 273.95 | 273.95 | 273.95
Texas East - SO2 Cap Annual v3.1 | 850 | 1902 | Rate Constraint in MTons | FALSE | L | Annual | Standard SO2 | MTons | 273.95 | 273.95 | 273.95 | 273.95 | 273.95 | 273.95 | 273.95
Texas East - SO2 Cap Annual v3.1 | 850 | 1902 | Rate Constraint in MTons | FALSE | L | Annual | Emissions at Affected Plants SO2 | MTons | 39.1166 | 37.5214 | 31.6403 | 35.2136 | 36.5181 | 37.4404 | 37.7594
Texas East - SO2 Cap Annual v3.1 | 850 | 1902 | Rate Constraint in MTons | FALSE | L | Annual | Allowances Purchased SO2 | MTons | 0 | 0 | 0 | 0 | 0 | 0 | 0
Texas East - SO2 Cap Annual v3.1 | 850 | 1902 | Rate Constraint in MTons | FALSE | L | Annual | Allowances Sold SO2 | MTons | 0 | 0 | 0 | 0 | 0 | 0 | 0
Texas East - SO2 Cap Annual v3.1 | 850 | 1902 | Rate Constraint in MTons | FALSE | L | Annual | Allowances Banked | MTons | 0 | 0 | 0 | 238.7364 | 0 | 105.989 | 0
Texas East - SO2 Cap Annual v3.1 | 850 | 1902 | Rate Constraint in MTons | FALSE | L | Annual | Allowances Withdrawn (1:1) | MTons | 0 | 0 | 0 | 0 | 0 | 0 | -273.95
Texas East - SO2 Cap Annual v3.1 | 850 | 1902 | Rate Constraint in MTons | FALSE | L | Annual | Allowances Withdrawn (n:1) | MTons | 0 | 0 | 0 | 0 | 0 | 0 | 0
Texas East - SO2 Cap Annual v3.1 | 850 | 1902 | Rate Constraint in MTons | FALSE | L | Annual | Net Emissions Allowance Position | MTons | 39.1166 | 37.5214 | 31.6403 | 273.95 | 36.5181 | 143.4294 | -236.1906
Texas East - SO2 Cap Annual v3.1 | 850 | 1902 | Rate Constraint in MTons | FALSE | L | Annual | Fuel Consumed | TBtu | 416.5755 | 400.7353 | 336.7174 | 372.6256 | 384.3465 | 396.4826 | 400.7353
Texas East - SO2 Cap Annual v3.1 | 850 | 1902 | Rate Constraint in MTons | FALSE | L | Annual | Rate | lb/MMBtu | 0.1878 | 0.18726 | 0.18793 | 0.189 | 0.19003 | 0.18886 | 0.18845
Texas East - SO2 Cap Annual v3.1 | 850 | 1902 | Rate Constraint in MTons | FALSE | L | Annual | Generation | TWh | 37.6933 | 37.6933 | 31.6952 | 35.0632 | 36.1798 | 37.3005 | 37.6933
Texas East - SO2 Cap Annual v3.1 | 850 | 1902 | Rate Constraint in MTons | FALSE | L | Annual | Qualifying Generation | TWh | 37.6933 | 37.6933 | 31.6952 | 35.0632 | 36.1798 | 37.3005 | 37.6933
Texas East - SO2 Cap Annual v3.1 | 850 | 1902 | Rate Constraint in MTons | FALSE | L | Annual | Rate | lb/MWh | 1.0378 | 0.99544 | 0.99827 | 1.0043 | 1.0093 | 1.0037 | 1.0018
Texas East - SO2 Cap Annual v3.1 | 850 | 1902 | Rate Constraint in MTons | FALSE | L | Annual | Constraint Shadow Price | US$/Ton | 0 | 0 | 0 | 0 | 0 | 0 | 0
Texas El Paso - NOX Cap Annual v3.1 | 866 | 1904 | Rate Constraint in MTons | FALSE | L | Annual | Seasons Included | Seasons | Winter, Summer | Winter, Summer | Winter, Summer | Winter, Summer | Winter, Summer | Winter, Summer | Winter, Summer
Texas El Paso - NOX Cap Annual v3.1 | 866 | 1904 | Rate Constraint in MTons | FALSE | L | Annual | Standard | MTons | 1.06 | 1.06 | 1.06 | 1.06 | 1.06 | 1.06 | 1.06
Texas El Paso - NOX Cap Annual v3.1 | 866 | 1904 | Rate Constraint in MTons | FALSE | L | Annual | Standard NOX | MTons | 1.06 | 1.06 | 1.06 | 1.06 | 1.06 | 1.06 | 1.06
Texas El Paso - NOX Cap Annual v3.1 | 866 | 1904 | Rate Constraint in MTons | FALSE | L | Annual | Emissions at Affected Plants NOX | MTons | 0.50475 | 0.51751 | 0.59465 | 0.59465 | 0.10251 | 0.30791 | 0.034108
Texas El Paso - NOX Cap Annual v3.1 | 866 | 1904 | Rate Constraint in MTons | FALSE | L | Annual | Allowances Purchased NOX | MTons | 0 | 0 | 0 | 0 | 0 | 0 | 0
Texas El Paso - NOX Cap Annual v3.1 | 866 | 1904 | Rate Constraint in MTons | FALSE | L | Annual | Allowances Sold NOX | MTons | 0 | 0 | 0 | 0 | 0 | 0 | 0
Texas El Paso - NOX Cap Annual v3.1 | 866 | 1904 | Rate Constraint in MTons | FALSE | L | Annual | Allowances Banked | MTons | 0 | 0.54249 | 0.60097 | 0 | 0 | 0 | 0
Texas El Paso - NOX Cap Annual v3.1 | 866 | 1904 | Rate Constraint in MTons | FALSE | L | Annual | Allowances Withdrawn (1:1) | MTons | 0 | 0 | -0.13562 | -0.48078 | 0 | 0 | 0
Texas El Paso - NOX Cap Annual v3.1 | 866 | 1904 | Rate Constraint in MTons | FALSE | L | Annual | Allowances Withdrawn (n:1) | MTons | 0 | 0 | 0 | 0 | 0 | 0 | 0
Texas El Paso - NOX Cap Annual v3.1 | 866 | 1904 | Rate Constraint in MTons | FALSE | L | Annual | Net Emissions Allowance Position | MTons | 0.50475 | 1.06 | 1.06 | 0.11387 | 0.10251 | 0.30791 | 0.034108
Texas El Paso - NOX Cap Annual v3.1 | 866 | 1904 | Rate Constraint in MTons | FALSE | L | Annual | Fuel Consumed | TBtu | 6.041 | 6.1829 | 7.0407 | 7.0407 | 1.14 | 3.4241 | 0.37931
Texas El Paso - NOX Cap Annual v3.1 | 866 | 1904 | Rate Constraint in MTons | FALSE | L | Annual | Rate | lb/MMBtu | 0.16711 | 0.1674 | 0.16892 | 0.16892 | 0.17984 | 0.17984 | 0.17984
Texas El Paso - NOX Cap Annual v3.1 | 866 | 1904 | Rate Constraint in MTons | FALSE | L | Annual | Generation | TWh | 0.53269 | 0.5467 | 0.63138 | 0.63138 | 0.11254 | 0.33802 | 0.037444
Texas El Paso - NOX Cap Annual v3.1 | 866 | 1904 | Rate Constraint in MTons | FALSE | L | Annual | Qualifying Generation | TWh | 0.53269 | 0.5467 | 0.63138 | 0.63138 | 0.11254 | 0.33802 | 0.037444
Texas El Paso - NOX Cap Annual v3.1 | 866 | 1904 | Rate Constraint in MTons | FALSE | L | Annual | Rate | lb/MWh | 0.94755 | 0.94662 | 0.94183 | 0.94183 | 0.91091 | 0.91091 | 0.91091
Texas El Paso - NOX Cap Annual v3.1 | 866 | 1904 | Rate Constraint in MTons | FALSE | L | Annual | Constraint Shadow Price | US$/Ton | 0 | 0 | 0 | 0 | 0 | 0 | 0
Texas Houston - NOX Cap Annual v3.1 | 867 | 1905 | Rate Constraint in MTons | FALSE | L | Annual | Seasons Included | Seasons | Winter, Summer | Winter, Summer | Winter, Summer | Winter, Summer | Winter, Summer | Winter, Summer | Winter, Summer
Texas Houston - NOX Cap Annual v3.1 | 867 | 1905 | Rate Constraint in MTons | FALSE | L | Annual | Standard | MTons | 17.57 | 17.57 | 17.57 | 17.57 | 17.57 | 17.57 | 17.57
Texas Houston - NOX Cap Annual v3.1 | 867 | 1905 | Rate Constraint in MTons | FALSE | L | Annual | Standard NOX | MTons | 17.57 | 17.57 | 17.57 | 17.57 | 17.57 | 17.57 | 17.57
Texas Houston - NOX Cap Annual v3.1 | 867 | 1905 | Rate Constraint in MTons | FALSE | L | Annual | Emissions at Affected Plants NOX | MTons | 8.8839 | 9.1867 | 7.3341 | 6.0902 | 5.7569 | 5.0248 | 4.8014
Texas Houston - NOX Cap Annual v3.1 | 867 | 1905 | Rate Constraint in MTons | FALSE | L | Annual | Allowances Purchased NOX | MTons | 0 | 0 | 0 | 0 | 0 | 0 | 0
Texas Houston - NOX Cap Annual v3.1 | 867 | 1905 | Rate Constraint in MTons | FALSE | L | Annual | Allowances Sold NOX | MTons | 0 | 0 | 0 | 0 | 0 | 0 | 0
Texas Houston - NOX Cap Annual v3.1 | 867 | 1905 | Rate Constraint in MTons | FALSE | L | Annual | Allowances Banked | MTons | 0 | 8.3833 | 0 | 11.4798 | 1.2647 | 12.5452 | 0
Texas Houston - NOX Cap Annual v3.1 | 867 | 1905 | Rate Constraint in MTons | FALSE | L | Annual | Allowances Withdrawn (1:1) | MTons | 0 | 0 | -2.0958 | 0 | -9.5665 | 0 | -17.57
Texas Houston - NOX Cap Annual v3.1 | 867 | 1905 | Rate Constraint in MTons | FALSE | L | Annual | Allowances Withdrawn (n:1) | MTons | 0 | 0 | 0 | 0 | 0 | 0 | 0
Texas Houston - NOX Cap Annual v3.1 | 867 | 1905 | Rate Constraint in MTons | FALSE | L | Annual | Net Emissions Allowance Position | MTons | 8.8839 | 17.57 | 5.2383 | 17.57 | -2.545 | 17.57 | -12.7686
Texas Houston - NOX Cap Annual v3.1 | 867 | 1905 | Rate Constraint in MTons | FALSE | L | Annual | Fuel Consumed | TBtu | 394.5777 | 409.3607 | 359.2328 | 326.3828 | 291.788 | 258.0601 | 244.9296
Texas Houston - NOX Cap Annual v3.1 | 867 | 1905 | Rate Constraint in MTons | FALSE | L | Annual | Rate | lb/MMBtu | 0.04503 | 0.044883 | 0.040832 | 0.037319 | 0.039459 | 0.038943 | 0.039207
Texas Houston - NOX Cap Annual v3.1 | 867 | 1905 | Rate Constraint in MTons | FALSE | L | Annual | Generation | TWh | 49.4118 | 50.7539 | 47.7537 | 44.0891 | 40.0852 | 36.4773 | 35.0715
Texas Houston - NOX Cap Annual v3.1 | 867 | 1905 | Rate Constraint in MTons | FALSE | L | Annual | Qualifying Generation | TWh | 49.4118 | 50.7539 | 47.7537 | 44.0891 | 40.0852 | 36.4773 | 35.0715
Texas Houston - NOX Cap Annual v3.1 | 867 | 1905 | Rate Constraint in MTons | FALSE | L | Annual | Rate | lb/MWh | 0.17979 | 0.18101 | 0.15358 | 0.13813 | 0.14362 | 0.13775 | 0.1369
Texas Houston - NOX Cap Annual v3.1 | 867 | 1905 | Rate Constraint in MTons | FALSE | L | Annual | Constraint Shadow Price | US$/Ton | 0 | 0 | 0 | 0 | 0 | 0 | 0
Texas West - NOX Cap Annual v3.1 | 868 | 1906 | Rate Constraint in MTons | FALSE | L | Annual | Seasons Included | Seasons | Winter, Summer | Winter, Summer | Winter, Summer | Winter, Summer | Winter, Summer | Winter, Summer | Winter, Summer
Texas West - NOX Cap Annual v3.1 | 868 | 1906 | Rate Constraint in MTons | FALSE | L | Annual | Standard | MTons | 18.1 | 18.1 | 18.1 | 18.1 | 18.1 | 18.1 | 18.1
Texas West - NOX Cap Annual v3.1 | 868 | 1906 | Rate Constraint in MTons | FALSE | L | Annual | Standard NOX | MTons | 18.1 | 18.1 | 18.1 | 18.1 | 18.1 | 18.1 | 18.1
Texas West - NOX Cap Annual v3.1 | 868 | 1906 | Rate Constraint in MTons | FALSE | L | Annual | Emissions at Affected Plants NOX | MTons | 2.9081 | 2.8059 | 2.9874 | 2.3185 | 1.5449 | 0.33549 | 0.33549
Texas West - NOX Cap Annual v3.1 | 868 | 1906 | Rate Constraint in MTons | FALSE | L | Annual | Allowances Purchased NOX | MTons | 0 | 0 | 0 | 0 | 0 | 0 | 0
Texas West - NOX Cap Annual v3.1 | 868 | 1906 | Rate Constraint in MTons | FALSE | L | Annual | Allowances Sold NOX | MTons | 0 | 0 | 0 | 0 | 0 | 0 | 0
Texas West - NOX Cap Annual v3.1 | 868 | 1906 | Rate Constraint in MTons | FALSE | L | Annual | Allowances Banked | MTons | 15.1919 | 33.3941 | 9.7405 | 15.7815 | 16.5551 | 0 | 0
Texas West - NOX Cap Annual v3.1 | 868 | 1906 | Rate Constraint in MTons | FALSE | L | Annual | Allowances Withdrawn (1:1) | MTons | 0 | -18.1 | -11.4195 | 0 | 0 | -18.1 | 0
Texas West - NOX Cap Annual v3.1 | 868 | 1906 | Rate Constraint in MTons | FALSE | L | Annual | Allowances Withdrawn (n:1) | MTons | 0 | 0 | 0 | 0 | 0 | 0 | 0
Texas West - NOX Cap Annual v3.1 | 868 | 1906 | Rate Constraint in MTons | FALSE | L | Annual | Net Emissions Allowance Position | MTons | 18.1 | 18.1 | 1.3084 | 18.1 | 18.1 | -17.7645 | 0.33549
Texas West - NOX Cap Annual v3.1 | 868 | 1906 | Rate Constraint in MTons | FALSE | L | Annual | Fuel Consumed | TBtu | 39.9023 | 39.1353 | 40.2575 | 32.6138 | 21.9332 | 2.4987 | 2.4987
Texas West - NOX Cap Annual v3.1 | 868 | 1906 | Rate Constraint in MTons | FALSE | L | Annual | Rate | lb/MMBtu | 0.14576 | 0.1434 | 0.14841 | 0.14218 | 0.14087 | 0.26853 | 0.26853
Texas West - NOX Cap Annual v3.1 | 868 | 1906 | Rate Constraint in MTons | FALSE | L | Annual | Generation | TWh | 3.5275 | 3.4634 | 3.5491 | 2.8718 | 1.9638 | 0.18437 | 0.18437
Texas West - NOX Cap Annual v3.1 | 868 | 1906 | Rate Constraint in MTons | FALSE | L | Annual | Qualifying Generation | TWh | 3.5275 | 3.4634 | 3.5491 | 2.8718 | 1.9638 | 0.18437 | 0.18437
Texas West - NOX Cap Annual v3.1 | 868 | 1906 | Rate Constraint in MTons | FALSE | L | Annual | Rate | lb/MWh | 0.8244 | 0.81015 | 0.84173 | 0.80733 | 0.78669 | 1.8196 | 1.8196
Texas West - NOX Cap Annual v3.1 | 868 | 1906 | Rate Constraint in MTons | FALSE | L | Annual | Constraint Shadow Price | US$/Ton | 0 | 0 | 0 | 0 | 0 | 0 | 0
Unit Bridgeport Station 3 - SO2 Rate Annual v4.10, Unit 4164 and retrofits | 869 | 2243 | Rate Constraint in lbs/MMBtu | FALSE | L | Annual | Seasons Included | Seasons | Winter, Summer | Winter, Summer | Winter, Summer | Winter, Summer | Winter, Summer | Winter, Summer | Winter, Summer
Unit Bridgeport Station 3 - SO2 Rate Annual v4.10, Unit 4164 and retrofits | 869 | 2243 | Rate Constraint in lbs/MMBtu | FALSE | L | Annual | Standard | lb/MMBtu | 0.13226 | 0.13226 | 0.13226 | 0.13226 | 0.13226 | 0.13226 | 0.13226
Unit Bridgeport Station 3 - SO2 Rate Annual v4.10, Unit 4164 and retrofits | 869 | 2243 | Rate Constraint in lbs/MMBtu | FALSE | L | Annual | Emissions at Affected Plants SO2 | MTons | 0 | 0 | 0 | 0 | 0 | 0 | 0
Unit Bridgeport Station 3 - SO2 Rate Annual v4.10, Unit 4164 and retrofits | 869 | 2243 | Rate Constraint in lbs/MMBtu | FALSE | L | Annual | Allowances Purchased SO2 | MTons | 0 | 0 | 0 | 0 | 0 | 0 | 0
Unit Bridgeport Station 3 - SO2 Rate Annual v4.10, Unit 4164 and retrofits | 869 | 2243 | Rate Constraint in lbs/MMBtu | FALSE | L | Annual | Allowances Sold SO2 | MTons | 0 | 0 | 0 | 0 | 0 | 0 | 0
Unit Bridgeport Station 3 - SO2 Rate Annual v4.10, Unit 4164 and retrofits | 869 | 2243 | Rate Constraint in lbs/MMBtu | FALSE | L | Annual | Allowances Banked | MTons | 0 | 0 | 0 | 0 | 0 | 0 | 0
Unit Bridgeport Station 3 - SO2 Rate Annual v4.10, Unit 4164 and retrofits | 869 | 2243 | Rate Constraint in lbs/MMBtu | FALSE | L | Annual | Allowances Withdrawn (1:1) | MTons | 0 | 0 | 0 | 0 | 0 | 0 | 0
Unit Bridgeport Station 3 - SO2 Rate Annual v4.10, Unit 4164 and retrofits | 869 | 2243 | Rate Constraint in lbs/MMBtu | FALSE | L | Annual | Allowances Withdrawn (n:1) | MTons | 0 | 0 | 0 | 0 | 0 | 0 | 0
Unit Bridgeport Station 3 - SO2 Rate Annual v4.10, Unit 4164 and retrofits | 869 | 2243 | Rate Constraint in lbs/MMBtu | FALSE | L | Annual | Net Emissions Allowance Position | MTons | 0 | 0 | 0 | 0 | 0 | 0 | 0
Unit Bridgeport Station 3 - SO2 Rate Annual v4.10, Unit 4164 and retrofits | 869 | 2243 | Rate Constraint in lbs/MMBtu | FALSE | L | Annual | Fuel Consumed | TBtu | 0 | 0 | 0 | 0 | 0 | 0 | 0
Unit Bridgeport Station 3 - SO2 Rate Annual v4.10, Unit 4164 and retrofits | 869 | 2243 | Rate Constraint in lbs/MMBtu | FALSE | L | Annual | Rate | lb/MMBtu | 0 | 0 | 0 | 0 | 0 | 0 | 0
Unit Bridgeport Station 3 - SO2 Rate Annual v4.10, Unit 4164 and retrofits | 869 | 2243 | Rate Constraint in lbs/MMBtu | FALSE | L | Annual | Generation | TWh | 0 | 0 | 0 | 0 | 0 | 0 | 0
Unit Bridgeport Station 3 - SO2 Rate Annual v4.10, Unit 4164 and retrofits | 869 | 2243 | Rate Constraint in lbs/MMBtu | FALSE | L | Annual | Qualifying Generation | TWh | 0 | 0 | 0 | 0 | 0 | 0 | 0
Unit Bridgeport Station 3 - SO2 Rate Annual v4.10, Unit 4164 and retrofits | 869 | 2243 | Rate Constraint in lbs/MMBtu | FALSE | L | Annual | Rate | lb/MWh | 0 | 0 | 0 | 0 | 0 | 0 | 0
Unit Bridgeport Station 3 - SO2 Rate Annual v4.10, Unit 4164 and retrofits | 869 | 2243 | Rate Constraint in lbs/MMBtu | FALSE | L | Annual | Constraint Shadow Price | US$/Ton | 0 | 0 | 0 | 0 | 0 | 0 | 0
Unit Comanche 1,2 - NOX Rate Annual v3.1, Unit 4136 and retrofits | 870 | 1892 | Rate Constraint in lbs/MMBtu | FALSE | L | Annual | Seasons Included | Seasons | Winter, Summer | Winter, Summer | Winter, Summer | Winter, Summer | Winter, Summer | Winter, Summer | Winter, Summer
Unit Comanche 1,2 - NOX Rate Annual v3.1, Unit 4136 and retrofits | 870 | 1892 | Rate Constraint in lbs/MMBtu | FALSE | L | Annual | Standard | lb/MMBtu | 0.15 | 0.15 | 0.15 | 0.15 | 0.15 | 0.15 | 0.15
Unit Comanche 1,2 - NOX Rate Annual v3.1, Unit 4136 and retrofits | 870 | 1892 | Rate Constraint in lbs/MMBtu | FALSE | L | Annual | Emissions at Affected Plants NOX | MTons | 1.5511 | 1.4735 | 1.3684 | 1.4735 | 1.4735 | 1.3923 | 1.4735
Unit Comanche 1,2 - NOX Rate Annual v3.1, Unit 4136 and retrofits | 870 | 1892 | Rate Constraint in lbs/MMBtu | FALSE | L | Annual | Allowances Purchased NOX | MTons | 0 | 0 | 0 | 0 | 0 | 0 | 0
Unit Comanche 1,2 - NOX Rate Annual v3.1, Unit 4136 and retrofits | 870 | 1892 | Rate Constraint in lbs/MMBtu | FALSE | L | Annual | Allowances Sold NOX | MTons | 0 | 0 | 0 | 0 | 0 | 0 | 0
Unit Comanche 1,2 - NOX Rate Annual v3.1, Unit 4136 and retrofits | 870 | 1892 | Rate Constraint in lbs/MMBtu | FALSE | L | Annual | Allowances Banked | MTons | 0 | 0 | 0 | 0 | 0 | 0 | 0
Unit Comanche 1,2 - NOX Rate Annual v3.1, Unit 4136 and retrofits | 870 | 1892 | Rate Constraint in lbs/MMBtu | FALSE | L | Annual | Allowances Withdrawn (1:1) | MTons | 0 | 0 | 0 | 0 | 0 | 0 | 0
Unit Comanche 1,2 - NOX Rate Annual v3.1, Unit 4136 and retrofits | 870 | 1892 | Rate Constraint in lbs/MMBtu | FALSE | L | Annual | Allowances Withdrawn (n:1) | MTons | 0 | 0 | 0 | 0 | 0 | 0 | 0
Unit Comanche 1,2 - NOX Rate Annual v3.1, Unit 4136 and retrofits | 870 | 1892 | Rate Constraint in lbs/MMBtu | FALSE | L | Annual | Net Emissions Allowance Position | MTons | 1.5511 | 1.4735 | 1.3684 | 1.4735 | 1.4735 | 1.3923 | 1.4735
Unit Comanche 1,2 - NOX Rate Annual v3.1, Unit 4136 and retrofits | 870 | 1892 | Rate Constraint in lbs/MMBtu | FALSE | L | Annual | Fuel Consumed | TBtu | 25.2366 | 23.9748 | 22.2643 | 23.9748 | 23.9748 | 22.6525 | 23.9748
Unit Comanche 1,2 - NOX Rate Annual v3.1, Unit 4136 and retrofits | 870 | 1892 | Rate Constraint in lbs/MMBtu | FALSE | L | Annual | Rate | lb/MMBtu | 0.12292 | 0.12292 | 0.12292 | 0.12292 | 0.12292 | 0.12292 | 0.12292
Unit Comanche 1,2 - NOX Rate Annual v3.1, Unit 4136 and retrofits | 870 | 1892 | Rate Constraint in lbs/MMBtu | FALSE | L | Annual | Generation | TWh | 2.4033 | 2.4033 | 2.2318 | 2.4033 | 2.4033 | 2.2707 | 2.4033
Unit Comanche 1,2 - NOX Rate Annual v3.1, Unit 4136 and retrofits | 870 | 1892 | Rate Constraint in lbs/MMBtu | FALSE | L | Annual | Qualifying Generation | TWh | 2.4033 | 2.4033 | 2.2318 | 2.4033 | 2.4033 | 2.2707 | 2.4033
Unit Comanche 1,2 - NOX Rate Annual v3.1, Unit 4136 and retrofits | 870 | 1892 | Rate Constraint in lbs/MMBtu | FALSE | L | Annual | Rate | lb/MWh | 0.64541 | 0.61314 | 0.61314 | 0.61314 | 0.61314 | 0.61314 | 0.61314
Unit Comanche 1,2 - NOX Rate Annual v3.1, Unit 4136 and retrofits | 870 | 1892 | Rate Constraint in lbs/MMBtu | FALSE | L | Annual | Constraint Shadow Price | US$/Ton | 0 | 0 | 0 | 0 | 0 | 0 | 0
Unit Comanche 1,2 - NOX Rate Annual v3.1, Unit 4137 and retrofits | 871 | 1892 | Rate Constraint in lbs/MMBtu | FALSE | L | Annual | Seasons Included | Seasons | Winter, Summer | Winter, Summer | Winter, Summer | Winter, Summer | Winter, Summer | Winter, Summer | Winter, Summer
Unit Comanche 1,2 - NOX Rate Annual v3.1, Unit 4137 and retrofits | 871 | 1892 | Rate Constraint in lbs/MMBtu | FALSE | L | Annual | Standard | lb/MMBtu | 0.15 | 0.15 | 0.15 | 0.15 | 0.15 | 0.15 | 0.15
Unit Comanche 1,2 - NOX Rate Annual v3.1, Unit 4137 and retrofits | 871 | 1892 | Rate Constraint in lbs/MMBtu | FALSE | L | Annual | Emissions at Affected Plants NOX | MTons | 1.8416 | 1.8416 | 1.7102 | 1.8416 | 1.8416 | 1.7369 | 1.8416
Unit Comanche 1,2 - NOX Rate Annual v3.1, Unit 4137 and retrofits | 871 | 1892 | Rate Constraint in lbs/MMBtu | FALSE | L | Annual | Allowances Purchased NOX | MTons | 0 | 0 | 0 | 0 | 0 | 0 | 0
Unit Comanche 1,2 - NOX Rate Annual v3.1, Unit 4137 and retrofits | 871 | 1892 | Rate Constraint in lbs/MMBtu | FALSE | L | Annual | Allowances Sold NOX | MTons | 0 | 0 | 0 | 0 | 0 | 0 | 0
Unit Comanche 1,2 - NOX Rate Annual v3.1, Unit 4137 and retrofits | 871 | 1892 | Rate Constraint in lbs/MMBtu | FALSE | L | Annual | Allowances Banked | MTons | 0 | 0 | 0 | 0 | 0 | 0 | 0
Unit Comanche 1,2 - NOX Rate Annual v3.1, Unit 4137 and retrofits | 871 | 1892 | Rate Constraint in lbs/MMBtu | FALSE | L | Annual | Allowances Withdrawn (1:1) | MTons | 0 | 0 | 0 | 0 | 0 | 0 | 0
Unit Comanche 1,2 - NOX Rate Annual v3.1, Unit 4137 and retrofits | 871 | 1892 | Rate Constraint in lbs/MMBtu | FALSE | L | Annual | Allowances Withdrawn (n:1) | MTons | 0 | 0 | 0 | 0 | 0 | 0 | 0
Unit Comanche 1,2 - NOX Rate Annual v3.1, Unit 4137 and retrofits | 871 | 1892 | Rate Constraint in lbs/MMBtu | FALSE | L | Annual | Net Emissions Allowance Position | MTons | 1.8416 | 1.8416 | 1.7102 | 1.8416 | 1.8416 | 1.7369 | 1.8416
Unit Comanche 1,2 - NOX Rate Annual v3.1, Unit 4137 and retrofits | 871 | 1892 | Rate Constraint in lbs/MMBtu | FALSE | L | Annual | Fuel Consumed | TBtu | 24.5548 | 24.5548 | 22.8029 | 24.5548 | 24.5548 | 23.1172 | 24.5548
Unit Comanche 1,2 - NOX Rate Annual v3.1, Unit 4137 and retrofits | 871 | 1892 | Rate Constraint in lbs/MMBtu | FALSE | L | Annual | Rate | lb/MMBtu | 0.15 | 0.15 | 0.15 | 0.15 | 0.15 | 0.15027 | 0.15
Unit Comanche 1,2 - NOX Rate Annual v3.1, Unit 4137 and retrofits | 871 | 1892 | Rate Constraint in lbs/MMBtu | FALSE | L | Annual | Generation | TWh | 2.4756 | 2.4756 | 2.299 | 2.4756 | 2.4756 | 2.3266 | 2.4756
Unit Comanche 1,2 - NOX Rate Annual v3.1, Unit 4137 and retrofits | 871 | 1892 | Rate Constraint in lbs/MMBtu | FALSE | L | Annual | Qualifying Generation | TWh | 2.4756 | 2.4756 | 2.299 | 2.4756 | 2.4756 | 2.3266 | 2.4756
Unit Comanche 1,2 - NOX Rate Annual v3.1, Unit 4137 and retrofits | 871 | 1892 | Rate Constraint in lbs/MMBtu | FALSE | L | Annual | Rate | lb/MWh | 0.7439 | 0.7439 | 0.7439 | 0.7439 | 0.7439 | 0.74655 | 0.7439
Unit Comanche 1,2 - NOX Rate Annual v3.1, Unit 4137 and retrofits | 871 | 1892 | Rate Constraint in lbs/MMBtu | FALSE | L | Annual | Constraint Shadow Price | US$/Ton | 21813.5356 | 25834.3983 | 1517.4044 | 10914.982 | 3979.6446 | 1011.9714 | 0
Unit Comanche 1,2 - SO2 Rate Annual v3.1, Unit 4136 and retrofits | 872 | 1893 | Rate Constraint in lbs/MMBtu | FALSE | L | Annual | Seasons Included | Seasons | Winter, Summer | Winter, Summer | Winter, Summer | Winter, Summer | Winter, Summer | Winter, Summer | Winter, Summer
Unit Comanche 1,2 - SO2 Rate Annual v3.1, Unit 4136 and retrofits | 872 | 1893 | Rate Constraint in lbs/MMBtu | FALSE | L | Annual | Standard | lb/MMBtu | 0.1 | 0.1 | 0.1 | 0.1 | 0.1 | 0.1 | 0.1
Unit Comanche 1,2 - SO2 Rate Annual v3.1, Unit 4136 and retrofits | 872 | 1893 | Rate Constraint in lbs/MMBtu | FALSE | L | Annual | Emissions at Affected Plants SO2 | MTons | 1.0082 | 0.95779 | 0.88946 | 0.95779 | 0.95779 | 0.90497 | 0.95779
Unit Comanche 1,2 - SO2 Rate Annual v3.1, Unit 4136 and retrofits | 872 | 1893 | Rate Constraint in lbs/MMBtu | FALSE | L | Annual | Allowances Purchased SO2 | MTons | 0 | 0 | 0 | 0 | 0 | 0 | 0
Unit Comanche 1,2 - SO2 Rate Annual v3.1, Unit 4136 and retrofits | 872 | 1893 | Rate Constraint in lbs/MMBtu | FALSE | L | Annual | Allowances Sold SO2 | MTons | 0 | 0 | 0 | 0 | 0 | 0 | 0
Unit Comanche 1,2 - SO2 Rate Annual v3.1, Unit 4136 and retrofits | 872 | 1893 | Rate Constraint in lbs/MMBtu | FALSE | L | Annual | Allowances Banked | MTons | 0 | 0 | 0 | 0 | 0 | 0 | 0
Unit Comanche 1,2 - SO2 Rate Annual v3.1, Unit 4136 and retrofits | 872 | 1893 | Rate Constraint in lbs/MMBtu | FALSE | L | Annual | Allowances Withdrawn (1:1) | MTons | 0 | 0 | 0 | 0 | 0 | 0 | 0
Unit Comanche 1,2 - SO2 Rate Annual v3.1, Unit 4136 and retrofits | 872 | 1893 | Rate Constraint in lbs/MMBtu | FALSE | L | Annual | Allowances Withdrawn (n:1) | MTons | 0 | 0 | 0 | 0 | 0 | 0 | 0
Unit Comanche 1,2 - SO2 Rate Annual v3.1, Unit 4136 and retrofits | 872 | 1893 | Rate Constraint in lbs/MMBtu | FALSE | L | Annual | Net Emissions Allowance Position | MTons | 1.0082 | 0.95779 | 0.88946 | 0.95779 | 0.95779 | 0.90497 | 0.95779
Unit Comanche 1,2 - SO2 Rate Annual v3.1, Unit 4136 and retrofits | 872 | 1893 | Rate Constraint in lbs/MMBtu | FALSE | L | Annual | Fuel Consumed | TBtu | 25.2366 | 23.9748 | 22.2643 | 23.9748 | 23.9748 | 22.6525 | 23.9748
Unit Comanche 1,2 - SO2 Rate Annual v3.1, Unit 4136 and retrofits | 872 | 1893 | Rate Constraint in lbs/MMBtu | FALSE | L | Annual | Rate | lb/MMBtu | 0.0799 | 0.0799 | 0.0799 | 0.0799 | 0.0799 | 0.0799 | 0.0799
Unit Comanche 1,2 - SO2 Rate Annual v3.1, Unit 4136 and retrofits | 872 | 1893 | Rate Constraint in lbs/MMBtu | FALSE | L | Annual | Generation | TWh | 2.4033 | 2.4033 | 2.2318 | 2.4033 | 2.4033 | 2.2707 | 2.4033
Unit Comanche 1,2 - SO2 Rate Annual v3.1, Unit 4136 and retrofits | 872 | 1893 | Rate Constraint in lbs/MMBtu | FALSE | L | Annual | Qualifying Generation | TWh | 2.4033 | 2.4033 | 2.2318 | 2.4033 | 2.4033 | 2.2707 | 2.4033
Unit Comanche 1,2 - SO2 Rate Annual v3.1, Unit 4136 and retrofits | 872 | 1893 | Rate Constraint in lbs/MMBtu | FALSE | L | Annual | Rate | lb/MWh | 0.41951 | 0.39854 | 0.39854 | 0.39854 | 0.39854 | 0.39854 | 0.39854
Unit Comanche 1,2 - SO2 Rate Annual v3.1, Unit 4136 and retrofits | 872 | 1893 | Rate Constraint in lbs/MMBtu | FALSE | L | Annual | Constraint Shadow Price | US$/Ton | 0 | 0 | 0 | 0 | 0 | 0 | 0
Unit Comanche 1,2 - SO2 Rate Annual v3.1, Unit 4137 and retrofits | 873 | 1893 | Rate Constraint in lbs/MMBtu | FALSE | L | Annual | Seasons Included | Seasons | Winter, Summer | Winter, Summer | Winter, Summer | Winter, Summer | Winter, Summer | Winter, Summer | Winter, Summer
Unit Comanche 1,2 - SO2 Rate Annual v3.1, Unit 4137 and retrofits | 873 | 1893 | Rate Constraint in lbs/MMBtu | FALSE | L | Annual | Standard | lb/MMBtu | 0.1 | 0.1 | 0.1 | 0.1 | 0.1 | 0.1 | 0.1
Unit Comanche 1,2 - SO2 Rate Annual v3.1, Unit 4137 and retrofits | 873 | 1893 | Rate Constraint in lbs/MMBtu | FALSE | L | Annual | Emissions at Affected Plants SO2 | MTons | 0.98097 | 0.98097 | 0.91098 | 0.98097 | 0.98097 | 0.92353 | 0.98097
Unit Comanche 1,2 - SO2 Rate Annual v3.1, Unit 4137 and retrofits | 873 | 1893 | Rate Constraint in lbs/MMBtu | FALSE | L | Annual | Allowances Purchased SO2 | MTons | 0 | 0 | 0 | 0 | 0 | 0 | 0
Unit Comanche 1,2 - SO2 Rate Annual v3.1, Unit 4137 and retrofits | 873 | 1893 | Rate Constraint in lbs/MMBtu | FALSE | L | Annual | Allowances Sold SO2 | MTons | 0 | 0 | 0 | 0 | 0 | 0 | 0
Unit Comanche 1,2 - SO2 Rate Annual v3.1, Unit 4137 and retrofits | 873 | 1893 | Rate Constraint in lbs/MMBtu | FALSE | L | Annual | Allowances Banked | MTons | 0 | 0 | 0 | 0 | 0 | 0 | 0
Unit Comanche 1,2 - SO2 Rate Annual v3.1, Unit 4137 and retrofits | 873 | 1893 | Rate Constraint in lbs/MMBtu | FALSE | L | Annual | Allowances Withdrawn (1:1) | MTons | 0 | 0 | 0 | 0 | 0 | 0 | 0
Unit Comanche 1,2 - SO2 Rate Annual v3.1, Unit 4137 and retrofits | 873 | 1893 | Rate Constraint in lbs/MMBtu | FALSE | L | Annual | Allowances Withdrawn (n:1) | MTons | 0 | 0 | 0 | 0 | 0 | 0 | 0
Unit Comanche 1,2 - SO2 Rate Annual v3.1, Unit 4137 and retrofits | 873 | 1893 | Rate Constraint in lbs/MMBtu | FALSE | L | Annual | Net Emissions Allowance Position | MTons | 0.98097 | 0.98097 | 0.91098 | 0.98097 | 0.98097 | 0.92353 | 0.98097
Unit Comanche 1,2 - SO2 Rate Annual v3.1, Unit 4137 and retrofits | 873 | 1893 | Rate Constraint in lbs/MMBtu | FALSE | L | Annual | Fuel Consumed | TBtu | 24.5548 | 24.5548 | 22.8029 | 24.5548 | 24.5548 | 23.1172 | 24.5548
Unit Comanche 1,2 - SO2 Rate Annual v3.1, Unit 4137 and retrofits | 873 | 1893 | Rate Constraint in lbs/MMBtu | FALSE | L | Annual | Rate | lb/MMBtu | 0.0799 | 0.0799 | 0.0799 | 0.0799 | 0.0799 | 0.0799 | 0.0799
Unit Comanche 1,2 - SO2 Rate Annual v3.1, Unit 4137 and retrofits | 873 | 1893 | Rate Constraint in lbs/MMBtu | FALSE | L | Annual | Generation | TWh | 2.4756 | 2.4756 | 2.299 | 2.4756 | 2.4756 | 2.3266 | 2.4756
Unit Comanche 1,2 - SO2 Rate Annual v3.1, Unit 4137 and retrofits | 873 | 1893 | Rate Constraint in lbs/MMBtu | FALSE | L | Annual | Qualifying Generation | TWh | 2.4756 | 2.4756 | 2.299 | 2.4756 | 2.4756 | 2.3266 | 2.4756
Unit Comanche 1,2 - SO2 Rate Annual v3.1, Unit 4137 and retrofits | 873 | 1893 | Rate Constraint in lbs/MMBtu | FALSE | L | Annual | Rate | lb/MWh | 0.39625 | 0.39625 | 0.39625 | 0.39625 | 0.39625 | 0.39694 | 0.39625
Unit Comanche 1,2 - SO2 Rate Annual v3.1, Unit 4137 and retrofits | 873 | 1893 | Rate Constraint in lbs/MMBtu | FALSE | L | Annual | Constraint Shadow Price | US$/Ton | 0 | 0 | 0 | 0 | 0 | 0 | 0
Unit Comanche 3 - NOX Rate Annual v3.1, Unit 4116 and retrofits | 874 | 1894 | Rate Constraint in lbs/MMBtu | FALSE | L | Annual | Seasons Included | Seasons | Winter, Summer | Winter, Summer | Winter, Summer | Winter, Summer | Winter, Summer | Winter, Summer | Winter, Summer
Unit Comanche 3 - NOX Rate Annual v3.1, Unit 4116 and retrofits | 874 | 1894 | Rate Constraint in lbs/MMBtu | FALSE | L | Annual | Standard | lb/MMBtu | 0.08 | 0.08 | 0.08 | 0.08 | 0.08 | 0.08 | 0.08
Unit Comanche 3 - NOX Rate Annual v3.1, Unit 4116 and retrofits | 874 | 1894 | Rate Constraint in lbs/MMBtu | FALSE | L | Annual | Emissions at Affected Plants NOX | MTons | 1.7416 | 1.7416 | 1.6181 | 1.7416 | 1.7416 | 1.7393 | 1.7416
Unit Comanche 3 - NOX Rate Annual v3.1, Unit 4116 and retrofits | 874 | 1894 | Rate Constraint in lbs/MMBtu | FALSE | L | Annual | Allowances Purchased NOX | MTons | 0 | 0 | 0 | 0 | 0 | 0 | 0
Unit Comanche 3 - NOX Rate Annual v3.1, Unit 4116 and retrofits | 874 | 1894 | Rate Constraint in lbs/MMBtu | FALSE | L | Annual | Allowances Sold NOX | MTons | 0 | 0 | 0 | 0 | 0 | 0 | 0
Unit Comanche 3 - NOX Rate Annual v3.1, Unit 4116 and retrofits | 874 | 1894 | Rate Constraint in lbs/MMBtu | FALSE | L | Annual | Allowances Banked | MTons | 0 | 0 | 0 | 0 | 0 | 0 | 0
Unit Comanche 3 - NOX Rate Annual v3.1, Unit 4116 and retrofits | 874 | 1894 | Rate Constraint in lbs/MMBtu | FALSE | L | Annual | Allowances Withdrawn (1:1) | MTons | 0 | 0 | 0 | 0 | 0 | 0 | 0
Unit Comanche 3 - NOX Rate Annual v3.1, Unit 4116 and retrofits | 874 | 1894 | Rate Constraint in lbs/MMBtu | FALSE | L | Annual | Allowances Withdrawn (n:1) | MTons | 0 | 0 | 0 | 0 | 0 | 0 | 0
Unit Comanche 3 - NOX Rate Annual v3.1, Unit 4116 and retrofits | 874 | 1894 | Rate Constraint in lbs/MMBtu | FALSE | L | Annual | Net Emissions Allowance Position | MTons | 1.7416 | 1.7416 | 1.6181 | 1.7416 | 1.7416 | 1.7393 | 1.7416
Unit Comanche 3 - NOX Rate Annual v3.1, Unit 4116 and retrofits | 874 | 1894 | Rate Constraint in lbs/MMBtu | FALSE | L | Annual | Fuel Consumed | TBtu | 54.4318 | 54.4318 | 50.5739 | 54.4318 | 54.4318 | 54.4695 | 54.4318
Unit Comanche 3 - NOX Rate Annual v3.1, Unit 4116 and retrofits | 874 | 1894 | Rate Constraint in lbs/MMBtu | FALSE | L | Annual | Rate | lb/MMBtu | 0.06399 | 0.06399 | 0.06399 | 0.06399 | 0.06399 | 0.063863 | 0.06399
Unit Comanche 3 - NOX Rate Annual v3.1, Unit 4116 and retrofits | 874 | 1894 | Rate Constraint in lbs/MMBtu | FALSE | L | Annual | Generation | TWh | 5.585 | 5.585 | 5.1892 | 5.585 | 5.585 | 5.5778 | 5.585
Unit Comanche 3 - NOX Rate Annual v3.1, Unit 4116 and retrofits | 874 | 1894 | Rate Constraint in lbs/MMBtu | FALSE | L | Annual | Qualifying Generation | TWh | 5.585 | 5.585 | 5.1892 | 5.585 | 5.585 | 5.5778 | 5.585
Unit Comanche 3 - NOX Rate Annual v3.1, Unit 4116 and retrofits | 874 | 1894 | Rate Constraint in lbs/MMBtu | FALSE | L | Annual | Rate | lb/MWh | 0.31183 | 0.31183 | 0.31183 | 0.31183 | 0.31183 | 0.31183 | 0.31183
Unit Comanche 3 - NOX Rate Annual v3.1, Unit 4116 and retrofits | 874 | 1894 | Rate Constraint in lbs/MMBtu | FALSE | L | Annual | Constraint Shadow Price | US$/Ton | 0 | 0 | 0 | 0 | 0 | 0 | 0
Unit Comanche 3 - SO2 Rate Annual v3.1, Unit 4116 and retrofits | 875 | 1895 | Rate Constraint in lbs/MMBtu | FALSE | L | Annual | Seasons Included | Seasons | Winter, Summer | Winter, Summer | Winter, Summer | Winter, Summer | Winter, Summer | Winter, Summer | Winter, Summer
Unit Comanche 3 - SO2 Rate Annual v3.1, Unit 4116 and retrofits | 875 | 1895 | Rate Constraint in lbs/MMBtu | FALSE | L | Annual | Standard | lb/MMBtu | 0.1 | 0.1 | 0.1 | 0.1 | 0.1 | 0.1 | 0.1
Unit Comanche 3 - SO2 Rate Annual v3.1, Unit 4116 and retrofits | 875 | 1895 | Rate Constraint in lbs/MMBtu | FALSE | L | Annual | Emissions at Affected Plants SO2 | MTons | 2.1746 | 2.1746 | 2.0204 | 2.1746 | 2.1746 | 2.1761 | 2.1746
Unit Comanche 3 - SO2 Rate Annual v3.1, Unit 4116 and retrofits | 875 | 1895 | Rate Constraint in lbs/MMBtu | FALSE | L | Annual | Allowances Purchased SO2 | MTons | 0 | 0 | 0 | 0 | 0 | 0 | 0
Unit Comanche 3 - SO2 Rate Annual v3.1, Unit 4116 and retrofits | 875 | 1895 | Rate Constraint in lbs/MMBtu | FALSE | L | Annual | Allowances Sold SO2 | MTons | 0 | 0 | 0 | 0 | 0 | 0 | 0
Unit Comanche 3 - SO2 Rate Annual v3.1, Unit 4116 and retrofits | 875 | 1895 | Rate Constraint in lbs/MMBtu | FALSE | L | Annual | Allowances Banked | MTons | 0 | 0 | 0 | 0 | 0 | 0 | 0
Unit Comanche 3 - SO2 Rate Annual v3.1, Unit 4116 and retrofits | 875 | 1895 | Rate Constraint in lbs/MMBtu | FALSE | L | Annual | Allowances Withdrawn (1:1) | MTons | 0 | 0 | 0 | 0 | 0 | 0 | 0
Unit Comanche 3 - SO2 Rate Annual v3.1, Unit 4116 and retrofits | 875 | 1895 | Rate Constraint in lbs/MMBtu | FALSE | L | Annual | Allowances Withdrawn (n:1) | MTons | 0 | 0 | 0 | 0 | 0 | 0 | 0
Unit Comanche 3 - SO2 Rate Annual v3.1, Unit 4116 and retrofits | 875 | 1895 | Rate Constraint in lbs/MMBtu | FALSE | L | Annual | Net Emissions Allowance Position | MTons | 2.1746 | 2.1746 | 2.0204 | 2.1746 | 2.1746 | 2.1761 | 2.1746
Unit Comanche 3 - SO2 Rate Annual v3.1, Unit 4116 and retrofits | 875 | 1895 | Rate Constraint in lbs/MMBtu | FALSE | L | Annual | Fuel Consumed | TBtu | 54.4318 | 54.4318 | 50.5739 | 54.4318 | 54.4318 | 54.4695 | 54.4318
Unit Comanche 3 - SO2 Rate Annual v3.1, Unit 4116 and retrofits | 875 | 1895 | Rate Constraint in lbs/MMBtu | FALSE | L | Annual | Rate | lb/MMBtu | 0.0799 | 0.0799 | 0.0799 | 0.0799 | 0.0799 | 0.0799 | 0.0799
Unit Comanche 3 - SO2 Rate Annual v3.1, Unit 4116 and retrofits | 875 | 1895 | Rate Constraint in lbs/MMBtu | FALSE | L | Annual | Generation | TWh | 5.585 | 5.585 | 5.1892 | 5.585 | 5.585 | 5.5778 | 5.585
Unit Comanche 3 - SO2 Rate Annual v3.1, Unit 4116 and retrofits | 875 | 1895 | Rate Constraint in lbs/MMBtu | FALSE | L | Annual | Qualifying Generation | TWh | 5.585 | 5.585 | 5.1892 | 5.585 | 5.585 | 5.5778 | 5.585
Unit Comanche 3 - SO2 Rate Annual v3.1, Unit 4116 and retrofits | 875 | 1895 | Rate Constraint in lbs/MMBtu | FALSE | L | Annual | Rate | lb/MWh | 0.38935 | 0.38935 | 0.38935 | 0.38935 | 0.38935 | 0.39013 | 0.38935
Unit Comanche 3 - SO2 Rate Annual v3.1, Unit 4116 and retrofits | 875 | 1895 | Rate Constraint in lbs/MMBtu | FALSE | L | Annual | Constraint Shadow Price | US$/Ton | 0 | 0 | 0 | 0 | 0 | 0 | 0
Unit E D Edwards 1 - SO2 Rate Annual v4.10, Unit 4159 and retrofits | 876 | 2241 | Rate Constraint in lbs/MMBtu | FALSE | L | Annual | Seasons Included | Seasons | Winter, Summer | Winter, Summer | Winter, Summer | Winter, Summer | Winter, Summer | Winter, Summer | Winter, Summer
Unit E D Edwards 1 - SO2 Rate Annual v4.10, Unit 4159 and retrofits | 876 | 2241 | Rate Constraint in lbs/MMBtu | FALSE | L | Annual | Standard | lb/MMBtu | 0.4578 | 0.4578 | 0.4578 | 0.4578 | 0.4578 | 0.4578 | 0.4578
Unit E D Edwards 1 - SO2 Rate Annual v4.10, Unit 4159 and retrofits | 876 | 2241 | Rate Constraint in lbs/MMBtu | FALSE | L | Annual | Emissions at Affected Plants SO2 | MTons | 0 | 0 | 0 | 0 | 0 | 0 | 0
Unit E D Edwards 1 - SO2 Rate Annual v4.10, Unit 4159 and retrofits | 876 | 2241 | Rate Constraint in lbs/MMBtu | FALSE | L | Annual | Allowances Purchased SO2 | MTons | 0 | 0 | 0 | 0 | 0 | 0 | 0
Unit E D Edwards 1 - SO2 Rate Annual v4.10, Unit 4159 and retrofits | 876 | 2241 | Rate Constraint in lbs/MMBtu | FALSE | L | Annual | Allowances Sold SO2 | MTons | 0 | 0 | 0 | 0 | 0 | 0 | 0
Unit E D Edwards 1 - SO2 Rate Annual v4.10, Unit 4159 and retrofits | 876 | 2241 | Rate Constraint in lbs/MMBtu | FALSE | L | Annual | Allowances Banked | MTons | 0 | 0 | 0 | 0 | 0 | 0 | 0
Unit E D Edwards 1 - SO2 Rate Annual v4.10, Unit 4159 and retrofits | 876 | 2241 | Rate Constraint in lbs/MMBtu | FALSE | L | Annual | Allowances Withdrawn (1:1) | MTons | 0 | 0 | 0 | 0 | 0 | 0 | 0
Unit E D Edwards 1 - SO2 Rate Annual v4.10, Unit 4159 and retrofits | 876 | 2241 | Rate Constraint in lbs/MMBtu | FALSE | L | Annual | Allowances Withdrawn (n:1) | MTons | 0 | 0 | 0 | 0 | 0 | 0 | 0
Unit E D Edwards 1 - SO2 Rate Annual v4.10, Unit 4159 and retrofits | 876 | 2241 | Rate Constraint in lbs/MMBtu | FALSE | L | Annual | Net Emissions Allowance Position | MTons | 0 | 0 | 0 | 0 | 0 | 0 | 0
Unit E D Edwards 1 - SO2 Rate Annual v4.10, Unit 4159 and retrofits | 876 | 2241 | Rate Constraint in lbs/MMBtu | FALSE | L | Annual | Fuel Consumed | TBtu | 0 | 0 | 0 | 0 | 0 | 0 | 0
Unit E D Edwards 1 - SO2 Rate Annual v4.10, Unit 4159 and retrofits | 876 | 2241 | Rate Constraint in lbs/MMBtu | FALSE | L | Annual | Rate | lb/MMBtu | 0 | 0 | 0 | 0 | 0 | 0 | 0
Unit E D Edwards 1 - SO2 Rate Annual v4.10, Unit 4159 and retrofits | 876 | 2241 | Rate Constraint in lbs/MMBtu | FALSE | L | Annual | Generation | TWh | 0 | 0 | 0 | 0 | 0 | 0 | 0
Unit E D Edwards 1 - SO2 Rate Annual v4.10, Unit 4159 and retrofits | 876 | 2241 | Rate Constraint in lbs/MMBtu | FALSE | L | Annual | Qualifying Generation | TWh | 0 | 0 | 0 | 0 | 0 | 0 | 0
Unit E D Edwards 1 - SO2 Rate Annual v4.10, Unit 4159 and retrofits | 876 | 2241 | Rate Constraint in lbs/MMBtu | FALSE | L | Annual | Rate | lb/MWh | 0 | 0 | 0 | 0 | 0 | 0 | 0
Unit E D Edwards 1 - SO2 Rate Annual v4.10, Unit 4159 and retrofits | 876 | 2241 | Rate Constraint in lbs/MMBtu | FALSE | L | Annual | Constraint Shadow Price | US$/Ton | 0 | 0 | 0 | 0 | 0 | 0 | 0
Unit E D Edwards 2 - SO2 Rate Annual v4.10, Unit 4158 and retrofits | 877 | 2242 | Rate Constraint in lbs/MMBtu | FALSE | L | Annual | Seasons Included | Seasons | Winter, Summer | Winter, Summer | Winter, Summer | Winter, Summer | Winter, Summer | Winter, Summer | Winter, Summer
Unit E D Edwards 2 - SO2 Rate Annual v4.10, Unit 4158 and retrofits | 877 | 2242 | Rate Constraint in lbs/MMBtu | FALSE | L | Annual | Standard | lb/MMBtu | 0.45782 | 0.45782 | 0.45782 | 0.45782 | 0.45782 | 0.45782 | 0.45782
Unit E D Edwards 2 - SO2 Rate Annual v4.10, Unit 4158 and retrofits | 877 | 2242 | Rate Constraint in lbs/MMBtu | FALSE | L | Annual | Emissions at Affected Plants SO2 | MTons | 0.0055275 | 0.0055275 | 0.0055275 | 0.0055275 | 0.0055275 | 0.0055275 | 0.0055275
Unit E D Edwards 2 - SO2 Rate Annual v4.10, Unit 4158 and retrofits | 877 | 2242 | Rate Constraint in lbs/MMBtu | FALSE | L | Annual | Allowances Purchased SO2 | MTons | 0 | 0 | 0 | 0 | 0 | 0 | 0
Unit E D Edwards 2 - SO2 Rate Annual v4.10, Unit 4158 and retrofits | 877 | 2242 | Rate Constraint in lbs/MMBtu | FALSE | L | Annual | Allowances Sold SO2 | MTons | 0 | 0 | 0 | 0 | 0 | 0 | 0
Unit E D Edwards 2 - SO2 Rate Annual v4.10, Unit 4158 and retrofits | 877 | 2242 | Rate Constraint in lbs/MMBtu | FALSE | L | Annual | Allowances Banked | MTons | 0 | 0 | 0 | 0 | 0 | 0 | 0
Unit E D Edwards 2 - SO2 Rate Annual v4.10, Unit 4158 and retrofits | 877 | 2242 | Rate Constraint in lbs/MMBtu | FALSE | L | Annual | Allowances Withdrawn (1:1) | MTons | 0 | 0 | 0 | 0 | 0 | 0 | 0
Unit E D Edwards 2 - SO2 Rate Annual v4.10, Unit 4158 and retrofits | 877 | 2242 | Rate Constraint in lbs/MMBtu | FALSE | L | Annual | Allowances Withdrawn (n:1) | MTons | 0 | 0 | 0 | 0 | 0 | 0 | 0
Unit E D Edwards 2 - SO2 Rate Annual v4.10, Unit 4158 and retrofits | 877 | 2242 | Rate Constraint in lbs/MMBtu | FALSE | L | Annual | Net Emissions Allowance Position | MTons | 0.0055275 | 0.0055275 | 0.0055275 | 0.0055275 | 0.0055275 | 0.0055275 | 0.0055275
Unit E D Edwards 2 - SO2 Rate Annual v4.10, Unit 4158 and retrofits | 877 | 2242 | Rate Constraint in lbs/MMBtu | FALSE | L | Annual | Fuel Consumed | TBtu | 0.06761 | 0.06761 | 0.06761 | 0.06761 | 0.06761 | 0.06761 | 0.06761
Unit E D Edwards 2 - SO2 Rate Annual v4.10, Unit 4158 and retrofits | 877 | 2242 | Rate Constraint in lbs/MMBtu | FALSE | L | Annual | Rate | lb/MMBtu | 0.16351 | 0.16351 | 0.16351 | 0.16351 | 0.16351 | 0.16351 | 0.16351
Unit E D Edwards 2 - SO2 Rate Annual v4.10, Unit 4158 and retrofits | 877 | 2242 | Rate Constraint in lbs/MMBtu | FALSE | L | Annual | Generation | TWh | 0.007211 | 0.007211 | 0.007211 | 0.007211 | 0.007211 | 0.007211 | 0.007211
Unit E D Edwards 2 - SO2 Rate Annual v4.10, Unit 4158 and retrofits | 877 | 2242 | Rate Constraint in lbs/MMBtu | FALSE | L | Annual | Qualifying Generation | TWh | 0.007211 | 0.007211 | 0.007211 | 0.007211 | 0.007211 | 0.007211 | 0.007211
Unit E D Edwards 2 - SO2 Rate Annual v4.10, Unit 4158 and retrofits | 877 | 2242 | Rate Constraint in lbs/MMBtu | FALSE | L | Annual | Rate | lb/MWh | 0.76653 | 0.76653 | 0.76653 | 0.76653 | 0.76653 | 0.76653 | 0.76653
Unit E D Edwards 2 - SO2 Rate Annual v4.10, Unit 4158 and retrofits | 877 | 2242 | Rate Constraint in lbs/MMBtu | FALSE | L | Annual | Constraint Shadow Price | US$/Ton | 0 | 0 | 0 | 0 | 0 | 0 | 0
Unit E D Edwards 3 - SO2 Rate Annual v4.10, Unit 4143 and retrofits | 878 | 2240 | Rate Constraint in lbs/MMBtu | FALSE | L | Annual | Seasons Included | Seasons | Winter, Summer | Winter, Summer | Winter, Summer | Winter, Summer | Winter, Summer | Winter, Summer | Winter, Summer
Unit E D Edwards 3 - SO2 Rate Annual v4.10, Unit 4143 and retrofits | 878 | 2240 | Rate Constraint in lbs/MMBtu | FALSE | L | Annual | Standard | lb/MMBtu | 0.42492 | 0.42492 | 0.42492 | 0.42492 | 0.42492 | 0.42492 | 0.42492
Unit E D Edwards 3 - SO2 Rate Annual v4.10, Unit 4143 and retrofits | 878 | 2240 | Rate Constraint in lbs/MMBtu | FALSE | L | Annual | Emissions at Affected Plants SO2 | MTons | 0.93648 | 0.93648 | 0.93648 | 0.93648 | 0.93648 | 0.93648 | 0.93648
Unit E D Edwards 3 - SO2 Rate Annual v4.10, Unit 4143 and retrofits | 878 | 2240 | Rate Constraint in lbs/MMBtu | FALSE | L | Annual | Allowances Purchased SO2 | MTons | 0 | 0 | 0 | 0 | 0 | 0 | 0
Unit E D Edwards 3 - SO2 Rate Annual v4.10, Unit 4143 and retrofits | 878 | 2240 | Rate Constraint in lbs/MMBtu | FALSE | L | Annual | Allowances Sold SO2 | MTons | 0 | 0 | 0 | 0 | 0 | 0 | 0
Unit E D Edwards 3 - SO2 Rate Annual v4.10, Unit 4143 and retrofits | 878 | 2240 | Rate Constraint in lbs/MMBtu | FALSE | L | Annual | Allowances Banked | MTons | 0 | 0 | 0 | 0 | 0 | 0 | 0
Unit E D Edwards 3 - SO2 Rate Annual v4.10, Unit 4143 and retrofits | 878 | 2240 | Rate Constraint in lbs/MMBtu | FALSE | L | Annual | Allowances Withdrawn (1:1) | MTons | 0 | 0 | 0 | 0 | 0 | 0 | 0
Unit E D Edwards 3 - SO2 Rate Annual v4.10, Unit 4143 and retrofits | 878 | 2240 | Rate Constraint in lbs/MMBtu | FALSE | L | Annual | Allowances Withdrawn (n:1) | MTons | 0 | 0 | 0 | 0 | 0 | 0 | 0
Unit E D Edwards 3 - SO2 Rate Annual v4.10, Unit 4143 and retrofits | 878 | 2240 | Rate Constraint in lbs/MMBtu | FALSE | L | Annual | Net Emissions Allowance Position | MTons | 0.93648 | 0.93648 | 0.93648 | 0.93648 | 0.93648 | 0.93648 | 0.93648
Unit E D Edwards 3 - SO2 Rate Annual v4.10, Unit 4143 and retrofits | 878 | 2240 | Rate Constraint in lbs/MMBtu | FALSE | L | Annual | Fuel Consumed | TBtu | 23.3682 | 23.3682 | 23.3682 | 23.3682 | 23.3682 | 23.3682 | 23.3682
Unit E D Edwards 3 - SO2 Rate Annual v4.10, Unit 4143 and retrofits | 878 | 2240 | Rate Constraint in lbs/MMBtu | FALSE | L | Annual | Rate | lb/MMBtu | 0.08015 | 0.08015 | 0.08015 | 0.08015 | 0.08015 | 0.08015 | 0.08015
Unit E D Edwards 3 - SO2 Rate Annual v4.10, Unit 4143 and retrofits | 878 | 2240 | Rate Constraint in lbs/MMBtu | FALSE | L | Annual | Generation | TWh | 2.4437 | 2.4437 | 2.4437 | 2.4437 | 2.4437 | 2.4437 | 2.4437
Unit E D Edwards 3 - SO2 Rate Annual v4.10, Unit 4143 and retrofits | 878 | 2240 | Rate Constraint in lbs/MMBtu | FALSE | L | Annual | Qualifying Generation | TWh | 2.4437 | 2.4437 | 2.4437 | 2.4437 | 2.4437 | 2.4437 | 2.4437
Unit E D Edwards 3 - SO2 Rate Annual v4.10, Unit 4143 and retrofits | 878 | 2240 | Rate Constraint in lbs/MMBtu | FALSE | L | Annual | Rate | lb/MWh | 0.38323 | 0.38323 | 0.38323 | 0.38323 | 0.38323 | 0.38323 | 0.38323
Unit E D Edwards 3 - SO2 Rate Annual v4.10, Unit 4143 and retrofits | 878 | 2240 | Rate Constraint in lbs/MMBtu | FALSE | L | Annual | Constraint Shadow Price | US$/Ton | 0 | 0 | 0 | 0 | 0 | 0 | 0
Unit Gerald Gentleman 1 - SO2 Rate Annual v4.10, Unit 3549 and retrofits | 879 | 2227 | Rate Constraint in lbs/MMBtu | FALSE | L | Annual | Seasons Included | Seasons | Winter, Summer | Winter, Summer | Winter, Summer | Winter, Summer | Winter, Summer | Winter, Summer | Winter, Summer
Unit Gerald Gentleman 1 - SO2 Rate Annual v4.10, Unit 3549 and retrofits | 879 | 2227 | Rate Constraint in lbs/MMBtu | FALSE | L | Annual | Standard | lb/MMBtu | 0.60552 | 0.60552 | 0.60552 | 0.60552 | 0.60552 | 0.60552 | 0.60552
Unit Gerald Gentleman 1 - SO2 Rate Annual v4.10, Unit 3549 and retrofits | 879 | 2227 | Rate Constraint in lbs/MMBtu | FALSE | L | Annual | Emissions at Affected Plants SO2 | MTons | 4.3242 | 4.108 | 4.108 | 4.108 | 4.108 | 4.108 | 6.6578
Unit Gerald Gentleman 1 - SO2 Rate Annual v4.10, Unit 3549 and retrofits | 879 | 2227 | Rate Constraint in lbs/MMBtu | FALSE | L | Annual | Allowances Purchased SO2 | MTons | 0 | 0 | 0 | 0 | 0 | 0 | 0
Unit Gerald Gentleman 1 - SO2 Rate Annual v4.10, Unit 3549 and retrofits | 879 | 2227 | Rate Constraint in lbs/MMBtu | FALSE | L | Annual | Allowances Sold SO2 | MTons | 0 | 0 | 0 | 0 | 0 | 0 | 0
Unit Gerald Gentleman 1 - SO2 Rate Annual v4.10, Unit 3549 and retrofits | 879 | 2227 | Rate Constraint in lbs/MMBtu | FALSE | L | Annual | Allowances Banked | MTons | 0 | 0 | 0 | 0 | 0 | 0 | 0
Unit Gerald Gentleman 1 - SO2 Rate Annual v4.10, Unit 3549 and retrofits | 879 | 2227 | Rate Constraint in lbs/MMBtu | FALSE | L | Annual | Allowances Withdrawn (1:1) | MTons | 0 | 0 | 0 | 0 | 0 | 0 | 0
Unit Gerald Gentleman 1 - SO2 Rate Annual v4.10, Unit 3549 and retrofits | 879 | 2227 | Rate Constraint in lbs/MMBtu | FALSE | L | Annual | Allowances Withdrawn (n:1) | MTons | 0 | 0 | 0 | 0 | 0 | 0 | 0
Unit Gerald Gentleman 1 - SO2 Rate Annual v4.10, Unit 3549 and retrofits | 879 | 2227 | Rate Constraint in lbs/MMBtu | FALSE | L | Annual | Net Emissions Allowance Position | MTons | 4.3242 | 4.108 | 4.108 | 4.108 | 4.108 | 4.108 | 6.6578
Unit Gerald Gentleman 1 - SO2 Rate Annual v4.10, Unit 3549 and retrofits | 879 | 2227 | Rate Constraint in lbs/MMBtu | FALSE | L | Annual | Fuel Consumed | TBtu | 49.7033 | 47.2182 | 47.2182 | 47.2182 | 47.2182 | 47.2182 | 47.2182
Unit Gerald Gentleman 1 - SO2 Rate Annual v4.10, Unit 3549 and retrofits | 879 | 2227 | Rate Constraint in lbs/MMBtu | FALSE | L | Annual | Rate | lb/MMBtu | 0.174 | 0.174 | 0.174 | 0.174 | 0.174 | 0.174 | 0.282
Unit Gerald Gentleman 1 - SO2 Rate Annual v4.10, Unit 3549 and retrofits | 879 | 2227 | Rate Constraint in lbs/MMBtu | FALSE | L | Annual | Generation | TWh | 4.8296 | 4.8296 | 4.8296 | 4.8296 | 4.8296 | 4.8296 | 4.8296
Unit Gerald Gentleman 1 - SO2 Rate Annual v4.10, Unit 3549 and retrofits | 879 | 2227 | Rate Constraint in lbs/MMBtu | FALSE | L | Annual | Qualifying Generation | TWh | 4.8296 | 4.8296 | 4.8296 | 4.8296 | 4.8296 | 4.8296 | 4.8296
Unit Gerald Gentleman 1 - SO2 Rate Annual v4.10, Unit 3549 and retrofits | 879 | 2227 | Rate Constraint in lbs/MMBtu | FALSE | L | Annual | Rate | lb/MWh | 0.89536 | 0.85059 | 0.85059 | 0.85059 | 0.85059 | 0.85059 | 1.3785
Unit Gerald Gentleman 1 - SO2 Rate Annual v4.10, Unit 3549 and retrofits | 879 | 2227 | Rate Constraint in lbs/MMBtu | FALSE | L | Annual | Constraint Shadow Price | US$/Ton | 0 | 0 | 0 | 0 | 0 | 0 | 0
Unit Gerald Gentleman 2 - SO2 Rate Annual v4.10, Unit 3548 and retrofits | 880 | 2226 | Rate Constraint in lbs/MMBtu | FALSE | L | Annual | Seasons Included | Seasons | Winter, Summer | Winter, Summer | Winter, Summer | Winter, Summer | Winter, Summer | Winter, Summer | Winter, Summer
Unit Gerald Gentleman 2 - SO2 Rate Annual v4.10, Unit 3548 and retrofits | 880 | 2226 | Rate Constraint in lbs/MMBtu | FALSE | L | Annual | Standard | lb/MMBtu | 0.59507 | 0.59507 | 0.59507 | 0.59507 | 0.59507 | 0.59507 | 0.59507
Unit Gerald Gentleman 2 - SO2 Rate Annual v4.10, Unit 3548 and retrofits | 880 | 2226 | Rate Constraint in lbs/MMBtu | FALSE | L | Annual | Emissions at Affected Plants SO2 | MTons | 4.5784 | 4.3495 | 4.3495 | 4.3495 | 4.3495 | 4.3495 | 7.0492
Unit Gerald Gentleman 2 - SO2 Rate Annual v4.10, Unit 3548 and retrofits | 880 | 2226 | Rate Constraint in lbs/MMBtu | FALSE | L | Annual | Allowances Purchased SO2 | MTons | 0 | 0 | 0 | 0 | 0 | 0 | 0
Unit Gerald Gentleman 2 - SO2 Rate Annual v4.10, Unit 3548 and retrofits | 880 | 2226 | Rate Constraint in lbs/MMBtu | FALSE | L | Annual | Allowances Sold SO2 | MTons | 0 | 0 | 0 | 0 | 0 | 0 | 0
Unit Gerald Gentleman 2 - SO2 Rate Annual v4.10, Unit 3548 and retrofits | 880 | 2226 | Rate Constraint in lbs/MMBtu | FALSE | L | Annual | Allowances Banked | MTons | 0 | 0 | 0 | 0 | 0 | 0 | 0
Unit Gerald Gentleman 2 - SO2 Rate Annual v4.10, Unit 3548 and retrofits | 880 | 2226 | Rate Constraint in lbs/MMBtu | FALSE | L | Annual | Allowances Withdrawn (1:1) | MTons | 0 | 0 | 0 | 0 | 0 | 0 | 0
Unit Gerald Gentleman 2 - SO2 Rate Annual v4.10, Unit 3548 and retrofits | 880 | 2226 | Rate Constraint in lbs/MMBtu | FALSE | L | Annual | Allowances Withdrawn (n:1) | MTons | 0 | 0 | 0 | 0 | 0 | 0 | 0
Unit Gerald Gentleman 2 - SO2 Rate Annual v4.10, Unit 3548 and retrofits | 880 | 2226 | Rate Constraint in lbs/MMBtu | FALSE | L | Annual | Net Emissions Allowance Position | MTons | 4.5784 | 4.3495 | 4.3495 | 4.3495 | 4.3495 | 4.3495 | 7.0492
Unit Gerald Gentleman 2 - SO2 Rate Annual v4.10, Unit 3548 and retrofits | 880 | 2226 | Rate Constraint in lbs/MMBtu | FALSE | L | Annual | Fuel Consumed | TBtu | 52.6255 | 49.9943 | 49.9943 | 49.9943 | 49.9943 | 49.9943 | 49.9943
Unit Gerald Gentleman 2 - SO2 Rate Annual v4.10, Unit 3548 and retrofits | 880 | 2226 | Rate Constraint in lbs/MMBtu | FALSE | L | Annual | Rate | lb/MMBtu | 0.174 | 0.174 | 0.174 | 0.174 | 0.174 | 0.174 | 0.282
Unit Gerald Gentleman 2 - SO2 Rate Annual v4.10, Unit 3548 and retrofits | 880 | 2226 | Rate Constraint in lbs/MMBtu | FALSE | L | Annual | Generation | TWh | 5.0836 | 5.0836 | 5.0836 | 5.0836 | 5.0836 | 5.0836 | 5.0836
Unit Gerald Gentleman 2 - SO2 Rate Annual v4.10, Unit 3548 and retrofits | 880 | 2226 | Rate Constraint in lbs/MMBtu | FALSE | L | Annual | Qualifying Generation | TWh | 5.0836 | 5.0836 | 5.0836 | 5.0836 | 5.0836 | 5.0836 | 5.0836
Unit Gerald Gentleman 2 - SO2 Rate Annual v4.10, Unit 3548 and retrofits | 880 | 2226 | Rate Constraint in lbs/MMBtu | FALSE | L | Annual | Rate | lb/MWh | 0.90062 | 0.85559 | 0.85559 | 0.85559 | 0.85559 | 0.85559 | 1.3866
Unit Gerald Gentleman 2 - SO2 Rate Annual v4.10, Unit 3548 and retrofits | 880 | 2226 | Rate Constraint in lbs/MMBtu | FALSE | L | Annual | Constraint Shadow Price | US$/Ton | 0 | 0 | 0 | 0 | 0 | 0 | 0
Unit Lon Wright 8 - SO2 Rate Annual v4.10, Unit 3552 and retrofits | 881 | 2222 | Rate Constraint in lbs/MMBtu | FALSE | L | Annual | Seasons Included | Seasons | Winter, Summer | Winter, Summer | Winter, Summer | Winter, Summer | Winter, Summer | Winter, Summer | Winter, Summer
Unit Lon Wright 8 - SO2 Rate Annual v4.10, Unit 3552 and retrofits | 881 | 2222 | Rate Constraint in lbs/MMBtu | FALSE | L | Annual | Standard | lb/MMBtu | 0.64321 | 0.64321 | 0.64321 | 0.64321 | 0.64321 | 0.64321 | 0.64321
Unit Lon Wright 8 - SO2 Rate Annual v4.10, Unit 3552 and retrofits | 881 | 2222 | Rate Constraint in lbs/MMBtu | FALSE | L | Annual | Emissions at Affected Plants SO2 | MTons | 0.63462 | 0.63462 | 0.25317 | 0.40315 | 0.40315 | 0.55434 | 0.55434
Unit Lon Wright 8 - SO2 Rate Annual v4.10, Unit 3552 and retrofits | 881 | 2222 | Rate Constraint in lbs/MMBtu | FALSE | L | Annual | Allowances Purchased SO2 | MTons | 0 | 0 | 0 | 0 | 0 | 0 | 0
Unit Lon Wright 8 - SO2 Rate Annual v4.10, Unit 3552 and retrofits | 881 | 2222 | Rate Constraint in lbs/MMBtu | FALSE | L | Annual | Allowances Sold SO2 | MTons | 0 | 0 | 0 | 0 | 0 | 0 | 0
Unit Lon Wright 8 - SO2 Rate Annual v4.10, Unit 3552 and retrofits | 881 | 2222 | Rate Constraint in lbs/MMBtu | FALSE | L | Annual | Allowances Banked | MTons | 0 | 0 | 0 | 0 | 0 | 0 | 0
Unit Lon Wright 8 - SO2 Rate Annual v4.10, Unit 3552 and retrofits | 881 | 2222 | Rate Constraint in lbs/MMBtu | FALSE | L | Annual | Allowances Withdrawn (1:1) | MTons | 0 | 0 | 0 | 0 | 0 | 0 | 0
Unit Lon Wright 8 - SO2 Rate Annual v4.10, Unit 3552 and retrofits | 881 | 2222 | Rate Constraint in lbs/MMBtu | FALSE | L | Annual | Allowances Withdrawn (n:1) | MTons | 0 | 0 | 0 | 0 | 0 | 0 | 0
Unit Lon Wright 8 - SO2 Rate Annual v4.10, Unit 3552 and retrofits | 881 | 2222 | Rate Constraint in lbs/MMBtu | FALSE | L | Annual | Net Emissions Allowance Position | MTons | 0.63462 | 0.63462 | 0.25317 | 0.40315 | 0.40315 | 0.55434 | 0.55434
Unit Lon Wright 8 - SO2 Rate Annual v4.10, Unit 3552 and retrofits | 881 | 2222 | Rate Constraint in lbs/MMBtu | FALSE | L | Annual | Fuel Consumed | TBtu | 7.2945 | 7.2945 | 2.91 | 4.6339 | 4.6339 | 6.3717 | 6.3717
Unit Lon Wright 8 - SO2 Rate Annual v4.10, Unit 3552 and retrofits | 881 | 2222 | Rate Constraint in lbs/MMBtu | FALSE | L | Annual | Rate | lb/MMBtu | 0.174 | 0.174 | 0.174 | 0.174 | 0.174 | 0.174 | 0.174
Unit Lon Wright 8 - SO2 Rate Annual v4.10, Unit 3552 and retrofits | 881 | 2222 | Rate Constraint in lbs/MMBtu | FALSE | L | Annual | Generation | TWh | 0.62274 | 0.62274 | 0.24843 | 0.3956 | 0.3956 | 0.54396 | 0.54396
Unit Lon Wright 8 - SO2 Rate Annual v4.10, Unit 3552 and retrofits | 881 | 2222 | Rate Constraint in lbs/MMBtu | FALSE | L | Annual | Qualifying Generation | TWh | 0.62274 | 0.62274 | 0.24843 | 0.3956 | 0.3956 | 0.54396 | 0.54396
Unit Lon Wright 8 - SO2 Rate Annual v4.10, Unit 3552 and retrofits | 881 | 2222 | Rate Constraint in lbs/MMBtu | FALSE | L | Annual | Rate | lb/MWh | 1.0191 | 1.0191 | 1.0191 | 1.0191 | 1.0191 | 1.0191 | 1.0191
Unit Lon Wright 8 - SO2 Rate Annual v4.10, Unit 3552 and retrofits | 881 | 2222 | Rate Constraint in lbs/MMBtu | FALSE | L | Annual | Constraint Shadow Price | US$/Ton | 0 | 0 | 0 | 0 | 0 | 0 | 0
Unit Nebraska City 1 - SO2 Rate Annual v4.10, Unit 3553 and retrofits | 882 | 2231 | Rate Constraint in lbs/MMBtu | FALSE | L | Annual | Seasons Included | Seasons | Winter, Summer | Winter, Summer | Winter, Summer | Winter, Summer | Winter, Summer | Winter, Summer | Winter, Summer
Unit Nebraska City 1 - SO2 Rate Annual v4.10, Unit 3553 and retrofits | 882 | 2231 | Rate Constraint in lbs/MMBtu | FALSE | L | Annual | Standard | lb/MMBtu | 0.70894 | 0.70894 | 0.70894 | 0.70894 | 0.70894 | 0.70894 | 0.70894
Unit Nebraska City 1 - SO2 Rate Annual v4.10, Unit 3553 and retrofits | 882 | 2231 | Rate Constraint in lbs/MMBtu | FALSE | L | Annual | Emissions at Affected Plants SO2 | MTons | 4.1216 | 3.9155 | 3.9155 | 3.9155 | 3.9155 | 3.9155 | 3.9155
Unit Nebraska City 1 - SO2 Rate Annual v4.10, Unit 3553 and retrofits | 882 | 2231 | Rate Constraint in lbs/MMBtu | FALSE | L | Annual | Allowances Purchased SO2 | MTons | 0 | 0 | 0 | 0 | 0 | 0 | 0
Unit Nebraska City 1 - SO2 Rate Annual v4.10, Unit 3553 and retrofits | 882 | 2231 | Rate Constraint in lbs/MMBtu | FALSE | L | Annual | Allowances Sold SO2 | MTons | 0 | 0 | 0 | 0 | 0 | 0 | 0
Unit Nebraska City 1 - SO2 Rate Annual v4.10, Unit 3553 and retrofits | 882 | 2231 | Rate Constraint in lbs/MMBtu | FALSE | L | Annual | Allowances Banked | MTons | 0 | 0 | 0 | 0 | 0 | 0 | 0
Unit Nebraska City 1 - SO2 Rate Annual v4.10, Unit 3553 and retrofits | 882 | 2231 | Rate Constraint in lbs/MMBtu | FALSE | L | Annual | Allowances Withdrawn (1:1) | MTons | 0 | 0 | 0 | 0 | 0 | 0 | 0
Unit Nebraska City 1 - SO2 Rate Annual v4.10, Unit 3553 and retrofits | 882 | 2231 | Rate Constraint in lbs/MMBtu | FALSE | L | Annual | Allowances Withdrawn (n:1) | MTons | 0 | 0 | 0 | 0 | 0 | 0 | 0
Unit Nebraska City 1 - SO2 Rate Annual v4.10, Unit 3553 and retrofits | 882 | 2231 | Rate Constraint in lbs/MMBtu | FALSE | L | Annual | Net Emissions Allowance Position | MTons | 4.1216 | 3.9155 | 3.9155 | 3.9155 | 3.9155 | 3.9155 | 3.9155
Unit Nebraska City 1 - SO2 Rate Annual v4.10, Unit 3553 and retrofits | 882 | 2231 | Rate Constraint in lbs/MMBtu | FALSE | L | Annual | Fuel Consumed | TBtu | 47.3744 | 45.0057 | 45.0057 | 45.0057 | 45.0057 | 45.0057 | 45.0057
Unit Nebraska City 1 - SO2 Rate Annual v4.10, Unit 3553 and retrofits | 882 | 2231 | Rate Constraint in lbs/MMBtu | FALSE | L | Annual | Rate | lb/MMBtu | 0.174 | 0.174 | 0.174 | 0.174 | 0.174 | 0.174 | 0.174
Unit Nebraska City 1 - SO2 Rate Annual v4.10, Unit 3553 and retrofits | 882 | 2231 | Rate Constraint in lbs/MMBtu | FALSE | L | Annual | Generation | TWh | 4.6783 | 4.6783 | 4.6783 | 4.6783 | 4.6783 | 4.6783 | 4.6783
Unit Nebraska City 1 - SO2 Rate Annual v4.10, Unit 3553 and retrofits | 882 | 2231 | Rate Constraint in lbs/MMBtu | FALSE | L | Annual | Qualifying Generation | TWh | 4.6783 | 4.6783 | 4.6783 | 4.6783 | 4.6783 | 4.6783 | 4.6783
Unit Nebraska City 1 - SO2 Rate Annual v4.10, Unit 3553 and retrofits | 882 | 2231 | Rate Constraint in lbs/MMBtu | FALSE | L | Annual | Rate | lb/MWh | 0.881 | 0.83695 | 0.83695 | 0.83695 | 0.83695 | 0.83695 | 0.83695
Unit Nebraska City 1 - SO2 Rate Annual v4.10, Unit 3553 and retrofits | 882 | 2231 | Rate Constraint in lbs/MMBtu | FALSE | L | Annual | Constraint Shadow Price | US$/Ton | 0 | 0 | 0 | 0 | 0 | 0 | 0
Unit North Omaha 1 - SO2 Rate Annual v4.10, Unit 3554 and retrofits | 883 | 2228 | Rate Constraint in lbs/MMBtu | FALSE | L | Annual | Seasons Included | Seasons | Winter, Summer | Winter, Summer | Winter, Summer | Winter, Summer | Winter, Summer | Winter, Summer | Winter, Summer
Unit North Omaha 1 - SO2 Rate Annual v4.10, Unit 3554 and retrofits | 883 | 2228 | Rate Constraint in lbs/MMBtu | FALSE | L | Annual | Standard | lb/MMBtu | 0.7567 | 0.7567 | 0.7567 | 0.7567 | 0.7567 | 0.7567 | 0.7567
Unit North Omaha 1 - SO2 Rate Annual v4.10, Unit 3554 and retrofits | 883 | 2228 | Rate Constraint in lbs/MMBtu | FALSE | L | Annual | Emissions at Affected Plants SO2 | MTons | 0.51198 | 0.51198 | 0.51198 | 0.51198 | 0.51198 | 0.51198 | 0.51198
Unit North Omaha 1 - SO2 Rate Annual v4.10, Unit 3554 and retrofits | 883 | 2228 | Rate Constraint in lbs/MMBtu | FALSE | L | Annual | Allowances Purchased SO2 | MTons | 0 | 0 | 0 | 0 | 0 | 0 | 0
Unit North Omaha 1 - SO2 Rate Annual v4.10, Unit 3554 and retrofits | 883 | 2228 | Rate Constraint in lbs/MMBtu | FALSE | L | Annual | Allowances Sold SO2 | MTons | 0 | 0 | 0 | 0 | 0 | 0 | 0
Unit North Omaha 1 - SO2 Rate Annual v4.10, Unit 3554 and retrofits | 883 | 2228 | Rate Constraint in lbs/MMBtu | FALSE | L | Annual | Allowances Banked | MTons | 0 | 0 | 0 | 0 | 0 | 0 | 0
Unit North Omaha 1 - SO2 Rate Annual v4.10, Unit 3554 and retrofits | 883 | 2228 | Rate Constraint in lbs/MMBtu | FALSE | L | Annual | Allowances Withdrawn (1:1) | MTons | 0 | 0 | 0 | 0 | 0 | 0 | 0
Unit North Omaha 1 - SO2 Rate Annual v4.10, Unit 3554 and retrofits | 883 | 2228 | Rate Constraint in lbs/MMBtu | FALSE | L | Annual | Allowances Withdrawn (n:1) | MTons | 0 | 0 | 0 | 0 | 0 | 0 | 0
Unit North Omaha 1 - SO2 Rate Annual v4.10, Unit 3554 and retrofits | 883 | 2228 | Rate Constraint in lbs/MMBtu | FALSE | L | Annual | Net Emissions Allowance Position | MTons | 0.51198 | 0.51198 | 0.51198 | 0.51198 | 0.51198 | 0.51198 | 0.51198
Unit North Omaha 1 - SO2 Rate Annual v4.10, Unit 3554 and retrofits | 883 | 2228 | Rate Constraint in lbs/MMBtu | FALSE | L | Annual | Fuel Consumed | TBtu | 5.8848 | 5.8848 | 5.8848 | 5.8848 | 5.8848 | 5.8848 | 5.8848
Unit North Omaha 1 - SO2 Rate Annual v4.10, Unit 3554 and retrofits | 883 | 2228 | Rate Constraint in lbs/MMBtu | FALSE | L | Annual | Rate | lb/MMBtu | 0.174 | 0.174 | 0.174 | 0.174 | 0.174 | 0.174 | 0.174
Unit North Omaha 1 - SO2 Rate Annual v4.10, Unit 3554 and retrofits | 883 | 2228 | Rate Constraint in lbs/MMBtu | FALSE | L | Annual | Generation | TWh | 0.56103 | 0.56103 | 0.56103 | 0.56103 | 0.56103 | 0.56103 | 0.56103
Unit North Omaha 1 - SO2 Rate Annual v4.10, Unit 3554 and retrofits | 883 | 2228 | Rate Constraint in lbs/MMBtu | FALSE | L | Annual | Qualifying Generation | TWh | 0.56103 | 0.56103 | 0.56103 | 0.56103 | 0.56103 | 0.56103 | 0.56103
Unit North Omaha 1 - SO2 Rate Annual v4.10, Unit 3554 and retrofits | 883 | 2228 | Rate Constraint in lbs/MMBtu | FALSE | L | Annual | Rate | lb/MWh | 0.91256 | 0.91256 | 0.91256 | 0.91256 | 0.91256 | 0.91256 | 0.91256
Unit North Omaha 1 - SO2 Rate Annual v4.10, Unit 3554 and retrofits | 883 | 2228 | Rate Constraint in lbs/MMBtu | FALSE | L | Annual | Constraint Shadow Price | US$/Ton | 0 | 0 | 0 | 0 | 0 | 0 | 0
Unit North Omaha 5 - SO2 Rate Annual v4.10, Unit 3557 and retrofits | 884 | 2230 | Rate Constraint in lbs/MMBtu | FALSE | L | Annual | Seasons Included | Seasons | Winter, Summer | Winter, Summer | Winter, Summer | Winter, Summer | Winter, Summer | Winter, Summer | Winter, Summer
Unit North Omaha 5 - SO2 Rate Annual v4.10, Unit 3557 and retrofits | 884 | 2230 | Rate Constraint in lbs/MMBtu | FALSE | L | Annual | Standard | lb/MMBtu | 0.73382 | 0.73382 | 0.73382 | 0.73382 | 0.73382 | 0.73382 | 0.73382
Unit North Omaha 5 - SO2 Rate Annual v4.10, Unit 3557 and retrofits | 884 | 2230 | Rate Constraint in lbs/MMBtu | FALSE | L | Annual | Emissions at Affected Plants SO2 | MTons | 1.4022 | 1.4022 | 1.3244 | 1.4022 | 1.4022 | 1.4022 | 1.4022
Unit North Omaha 5 - SO2 Rate Annual v4.10, Unit 3557 and retrofits | 884 | 2230 | Rate Constraint in lbs/MMBtu | FALSE | L | Annual | Allowances Purchased SO2 | MTons | 0 | 0 | 0 | 0 | 0 | 0 | 0
Unit North Omaha 5 - SO2 Rate Annual v4.10, Unit 3557 and retrofits | 884 | 2230 | Rate Constraint in lbs/MMBtu | FALSE | L | Annual | Allowances Sold SO2 | MTons | 0 | 0 | 0 | 0 | 0 | 0 | 0
Unit North Omaha 5 - SO2 Rate Annual v4.10, Unit 3557 and retrofits | 884 | 2230 | Rate Constraint in lbs/MMBtu | FALSE | L | Annual | Allowances Banked | MTons | 0 | 0 | 0 | 0 | 0 | 0 | 0
Unit North Omaha 5 - SO2 Rate Annual v4.10, Unit 3557 and retrofits | 884 | 2230 | Rate Constraint in lbs/MMBtu | FALSE | L | Annual | Allowances Withdrawn (1:1) | MTons | 0 | 0 | 0 | 0 | 0 | 0 | 0
Unit North Omaha 5 - SO2 Rate Annual v4.10, Unit 3557 and retrofits | 884 | 2230 | Rate Constraint in lbs/MMBtu | FALSE | L | Annual | Allowances Withdrawn (n:1) | MTons | 0 | 0 | 0 | 0 | 0 | 0 | 0
Unit North Omaha 5 - SO2 Rate Annual v4.10, Unit 3557 and retrofits | 884 | 2230 | Rate Constraint in lbs/MMBtu | FALSE | L | Annual | Net Emissions Allowance Position | MTons | 1.4022 | 1.4022 | 1.3244 | 1.4022 | 1.4022 | 1.4022 | 1.4022
Unit North Omaha 5 - SO2 Rate Annual v4.10, Unit 3557 and retrofits | 884 | 2230 | Rate Constraint in lbs/MMBtu | FALSE | L | Annual | Fuel Consumed | TBtu | 16.1169 | 16.1169 | 15.2232 | 16.1169 | 16.1169 | 16.1169 | 16.1169
Unit North Omaha 5 - SO2 Rate Annual v4.10, Unit 3557 and retrofits | 884 | 2230 | Rate Constraint in lbs/MMBtu | FALSE | L | Annual | Rate | lb/MMBtu | 0.174 | 0.174 | 0.174 | 0.174 | 0.174 | 0.174 | 0.174
Unit North Omaha 5 - SO2 Rate Annual v4.10, Unit 3557 and retrofits | 884 | 2230 | Rate Constraint in lbs/MMBtu | FALSE | L | Annual | Generation | TWh | 1.5256 | 1.5256 | 1.441 | 1.5256 | 1.5256 | 1.5256 | 1.5256
Unit North Omaha 5 - SO2 Rate Annual v4.10, Unit 3557 and retrofits | 884 | 2230 | Rate Constraint in lbs/MMBtu | FALSE | L | Annual | Qualifying Generation | TWh | 1.5256 | 1.5256 | 1.441 | 1.5256 | 1.5256 | 1.5256 | 1.5256
Unit North Omaha 5 - SO2 Rate Annual v4.10, Unit 3557 and retrofits | 884 | 2230 | Rate Constraint in lbs/MMBtu | FALSE | L | Annual | Rate | lb/MWh | 0.9191 | 0.9191 | 0.9191 | 0.9191 | 0.9191 | 0.9191 | 0.9191
Unit North Omaha 5 - SO2 Rate Annual v4.10, Unit 3557 and retrofits | 884 | 2230 | Rate Constraint in lbs/MMBtu | FALSE | L | Annual | Constraint Shadow Price | US$/Ton | 0 | 0 | 0 | 0 | 0 | 0 | 0
Unit Northport 1 - SO2 Rate Annual v4.10, Unit 3808 and retrofits | 885 | 2237 | Rate Constraint in lbs/MMBtu | FALSE | L | Annual | Seasons Included | Seasons | Winter, Summer | Winter, Summer | Winter, Summer | Winter, Summer | Winter, Summer | Winter, Summer | Winter, Summer
Unit Northport 1 - SO2 Rate Annual v4.10, Unit 3808 and retrofits | 885 | 2237 | Rate Constraint in lbs/MMBtu | FALSE | L | Annual | Standard | lb/MMBtu | 0.067089 | 0.067089 | 0.067089 | 0.067089 | 0.067089 | 0.067089 | 0.067089
Unit Northport 1 - SO2 Rate Annual v4.10, Unit 3808 and retrofits | 885 | 2237 | Rate Constraint in lbs/MMBtu | FALSE | L | Annual | Emissions at Affected Plants SO2 | MTons | 0 | 0 | 0 | 0 | 0 | 0 | 0
Unit Northport 1 - SO2 Rate Annual v4.10, Unit 3808 and retrofits | 885 | 2237 | Rate Constraint in lbs/MMBtu | FALSE | L | Annual | Allowances Purchased SO2 | MTons | 0 | 0 | 0 | 0 | 0 | 0 | 0
Unit Northport 1 - SO2 Rate Annual v4.10, Unit 3808 and retrofits | 885 | 2237 | Rate Constraint in lbs/MMBtu | FALSE | L | Annual | Allowances Sold SO2 | MTons | 0 | 0 | 0 | 0 | 0 | 0 | 0
Unit Northport 1 - SO2 Rate Annual v4.10, Unit 3808 and retrofits | 885 | 2237 | Rate Constraint in lbs/MMBtu | FALSE | L | Annual | Allowances Banked | MTons | 0 | 0 | 0 | 0 | 0 | 0 | 0
Unit Northport 1 - SO2 Rate Annual v4.10, Unit 3808 and retrofits | 885 | 2237 | Rate Constraint in lbs/MMBtu | FALSE | L | Annual | Allowances Withdrawn (1:1) | MTons | 0 | 0 | 0 | 0 | 0 | 0 | 0
Unit Northport 1 - SO2 Rate Annual v4.10, Unit 3808 and retrofits | 885 | 2237 | Rate Constraint in lbs/MMBtu | FALSE | L | Annual | Allowances Withdrawn (n:1) | MTons | 0 | 0 | 0 | 0 | 0 | 0 | 0
Unit Northport 1 - SO2 Rate Annual v4.10, Unit 3808 and retrofits | 885 | 2237 | Rate Constraint in lbs/MMBtu | FALSE | L | Annual | Net Emissions Allowance Position | MTons | 0 | 0 | 0 | 0 | 0 | 0 | 0
Unit Northport 1 - SO2 Rate Annual v4.10, Unit 3808 and retrofits | 885 | 2237 | Rate Constraint in lbs/MMBtu | FALSE | L | Annual | Fuel Consumed | TBtu | 4.2937 | 4.2937 | 4.2937 | 0 | 0 | 0 | 0
Unit Northport 1 - SO2 Rate Annual v4.10, Unit 3808 and retrofits | 885 | 2237 | Rate Constraint in lbs/MMBtu | FALSE | L | Annual | Rate | lb/MMBtu | 0 | 0 | 0 | 0 | 0 | 0 | 0
Unit Northport 1 - SO2 Rate Annual v4.10, Unit 3808 and retrofits | 885 | 2237 | Rate Constraint in lbs/MMBtu | FALSE | L | Annual | Generation | TWh | 0.39676 | 0.39676 | 0.39676 | 0 | 0 | 0 | 0
Unit Northport 1 - SO2 Rate Annual v4.10, Unit 3808 and retrofits | 885 | 2237 | Rate Constraint in lbs/MMBtu | FALSE | L | Annual | Qualifying Generation | TWh | 0.39676 | 0.39676 | 0.39676 | 0 | 0 | 0 | 0
Unit Northport 1 - SO2 Rate Annual v4.10, Unit 3808 and retrofits | 885 | 2237 | Rate Constraint in lbs/MMBtu | FALSE | L | Annual | Rate | lb/MWh | 0 | 0 | 0 | 0 | 0 | 0 | 0
Unit Northport 1 - SO2 Rate Annual v4.10, Unit 3808 and retrofits | 885 | 2237 | Rate Constraint in lbs/MMBtu | FALSE | L | Annual | Constraint Shadow Price | US$/Ton | 0 | 0 | 0 | 0 | 0 | 0 | 0
Unit Northport 2 - SO2 Rate Annual v4.10, Unit 3813 and retrofits | 886 | 2236 | Rate Constraint in lbs/MMBtu | FALSE | L | Annual | Seasons Included | Seasons | Winter, Summer | Winter, Summer | Winter, Summer | Winter, Summer | Winter, Summer | Winter, Summer | Winter, Summer
Unit Northport 2 - SO2 Rate Annual v4.10, Unit 3813 and retrofits | 886 | 2236 | Rate Constraint in lbs/MMBtu | FALSE | L | Annual | Standard | lb/MMBtu | 0.22071 | 0.22071 | 0.22071 | 0.22071 | 0.22071 | 0.22071 | 0.22071
Unit Northport 2 - SO2 Rate Annual v4.10, Unit 3813 and retrofits | 886 | 2236 | Rate Constraint in lbs/MMBtu | FALSE | L | Annual | Emissions at Affected Plants SO2 | MTons | 0 | 0 | 0 | 0 | 0 | 0 | 0
Unit Northport 2 - SO2 Rate Annual v4.10, Unit 3813 and retrofits | 886 | 2236 | Rate Constraint in lbs/MMBtu | FALSE | L | Annual | Allowances Purchased SO2 | MTons | 0 | 0 | 0 | 0 | 0 | 0 | 0
Unit Northport 2 - SO2 Rate Annual v4.10, Unit 3813 and retrofits | 886 | 2236 | Rate Constraint in lbs/MMBtu | FALSE | L | Annual | Allowances Sold SO2 | MTons | 0 | 0 | 0 | 0 | 0 | 0 | 0
Unit Northport 2 - SO2 Rate Annual v4.10, Unit 3813 and retrofits | 886 | 2236 | Rate Constraint in lbs/MMBtu | FALSE | L | Annual | Allowances Banked | MTons | 0 | 0 | 0 | 0 | 0 | 0 | 0
Unit Northport 2 - SO2 Rate Annual v4.10, Unit 3813 and retrofits | 886 | 2236 | Rate Constraint in lbs/MMBtu | FALSE | L | Annual | Allowances Withdrawn (1:1) | MTons | 0 | 0 | 0 | 0 | 0 | 0 | 0
Unit Northport 2 - SO2 Rate Annual v4.10, Unit 3813 and retrofits | 886 | 2236 | Rate Constraint in lbs/MMBtu | FALSE | L | Annual | Allowances Withdrawn (n:1) | MTons | 0 | 0 | 0 | 0 | 0 | 0 | 0
Unit Northport 2 - SO2 Rate Annual v4.10, Unit 3813 and retrofits | 886 | 2236 | Rate Constraint in lbs/MMBtu | FALSE | L | Annual | Net Emissions Allowance Position | MTons | 0 | 0 | 0 | 0 | 0 | 0 | 0
Unit Northport 2 - SO2 Rate Annual v4.10, Unit 3813 and retrofits | 886 | 2236 | Rate Constraint in lbs/MMBtu | FALSE | L | Annual | Fuel Consumed | TBtu | 5.702 | 5.702 | 5.702 | 3.9738 | 0.75614 | 0 | 0
Unit Northport 2 - SO2 Rate Annual v4.10, Unit 3813 and retrofits | 886 | 2236 | Rate Constraint in lbs/MMBtu | FALSE | L | Annual | Rate | lb/MMBtu | 0 | 0 | 0 | 0 | 0 | 0 | 0
Unit Northport 2 - SO2 Rate Annual v4.10, Unit 3813 and retrofits | 886 | 2236 | Rate Constraint in lbs/MMBtu | FALSE | L | Annual | Generation | TWh | 0.52753 | 0.52753 | 0.52753 | 0.36764 | 0.069955 | 0 | 0
Unit Northport 2 - SO2 Rate Annual v4.10, Unit 3813 and retrofits | 886 | 2236 | Rate Constraint in lbs/MMBtu | FALSE | L | Annual | Qualifying Generation | TWh | 0.52753 | 0.52753 | 0.52753 | 0.36764 | 0.069955 | 0 | 0
Unit Northport 2 - SO2 Rate Annual v4.10, Unit 3813 and retrofits | 886 | 2236 | Rate Constraint in lbs/MMBtu | FALSE | L | Annual | Rate | lb/MWh | 0 | 0 | 0 | 0 | 0 | 0 | 0
Unit Northport 2 - SO2 Rate Annual v4.10, Unit 3813 and retrofits | 886 | 2236 | Rate Constraint in lbs/MMBtu | FALSE | L | Annual | Constraint Shadow Price | US$/Ton | 0 | 0 | 0 | 0 | 0 | 0 | 0
Unit Northport 3 - SO2 Rate Annual v4.10, Unit 3809 and retrofits | 887 | 2235 | Rate Constraint in lbs/MMBtu | FALSE | L | Annual | Seasons Included | Seasons | Winter, Summer | Winter, Summer | Winter, Summer | Winter, Summer | Winter, Summer | Winter, Summer | Winter, Summer
Unit Northport 3 - SO2 Rate Annual v4.10, Unit 3809 and retrofits | 887 | 2235 | Rate Constraint in lbs/MMBtu | FALSE | L | Annual | Standard | lb/MMBtu | 0.22456 | 0.22456 | 0.22456 | 0.22456 | 0.22456 | 0.22456 | 0.22456
Unit Northport 3 - SO2 Rate Annual v4.10, Unit 3809 and retrofits | 887 | 2235 | Rate Constraint in lbs/MMBtu | FALSE | L | Annual | Emissions at Affected Plants SO2 | MTons | 0 | 0 | 0 | 0 | 0 | 0 | 0
Unit Northport 3 - SO2 Rate Annual v4.10, Unit 3809 and retrofits | 887 | 2235 | Rate Constraint in lbs/MMBtu | FALSE | L | Annual | Allowances Purchased SO2 | MTons | 0 | 0 | 0 | 0 | 0 | 0 | 0
Unit Northport 3 - SO2 Rate Annual v4.10, Unit 3809 and retrofits | 887 | 2235 | Rate Constraint in lbs/MMBtu | FALSE | L | Annual | Allowances Sold SO2 | MTons | 0 | 0 | 0 | 0 | 0 | 0 | 0
Unit Northport 3 - SO2 Rate Annual v4.10, Unit 3809 and retrofits | 887 | 2235 | Rate Constraint in lbs/MMBtu | FALSE | L | Annual | Allowances Banked | MTons | 0 | 0 | 0 | 0 | 0 | 0 | 0
Unit Northport 3 - SO2 Rate Annual v4.10, Unit 3809 and retrofits | 887 | 2235 | Rate Constraint in lbs/MMBtu | FALSE | L | Annual | Allowances Withdrawn (1:1) | MTons | 0 | 0 | 0 | 0 | 0 | 0 | 0
Unit Northport 3 - SO2 Rate Annual v4.10, Unit 3809 and retrofits | 887 | 2235 | Rate Constraint in lbs/MMBtu | FALSE | L | Annual | Allowances Withdrawn (n:1) | MTons | 0 | 0 | 0 | 0 | 0 | 0 | 0
Unit Northport 3 - SO2 Rate Annual v4.10, Unit 3809 and retrofits | 887 | 2235 | Rate Constraint in lbs/MMBtu | FALSE | L | Annual | Net Emissions Allowance Position | MTons | 0 | 0 | 0 | 0 | 0 | 0 | 0
Unit Northport 3 - SO2 Rate Annual v4.10, Unit 3809 and retrofits | 887 | 2235 | Rate Constraint in lbs/MMBtu | FALSE | L | Annual | Fuel Consumed | TBtu | 7.6699 | 7.6699 | 7.6699 | 7.6699 | 4.4551 | 0 | 0
Unit Northport 3 - SO2 Rate Annual v4.10, Unit 3809 and retrofits | 887 | 2235 | Rate Constraint in lbs/MMBtu | FALSE | L | Annual | Rate | lb/MMBtu | 0 | 0 | 0 | 0 | 0 | 0 | 0
Unit Northport 3 - SO2 Rate Annual v4.10, Unit 3809 and retrofits | 887 | 2235 | Rate Constraint in lbs/MMBtu | FALSE | L | Annual | Generation | TWh | 0.7195 | 0.7195 | 0.7195 | 0.7195 | 0.41792 | 0 | 0
Unit Northport 3 - SO2 Rate Annual v4.10, Unit 3809 and retrofits | 887 | 2235 | Rate Constraint in lbs/MMBtu | FALSE | L | Annual | Qualifying Generation | TWh | 0.7195 | 0.7195 | 0.7195 | 0.7195 | 0.41792 | 0 | 0
Unit Northport 3 - SO2 Rate Annual v4.10, Unit 3809 and retrofits | 887 | 2235 | Rate Constraint in lbs/MMBtu | FALSE | L | Annual | Rate | lb/MWh | 0 | 0 | 0 | 0 | 0 | 0 | 0
Unit Northport 3 - SO2 Rate Annual v4.10, Unit 3809 and retrofits | 887 | 2235 | Rate Constraint in lbs/MMBtu | FALSE | L | Annual | Constraint Shadow Price | US$/Ton | 0 | 0 | 0 | 0 | 0 | 0 | 0
Unit Northport 4 - SO2 Rate Annual v4.10, Unit 3810 and retrofits | 888 | 2234 | Rate Constraint in lbs/MMBtu | FALSE | L | Annual | Seasons Included | Seasons | Winter, Summer | Winter, Summer | Winter, Summer | Winter, Summer | Winter, Summer | Winter, Summer | Winter, Summer
Unit Northport 4 - SO2 Rate Annual v4.10, Unit 3810 and retrofits | 888 | 2234 | Rate Constraint in lbs/MMBtu | FALSE | L | Annual | Standard | lb/MMBtu | 0.15763 | 0.15763 | 0.15763 | 0.15763 | 0.15763 | 0.15763 | 0.15763
Unit Northport 4 - SO2 Rate Annual v4.10, Unit 3810 and retrofits | 888 | 2234 | Rate Constraint in lbs/MMBtu | FALSE | L | Annual | Emissions at Affected Plants SO2 | MTons | 0 | 0 | 0 | 0 | 0 | 0 | 0
Unit Northport 4 - SO2 Rate Annual v4.10, Unit 3810 and retrofits | 888 | 2234 | Rate Constraint in lbs/MMBtu | FALSE | L | Annual | Allowances Purchased SO2 | MTons | 0 | 0 | 0 | 0 | 0 | 0 | 0
Unit Northport 4 - SO2 Rate Annual v4.10, Unit 3810 and retrofits | 888 | 2234 | Rate Constraint in lbs/MMBtu | FALSE | L | Annual | Allowances Sold SO2 | MTons | 0 | 0 | 0 | 0 | 0 | 0 | 0
Unit Northport 4 - SO2 Rate Annual v4.10, Unit 3810 and retrofits | 888 | 2234 | Rate Constraint in lbs/MMBtu | FALSE | L | Annual | Allowances Banked | MTons | 0 | 0 | 0 | 0 | 0 | 0 | 0
Unit Northport 4 - SO2 Rate Annual v4.10, Unit 3810 and retrofits | 888 | 2234 | Rate Constraint in lbs/MMBtu | FALSE | L | Annual | Allowances Withdrawn (1:1) | MTons | 0 | 0 | 0 | 0 | 0 | 0 | 0
Unit Northport 4 - SO2 Rate Annual v4.10, Unit 3810 and retrofits | 888 | 2234 | Rate Constraint in lbs/MMBtu | FALSE | L | Annual | Allowances Withdrawn (n:1) | MTons | 0 | 0 | 0 | 0 | 0 | 0 | 0
Unit Northport 4 - SO2 Rate Annual v4.10, Unit 3810 and retrofits | 888 | 2234 | Rate Constraint in lbs/MMBtu | FALSE | L | Annual | Net Emissions Allowance Position | MTons | 0 | 0 | 0 | 0 | 0 | 0 | 0
Unit Northport 4 - SO2 Rate Annual v4.10, Unit 3810 and retrofits | 888 | 2234 | Rate Constraint in lbs/MMBtu | FALSE | L | Annual | Fuel Consumed | TBtu | 8.6107 | 8.6107 | 8.6107 | 8.6107 | 5.292 | 2.8375 | 2.574
Unit Northport 4 - SO2 Rate Annual v4.10, Unit 3810 and retrofits | 888 | 2234 | Rate Constraint in lbs/MMBtu | FALSE | L | Annual | Rate | lb/MMBtu | 0 | 0 | 0 | 0 | 0 | 0 | 0
Unit Northport 4 - SO2 Rate Annual v4.10, Unit 3810 and retrofits | 888 | 2234 | Rate Constraint in lbs/MMBtu | FALSE | L | Annual | Generation | TWh | 0.80867 | 0.80867 | 0.80867 | 0.80867 | 0.49699 | 0.26648 | 0.24174
Unit Northport 4 - SO2 Rate Annual v4.10, Unit 3810 and retrofits | 888 | 2234 | Rate Constraint in lbs/MMBtu | FALSE | L | Annual | Qualifying Generation | TWh | 0.80867 | 0.80867 | 0.80867 | 0.80867 | 0.49699 | 0.26648 | 0.24174
Unit Northport 4 - SO2 Rate Annual v4.10, Unit 3810 and retrofits | 888 | 2234 | Rate Constraint in lbs/MMBtu | FALSE | L | Annual | Rate | lb/MWh | 0 | 0 | 0 | 0 | 0 | 0 | 0
Unit Northport 4 - SO2 Rate Annual v4.10, Unit 3810 and retrofits | 888 | 2234 | Rate Constraint in lbs/MMBtu | FALSE | L | Annual | Constraint Shadow Price | US$/Ton | 0 | 0 | 0 | 0 | 0 | 0 | 0
Unit Platte 1 - SO2 Rate Annual v4.10, Unit 3558 and retrofits | 889 | 2225 | Rate Constraint in lbs/MMBtu | FALSE | L | Annual | Seasons Included | Seasons | Winter, Summer | Winter, Summer | Winter, Summer | Winter, Summer | Winter, Summer | Winter, Summer | Winter, Summer
Unit Platte 1 - SO2 Rate Annual v4.10, Unit 3558 and retrofits | 889 | 2225 | Rate Constraint in lbs/MMBtu | FALSE | L | Annual | Standard | lb/MMBtu | 0.73393 | 0.73393 | 0.73393 | 0.73393 | 0.73393 | 0.73393 | 0.73393
Unit Platte 1 - SO2 Rate Annual v4.10, Unit 3558 and retrofits | 889 | 2225 | Rate Constraint in lbs/MMBtu | FALSE | L | Annual | Emissions at Affected Plants SO2 | MTons | 0.7159 | 0.68011 | 0.68011 | 0.68011 | 0.68011 | 0.68011 | 0.68011
Unit Platte 1 - SO2 Rate Annual v4.10, Unit 3558 and retrofits | 889 | 2225 | Rate Constraint in lbs/MMBtu | FALSE | L | Annual | Allowances Purchased SO2 | MTons | 0 | 0 | 0 | 0 | 0 | 0 | 0
Unit Platte 1 - SO2 Rate Annual v4.10, Unit 3558 and retrofits | 889 | 2225 | Rate Constraint in lbs/MMBtu | FALSE | L | Annual | Allowances Sold SO2 | MTons | 0 | 0 | 0 | 0 | 0 | 0 | 0
Unit Platte 1 - SO2 Rate Annual v4.10, Unit 3558 and retrofits | 889 | 2225 | Rate Constraint in lbs/MMBtu | FALSE | L | Annual | Allowances Banked | MTons | 0 | 0 | 0 | 0 | 0 | 0 | 0
Unit Platte 1 - SO2 Rate Annual v4.10, Unit 3558 and retrofits | 889 | 2225 | Rate Constraint in lbs/MMBtu | FALSE | L | Annual | Allowances Withdrawn (1:1) | MTons | 0 | 0 | 0 | 0 | 0 | 0 | 0
Unit Platte 1 - SO2 Rate Annual v4.10, Unit 3558 and retrofits | 889 | 2225 | Rate Constraint in lbs/MMBtu | FALSE | L | Annual | Allowances Withdrawn (n:1) | MTons | 0 | 0 | 0 | 0 | 0 | 0 | 0
Unit Platte 1 - SO2 Rate Annual v4.10, Unit 3558 and retrofits | 889 | 2225 | Rate Constraint in lbs/MMBtu | FALSE | L | Annual | Net Emissions Allowance Position | MTons | 0.7159 | 0.68011 | 0.68011 | 0.68011 | 0.68011 | 0.68011 | 0.68011
Unit Platte 1 - SO2 Rate Annual v4.10, Unit 3558 and retrofits | 889 | 2225 | Rate Constraint in lbs/MMBtu | FALSE | L | Annual | Fuel Consumed | TBtu | 8.2288 | 7.8173 | 7.8173 | 7.8173 | 7.8173 | 7.8173 | 7.8173
Unit Platte 1 - SO2 Rate Annual v4.10, Unit 3558 and retrofits | 889 | 2225 | Rate Constraint in lbs/MMBtu | FALSE | L | Annual | Rate | lb/MMBtu | 0.174 | 0.174 | 0.174 | 0.174 | 0.174 | 0.174 | 0.174
Unit Platte 1 - SO2 Rate Annual v4.10, Unit 3558 and retrofits | 889 | 2225 | Rate Constraint in lbs/MMBtu | FALSE | L | Annual | Generation | TWh | 0.73688 | 0.73688 | 0.73688 | 0.73688 | 0.73688 | 0.73688 | 0.73688
Unit Platte 1 - SO2 Rate Annual v4.10, Unit 3558 and retrofits | 889 | 2225 | Rate Constraint in lbs/MMBtu | FALSE | L | Annual | Qualifying Generation | TWh | 0.73688 | 0.73688 | 0.73688 | 0.73688 | 0.73688 | 0.73688 | 0.73688
Unit Platte 1 - SO2 Rate Annual v4.10, Unit 3558 and retrofits | 889 | 2225 | Rate Constraint in lbs/MMBtu | FALSE | L | Annual | Rate | lb/MWh | 0.97153 | 0.92296 | 0.92296 | 0.92296 | 0.92296 | 0.92296 | 0.92296
Unit Platte 1 - SO2 Rate Annual v4.10, Unit 3558 and retrofits | 889 | 2225 | Rate Constraint in lbs/MMBtu | FALSE | L | Annual | Constraint Shadow Price | US$/Ton | 0 | 0 | 0 | 0 | 0 | 0 | 0
Unit Port Jefferson 3 - SO2 Rate Annual v4.10, Unit 3811 and retrofits | 890 | 2238 | Rate Constraint in lbs/MMBtu | FALSE | L | Annual | Seasons Included | Seasons | Winter, Summer | Winter, Summer | Winter, Summer | Winter, Summer | Winter, Summer | Winter, Summer | Winter, Summer
Unit Port Jefferson 3 - SO2 Rate Annual v4.10, Unit 3811 and retrofits | 890 | 2238 | Rate Constraint in lbs/MMBtu | FALSE | L | Annual | Standard | lb/MMBtu | 0.19639 | 0.19639 | 0.19639 | 0.19639 | 0.19639 | 0.19639 | 0.19639
Unit Port Jefferson 3 - SO2 Rate Annual v4.10, Unit 3811 and retrofits | 890 | 2238 | Rate Constraint in lbs/MMBtu | FALSE | L | Annual | Emissions at Affected Plants SO2 | MTons | 0 | 0 | 0 | 0 | 0 | 0 | 0
Unit Port Jefferson 3 - SO2 Rate Annual v4.10, Unit 3811 and retrofits | 890 | 2238 | Rate Constraint in lbs/MMBtu | FALSE | L | Annual | Allowances Purchased SO2 | MTons | 0 | 0 | 0 | 0 | 0 | 0 | 0
Unit Port Jefferson 3 - SO2 Rate Annual v4.10, Unit 3811 and retrofits | 890 | 2238 | Rate Constraint in lbs/MMBtu | FALSE | L | Annual | Allowances Sold SO2 | MTons | 0 | 0 | 0 | 0 | 0 | 0 | 0
Unit Port Jefferson 3 - SO2 Rate Annual v4.10, Unit 3811 and retrofits | 890 | 2238 | Rate Constraint in lbs/MMBtu | FALSE | L | Annual | Allowances Banked | MTons | 0 | 0 | 0 | 0 | 0 | 0 | 0
Unit Port Jefferson 3 - SO2 Rate Annual v4.10, Unit 3811 and retrofits | 890 | 2238 | Rate Constraint in lbs/MMBtu | FALSE | L | Annual | Allowances Withdrawn (1:1) | MTons | 0 | 0 | 0 | 0 | 0 | 0 | 0
Unit Port Jefferson 3 - SO2 Rate Annual v4.10, Unit 3811 and retrofits | 890 | 2238 | Rate Constraint in lbs/MMBtu | FALSE | L | Annual | Allowances Withdrawn (n:1) | MTons | 0 | 0 | 0 | 0 | 0 | 0 | 0
Unit Port Jefferson 3 - SO2 Rate Annual v4.10, Unit 3811 and retrofits | 890 | 2238 | Rate Constraint in lbs/MMBtu | FALSE | L | Annual | Net Emissions Allowance Position | MTons | 0 | 0 | 0 | 0 | 0 | 0 | 0
Unit Port Jefferson 3 - SO2 Rate Annual v4.10, Unit 3811 and retrofits | 890 | 2238 | Rate Constraint in lbs/MMBtu | FALSE | L | Annual | Fuel Consumed | TBtu | 1.6133 | 1.5269 | 0 | 0 | 0 | 0 | 0
Unit Port Jefferson 3 - SO2 Rate Annual v4.10, Unit 3811 and retrofits | 890 | 2238 | Rate Constraint in lbs/MMBtu | FALSE | L | Annual | Rate | lb/MMBtu | 0 | 0 | 0 | 0 | 0 | 0 | 0
Unit Port Jefferson 3 - SO2 Rate Annual v4.10, Unit 3811 and retrofits | 890 | 2238 | Rate Constraint in lbs/MMBtu | FALSE | L | Annual | Generation | TWh | 0.14185 | 0.13425 | 0 | 0 | 0 | 0 | 0
Unit Port Jefferson 3 - SO2 Rate Annual v4.10, Unit 3811 and retrofits | 890 | 2238 | Rate Constraint in lbs/MMBtu | FALSE | L | Annual | Qualifying Generation | TWh | 0.14185 | 0.13425 | 0 | 0 | 0 | 0 | 0
Unit Port Jefferson 3 - SO2 Rate Annual v4.10, Unit 3811 and retrofits | 890 | 2238 | Rate Constraint in lbs/MMBtu | FALSE | L | Annual | Rate | lb/MWh | 0 | 0 | 0 | 0 | 0 | 0 | 0
Unit Port Jefferson 3 - SO2 Rate Annual v4.10, Unit 3811 and retrofits | 890 | 2238 | Rate Constraint in lbs/MMBtu | FALSE | L | Annual | Constraint Shadow Price | US$/Ton | 0 | 0 | 0 | 0 | 0 | 0 | 0
Unit Port Jefferson 4 - SO2 Rate Annual v4.10, Unit 3814 and retrofits | 891 | 2239 | Rate Constraint in lbs/MMBtu | FALSE | L | Annual | Seasons Included | Seasons | Winter, Summer | Winter, Summer | Winter, Summer | Winter, Summer | Winter, Summer | Winter, Summer | Winter, Summer
Unit Port Jefferson 4 - SO2 Rate Annual v4.10, Unit 3814 and retrofits | 891 | 2239 | Rate Constraint in lbs/MMBtu | FALSE | L | Annual | Standard | lb/MMBtu | 0.25483 | 0.25483 | 0.25483 | 0.25483 | 0.25483 | 0.25483 | 0.25483
Unit Port Jefferson 4 - SO2 Rate Annual v4.10, Unit 3814 and retrofits | 891 | 2239 | Rate Constraint in lbs/MMBtu | FALSE | L | Annual | Emissions at Affected Plants SO2 | MTons | 0 | 0 | 0 | 0 | 0 | 0 | 0
Unit Port Jefferson 4 - SO2 Rate Annual v4.10, Unit 3814 and retrofits | 891 | 2239 | Rate Constraint in lbs/MMBtu | FALSE | L | Annual | Allowances Purchased SO2 | MTons | 0 | 0 | 0 | 0 | 0 | 0 | 0
Unit Port Jefferson 4 - SO2 Rate Annual v4.10, Unit 3814 and retrofits | 891 | 2239 | Rate Constraint in lbs/MMBtu | FALSE | L | Annual | Allowances Sold SO2 | MTons | 0 | 0 | 0 | 0 | 0 | 0 | 0
Unit Port Jefferson 4 - SO2 Rate Annual v4.10, Unit 3814 and retrofits | 891 | 2239 | Rate Constraint in lbs/MMBtu | FALSE | L | Annual | Allowances Banked | MTons | 0 | 0 | 0 | 0 | 0 | 0 | 0
Unit Port Jefferson 4 - SO2 Rate Annual v4.10, Unit 3814 and retrofits | 891 | 2239 | Rate Constraint in lbs/MMBtu | FALSE | L | Annual | Allowances Withdrawn (1:1) | MTons | 0 | 0 | 0 | 0 | 0 | 0 | 0
Unit Port Jefferson 4 - SO2 Rate Annual v4.10, Unit 3814 and retrofits | 891 | 2239 | Rate Constraint in lbs/MMBtu | FALSE | L | Annual | Allowances Withdrawn (n:1) | MTons | 0 | 0 | 0 | 0 | 0 | 0 | 0
Unit Port Jefferson 4 - SO2 Rate Annual v4.10, Unit 3814 and retrofits | 891 | 2239 | Rate Constraint in lbs/MMBtu | FALSE | L | Annual | Net Emissions Allowance Position | MTons | 0 | 0 | 0 | 0 | 0 | 0 | 0
Unit Port Jefferson 4 - SO2 Rate Annual v4.10, Unit 3814 and retrofits | 891 | 2239 | Rate Constraint in lbs/MMBtu | FALSE | L | Annual | Fuel Consumed | TBtu | 1.1957 | 1.1957 | 0.88705 | 0 | 0 | 0 | 0
Unit Port Jefferson 4 - SO2 Rate Annual v4.10, Unit 3814 and retrofits | 891 | 2239 | Rate Constraint in lbs/MMBtu | FALSE | L | Annual | Rate | lb/MMBtu | 0 | 0 | 0 | 0 | 0 | 0 | 0
Unit Port Jefferson 4 - SO2 Rate Annual v4.10, Unit 3814 and retrofits | 891 | 2239 | Rate Constraint in lbs/MMBtu | FALSE | L | Annual | Generation | TWh | 0.10529 | 0.10529 | 0.078113 | 0 | 0 | 0 | 0
Unit Port Jefferson 4 - SO2 Rate Annual v4.10, Unit 3814 and retrofits | 891 | 2239 | Rate Constraint in lbs/MMBtu | FALSE | L | Annual | Qualifying Generation | TWh | 0.10529 | 0.10529 | 0.078113 | 0 | 0 | 0 | 0
Unit Port Jefferson 4 - SO2 Rate Annual v4.10, Unit 3814 and retrofits | 891 | 2239 | Rate Constraint in lbs/MMBtu | FALSE | L | Annual | Rate | lb/MWh | 0 | 0 | 0 | 0 | 0 | 0 | 0
Unit Port Jefferson 4 - SO2 Rate Annual v4.10, Unit 3814 and retrofits | 891 | 2239 | Rate Constraint in lbs/MMBtu | FALSE | L | Annual | Constraint Shadow Price | US$/Ton | 0 | 0 | 0 | 0 | 0 | 0 | 0
Unit San Juan 1-4 - NOX Rate Annual v3.1, Unit 4093 and retrofits | 892 | 1896 | Rate Constraint in lbs/MMBtu | FALSE | L | Annual | Seasons Included | Seasons | Winter, Summer | Winter, Summer | Winter, Summer | Winter, Summer | Winter, Summer | Winter, Summer | Winter, Summer
Unit San Juan 1-4 - NOX Rate Annual v3.1, Unit 4093 and retrofits | 892 | 1896 | Rate Constraint in lbs/MMBtu | FALSE | L | Annual | Standard | lb/MMBtu | 0.3 | 0.3 | 0.3 | 0.3 | 0.3 | 0.3 | 0.3
Unit San Juan 1-4 - NOX Rate Annual v3.1, Unit 4093 and retrofits | 892 | 1896 | Rate Constraint in lbs/MMBtu | FALSE | L | Annual | Emissions at Affected Plants NOX | MTons | 0.92128 | 0.92128 | 0.8701 | 0.8701 | 0.83835 | 0.83331 | 0.8572
Unit San Juan 1-4 - NOX Rate Annual v3.1, Unit 4093 and retrofits | 892 | 1896 | Rate Constraint in lbs/MMBtu | FALSE | L | Annual | Allowances Purchased NOX | MTons | 0 | 0 | 0 | 0 | 0 | 0 | 0
Unit San Juan 1-4 - NOX Rate Annual v3.1, Unit 4093 and retrofits | 892 | 1896 | Rate Constraint in lbs/MMBtu | FALSE | L | Annual | Allowances Sold NOX | MTons | 0 | 0 | 0 | 0 | 0 | 0 | 0
Unit San Juan 1-4 - NOX Rate Annual v3.1, Unit 4093 and retrofits | 892 | 1896 | Rate Constraint in lbs/MMBtu | FALSE | L | Annual | Allowances Banked | MTons | 0 | 0 | 0 | 0 | 0 | 0 | 0
Unit San Juan 1-4 - NOX Rate Annual v3.1, Unit 4093 and retrofits | 892 | 1896 | Rate Constraint in lbs/MMBtu | FALSE | L | Annual | Allowances Withdrawn (1:1) | MTons | 0 | 0 | 0 | 0 | 0 | 0 | 0
Unit San Juan 1-4 - NOX Rate Annual v3.1, Unit 4093 and retrofits | 892 | 1896 | Rate Constraint in lbs/MMBtu | FALSE | L | Annual | Allowances Withdrawn (n:1) | MTons | 0 | 0 | 0 | 0 | 0 | 0 | 0
Unit San Juan 1-4 - NOX Rate Annual v3.1, Unit 4093 and retrofits | 892 | 1896 | Rate Constraint in lbs/MMBtu | FALSE | L | Annual | Net Emissions Allowance Position | MTons | 0.92128 | 0.92128 | 0.8701 | 0.8701 | 0.83835 | 0.83331 | 0.8572
Unit San Juan 1-4 - NOX Rate Annual v3.1, Unit 4093 and retrofits | 892 | 1896 | Rate Constraint in lbs/MMBtu | FALSE | L | Annual | Fuel Consumed | TBtu | 36.8511 | 36.8511 | 34.8041 | 34.8041 | 33.5339 | 33.3325 | 34.2881
Unit San Juan 1-4 - NOX Rate Annual v3.1, Unit 4093 and retrofits | 892 | 1896 | Rate Constraint in lbs/MMBtu | FALSE | L | Annual | Rate | lb/MMBtu | 0.05 | 0.05 | 0.05 | 0.05 | 0.05 | 0.05 | 0.05
Unit San Juan 1-4 - NOX Rate Annual v3.1, Unit 4093 and retrofits | 892 | 1896 | Rate Constraint in lbs/MMBtu | FALSE | L | Annual | Generation | TWh | 3.6095 | 3.6095 | 3.409 | 3.409 | 3.2846 | 3.2649 | 3.3534
Unit San Juan 1-4 - NOX Rate Annual v3.1, Unit 4093 and retrofits | 892 | 1896 | Rate Constraint in lbs/MMBtu | FALSE | L | Annual | Qualifying Generation | TWh | 3.6095 | 3.6095 | 3.409 | 3.409 | 3.2846 | 3.2649 | 3.3534
Unit San Juan 1-4 - NOX Rate Annual v3.1, Unit 4093 and retrofits | 892 | 1896 | Rate Constraint in lbs/MMBtu | FALSE | L | Annual | Rate | lb/MWh | 0.25524 | 0.25524 | 0.25524 | 0.25524 | 0.25524 | 0.25524 | 0.25562
Unit San Juan 1-4 - NOX Rate Annual v3.1, Unit 4093 and retrofits | 892 | 1896 | Rate Constraint in lbs/MMBtu | FALSE | L | Annual | Constraint Shadow Price | US$/Ton | 0 | 0 | 0 | 0 | 0 | 0 | 0
Unit San Juan 1-4 - NOX Rate Annual v3.1, Unit 4094 and retrofits | 893 | 1896 | Rate Constraint in lbs/MMBtu | FALSE | L | Annual | Seasons Included | Seasons | Winter, Summer | Winter, Summer | Winter, Summer | Winter, Summer | Winter, Summer | Winter, Summer | Winter, Summer
Unit San Juan 1-4 - NOX Rate Annual v3.1, Unit 4094 and retrofits | 893 | 1896 | Rate Constraint in lbs/MMBtu | FALSE | L | Annual | Standard | lb/MMBtu | 0.3 | 0.3 | 0.3 | 0.3 | 0.3 | 0.3 | 0.3
Unit San Juan 1-4 - NOX Rate Annual v3.1, Unit 4094 and retrofits | 893 | 1896 | Rate Constraint in lbs/MMBtu | FALSE | L | Annual | Emissions at Affected Plants NOX | MTons | 5.2407 | 0 | 0 | 0 | 0 | 0 | 0
Unit San Juan 1-4 - NOX Rate Annual v3.1, Unit 4094 and retrofits | 893 | 1896 | Rate Constraint in lbs/MMBtu | FALSE | L | Annual | Allowances Purchased NOX | MTons | 0 | 0 | 0 | 0 | 0 | 0 | 0
Unit San Juan 1-4 - NOX Rate Annual v3.1, Unit 4094 and retrofits | 893 | 1896 | Rate Constraint in lbs/MMBtu | FALSE | L | Annual | Allowances Sold NOX | MTons | 0 | 0 | 0 | 0 | 0 | 0 | 0
Unit San Juan 1-4 - NOX Rate Annual v3.1, Unit 4094 and retrofits | 893 | 1896 | Rate Constraint in lbs/MMBtu | FALSE | L | Annual | Allowances Banked | MTons | 0 | 0 | 0 | 0 | 0 | 0 | 0
Unit San Juan 1-4 - NOX Rate Annual v3.1, Unit 4094 and retrofits | 893 | 1896 | Rate Constraint in lbs/MMBtu | FALSE | L | Annual | Allowances Withdrawn (1:1) | MTons | 0 | 0 | 0 | 0 | 0 | 0 | 0
Unit San Juan 1-4 - NOX Rate Annual v3.1, Unit 4094 and retrofits | 893 | 1896 | Rate Constraint in lbs/MMBtu | FALSE | L | Annual | Allowances Withdrawn (n:1) | MTons | 0 | 0 | 0 | 0 | 0 | 0 | 0
Unit San Juan 1-4 - NOX Rate Annual v3.1, Unit 4094 and retrofits | 893 | 1896 | Rate Constraint in lbs/MMBtu | FALSE | L | Annual | Net Emissions Allowance Position | MTons | 5.2407 | 0 | 0 | 0 | 0 | 0 | 0
Unit San Juan 1-4 - NOX Rate Annual v3.1, Unit 4094 and retrofits | 893 | 1896 | Rate Constraint in lbs/MMBtu | FALSE | L | Annual | Fuel Consumed | TBtu | 38.6293 | 0 | 0 | 0 | 0 | 0 | 0
Unit San Juan 1-4 - NOX Rate Annual v3.1, Unit 4094 and retrofits | 893 | 1896 | Rate Constraint in lbs/MMBtu | FALSE | L | Annual | Rate | lb/MMBtu | 0.27133 | 0 | 0 | 0 | 0 | 0 | 0
Unit San Juan 1-4 - NOX Rate Annual v3.1, Unit 4094 and retrofits | 893 | 1896 | Rate Constraint in lbs/MMBtu | FALSE | L | Annual | Generation | TWh | 3.5515 | 0 | 0 | 0 | 0 | 0 | 0
Unit San Juan 1-4 - NOX Rate Annual v3.1, Unit 4094 and retrofits | 893 | 1896 | Rate Constraint in lbs/MMBtu | FALSE | L | Annual | Qualifying Generation | TWh | 3.5515 | 0 | 0 | 0 | 0 | 0 | 0
Unit San Juan 1-4 - NOX Rate Annual v3.1, Unit 4094 and retrofits | 893 | 1896 | Rate Constraint in lbs/MMBtu | FALSE | L | Annual | Rate | lb/MWh | 1.4756 | 0 | 0 | 0 | 0 | 0 | 0
Unit San Juan 1-4 - NOX Rate Annual v3.1, Unit 4094 and retrofits | 893 | 1896 | Rate Constraint in lbs/MMBtu | FALSE | L | Annual | Constraint Shadow Price | US$/Ton | 0 | 0 | 0 | 0 | 0 | 0 | 0
Unit San Juan 1-4 - NOX Rate Annual v3.1, Unit 4095 and retrofits | 894 | 1896 | Rate Constraint in lbs/MMBtu | FALSE | L | Annual | Seasons Included | Seasons | Winter, Summer | Winter, Summer | Winter, Summer | Winter, Summer | Winter, Summer | Winter, Summer | Winter, Summer
Unit San Juan 1-4 - NOX Rate Annual v3.1, Unit 4095 and retrofits | 894 | 1896 | Rate Constraint in lbs/MMBtu | FALSE | L | Annual | Standard | lb/MMBtu | 0.3 | 0.3 | 0.3 | 0.3 | 0.3 | 0.3 | 0.3
Unit San Juan 1-4 - NOX Rate Annual v3.1, Unit 4095 and retrofits | 894 | 1896 | Rate Constraint in lbs/MMBtu | FALSE | L | Annual | Emissions at Affected Plants NOX | MTons | 0.47791 | 0.47791 | 0.45215 | 0.41823 | 0.41806 | 0.41806 | 0.41806
Unit San Juan 1-4 - NOX Rate Annual v3.1, Unit 4095 and retrofits | 894 | 1896 | Rate Constraint in lbs/MMBtu | FALSE | L | Annual | Allowances Purchased NOX | MTons | 0 | 0 | 0 | 0 | 0 | 0 | 0
Unit San Juan 1-4 - NOX Rate Annual v3.1, Unit 4095 and retrofits | 894 | 1896 | Rate Constraint in lbs/MMBtu | FALSE | L | Annual | Allowances Sold NOX | MTons | 0 | 0 | 0 | 0 | 0 | 0 | 0
Unit San Juan 1-4 - NOX Rate Annual v3.1, Unit 4095 and retrofits | 894 | 1896 | Rate Constraint in lbs/MMBtu | FALSE | L | Annual | Allowances Banked | MTons | 0 | 0 | 0 | 0 | 0 | 0 | 0
Unit San Juan 1-4 - NOX Rate Annual v3.1, Unit 4095 and retrofits | 894 | 1896 | Rate Constraint in lbs/MMBtu | FALSE | L | Annual | Allowances Withdrawn (1:1) | MTons | 0 | 0 | 0 | 0 | 0 | 0 | 0
Unit San Juan 1-4 - NOX Rate Annual v3.1, Unit 4095 and retrofits | 894 | 1896 | Rate Constraint in lbs/MMBtu | FALSE | L | Annual | Allowances Withdrawn (n:1) | MTons | 0 | 0 | 0 | 0 | 0 | 0 | 0
Unit San Juan 1-4 - NOX Rate Annual v3.1, Unit 4095 and retrofits | 894 | 1896 | Rate Constraint in lbs/MMBtu | FALSE | L | Annual | Net Emissions Allowance Position | MTons | 0.47791 | 0.47791 | 0.45215 | 0.41823 | 0.41806 | 0.41806 | 0.41806
Unit San Juan 1-4 - NOX Rate Annual v3.1, Unit 4095 and retrofits | 894 | 1896 | Rate Constraint in lbs/MMBtu | FALSE | L | Annual | Fuel Consumed | TBtu | 18.7581 | 18.7581 | 17.7278 | 16.3907 | 16.3895 | 16.3895 | 16.3895
Unit San Juan 1-4 - NOX Rate Annual v3.1, Unit 4095 and retrofits | 894 | 1896 | Rate Constraint in lbs/MMBtu | FALSE | L | Annual | Rate | lb/MMBtu | 0.050955 | 0.050955 | 0.051011 | 0.051033 | 0.051015 | 0.051015 | 0.051015
Unit San Juan 1-4 - NOX Rate Annual v3.1, Unit 4095 and retrofits | 894 | 1896 | Rate Constraint in lbs/MMBtu | FALSE | L | Annual | Generation | TWh | 1.7915 | 1.7915 | 1.6931 | 1.5654 | 1.5653 | 1.5653 | 1.5653
Unit San Juan 1-4 - NOX Rate Annual v3.1, Unit 4095 and retrofits | 894 | 1896 | Rate Constraint in lbs/MMBtu | FALSE | L | Annual | Qualifying Generation | TWh | 1.7915 | 1.7915 | 1.6931 | 1.5654 | 1.5653 | 1.5653 | 1.5653
Unit San Juan 1-4 - NOX Rate Annual v3.1, Unit 4095 and retrofits | 894 | 1896 | Rate Constraint in lbs/MMBtu | FALSE | L | Annual | Rate | lb/MWh | 0.26677 | 0.26677 | 0.26706 | 0.26718 | 0.26708 | 0.26708 | 0.26708
Unit San Juan 1-4 - NOX Rate Annual v3.1, Unit 4095 and retrofits | 894 | 1896 | Rate Constraint in lbs/MMBtu | FALSE | L | Annual | Constraint Shadow Price | US$/Ton | 0 | 0 | 0 | 0 | 0 | 0 | 0
Unit San Juan 1-4 - NOX Rate Annual v3.1, Unit 4096 and retrofits | 895 | 1896 | Rate Constraint in lbs/MMBtu | FALSE | L | Annual | Seasons Included | Seasons | Winter, Summer | Winter, Summer | Winter, Summer | Winter, Summer | Winter, Summer | Winter, Summer | Winter, Summer
Unit San Juan 1-4 - NOX Rate Annual v3.1, Unit 4096 and retrofits | 895 | 1896 | Rate Constraint in lbs/MMBtu | FALSE | L | Annual | Standard | lb/MMBtu | 0.3 | 0.3 | 0.3 | 0.3 | 0.3 | 0.3 | 0.3
Unit San Juan 1-4 - NOX Rate Annual v3.1, Unit 4096 and retrofits | 895 | 1896 | Rate Constraint in lbs/MMBtu | FALSE | L | Annual | Emissions at Affected Plants NOX | MTons | 0 | 0 | 0 | 0 | 0 | 0 | 0
Unit San Juan 1-4 - NOX Rate Annual v3.1, Unit 4096 and retrofits | 895 | 1896 | Rate Constraint in lbs/MMBtu | FALSE | L | Annual | Allowances Purchased NOX | MTons | 0 | 0 | 0 | 0 | 0 | 0 | 0
Unit San Juan 1-4 - NOX Rate Annual v3.1, Unit 4096 and retrofits | 895 | 1896 | Rate Constraint in lbs/MMBtu | FALSE | L | Annual | Allowances Sold NOX | MTons | 0 | 0 | 0 | 0 | 0 | 0 | 0
Unit San Juan 1-4 - NOX Rate Annual v3.1, Unit 4096 and retrofits | 895 | 1896 | Rate Constraint in lbs/MMBtu | FALSE | L | Annual | Allowances Banked | MTons | 0 | 0 | 0 | 0 | 0 | 0 | 0
Unit San Juan 1-4 - NOX Rate Annual v3.1, Unit 4096 and retrofits | 895 | 1896 | Rate Constraint in lbs/MMBtu | FALSE | L | Annual | Allowances Withdrawn (1:1) | MTons | 0 | 0 | 0 | 0 | 0 | 0 | 0
Unit San Juan 1-4 - NOX Rate Annual v3.1, Unit 4096 and retrofits | 895 | 1896 | Rate Constraint in lbs/MMBtu | FALSE | L | Annual | Allowances Withdrawn (n:1) | MTons | 0 | 0 | 0 | 0 | 0 | 0 | 0
Unit San Juan 1-4 - NOX Rate Annual v3.1, Unit 4096 and retrofits | 895 | 1896 | Rate Constraint in lbs/MMBtu | FALSE | L | Annual | Net Emissions Allowance Position | MTons | 0 | 0 | 0 | 0 | 0 | 0 | 0
Unit San Juan 1-4 - NOX Rate Annual v3.1, Unit 4096 and retrofits | 895 | 1896 | Rate Constraint in lbs/MMBtu | FALSE | L | Annual | Fuel Consumed | TBtu | 0 | 0 | 0 | 0 | 0 | 0 | 0
Unit San Juan 1-4 - NOX Rate Annual v3.1, Unit 4096 and retrofits | 895 | 1896 | Rate Constraint in lbs/MMBtu | FALSE | L | Annual | Rate | lb/MMBtu | 0 | 0 | 0 | 0 | 0 | 0 | 0
Unit San Juan 1-4 - NOX Rate Annual v3.1, Unit 4096 and retrofits | 895 | 1896 | Rate Constraint in lbs/MMBtu | FALSE | L | Annual | Generation | TWh | 0 | 0 | 0 | 0 | 0 | 0 | 0
Unit San Juan 1-4 - NOX Rate Annual v3.1, Unit 4096 and retrofits | 895 | 1896 | Rate Constraint in lbs/MMBtu | FALSE | L | Annual | Qualifying Generation | TWh | 0 | 0 | 0 | 0 | 0 | 0 | 0
Unit San Juan 1-4 - NOX Rate Annual v3.1, Unit 4096 and retrofits | 895 | 1896 | Rate Constraint in lbs/MMBtu | FALSE | L | Annual | Rate | lb/MWh | 0 | 0 | 0 | 0 | 0 | 0 | 0
Unit San Juan 1-4 - NOX Rate Annual v3.1, Unit 4096 and retrofits | 895 | 1896 | Rate Constraint in lbs/MMBtu | FALSE | L | Annual | Constraint Shadow Price | US$/Ton | 0 | 0 | 0 | 0 | 0 | 0 | 0
Unit San Juan 1-4 - SO2 Rate Annual v3.1, Unit 4093 and retrofits | 896 | 1897 | Rate Constraint in lbs/MMBtu | FALSE | L | Annual | Seasons Included | Seasons | Winter, Summer | Winter, Summer | Winter, Summer | Winter, Summer | Winter, Summer | Winter, Summer | Winter, Summer
Unit San Juan 1-4 - SO2 Rate Annual v3.1, Unit 4093 and retrofits | 896 | 1897 | Rate Constraint in lbs/MMBtu | FALSE | L | Annual | Standard | lb/MMBtu | 0.25 | 0.25 | 0.25 | 0.25 | 0.25 | 0.25 | 0.25
Unit San Juan 1-4 - SO2 Rate Annual v3.1, Unit 4093 and retrofits | 896 | 1897 | Rate Constraint in lbs/MMBtu | FALSE | L | Annual | Emissions at Affected Plants SO2 | MTons | 1.9435 | 1.9435 | 1.8377 | 1.8267 | 1.7668 | 1.7559 | 1.601
Unit San Juan 1-4 - SO2 Rate Annual v3.1, Unit 4093 and retrofits | 896 | 1897 | Rate Constraint in lbs/MMBtu | FALSE | L | Annual | Allowances Purchased SO2 | MTons | 0 | 0 | 0 | 0 | 0 | 0 | 0
Unit San Juan 1-4 - SO2 Rate Annual v3.1, Unit 4093 and retrofits | 896 | 1897 | Rate Constraint in lbs/MMBtu | FALSE | L | Annual | Allowances Sold SO2 | MTons | 0 | 0 | 0 | 0 | 0 | 0 | 0
Unit San Juan 1-4 - SO2 Rate Annual v3.1, Unit 4093 and retrofits | 896 | 1897 | Rate Constraint in lbs/MMBtu | FALSE | L | Annual | Allowances Banked | MTons | 0 | 0 | 0 | 0 | 0 | 0 | 0
Unit San Juan 1-4 - SO2 Rate Annual v3.1, Unit 4093 and retrofits | 896 | 1897 | Rate Constraint in lbs/MMBtu | FALSE | L | Annual | Allowances Withdrawn (1:1) | MTons | 0 | 0 | 0 | 0 | 0 | 0 | 0
Unit San Juan 1-4 - SO2 Rate Annual v3.1, Unit 4093 and retrofits | 896 | 1897 | Rate Constraint in lbs/MMBtu | FALSE | L | Annual | Allowances Withdrawn (n:1) | MTons | 0 | 0 | 0 | 0 | 0 | 0 | 0
Unit San Juan 1-4 - SO2 Rate Annual v3.1, Unit 4093 and retrofits | 896 | 1897 | Rate Constraint in lbs/MMBtu | FALSE | L | Annual | Net Emissions Allowance Position | MTons | 1.9435 | 1.9435 | 1.8377 | 1.8267 | 1.7668 | 1.7559 | 1.601
Unit San Juan 1-4 - SO2 Rate Annual v3.1, Unit 4093 and retrofits | 896 | 1897 | Rate Constraint in lbs/MMBtu | FALSE | L | Annual | Fuel Consumed | TBtu | 36.8511 | 36.8511 | 34.8041 | 34.8041 | 33.5339 | 33.3325 | 34.2881
Unit San Juan 1-4 - SO2 Rate Annual v3.1, Unit 4093 and retrofits | 896 | 1897 | Rate Constraint in lbs/MMBtu | FALSE | L | Annual | Rate | lb/MMBtu | 0.10548 | 0.10548 | 0.1056 | 0.10497 | 0.10538 | 0.10536 | 0.093385
Unit San Juan 1-4 - SO2 Rate Annual v3.1, Unit 4093 and retrofits | 896 | 1897 | Rate Constraint in lbs/MMBtu | FALSE | L | Annual | Generation | TWh | 3.6095 | 3.6095 | 3.409 | 3.409 | 3.2846 | 3.2649 | 3.3534
Unit San Juan 1-4 - SO2 Rate Annual v3.1, Unit 4093 and retrofits | 896 | 1897 | Rate Constraint in lbs/MMBtu | FALSE | L | Annual | Qualifying Generation | TWh | 3.6095 | 3.6095 | 3.409 | 3.409 | 3.2846 | 3.2649 | 3.3534
Unit San Juan 1-4 - SO2 Rate Annual v3.1, Unit 4093 and retrofits | 896 | 1897 | Rate Constraint in lbs/MMBtu | FALSE | L | Annual | Rate | lb/MWh | 0.53845 | 0.53845 | 0.53908 | 0.53584 | 0.53792 | 0.53783 | 0.47743
Unit San Juan 1-4 - SO2 Rate Annual v3.1, Unit 4093 and retrofits | 896 | 1897 | Rate Constraint in lbs/MMBtu | FALSE | L | Annual | Constraint Shadow Price | US$/Ton | 0 | 0 | 0 | 0 | 0 | 0 | 0
Unit San Juan 1-4 - SO2 Rate Annual v3.1, Unit 4094 and retrofits | 897 | 1897 | Rate Constraint in lbs/MMBtu | FALSE | L | Annual | Seasons Included | Seasons | Winter, Summer | Winter, Summer | Winter, Summer | Winter, Summer | Winter, Summer | Winter, Summer | Winter, Summer
Unit San Juan 1-4 - SO2 Rate Annual v3.1, Unit 4094 and retrofits | 897 | 1897 | Rate Constraint in lbs/MMBtu | FALSE | L | Annual | Standard | lb/MMBtu | 0.25 | 0.25 | 0.25 | 0.25 | 0.25 | 0.25 | 0.25
Unit San Juan 1-4 - SO2 Rate Annual v3.1, Unit 4094 and retrofits | 897 | 1897 | Rate Constraint in lbs/MMBtu | FALSE | L | Annual | Emissions at Affected Plants SO2 | MTons | 3.6717 | 0 | 0 | 0 | 0 | 0 | 0
Unit San Juan 1-4 - SO2 Rate Annual v3.1, Unit 4094 and retrofits | 897 | 1897 | Rate Constraint in lbs/MMBtu | FALSE | L | Annual | Allowances Purchased SO2 | MTons | 0 | 0 | 0 | 0 | 0 | 0 | 0
Unit San Juan 1-4 - SO2 Rate Annual v3.1, Unit 4094 and retrofits | 897 | 1897 | Rate Constraint in lbs/MMBtu | FALSE | L | Annual | Allowances Sold SO2 | MTons | 0 | 0 | 0 | 0 | 0 | 0 | 0
Unit San Juan 1-4 - SO2 Rate Annual v3.1, Unit 4094 and retrofits | 897 | 1897 | Rate Constraint in lbs/MMBtu | FALSE | L | Annual | Allowances Banked | MTons | 0 | 0 | 0 | 0 | 0 | 0 | 0
Unit San Juan 1-4 - SO2 Rate Annual v3.1, Unit 4094 and retrofits | 897 | 1897 | Rate Constraint in lbs/MMBtu | FALSE | L | Annual | Allowances Withdrawn (1:1) | MTons | 0 | 0 | 0 | 0 | 0 | 0 | 0
Unit San Juan 1-4 - SO2 Rate Annual v3.1, Unit 4094 and retrofits | 897 | 1897 | Rate Constraint in lbs/MMBtu | FALSE | L | Annual | Allowances Withdrawn (n:1) | MTons | 0 | 0 | 0 | 0 | 0 | 0 | 0
Unit San Juan 1-4 - SO2 Rate Annual v3.1, Unit 4094 and retrofits | 897 | 1897 | Rate Constraint in lbs/MMBtu | FALSE | L | Annual | Net Emissions Allowance Position | MTons | 3.6717 | 0 | 0 | 0 | 0 | 0 | 0
Unit San Juan 1-4 - SO2 Rate Annual v3.1, Unit 4094 and retrofits | 897 | 1897 | Rate Constraint in lbs/MMBtu | FALSE | L | Annual | Fuel Consumed | TBtu | 38.6293 | 0 | 0 | 0 | 0 | 0 | 0
Unit San Juan 1-4 - SO2 Rate Annual v3.1, Unit 4094 and retrofits | 897 | 1897 | Rate Constraint in lbs/MMBtu | FALSE | L | Annual | Rate | lb/MMBtu | 0.1901 | 0 | 0 | 0 | 0 | 0 | 0
Unit San Juan 1-4 - SO2 Rate Annual v3.1, Unit 4094 and retrofits | 897 | 1897 | Rate Constraint in lbs/MMBtu | FALSE | L | Annual | Generation | TWh | 3.5515 | 0 | 0 | 0 | 0 | 0 | 0
Unit San Juan 1-4 - SO2 Rate Annual v3.1, Unit 4094 and retrofits | 897 | 1897 | Rate Constraint in lbs/MMBtu | FALSE | L | Annual | Qualifying Generation | TWh | 3.5515 | 0 | 0 | 0 | 0 | 0 | 0
Unit San Juan 1-4 - SO2 Rate Annual v3.1, Unit 4094 and retrofits | 897 | 1897 | Rate Constraint in lbs/MMBtu | FALSE | L | Annual | Rate | lb/MWh | 1.0339 | 0 | 0 | 0 | 0 | 0 | 0
Unit San Juan 1-4 - SO2 Rate Annual v3.1, Unit 4094 and retrofits | 897 | 1897 | Rate Constraint in lbs/MMBtu | FALSE | L | Annual | Constraint Shadow Price | US$/Ton | 0 | 0 | 0 | 0 | 0 | 0 | 0
Unit San Juan 1-4 - SO2 Rate Annual v3.1, Unit 4095 and retrofits | 898 | 1897 | Rate Constraint in lbs/MMBtu | FALSE | L | Annual | Seasons Included | Seasons | Winter, Summer | Winter, Summer | Winter, Summer | Winter, Summer | Winter, Summer | Winter, Summer | Winter, Summer
Unit San Juan 1-4 - SO2 Rate Annual v3.1, Unit 4095 and retrofits | 898 | 1897 | Rate Constraint in lbs/MMBtu | FALSE | L | Annual | Standard | lb/MMBtu | 0.25 | 0.25 | 0.25 | 0.25 | 0.25 | 0.25 | 0.25
Unit San Juan 1-4 - SO2 Rate Annual v3.1, Unit 4095 and retrofits | 898 | 1897 | Rate Constraint in lbs/MMBtu | FALSE | L | Annual | Emissions at Affected Plants SO2 | MTons | 0.83693 | 0.83693 | 0.78889 | 0.73306 | 0.72933 | 0.73016 | 0.93442
Unit San Juan 1-4 - SO2 Rate Annual v3.1, Unit 4095 and retrofits | 898 | 1897 | Rate Constraint in lbs/MMBtu | FALSE | L | Annual | Allowances Purchased SO2 | MTons | 0 | 0 | 0 | 0 | 0 | 0 | 0
Unit San Juan 1-4 - SO2 Rate Annual v3.1, Unit 4095 and retrofits | 898 | 1897 | Rate Constraint in lbs/MMBtu | FALSE | L | Annual | Allowances Sold SO2 | MTons | 0 | 0 | 0 | 0 | 0 | 0 | 0
Unit San Juan 1-4 - SO2 Rate Annual v3.1, Unit 4095 and retrofits | 898 | 1897 | Rate Constraint in lbs/MMBtu | FALSE | L | Annual | Allowances Banked | MTons | 0 | 0 | 0 | 0 | 0 | 0 | 0
Unit San Juan 1-4 - SO2 Rate Annual v3.1, Unit 4095 and retrofits | 898 | 1897 | Rate Constraint in lbs/MMBtu | FALSE | L | Annual | Allowances Withdrawn (1:1) | MTons | 0 | 0 | 0 | 0 | 0 | 0 | 0
Unit San Juan 1-4 - SO2 Rate Annual v3.1, Unit 4095 and retrofits | 898 | 1897 | Rate Constraint in lbs/MMBtu | FALSE | L | Annual | Allowances Withdrawn (n:1) | MTons | 0 | 0 | 0 | 0 | 0 | 0 | 0
Unit San Juan 1-4 - SO2 Rate Annual v3.1, Unit 4095 and retrofits | 898 | 1897 | Rate Constraint in lbs/MMBtu | FALSE | L | Annual | Net Emissions Allowance Position | MTons | 0.83693 | 0.83693 | 0.78889 | 0.73306 | 0.72933 | 0.73016 | 0.93442
Unit San Juan 1-4 - SO2 Rate Annual v3.1, Unit 4095 and retrofits | 898 | 1897 | Rate Constraint in lbs/MMBtu | FALSE | L | Annual | Fuel Consumed | TBtu | 18.7581 | 18.7581 | 17.7278 | 16.3907 | 16.3895 | 16.3895 | 16.3895
Unit San Juan 1-4 - SO2 Rate Annual v3.1, Unit 4095 and retrofits | 898 | 1897 | Rate Constraint in lbs/MMBtu | FALSE | L | Annual | Rate | lb/MMBtu | 0.089234 | 0.089234 | 0.089 | 0.089449 | 0.089 | 0.089102 | 0.11403
Unit San Juan 1-4 - SO2 Rate Annual v3.1, Unit 4095 and retrofits | 898 | 1897 | Rate Constraint in lbs/MMBtu | FALSE | L | Annual | Generation | TWh | 1.7915 | 1.7915 | 1.6931 | 1.5654 | 1.5653 | 1.5653 | 1.5653
Unit San Juan 1-4 - SO2 Rate Annual v3.1, Unit 4095 and retrofits | 898 | 1897 | Rate Constraint in lbs/MMBtu | FALSE | L | Annual | Qualifying Generation | TWh | 1.7915 | 1.7915 | 1.6931 | 1.5654 | 1.5653 | 1.5653 | 1.5653
Unit San Juan 1-4 - SO2 Rate Annual v3.1, Unit 4095 and retrofits | 898 | 1897 | Rate Constraint in lbs/MMBtu | FALSE | L | Annual | Rate | lb/MWh | 0.46717 | 0.46717 | 0.46595 | 0.4683 | 0.46595 | 0.46648 | 0.59697
Unit San Juan 1-4 - SO2 Rate Annual v3.1, Unit 4095 and retrofits | 898 | 1897 | Rate Constraint in lbs/MMBtu | FALSE | L | Annual | Constraint Shadow Price | US$/Ton | 0 | 0 | 0 | 0 | 0 | 0 | 0
Unit San Juan 1-4 - SO2 Rate Annual v3.1, Unit 4096 and retrofits | 899 | 1897 | Rate Constraint in lbs/MMBtu | FALSE | L | Annual | Seasons Included | Seasons | Winter, Summer | Winter, Summer | Winter, Summer | Winter, Summer | Winter, Summer | Winter, Summer | Winter, Summer
Unit San Juan 1-4 - SO2 Rate Annual v3.1, Unit 4096 and retrofits | 899 | 1897 | Rate Constraint in lbs/MMBtu | FALSE | L | Annual | Standard | lb/MMBtu | 0.25 | 0.25 | 0.25 | 0.25 | 0.25 | 0.25 | 0.25
Unit San Juan 1-4 - SO2 Rate Annual v3.1, Unit 4096 and retrofits | 899 | 1897 | Rate Constraint in lbs/MMBtu | FALSE | L | Annual | Emissions at Affected Plants SO2 | MTons | 0 | 0 | 0 | 0 | 0 | 0 | 0
Unit San Juan 1-4 - SO2 Rate Annual v3.1, Unit 4096 and retrofits | 899 | 1897 | Rate Constraint in lbs/MMBtu | FALSE | L | Annual | Allowances Purchased SO2 | MTons | 0 | 0 | 0 | 0 | 0 | 0 | 0
Unit San Juan 1-4 - SO2 Rate Annual v3.1, Unit 4096 and retrofits | 899 | 1897 | Rate Constraint in lbs/MMBtu | FALSE | L | Annual | Allowances Sold SO2 | MTons | 0 | 0 | 0 | 0 | 0 | 0 | 0
Unit San Juan 1-4 - SO2 Rate Annual v3.1, Unit 4096 and retrofits | 899 | 1897 | Rate Constraint in lbs/MMBtu | FALSE | L | Annual | Allowances Banked | MTons | 0 | 0 | 0 | 0 | 0 | 0 | 0
Unit San Juan 1-4 - SO2 Rate Annual v3.1, Unit 4096 and retrofits | 899 | 1897 | Rate Constraint in lbs/MMBtu | FALSE | L | Annual | Allowances Withdrawn (1:1) | MTons | 0 | 0 | 0 | 0 | 0 | 0 | 0
Unit San Juan 1-4 - SO2 Rate Annual v3.1, Unit 4096 and retrofits | 899 | 1897 | Rate Constraint in lbs/MMBtu | FALSE | L | Annual | Allowances Withdrawn (n:1) | MTons | 0 | 0 | 0 | 0 | 0 | 0 | 0
Unit San Juan 1-4 - SO2 Rate Annual v3.1, Unit 4096 and retrofits | 899 | 1897 | Rate Constraint in lbs/MMBtu | FALSE | L | Annual | Net Emissions Allowance Position | MTons | 0 | 0 | 0 | 0 | 0 | 0 | 0
Unit San Juan 1-4 - SO2 Rate Annual v3.1, Unit 4096 and retrofits | 899 | 1897 | Rate Constraint in lbs/MMBtu | FALSE | L | Annual | Fuel Consumed | TBtu | 0 | 0 | 0 | 0 | 0 | 0 | 0
Unit San Juan 1-4 - SO2 Rate Annual v3.1, Unit 4096 and retrofits | 899 | 1897 | Rate Constraint in lbs/MMBtu | FALSE | L | Annual | Rate | lb/MMBtu | 0 | 0 | 0 | 0 | 0 | 0 | 0
Unit San Juan 1-4 - SO2 Rate Annual v3.1, Unit 4096 and retrofits | 899 | 1897 | Rate Constraint in lbs/MMBtu | FALSE | L | Annual | Generation | TWh | 0 | 0 | 0 | 0 | 0 | 0 | 0
Unit San Juan 1-4 - SO2 Rate Annual v3.1, Unit 4096 and retrofits | 899 | 1897 | Rate Constraint in lbs/MMBtu | FALSE | L | Annual | Qualifying Generation | TWh | 0 | 0 | 0 | 0 | 0 | 0 | 0
Unit San Juan 1-4 - SO2 Rate Annual v3.1, Unit 4096 and retrofits | 899 | 1897 | Rate Constraint in lbs/MMBtu | FALSE | L | Annual | Rate | lb/MWh | 0 | 0 | 0 | 0 | 0 | 0 | 0
Unit San Juan 1-4 - SO2 Rate Annual v3.1, Unit 4096 and retrofits | 899 | 1897 | Rate Constraint in lbs/MMBtu | FALSE | L | Annual | Constraint Shadow Price | US$/Ton | 0 | 0 | 0 | 0 | 0 | 0 | 0
Unit Sheldon 1 - SO2 Rate Annual v4.10, Unit 3559 and retrofits | 900 | 2223 | Rate Constraint in lbs/MMBtu | FALSE | L | Annual | Seasons Included | Seasons | Winter, Summer | Winter, Summer | Winter, Summer | Winter, Summer | Winter, Summer | Winter, Summer | Winter, Summer
Unit Sheldon 1 - SO2 Rate Annual v4.10, Unit 3559 and retrofits | 900 | 2223 | Rate Constraint in lbs/MMBtu | FALSE | L | Annual | Standard | lb/MMBtu | 0.60888 | 0.60888 | 0.60888 | 0.60888 | 0.60888 | 0.60888 | 0.60888
Unit Sheldon 1 - SO2 Rate Annual v4.10, Unit 3559 and retrofits | 900 | 2223 | Rate Constraint in lbs/MMBtu | FALSE | L | Annual | Emissions at Affected Plants SO2 | MTons | 0.74564 | 0.74564 | 0.58735 | 0.63666 | 0.65132 | 0.7046 | 0.74564
Unit Sheldon 1 - SO2 Rate Annual v4.10, Unit 3559 and retrofits | 900 | 2223 | Rate Constraint in lbs/MMBtu | FALSE | L | Annual | Allowances Purchased SO2 | MTons | 0 | 0 | 0 | 0 | 0 | 0 | 0
Unit Sheldon 1 - SO2 Rate Annual v4.10, Unit 3559 and retrofits | 900 | 2223 | Rate Constraint in lbs/MMBtu | FALSE | L | Annual | Allowances Sold SO2 | MTons | 0 | 0 | 0 | 0 | 0 | 0 | 0
Unit Sheldon 1 - SO2 Rate Annual v4.10, Unit 3559 and retrofits | 900 | 2223 | Rate Constraint in lbs/MMBtu | FALSE | L | Annual | Allowances Banked | MTons | 0 | 0 | 0 | 0 | 0 | 0 | 0
Unit Sheldon 1 - SO2 Rate Annual v4.10, Unit 3559 and retrofits | 900 | 2223 | Rate Constraint in lbs/MMBtu | FALSE | L | Annual | Allowances Withdrawn (1:1) | MTons | 0 | 0 | 0 | 0 | 0 | 0 | 0
Unit Sheldon 1 - SO2 Rate Annual v4.10, Unit 3559 and retrofits | 900 | 2223 | Rate Constraint in lbs/MMBtu | FALSE | L | Annual | Allowances Withdrawn (n:1) | MTons | 0 | 0 | 0 | 0 | 0 | 0 | 0
Unit Sheldon 1 - SO2 Rate Annual v4.10, Unit 3559 and retrofits | 900 | 2223 | Rate Constraint in lbs/MMBtu | FALSE | L | Annual | Net Emissions Allowance Position | MTons | 0.74564 | 0.74564 | 0.58735 | 0.63666 | 0.65132 | 0.7046 | 0.74564
Unit Sheldon 1 - SO2 Rate Annual v4.10, Unit 3559 and retrofits | 900 | 2223 | Rate Constraint in lbs/MMBtu | FALSE | L | Annual | Fuel Consumed | TBtu | 8.5706 | 8.5706 | 6.7511 | 7.318 | 7.4864 | 8.0989 | 8.5706
Unit Sheldon 1 - SO2 Rate Annual v4.10, Unit 3559 and retrofits | 900 | 2223 | Rate Constraint in lbs/MMBtu | FALSE | L | Annual | Rate | lb/MMBtu | 0.174 | 0.174 | 0.174 | 0.174 | 0.174 | 0.174 | 0.174
Unit Sheldon 1 - SO2 Rate Annual v4.10, Unit 3559 and retrofits | 900 | 2223 | Rate Constraint in lbs/MMBtu | FALSE | L | Annual | Generation | TWh | 0.77824 | 0.77824 | 0.61303 | 0.6645 | 0.6798 | 0.73541 | 0.77824
Unit Sheldon 1 - SO2 Rate Annual v4.10, Unit 3559 and retrofits | 900 | 2223 | Rate Constraint in lbs/MMBtu | FALSE | L | Annual | Qualifying Generation | TWh | 0.77824 | 0.77824 | 0.61303 | 0.6645 | 0.6798 | 0.73541 | 0.77824
Unit Sheldon 1 - SO2 Rate Annual v4.10, Unit 3559 and retrofits | 900 | 2223 | Rate Constraint in lbs/MMBtu | FALSE | L | Annual | Rate | lb/MWh | 0.95811 | 0.95811 | 0.95811 | 0.95811 | 0.95811 | 0.95811 | 0.95811
Unit Sheldon 1 - SO2 Rate Annual v4.10, Unit 3559 and retrofits | 900 | 2223 | Rate Constraint in lbs/MMBtu | FALSE | L | Annual | Constraint Shadow Price | US$/Ton | 0 | 0 | 0 | 0 | 0 | 0 | 0
Unit Sheldon 2 - SO2 Rate Annual v4.10, Unit 3560 and retrofits | 901 | 2224 | Rate Constraint in lbs/MMBtu | FALSE | L | Annual | Seasons Included | Seasons | Winter, Summer | Winter, Summer | Winter, Summer | Winter, Summer | Winter, Summer | Winter, Summer | Winter, Summer
Unit Sheldon 2 - SO2 Rate Annual v4.10, Unit 3560 and retrofits | 901 | 2224 | Rate Constraint in lbs/MMBtu | FALSE | L | Annual | Standard | lb/MMBtu | 0.5884 | 0.5884 | 0.5884 | 0.5884 | 0.5884 | 0.5884 | 0.5884
Unit Sheldon 2 - SO2 Rate Annual v4.10, Unit 3560 and retrofits | 901 | 2224 | Rate Constraint in lbs/MMBtu | FALSE | L | Annual | Emissions at Affected Plants SO2 | MTons | 0.85319 | 0.85319 | 0.67207 | 0.67207 | 0.74526 | 0.74526 | 0.85319
Unit Sheldon 2 - SO2 Rate Annual v4.10, Unit 3560 and retrofits | 901 | 2224 | Rate Constraint in lbs/MMBtu | FALSE | L | Annual | Allowances Purchased SO2 | MTons | 0 | 0 | 0 | 0 | 0 | 0 | 0
Unit Sheldon 2 - SO2 Rate Annual v4.10, Unit 3560 and retrofits | 901 | 2224 | Rate Constraint in lbs/MMBtu | FALSE | L | Annual | Allowances Sold SO2 | MTons | 0 | 0 | 0 | 0 | 0 | 0 | 0
Unit Sheldon 2 - SO2 Rate Annual v4.10, Unit 3560 and retrofits | 901 | 2224 | Rate Constraint in lbs/MMBtu | FALSE | L | Annual | Allowances Banked | MTons | 0 | 0 | 0 | 0 | 0 | 0 | 0
Unit Sheldon 2 - SO2 Rate Annual v4.10, Unit 3560 and retrofits | 901 | 2224 | Rate Constraint in lbs/MMBtu | FALSE | L | Annual | Allowances Withdrawn (1:1) | MTons | 0 | 0 | 0 | 0 | 0 | 0 | 0
Unit Sheldon 2 - SO2 Rate Annual v4.10, Unit 3560 and retrofits | 901 | 2224 | Rate Constraint in lbs/MMBtu | FALSE | L | Annual | Allowances Withdrawn (n:1) | MTons | 0 | 0 | 0 | 0 | 0 | 0 | 0
Unit Sheldon 2 - SO2 Rate Annual v4.10, Unit 3560 and retrofits | 901 | 2224 | Rate Constraint in lbs/MMBtu | FALSE | L | Annual | Net Emissions Allowance Position | MTons | 0.85319 | 0.85319 | 0.67207 | 0.67207 | 0.74526 | 0.74526 | 0.85319
Unit Sheldon 2 - SO2 Rate Annual v4.10, Unit 3560 and retrofits | 901 | 2224 | Rate Constraint in lbs/MMBtu | FALSE | L | Annual | Fuel Consumed | TBtu | 9.8068 | 9.8068 | 7.7249 | 7.7249 | 8.5663 | 8.5663 | 9.8068
Unit Sheldon 2 - SO2 Rate Annual v4.10, Unit 3560 and retrofits | 901 | 2224 | Rate Constraint in lbs/MMBtu | FALSE | L | Annual | Rate | lb/MMBtu | 0.174 | 0.174 | 0.174 | 0.174 | 0.174 | 0.174 | 0.174
Unit Sheldon 2 - SO2 Rate Annual v4.10, Unit 3560 and retrofits | 901 | 2224 | Rate Constraint in lbs/MMBtu | FALSE | L | Annual | Generation | TWh | 0.88942 | 0.88942 | 0.7006 | 0.7006 | 0.77691 | 0.77691 | 0.88942
Unit Sheldon 2 - SO2 Rate Annual v4.10, Unit 3560 and retrofits | 901 | 2224 | Rate Constraint in lbs/MMBtu | FALSE | L | Annual | Qualifying Generation | TWh | 0.88942 | 0.88942 | 0.7006 | 0.7006 | 0.77691 | 0.77691 | 0.88942
Unit Sheldon 2 - SO2 Rate Annual v4.10, Unit 3560 and retrofits | 901 | 2224 | Rate Constraint in lbs/MMBtu | FALSE | L | Annual | Rate | lb/MWh | 0.95927 | 0.95927 | 0.95927 | 0.95927 | 0.95927 | 0.95927 | 0.95927
Unit Sheldon 2 - SO2 Rate Annual v4.10, Unit 3560 and retrofits | 901 | 2224 | Rate Constraint in lbs/MMBtu | FALSE | L | Annual | Constraint Shadow Price | US$/Ton | 0 | 0 | 0 | 0 | 0 | 0 | 0
Unit Westover 8 - NOX Rate Annual v3.1, Unit 3587 and retrofits | 902 | 1898 | Rate Constraint in lbs/MMBtu | FALSE | L | Annual | Seasons Included | Seasons | Winter, Summer | Winter, Summer | Winter, Summer | Winter, Summer | Winter, Summer | Winter, Summer | Winter, Summer
Unit Westover 8 - NOX Rate Annual v3.1, Unit 3587 and retrofits | 902 | 1898 | Rate Constraint in lbs/MMBtu | FALSE | L | Annual | Standard | lb/MMBtu | 0.15 | 0.15 | 0.15 | 0.15 | 0.15 | 0.15 | 0.15
Unit Westover 8 - NOX Rate Annual v3.1, Unit 3587 and retrofits | 902 | 1898 | Rate Constraint in lbs/MMBtu | FALSE | L | Annual | Emissions at Affected Plants NOX | MTons | 0 | 0 | 0 | 0 | 0 | 0 | 0
Unit Westover 8 - NOX Rate Annual v3.1, Unit 3587 and retrofits | 902 | 1898 | Rate Constraint in lbs/MMBtu | FALSE | L | Annual | Allowances Purchased NOX | MTons | 0 | 0 | 0 | 0 | 0 | 0 | 0
Unit Westover 8 - NOX Rate Annual v3.1, Unit 3587 and retrofits | 902 | 1898 | Rate Constraint in lbs/MMBtu | FALSE | L | Annual | Allowances Sold NOX | MTons | 0 | 0 | 0 | 0 | 0 | 0 | 0
Unit Westover 8 - NOX Rate Annual v3.1, Unit 3587 and retrofits | 902 | 1898 | Rate Constraint in lbs/MMBtu | FALSE | L | Annual | Allowances Banked | MTons | 0 | 0 | 0 | 0 | 0 | 0 | 0
Unit Westover 8 - NOX Rate Annual v3.1, Unit 3587 and retrofits | 902 | 1898 | Rate Constraint in lbs/MMBtu | FALSE | L | Annual | Allowances Withdrawn (1:1) | MTons | 0 | 0 | 0 | 0 | 0 | 0 | 0
Unit Westover 8 - NOX Rate Annual v3.1, Unit 3587 and retrofits | 902 | 1898 | Rate Constraint in lbs/MMBtu | FALSE | L | Annual | Allowances Withdrawn (n:1) | MTons | 0 | 0 | 0 | 0 | 0 | 0 | 0
Unit Westover 8 - NOX Rate Annual v3.1, Unit 3587 and retrofits | 902 | 1898 | Rate Constraint in lbs/MMBtu | FALSE | L | Annual | Net Emissions Allowance Position | MTons | 0 | 0 | 0 | 0 | 0 | 0 | 0
Unit Westover 8 - NOX Rate Annual v3.1, Unit 3587 and retrofits | 902 | 1898 | Rate Constraint in lbs/MMBtu | FALSE | L | Annual | Fuel Consumed | TBtu | 0 | 0 | 0 | 0 | 0 | 0 | 0
Unit Westover 8 - NOX Rate Annual v3.1, Unit 3587 and retrofits | 902 | 1898 | Rate Constraint in lbs/MMBtu | FALSE | L | Annual | Rate | lb/MMBtu | 0 | 0 | 0 | 0 | 0 | 0 | 0
Unit Westover 8 - NOX Rate Annual v3.1, Unit 3587 and retrofits | 902 | 1898 | Rate Constraint in lbs/MMBtu | FALSE | L | Annual | Generation | TWh | 0 | 0 | 0 | 0 | 0 | 0 | 0
Unit Westover 8 - NOX Rate Annual v3.1, Unit 3587 and retrofits | 902 | 1898 | Rate Constraint in lbs/MMBtu | FALSE | L | Annual | Qualifying Generation | TWh | 0 | 0 | 0 | 0 | 0 | 0 | 0
Unit Westover 8 - NOX Rate Annual v3.1, Unit 3587 and retrofits | 902 | 1898 | Rate Constraint in lbs/MMBtu | FALSE | L | Annual | Rate | lb/MWh | 0 | 0 | 0 | 0 | 0 | 0 | 0
Unit Westover 8 - NOX Rate Annual v3.1, Unit 3587 and retrofits | 902 | 1898 | Rate Constraint in lbs/MMBtu | FALSE | L | Annual | Constraint Shadow Price | US$/Ton | 0 | 0 | 0 | 0 | 0 | 0 | 0
Unit Westover 8 - SO2 Rate Annual v3.1, Unit 3587 and retrofits | 903 | 1899 | Rate Constraint in lbs/MMBtu | FALSE | L | Annual | Seasons Included | Seasons | Winter, Summer | Winter, Summer | Winter, Summer | Winter, Summer | Winter, Summer | Winter, Summer | Winter, Summer
Unit Westover 8 - SO2 Rate Annual v3.1, Unit 3587 and retrofits | 903 | 1899 | Rate Constraint in lbs/MMBtu | FALSE | L | Annual | Standard | lb/MMBtu | 0.34 | 0.34 | 0.34 | 0.34 | 0.34 | 0.34 | 0.34
Unit Westover 8 - SO2 Rate Annual v3.1, Unit 3587 and retrofits | 903 | 1899 | Rate Constraint in lbs/MMBtu | FALSE | L | Annual | Emissions at Affected Plants SO2 | MTons | 0 | 0 | 0 | 0 | 0 | 0 | 0
Unit Westover 8 - SO2 Rate Annual v3.1, Unit 3587 and retrofits | 903 | 1899 | Rate Constraint in lbs/MMBtu | FALSE | L | Annual | Allowances Purchased SO2 | MTons | 0 | 0 | 0 | 0 | 0 | 0 | 0
Unit Westover 8 - SO2 Rate Annual v3.1, Unit 3587 and retrofits | 903 | 1899 | Rate Constraint in lbs/MMBtu | FALSE | L | Annual | Allowances Sold SO2 | MTons | 0 | 0 | 0 | 0 | 0 | 0 | 0
Unit Westover 8 - SO2 Rate Annual v3.1, Unit 3587 and retrofits | 903 | 1899 | Rate Constraint in lbs/MMBtu | FALSE | L | Annual | Allowances Banked | MTons | 0 | 0 | 0 | 0 | 0 | 0 | 0
Unit Westover 8 - SO2 Rate Annual v3.1, Unit 3587 and retrofits | 903 | 1899 | Rate Constraint in lbs/MMBtu | FALSE | L | Annual | Allowances Withdrawn (1:1) | MTons | 0 | 0 | 0 | 0 | 0 | 0 | 0
Unit Westover 8 - SO2 Rate Annual v3.1, Unit 3587 and retrofits | 903 | 1899 | Rate Constraint in lbs/MMBtu | FALSE | L | Annual | Allowances Withdrawn (n:1) | MTons | 0 | 0 | 0 | 0 | 0 | 0 | 0
Unit Westover 8 - SO2 Rate Annual v3.1, Unit 3587 and retrofits | 903 | 1899 | Rate Constraint in lbs/MMBtu | FALSE | L | Annual | Net Emissions Allowance Position | MTons | 0 | 0 | 0 | 0 | 0 | 0 | 0
Unit Westover 8 - SO2 Rate Annual v3.1, Unit 3587 and retrofits | 903 | 1899 | Rate Constraint in lbs/MMBtu | FALSE | L | Annual | Fuel Consumed | TBtu | 0 | 0 | 0 | 0 | 0 | 0 | 0
Unit Westover 8 - SO2 Rate Annual v3.1, Unit 3587 and retrofits | 903 | 1899 | Rate Constraint in lbs/MMBtu | FALSE | L | Annual | Rate | lb/MMBtu | 0 | 0 | 0 | 0 | 0 | 0 | 0
Unit Westover 8 - SO2 Rate Annual v3.1, Unit 3587 and retrofits | 903 | 1899 | Rate Constraint in lbs/MMBtu | FALSE | L | Annual | Generation | TWh | 0 | 0 | 0 | 0 | 0 | 0 | 0
Unit Westover 8 - SO2 Rate Annual v3.1, Unit 3587 and retrofits | 903 | 1899 | Rate Constraint in lbs/MMBtu | FALSE | L | Annual | Qualifying Generation | TWh | 0 | 0 | 0 | 0 | 0 | 0 | 0
Unit Westover 8 - SO2 Rate Annual v3.1, Unit 3587 and retrofits | 903 | 1899 | Rate Constraint in lbs/MMBtu | FALSE | L | Annual | Rate | lb/MWh | 0 | 0 | 0 | 0 | 0 | 0 | 0
Unit Westover 8 - SO2 Rate Annual v3.1, Unit 3587 and retrofits | 903 | 1899 | Rate Constraint in lbs/MMBtu | FALSE | L | Annual | Constraint Shadow Price | US$/Ton | 0 | 0 | 0 | 0 | 0 | 0 | 0
Unit Whelan Energy Center 1- SO2 Rate Annual v4.10, Unit 3561 and retrofits | 904 | 2229 | Rate Constraint in lbs/MMBtu | FALSE | L | Annual | Seasons Included | Seasons | Winter, Summer | Winter, Summer | Winter, Summer | Winter, Summer | Winter, Summer | Winter, Summer | Winter, Summer
Unit Whelan Energy Center 1- SO2 Rate Annual v4.10, Unit 3561 and retrofits | 904 | 2229 | Rate Constraint in lbs/MMBtu | FALSE | L | Annual | Standard | lb/MMBtu | 0.6904 | 0.6904 | 0.6904 | 0.6904 | 0.6904 | 0.6904 | 0.6904
Unit Whelan Energy Center 1- SO2 Rate Annual v4.10, Unit 3561 and retrofits | 904 | 2229 | Rate Constraint in lbs/MMBtu | FALSE | L | Annual | Emissions at Affected Plants SO2 | MTons | 0.89804 | 0.85314 | 0.85314 | 0.85314 | 0.85314 | 0.85314 | 0.85314
Unit Whelan Energy Center 1- SO2 Rate Annual v4.10, Unit 3561 and retrofits | 904 | 2229 | Rate Constraint in lbs/MMBtu | FALSE | L | Annual | Allowances Purchased SO2 | MTons | 0 | 0 | 0 | 0 | 0 | 0 | 0
Unit Whelan Energy Center 1- SO2 Rate Annual v4.10, Unit 3561 and retrofits | 904 | 2229 | Rate Constraint in lbs/MMBtu | FALSE | L | Annual | Allowances Sold SO2 | MTons | 0 | 0 | 0 | 0 | 0 | 0 | 0
Unit Whelan Energy Center 1- SO2 Rate Annual v4.10, Unit 3561 and retrofits | 904 | 2229 | Rate Constraint in lbs/MMBtu | FALSE | L | Annual | Allowances Banked | MTons | 0 | 0 | 0 | 0 | 0 | 0 | 0
Unit Whelan Energy Center 1- SO2 Rate Annual v4.10, Unit 3561 and retrofits | 904 | 2229 | Rate Constraint in lbs/MMBtu | FALSE | L | Annual | Allowances Withdrawn (1:1) | MTons | 0 | 0 | 0 | 0 | 0 | 0 | 0
Unit Whelan Energy Center 1- SO2 Rate Annual v4.10, Unit 3561 and retrofits | 904 | 2229 | Rate Constraint in lbs/MMBtu | FALSE | L | Annual | Allowances Withdrawn (n:1) | MTons | 0 | 0 | 0 | 0 | 0 | 0 | 0
Unit Whelan Energy Center 1- SO2 Rate Annual v4.10, Unit 3561 and retrofits | 904 | 2229 | Rate Constraint in lbs/MMBtu | FALSE | L | Annual | Net Emissions Allowance Position | MTons | 0.89804 | 0.85314 | 0.85314 | 0.85314 | 0.85314 | 0.85314 | 0.85314
Unit Whelan Energy Center 1- SO2 Rate Annual v4.10, Unit 3561 and retrofits | 904 | 2229 | Rate Constraint in lbs/MMBtu | FALSE | L | Annual | Fuel Consumed | TBtu | 6.3691 | 6.0506 | 6.0506 | 6.0506 | 6.0506 | 6.0506 | 6.0506
Unit Whelan Energy Center 1- SO2 Rate Annual v4.10, Unit 3561 and retrofits | 904 | 2229 | Rate Constraint in lbs/MMBtu | FALSE | L | Annual | Rate | lb/MMBtu | 0.282 | 0.282 | 0.282 | 0.282 | 0.282 | 0.282 | 0.282
Unit Whelan Energy Center 1- SO2 Rate Annual v4.10, Unit 3561 and retrofits | 904 | 2229 | Rate Constraint in lbs/MMBtu | FALSE | L | Annual | Generation | TWh | 0.56097 | 0.56097 | 0.56097 | 0.56097 | 0.56097 | 0.56097 | 0.56097
Unit Whelan Energy Center 1- SO2 Rate Annual v4.10, Unit 3561 and retrofits | 904 | 2229 | Rate Constraint in lbs/MMBtu | FALSE | L | Annual | Qualifying Generation | TWh | 0.56097 | 0.56097 | 0.56097 | 0.56097 | 0.56097 | 0.56097 | 0.56097
Unit Whelan Energy Center 1- SO2 Rate Annual v4.10, Unit 3561 and retrofits | 904 | 2229 | Rate Constraint in lbs/MMBtu | FALSE | L | Annual | Rate | lb/MWh | 1.6009 | 1.5208 | 1.5208 | 1.5208 | 1.5208 | 1.5208 | 1.5208
Unit Whelan Energy Center 1- SO2 Rate Annual v4.10, Unit 3561 and retrofits | 904 | 2229 | Rate Constraint in lbs/MMBtu | FALSE | L | Annual | Constraint Shadow Price | US$/Ton | 0 | 0 | 0 | 0 | 0 | 0 | 0
UT Hg Rule - MER Removal Annual v.4.10 | 905 | 2215 | MACT Fuel Choice Floor in lbs/MMBtu | FALSE | L | Annual | Seasons Included | Seasons | Winter, Summer | Winter, Summer | Winter, Summer | Winter, Summer | Winter, Summer | Winter, Summer | Winter, Summer
UT Hg Rule - MER Removal Annual v.4.10 | 905 | 2215 | MACT Fuel Choice Floor in lbs/MMBtu | FALSE | L | Annual | Emission Floor | lbs/MMBtu | 6.5e-07 | 6.5e-07 | 6.5e-07 | 6.5e-07 | 6.5e-07 | 6.5e-07 | 6.5e-07
UT Hg Rule - MER Removal Annual v.4.10 | 905 | 2215 | MACT Fuel Choice Floor in lbs/MMBtu | FALSE | L | Annual | Emissions at Affected Plants MER | lbs | 154.0999 | 149.6662 | 146.0949 | 150.6465 | 142.7267 | 142.9672 | 145.5677
UT Hg Rule - MER Removal Annual v.4.10 | 905 | 2215 | MACT Fuel Choice Floor in lbs/MMBtu | FALSE | L | Annual | Allowances Purchased MER | lbs | 0 | 0 | 0 | 0 | 0 | 0 | 0
UT Hg Rule - MER Removal Annual v.4.10 | 905 | 2215 | MACT Fuel Choice Floor in lbs/MMBtu | FALSE | L | Annual | Allowances Sold MER | lbs | 0 | 0 | 0 | 0 | 0 | 0 | 0
UT Hg Rule - MER Removal Annual v.4.10 | 905 | 2215 | MACT Fuel Choice Floor in lbs/MMBtu | FALSE | L | Annual | Allowances Banked | lbs | 0 | 0 | 0 | 0 | 0 | 0 | 0
UT Hg Rule - MER Removal Annual v.4.10 | 905 | 2215 | MACT Fuel Choice Floor in lbs/MMBtu | FALSE | L | Annual | Allowances Withdrawn (1:1) | lbs | 0 | 0 | 0 | 0 | 0 | 0 | 0
UT Hg Rule - MER Removal Annual v.4.10 | 905 | 2215 | MACT Fuel Choice Floor in lbs/MMBtu | FALSE | L | Annual | Allowances Withdrawn (n:1) | lbs | 0 | 0 | 0 | 0 | 0 | 0 | 0
UT Hg Rule - MER Removal Annual v.4.10 | 905 | 2215 | MACT Fuel Choice Floor in lbs/MMBtu | FALSE | L | Annual | Net Emissions Allowance Position | lbs | 154.0999 | 149.6662 | 146.0949 | 150.6465 | 142.7267 | 142.9672 | 145.5677
UT Hg Rule - MER Removal Annual v.4.10 | 905 | 2215 | MACT Fuel Choice Floor in lbs/MMBtu | FALSE | L | Annual | Fuel Consumed | TBtu | 329.1301 | 320.6846 | 312.4907 | 320.6846 | 302.4741 | 294.8508 | 308.5523
UT Hg Rule - MER Removal Annual v.4.10 | 905 | 2215 | MACT Fuel Choice Floor in lbs/MMBtu | FALSE | L | Annual | Rate | lb/MMBtu | 4.682e-07 | 4.6671e-07 | 4.6752e-07 | 4.6977e-07 | 4.7186e-07 | 4.8488e-07 | 4.7178e-07
UT Hg Rule - MER Removal Annual v.4.10 | 905 | 2215 | MACT Fuel Choice Floor in lbs/MMBtu | FALSE | L | Annual | Generation | TWh | 32.9122 | 32.9122 | 32.1118 | 32.9122 | 31.0442 | 30.2916 | 31.6795
UT Hg Rule - MER Removal Annual v.4.10 | 905 | 2215 | MACT Fuel Choice Floor in lbs/MMBtu | FALSE | L | Annual | Qualifying Generation | TWh | 32.9122 | 32.9122 | 32.1118 | 32.9122 | 31.0442 | 30.2916 | 31.6795
UT Hg Rule - MER Removal Annual v.4.10 | 905 | 2215 | MACT Fuel Choice Floor in lbs/MMBtu | FALSE | L | Annual | Constraint Shadow Price | US$/Lb | 0 | 0 | 0 | 0 | 0 | 0 | 0
WA - CO2 Penalty Annual v5.13 | 906 | 6028 | Rate Constraint in MTons | FALSE | L | Annual | Seasons Included | Seasons | Winter, Summer | Winter, Summer | Winter, Summer | Winter, Summer | Winter, Summer | Winter, Summer | Winter, Summer
WA - CO2 Penalty Annual v5.13 | 906 | 6028 | Rate Constraint in MTons | FALSE | L | Annual | Standard | MTons | 0 | 0 | 0 | 0 | 0 | 0 | 0
WA - CO2 Penalty Annual v5.13 | 906 | 6028 | Rate Constraint in MTons | FALSE | L | Annual | Standard CO2 | MTons | 0 | 0 | 0 | 0 | 0 | 0 | 0
WA - CO2 Penalty Annual v5.13 | 906 | 6028 | Rate Constraint in MTons | FALSE | L | Annual | Emissions at Affected Plants CO2 | MTons | 11.232 | 19.9145 | 17.7439 | 19.9145 | 19.9145 | 4986.9364 | 13301.1093
WA - CO2 Penalty Annual v5.13 | 906 | 6028 | Rate Constraint in MTons | FALSE | L | Annual | Allowances Purchased CO2 | MTons | -11.232 | -19.9145 | -17.7439 | -19.9145 | -19.9145 | -4986.9364 | -13301.1093
WA - CO2 Penalty Annual v5.13 | 906 | 6028 | Rate Constraint in MTons | FALSE | L | Annual | Allowances Sold CO2 | MTons | 0 | 0 | 0 | 0 | 0 | 0 | 0
WA - CO2 Penalty Annual v5.13 | 906 | 6028 | Rate Constraint in MTons | FALSE | L | Annual | Allowances Banked | MTons | 0 | 0 | 0 | 0 | 0 | 0 | 0
WA - CO2 Penalty Annual v5.13 | 906 | 6028 | Rate Constraint in MTons | FALSE | L | Annual | Allowances Withdrawn (1:1) | MTons | 0 | 0 | 0 | 0 | 0 | 0 | 0
WA - CO2 Penalty Annual v5.13 | 906 | 6028 | Rate Constraint in MTons | FALSE | L | Annual | Allowances Withdrawn (n:1) | MTons | 0 | 0 | 0 | 0 | 0 | 0 | 0
WA - CO2 Penalty Annual v5.13 | 906 | 6028 | Rate Constraint in MTons | FALSE | L | Annual | Net Emissions Allowance Position | MTons | -1.7519e-07 | -4.882e-07 | -4.0995e-07 | -4.882e-07 | -4.882e-07 | -5.6824e-07 | 3.6209e-06
WA - CO2 Penalty Annual v5.13 | 906 | 6028 | Rate Constraint in MTons | FALSE | L | Annual | Fuel Consumed | TBtu | 0.19187 | 0.34019 | 0.30311 | 0.34019 | 0.34019 | 85.1885 | 227.214
WA - CO2 Penalty Annual v5.13 | 906 | 6028 | Rate Constraint in MTons | FALSE | L | Annual | Rate | lb/MMBtu | 117.08 | 117.08 | 117.08 | 117.08 | 117.08 | 117.08 | 117.08
WA - CO2 Penalty Annual v5.13 | 906 | 6028 | Rate Constraint in MTons | FALSE | L | Annual | Generation | TWh | 0.02984 | 0.052906 | 0.04714 | 0.052906 | 0.052906 | 13.2486 | 35.3366
WA - CO2 Penalty Annual v5.13 | 906 | 6028 | Rate Constraint in MTons | FALSE | L | Annual | Qualifying Generation | TWh | 0.02984 | 0.052906 | 0.04714 | 0.052906 | 0.052906 | 13.2486 | 35.3366
WA - CO2 Penalty Annual v5.13 | 906 | 6028 | Rate Constraint in MTons | FALSE | L | Annual | Rate | lb/MWh | 376.4122 | 376.4122 | 376.4122 | 376.4122 | 376.4122 | 376.4122 | 376.4122
WA - CO2 Penalty Annual v5.13 | 906 | 6028 | Rate Constraint in MTons | FALSE | L | Annual | Constraint Shadow Price | US$/Ton | 1.8726 | 1.8726 | 1.8724 | 1.8723 | 1.8723 | 1.8724 | 1.8729
WA - CO2 Rate Limit (New Advanced Coal with CCS) | 907 | 2428 | Rate Constraint in lbs/MWh | FALSE | L | Annual | Seasons Included | Seasons | Winter, Summer | Winter, Summer | Winter, Summer | Winter, Summer | Winter, Summer | Winter, Summer | Winter, Summer
WA - CO2 Rate Limit (New Advanced Coal with CCS) | 907 | 2428 | Rate Constraint in lbs/MWh | FALSE | L | Annual | Standard | lb/MWh | 1100 | 1100 | 1100 | 1100 | 1100 | 1100 | 1100
WA - CO2 Rate Limit (New Advanced Coal with CCS) | 907 | 2428 | Rate Constraint in lbs/MWh | FALSE | L | Annual | Emissions at Affected Plants CO2 | MTons | 0 | 0 | 0 | 0 | 0 | 0 | 0
WA - CO2 Rate Limit (New Advanced Coal with CCS) | 907 | 2428 | Rate Constraint in lbs/MWh | FALSE | L | Annual | Allowances Purchased CO2 | MTons | 0 | 0 | 0 | 0 | 0 | 0 | 0
WA - CO2 Rate Limit (New Advanced Coal with CCS) | 907 | 2428 | Rate Constraint in lbs/MWh | FALSE | L | Annual | Allowances Sold CO2 | MTons | 0 | 0 | 0 | 0 | 0 | 0 | 0
WA - CO2 Rate Limit (New Advanced Coal with CCS) | 907 | 2428 | Rate Constraint in lbs/MWh | FALSE | L | Annual | Allowances Banked | MTons | 0 | 0 | 0 | 0 | 0 | 0 | 0
WA - CO2 Rate Limit (New Advanced Coal with CCS) | 907 | 2428 | Rate Constraint in lbs/MWh | FALSE | L | Annual | Allowances Withdrawn (1:1) | MTons | 0 | 0 | 0 | 0 | 0 | 0 | 0
WA - CO2 Rate Limit (New Advanced Coal with CCS) | 907 | 2428 | Rate Constraint in lbs/MWh | FALSE | L | Annual | Allowances Withdrawn (n:1) | MTons | 0 | 0 | 0 | 0 | 0 | 0 | 0
WA - CO2 Rate Limit (New Advanced Coal with CCS) | 907 | 2428 | Rate Constraint in lbs/MWh | FALSE | L | Annual | Net Emissions Allowance Position | MTons | 0 | 0 | 0 | 0 | 0 | 0 | 0
WA - CO2 Rate Limit (New Advanced Coal with CCS) | 907 | 2428 | Rate Constraint in lbs/MWh | FALSE | L | Annual | Fuel Consumed | TBtu | 0 | 0 | 0 | 0 | 0 | 0 | 0
WA - CO2 Rate Limit (New Advanced Coal with CCS) | 907 | 2428 | Rate Constraint in lbs/MWh | FALSE | L | Annual | Rate | lb/MMBtu | 0 | 0 | 0 | 0 | 0 | 0 | 0
WA - CO2 Rate Limit (New Advanced Coal with CCS) | 907 | 2428 | Rate Constraint in lbs/MWh | FALSE | L | Annual | Generation | TWh | 0 | 0 | 0 | 0 | 0 | 0 | 0
WA - CO2 Rate Limit (New Advanced Coal with CCS) | 907 | 2428 | Rate Constraint in lbs/MWh | FALSE | L | Annual | Qualifying Generation | TWh | 0 | 0 | 0 | 0 | 0 | 0 | 0
WA - CO2 Rate Limit (New Advanced Coal with CCS) | 907 | 2428 | Rate Constraint in lbs/MWh | FALSE | L | Annual | Constraint Shadow Price | US$/Ton | 0 | 0 | 0 | 0 | 0 | 0 | 0
WA - CO2 Rate Limit (New SPC and IGCC without CCS) | 908 | 2429 | Rate Constraint in lbs/MWh | FALSE | L | Annual | Seasons Included | Seasons | Winter, Summer | Winter, Summer | Winter, Summer | Winter, Summer | Winter, Summer | Winter, Summer | Winter, Summer
WA - CO2 Rate Limit (New SPC and IGCC without CCS) | 908 | 2429 | Rate Constraint in lbs/MWh | FALSE | L | Annual | Standard | lb/MWh | 1100 | 1100 | 1100 | 1100 | 1100 | 1100 | 1100
WA - CO2 Rate Limit (New SPC and IGCC without CCS) | 908 | 2429 | Rate Constraint in lbs/MWh | FALSE | L | Annual | Emissions at Affected Plants CO2 | MTons | 0 | 0 | 0 | 0 | 0 | 0 | 0
WA - CO2 Rate Limit (New SPC and IGCC without CCS) | 908 | 2429 | Rate Constraint in lbs/MWh | FALSE | L | Annual | Allowances Purchased CO2 | MTons | 0 | 0 | 0 | 0 | 0 | 0 | 0
WA - CO2 Rate Limit (New SPC and IGCC without CCS) | 908 | 2429 | Rate Constraint in lbs/MWh | FALSE | L | Annual | Allowances Sold CO2 | MTons | 0 | 0 | 0 | 0 | 0 | 0 | 0
WA - CO2 Rate Limit (New SPC and IGCC without CCS) | 908 | 2429 | Rate Constraint in lbs/MWh | FALSE | L | Annual | Allowances Banked | MTons | 0 | 0 | 0 | 0 | 0 | 0 | 0
WA - CO2 Rate Limit (New SPC and IGCC without CCS) | 908 | 2429 | Rate Constraint in lbs/MWh | FALSE | L | Annual | Allowances Withdrawn (1:1) | MTons | 0 | 0 | 0 | 0 | 0 | 0 | 0
WA - CO2 Rate Limit (New SPC and IGCC without CCS) | 908 | 2429 | Rate Constraint in lbs/MWh | FALSE | L | Annual | Allowances Withdrawn (n:1) | MTons | 0 | 0 | 0 | 0 | 0 | 0 | 0
WA - CO2 Rate Limit (New SPC and IGCC without CCS) | 908 | 2429 | Rate Constraint in lbs/MWh | FALSE | L | Annual | Net Emissions Allowance Position | MTons | 0 | 0 | 0 | 0 | 0 | 0 | 0
WA - CO2 Rate Limit (New SPC and IGCC without CCS) | 908 | 2429 | Rate Constraint in lbs/MWh | FALSE | L | Annual | Fuel Consumed | TBtu | 0 | 0 | 0 | 0 | 0 | 0 | 0
WA - CO2 Rate Limit (New SPC and IGCC without CCS) | 908 | 2429 | Rate Constraint in lbs/MWh | FALSE | L | Annual | Rate | lb/MMBtu | 0 | 0 | 0 | 0 | 0 | 0 | 0
WA - CO2 Rate Limit (New SPC and IGCC without CCS) | 908 | 2429 | Rate Constraint in lbs/MWh | FALSE | L | Annual | Generation | TWh | 0 | 0 | 0 | 0 | 0 | 0 | 0
WA - CO2 Rate Limit (New SPC and IGCC without CCS) | 908 | 2429 | Rate Constraint in lbs/MWh | FALSE | L | Annual | Qualifying Generation | TWh | 0 | 0 | 0 | 0 | 0 | 0 | 0
WA - CO2 Rate Limit (New SPC and IGCC without CCS) | 908 | 2429 | Rate Constraint in lbs/MWh | FALSE | L | Annual | Constraint Shadow Price | US$/Ton | 141.625 | 155.2936 | 176.6816 | 209.5323 | 246.4846 | 258.045 | 272.9417
WI CC NGas NOx Annual Rate v3.1 | 909 | 1938 | Rate Constraint in lbs/MMBtu | FALSE | L | Annual | Seasons Included | Seasons | Winter, Summer | Winter, Summer | Winter, Summer | Winter, Summer | Winter, Summer | Winter, Summer | Winter, Summer
WI CC NGas NOx Annual Rate v3.1 | 909 | 1938 | Rate Constraint in lbs/MMBtu | FALSE | L | Annual | Standard | lb/MMBtu | 0.04 | 0.04 | 0.04 | 0.04 | 0.04 | 0.04 | 0.04
WI CC NGas NOx Annual Rate v3.1 | 909 | 1938 | Rate Constraint in lbs/MMBtu | FALSE | L | Annual | Emissions at Affected Plants NOX | MTons | 0.036794 | 0.061632 | 0.3798 | 0.37525 | 0.35685 | 0.43785 | 0.36812
WI CC NGas NOx Annual Rate v3.1 | 909 | 1938 | Rate Constraint in lbs/MMBtu | FALSE | L | Annual | Allowances Purchased NOX | MTons | 0 | 0 | 0 | 0 | 0 | 0 | 0
WI CC NGas NOx Annual Rate v3.1 | 909 | 1938 | Rate Constraint in lbs/MMBtu | FALSE | L | Annual | Allowances Sold NOX | MTons | 0 | 0 | 0 | 0 | 0 | 0 | 0
WI CC NGas NOx Annual Rate v3.1 | 909 | 1938 | Rate Constraint in lbs/MMBtu | FALSE | L | Annual | Allowances Banked | MTons | 0 | 0 | 0 | 0 | 0 | 0 | 0
WI CC NGas NOx Annual Rate v3.1 | 909 | 1938 | Rate Constraint in lbs/MMBtu | FALSE | L | Annual | Allowances Withdrawn (1:1) | MTons | 0 | 0 | 0 | 0 | 0 | 0 | 0
WI CC NGas NOx Annual Rate v3.1 | 909 | 1938 | Rate Constraint in lbs/MMBtu | FALSE | L | Annual | Allowances Withdrawn (n:1) | MTons | 0 | 0 | 0 | 0 | 0 | 0 | 0
WI CC NGas NOx Annual Rate v3.1 | 909 | 1938 | Rate Constraint in lbs/MMBtu | FALSE | L | Annual | Net Emissions Allowance Position | MTons | 0.036794 | 0.061632 | 0.3798 | 0.37525 | 0.35685 | 0.43785 | 0.36812
WI CC NGas NOx Annual Rate v3.1 | 909 | 1938 | Rate Constraint in lbs/MMBtu | FALSE | L | Annual | Fuel Consumed | TBtu | 5.8218 | 9.9031 | 60.2157 | 59.5349 | 57.4169 | 71.9345 | 61.2046
WI CC NGas NOx Annual Rate v3.1 | 909 | 1938 | Rate Constraint in lbs/MMBtu | FALSE | L | Annual | Rate | lb/MMBtu | 0.01264 | 0.012447 | 0.012615 | 0.012606 | 0.01243 | 0.012174 | 0.012029
WI CC NGas NOx Annual Rate v3.1 | 909 | 1938 | Rate Constraint in lbs/MMBtu | FALSE | L | Annual | Generation | TWh | 0.80036 | 1.3614 | 8.2782 | 8.1846 | 7.959 | 10.1991 | 8.7097
WI CC NGas NOx Annual Rate v3.1 | 909 | 1938 | Rate Constraint in lbs/MMBtu | FALSE | L | Annual | Qualifying Generation | TWh | 0.80036 | 1.3614 | 8.2782 | 8.1846 | 7.959 | 10.1991 | 8.7097
WI CC NGas NOx Annual Rate v3.1 | 909 | 1938 | Rate Constraint in lbs/MMBtu | FALSE | L | Annual | Rate | lb/MWh | 0.045971 | 0.045269 | 0.045879 | 0.045849 | 0.044836 | 0.04293 | 0.042265
WI CC NGas NOx Annual Rate v3.1 | 909 | 1938 | Rate Constraint in lbs/MMBtu | FALSE | L | Annual | Constraint Shadow Price | US$/Ton | 0 | 0 | 0 | 0 | 0 | 0 | 0
WI CoalUnits1 NOx Annual Rate v3.1 | 910 | 1930 | Rate Constraint in lbs/MMBtu | FALSE | L | Annual | Seasons Included | Seasons | Winter, Summer | Winter, Summer | Winter, Summer | Winter, Summer | Winter, Summer | Winter, Summer | Winter, Summer
WI CoalUnits1 NOx Annual Rate v3.1 | 910 | 1930 | Rate Constraint in lbs/MMBtu | FALSE | L | Annual | Standard | lb/MMBtu | 0.1 | 0.1 | 0.1 | 0.1 | 0.1 | 0.1 | 0.1
WI CoalUnits1 NOx Annual Rate v3.1 | 910 | 1930 | Rate Constraint in lbs/MMBtu | FALSE | L | Annual | Emissions at Affected Plants NOX | MTons | 8.9928 | 9.0401 | 7.7488 | 7.9077 | 8.088 | 8.4887 | 9.0401
WI CoalUnits1 NOx Annual Rate v3.1 | 910 | 1930 | Rate Constraint in lbs/MMBtu | FALSE | L | Annual | Allowances Purchased NOX | MTons | 0 | 0 | 0 | 0 | 0 | 0 | 0
WI CoalUnits1 NOx Annual Rate v3.1 | 910 | 1930 | Rate Constraint in lbs/MMBtu | FALSE | L | Annual | Allowances Sold NOX | MTons | 0 | 0 | 0 | 0 | 0 | 0 | 0
WI CoalUnits1 NOx Annual Rate v3.1 | 910 | 1930 | Rate Constraint in lbs/MMBtu | FALSE | L | Annual | Allowances Banked | MTons | 0 | 0 | 0 | 0 | 0 | 0 | 0
WI CoalUnits1 NOx Annual Rate v3.1 | 910 | 1930 | Rate Constraint in lbs/MMBtu | FALSE | L | Annual | Allowances Withdrawn (1:1) | MTons | 0 | 0 | 0 | 0 | 0 | 0 | 0
WI CoalUnits1 NOx Annual Rate v3.1 | 910 | 1930 | Rate Constraint in lbs/MMBtu | FALSE | L | Annual | Allowances Withdrawn (n:1) | MTons | 0 | 0 | 0 | 0 | 0 | 0 | 0
WI CoalUnits1 NOx Annual Rate v3.1 | 910 | 1930 | Rate Constraint in lbs/MMBtu | FALSE | L | Annual | Net Emissions Allowance Position | MTons | 8.9928 | 9.0401 | 7.7488 | 7.9077 | 8.088 | 8.4887 | 9.0401
WI CoalUnits1 NOx Annual Rate v3.1 | 910 | 1930 | Rate Constraint in lbs/MMBtu | FALSE | L | Annual | Fuel Consumed | TBtu | 250.6848 | 252.4458 | 219.4376 | 223.9712 | 227.7574 | 237.7988 | 252.4458
WI CoalUnits1 NOx Annual Rate v3.1 | 910 | 1930 | Rate Constraint in lbs/MMBtu | FALSE | L | Annual | Rate | lb/MMBtu | 0.071746 | 0.071621 | 0.070624 | 0.070613 | 0.071023 | 0.071394 | 0.071621
WI CoalUnits1 NOx Annual Rate v3.1 | 910 | 1930 | Rate Constraint in lbs/MMBtu | FALSE | L | Annual | Generation | TWh | 25.6335 | 25.8302 | 22.5513 | 23.0339 | 23.409 | 24.3942 | 25.8302
WI CoalUnits1 NOx Annual Rate v3.1 | 910 | 1930 | Rate Constraint in lbs/MMBtu | FALSE | L | Annual | Qualifying Generation | TWh | 25.6335 | 25.8302 | 22.5513 | 23.0339 | 23.409 | 24.3942 | 25.8302
WI CoalUnits1 NOx Annual Rate v3.1 | 910 | 1930 | Rate Constraint in lbs/MMBtu | FALSE | L | Annual | Rate | lb/MWh | 0.35082 | 0.34998 | 0.34361 | 0.34331 | 0.34551 | 0.34798 | 0.34998
WI CoalUnits1 NOx Annual Rate v3.1 | 910 | 1930 | Rate Constraint in lbs/MMBtu | FALSE | L | Annual | Constraint Shadow Price | US$/Ton | 0 | 0 | 0 | 0 | 0 | 0 | 0
WI CT DFO NOx Annual Rate v3.1 | 911 | 1940 | Rate Constraint in lbs/MMBtu | FALSE | L | Annual | Seasons Included | Seasons | Winter, Summer | Winter, Summer | Winter, Summer | Winter, Summer | Winter, Summer | Winter, Summer | Winter, Summer
WI CT DFO NOx Annual Rate v3.1 | 911 | 1940 | Rate Constraint in lbs/MMBtu | FALSE | L | Annual | Standard | lb/MMBtu | 0.28 | 0.28 | 0.28 | 0.28 | 0.28 | 0.28 | 0.28
WI CT DFO NOx Annual Rate v3.1 | 911 | 1940 | Rate Constraint in lbs/MMBtu | FALSE | L | Annual | Emissions at Affected Plants NOX | MTons | 7.6488e-06 | 7.6488e-06 | 7.6488e-06 | 2.6322e-05 | 0.00098572 | 0.013385 | 0.024039
WI CT DFO NOx Annual Rate v3.1 | 911 | 1940 | Rate Constraint in lbs/MMBtu | FALSE | L | Annual | Allowances Purchased NOX | MTons | 0 | 0 | 0 | 0 | 0 | 0 | 0
WI CT DFO NOx Annual Rate v3.1 | 911 | 1940 | Rate Constraint in lbs/MMBtu | FALSE | L | Annual | Allowances Sold NOX | MTons | 0 | 0 | 0 | 0 | 0 | 0 | 0
WI CT DFO NOx Annual Rate v3.1 | 911 | 1940 | Rate Constraint in lbs/MMBtu | FALSE | L | Annual | Allowances Banked | MTons | 0 | 0 | 0 | 0 | 0 | 0 | 0
WI CT DFO NOx Annual Rate v3.1 | 911 | 1940 | Rate Constraint in lbs/MMBtu | FALSE | L | Annual | Allowances Withdrawn (1:1) | MTons | 0 | 0 | 0 | 0 | 0 | 0 | 0
WI CT DFO NOx Annual Rate v3.1 | 911 | 1940 | Rate Constraint in lbs/MMBtu | FALSE | L | Annual | Allowances Withdrawn (n:1) | MTons | 0 | 0 | 0 | 0 | 0 | 0 | 0
WI CT DFO NOx Annual Rate v3.1 | 911 | 1940 | Rate Constraint in lbs/MMBtu | FALSE | L | Annual | Net Emissions Allowance Position | MTons | 7.6488e-06 | 7.6488e-06 | 7.6488e-06 | 2.6322e-05 | 0.00098572 | 0.013385 | 0.024039
WI CT DFO NOx Annual Rate v3.1 | 911 | 1940 | Rate Constraint in lbs/MMBtu | FALSE | L | Annual | Fuel Consumed | TBtu | 0.0013907 | 0.0013907 | 0.0013907 | 0.0047858 | 0.17922 | 2.4337 | 4.3707
WI CT DFO NOx Annual Rate v3.1 | 911 | 1940 | Rate Constraint in lbs/MMBtu | FALSE | L | Annual | Rate | lb/MMBtu | 0.011 | 0.011 | 0.011 | 0.011 | 0.011 | 0.011 | 0.011
WI CT DFO NOx Annual Rate v3.1 | 911 | 1940 | Rate Constraint in lbs/MMBtu | FALSE | L | Annual | Generation | TWh | 0.00014264 | 0.00014264 | 0.00014264 | 0.00049085 | 0.018382 | 0.24961 | 0.44828
WI CT DFO NOx Annual Rate v3.1 | 911 | 1940 | Rate Constraint in lbs/MMBtu | FALSE | L | Annual | Qualifying Generation | TWh | 0.00014264 | 0.00014264 | 0.00014264 | 0.00049085 | 0.018382 | 0.24961 | 0.44828
WI CT DFO NOx Annual Rate v3.1 | 911 | 1940 | Rate Constraint in lbs/MMBtu | FALSE | L | Annual | Rate | lb/MWh | 0.053625 | 0.053625 | 0.053625 | 0.053625 | 0.053625 | 0.053625 | 0.053625
WI CT DFO NOx Annual Rate v3.1 | 911 | 1940 | Rate Constraint in lbs/MMBtu | FALSE | L | Annual | Constraint Shadow Price | US$/Ton | 0 | 0 | 0 | 0 | 0 | 0 | 0
WI CT NGas NOx Annual Rate v3.1 | 912 | 1939 | Rate Constraint in lbs/MMBtu | FALSE | L | Annual | Seasons Included | Seasons | Winter, Summer | Winter, Summer | Winter, Summer | Winter, Summer | Winter, Summer | Winter, Summer | Winter, Summer
WI CT NGas NOx Annual Rate v3.1 | 912 | 1939 | Rate Constraint in lbs/MMBtu | FALSE | L | Annual | Standard | lb/MMBtu | 0.11 | 0.11 | 0.11 | 0.11 | 0.11 | 0.11 | 0.11
WI CT NGas NOx Annual Rate v3.1 | 912 | 1939 | Rate Constraint in lbs/MMBtu | FALSE | L | Annual | Emissions at Affected Plants NOX | MTons | 0.0014508 | 0.0063683 | 0.0073437 | 0.0073624 | 0.018041 | 0.020721 | 0.031375
WI CT NGas NOx Annual Rate v3.1 | 912 | 1939 | Rate Constraint in lbs/MMBtu | FALSE | L | Annual | Allowances Purchased NOX | MTons | 0 | 0 | 0 | 0 | 0 | 0 | 0
WI CT NGas NOx Annual Rate v3.1 | 912 | 1939 | Rate Constraint in lbs/MMBtu | FALSE | L | Annual | Allowances Sold NOX | MTons | 0 | 0 | 0 | 0 | 0 | 0 | 0
WI CT NGas NOx Annual Rate v3.1 | 912 | 1939 | Rate Constraint in lbs/MMBtu | FALSE | L | Annual | Allowances Banked | MTons | 0 | 0 | 0 | 0 | 0 | 0 | 0
WI CT NGas NOx Annual Rate v3.1 | 912 | 1939 | Rate Constraint in lbs/MMBtu | FALSE | L | Annual | Allowances Withdrawn (1:1) | MTons | 0 | 0 | 0 | 0 | 0 | 0 | 0
WI CT NGas NOx Annual Rate v3.1 | 912 | 1939 | Rate Constraint in lbs/MMBtu | FALSE | L | Annual | Allowances Withdrawn (n:1) | MTons | 0 | 0 | 0 | 0 | 0 | 0 | 0
WI CT NGas NOx Annual Rate v3.1 | 912 | 1939 | Rate Constraint in lbs/MMBtu | FALSE | L | Annual | Net Emissions Allowance Position | MTons | 0.0014508 | 0.0063683 | 0.0073437 | 0.0073624 | 0.018041 | 0.020721 | 0.031375
WI CT NGas NOx Annual Rate v3.1 | 912 | 1939 | Rate Constraint in lbs/MMBtu | FALSE | L | Annual | Fuel Consumed | TBtu | 0.10751 | 0.46908 | 0.54081 | 0.5442 | 1.1464 | 2.9731 | 4.9101
WI CT NGas NOx Annual Rate v3.1 | 912 | 1939 | Rate Constraint in lbs/MMBtu | FALSE | L | Annual | Rate | lb/MMBtu | 0.02699 | 0.027152 | 0.027158 | 0.027058 | 0.031476 | 0.013939 | 0.01278
WI CT NGas NOx Annual Rate v3.1 | 912 | 1939 | Rate Constraint in lbs/MMBtu | FALSE | L | Annual | Generation | TWh | 0.01001 | 0.043633 | 0.050302 | 0.05065 | 0.10435 | 0.29977 | 0.49844
WI CT NGas NOx Annual Rate v3.1 | 912 | 1939 | Rate Constraint in lbs/MMBtu | FALSE | L | Annual | Qualifying Generation | TWh | 0.01001 | 0.043633 | 0.050302 | 0.05065 | 0.10435 | 0.29977 | 0.49844
WI CT NGas NOx Annual Rate v3.1 | 912 | 1939 | Rate Constraint in lbs/MMBtu | FALSE | L | Annual | Rate | lb/MWh | 0.14493 | 0.14595 | 0.14599 | 0.14536 | 0.17289 | 0.069125 | 0.062947
WI CT NGas NOx Annual Rate v3.1 | 912 | 1939 | Rate Constraint in lbs/MMBtu | FALSE | L | Annual | Constraint Shadow Price | US$/Ton | 0 | 0 | 0 | 0 | 0 | 0 | 0
WI CyclFired Coal Units NOx Annual Rate v3.1 | 913 | 1937 | Rate Constraint in lbs/MMBtu | FALSE | L | Annual | Seasons Included | Seasons | Winter, Summer | Winter, Summer | Winter, Summer | Winter, Summer | Winter, Summer | Winter, Summer | Winter, Summer
WI CyclFired Coal Units NOx Annual Rate v3.1 | 913 | 1937 | Rate Constraint in lbs/MMBtu | FALSE | L | Annual | Standard | lb/MMBtu | 0.15 | 0.15 | 0.15 | 0.15 | 0.15 | 0.15 | 0.15
WI CyclFired Coal Units NOx Annual Rate v3.1 | 913 | 1937 | Rate Constraint in lbs/MMBtu | FALSE | L | Annual | Emissions at Affected Plants NOX | MTons | 0 | 0 | 0 | 0 | 0 | 0 | 0
WI CyclFired Coal Units NOx Annual Rate v3.1 | 913 | 1937 | Rate Constraint in lbs/MMBtu | FALSE | L | Annual | Allowances Purchased NOX | MTons | 0 | 0 | 0 | 0 | 0 | 0 | 0
WI CyclFired Coal Units NOx Annual Rate v3.1 | 913 | 1937 | Rate Constraint in lbs/MMBtu | FALSE | L | Annual | Allowances Sold NOX | MTons | 0 | 0 | 0 | 0 | 0 | 0 | 0
WI CyclFired Coal Units NOx Annual Rate v3.1 | 913 | 1937 | Rate Constraint in lbs/MMBtu | FALSE | L | Annual | Allowances Banked | MTons | 0 | 0 | 0 | 0 | 0 | 0 | 0
WI CyclFired Coal Units NOx Annual Rate v3.1 | 913 | 1937 | Rate Constraint in lbs/MMBtu | FALSE | L | Annual | Allowances Withdrawn (1:1) | MTons | 0 | 0 | 0 | 0 | 0 | 0 | 0
WI CyclFired Coal Units NOx Annual Rate v3.1 | 913 | 1937 | Rate Constraint in lbs/MMBtu | FALSE | L | Annual | Allowances Withdrawn (n:1) | MTons | 0 | 0 | 0 | 0 | 0 | 0 | 0
WI CyclFired Coal Units NOx Annual Rate v3.1 | 913 | 1937 | Rate Constraint in lbs/MMBtu | FALSE | L | Annual | Net Emissions Allowance Position | MTons | 0 | 0 | 0 | 0 | 0 | 0 | 0
WI CyclFired Coal Units NOx Annual Rate v3.1 | 913 | 1937 | Rate Constraint in lbs/MMBtu | FALSE | L | Annual | Fuel Consumed | TBtu | 0 | 0 | 0 | 0 | 0 | 0 | 0
WI CyclFired Coal Units NOx Annual Rate v3.1 | 913 | 1937 | Rate Constraint in lbs/MMBtu | FALSE | L | Annual | Rate | lb/MMBtu | 0 | 0 | 0 | 0 | 0 | 0 | 0
WI CyclFired Coal Units NOx Annual Rate v3.1 | 913 | 1937 | Rate Constraint in lbs/MMBtu | FALSE | L | Annual | Generation | TWh | 0 | 0 | 0 | 0 | 0 | 0 | 0
WI CyclFired Coal Units NOx Annual Rate v3.1 | 913 | 1937 | Rate Constraint in lbs/MMBtu | FALSE | L | Annual | Qualifying Generation | TWh | 0 | 0 | 0 | 0 | 0 | 0 | 0
WI CyclFired Coal Units NOx Annual Rate v3.1 | 913 | 1937 | Rate Constraint in lbs/MMBtu | FALSE | L | Annual | Rate | lb/MWh | 0 | 0 | 0 | 0 | 0 | 0 | 0
WI CyclFired Coal Units NOx Annual Rate v3.1 | 913 | 1937 | Rate Constraint in lbs/MMBtu | FALSE | L | Annual | Constraint Shadow Price | US$/Ton | 0 | 0 | 0 | 0 | 0 | 0 | 0
WI Large Coal Units Hg Rule v3.1, Unit 4118 and retrofits | 914 | 2200 | MACT Fuel Choice Floor in lbs/MMBtu | FALSE | L | Annual | Seasons Included | Seasons | Winter, Summer | Winter, Summer | Winter, Summer | Winter, Summer | Winter, Summer | Winter, Summer | Winter, Summer
WI Large Coal Units Hg Rule v3.1, Unit 4118 and retrofits | 914 | 2200 | MACT Fuel Choice Floor in lbs/MMBtu | FALSE | L | Annual | Emission Floor | lbs/MMBtu | 7.92e-07 | 7.92e-07 | 7.92e-07 | 7.92e-07 | 7.92e-07 | 7.92e-07 | 7.92e-07
WI Large Coal Units Hg Rule v3.1, Unit 4118 and retrofits | 914 | 2200 | MACT Fuel Choice Floor in lbs/MMBtu | FALSE | L | Annual | Emissions at Affected Plants MER | lbs | 19.2677 | 19.2677 | 15.5455 | 16.8303 | 17.3335 | 19.2677 | 19.2677
WI Large Coal Units Hg Rule v3.1, Unit 4118 and retrofits | 914 | 2200 | MACT Fuel Choice Floor in lbs/MMBtu | FALSE | L | Annual | Allowances Purchased MER | lbs | 0 | 0 | 0 | 0 | 0 | 0 | 0
WI Large Coal Units Hg Rule v3.1, Unit 4118 and retrofits | 914 | 2200 | MACT Fuel Choice Floor in lbs/MMBtu | FALSE | L | Annual | Allowances Sold MER | lbs | 0 | 0 | 0 | 0 | 0 | 0 | 0
WI Large Coal Units Hg Rule v3.1, Unit 4118 and retrofits | 914 | 2200 | MACT Fuel Choice Floor in lbs/MMBtu | FALSE | L | Annual | Allowances Banked | lbs | 0 | 0 | 0 | 0 | 0 | 0 | 0
WI Large Coal Units Hg Rule v3.1, Unit 4118 and retrofits | 914 | 2200 | MACT Fuel Choice Floor in lbs/MMBtu | FALSE | L | Annual | Allowances Withdrawn (1:1) | lbs | 0 | 0 | 0 | 0 | 0 | 0 | 0
WI Large Coal Units Hg Rule v3.1, Unit 4118 and retrofits | 914 | 2200 | MACT Fuel Choice Floor in lbs/MMBtu | FALSE | L | Annual | Allowances Withdrawn (n:1) | lbs | 0 | 0 | 0 | 0 | 0 | 0 | 0
WI Large Coal Units Hg Rule v3.1, Unit 4118 and retrofits | 914 | 2200 | MACT Fuel Choice Floor in lbs/MMBtu | FALSE | L | Annual | Net Emissions Allowance Position | lbs | 19.2677 | 19.2677 | 15.5455 | 16.8303 | 17.3335 | 19.2677 | 19.2677
WI Large Coal Units Hg Rule v3.1, Unit 4118 and retrofits | 914 | 2200 | MACT Fuel Choice Floor in lbs/MMBtu | FALSE | L | Annual | Fuel Consumed | TBtu | 35.9324 | 35.9324 | 28.9908 | 31.3869 | 32.3253 | 35.9324 | 35.9324
WI Large Coal Units Hg Rule v3.1, Unit 4118 and retrofits | 914 | 2200 | MACT Fuel Choice Floor in lbs/MMBtu | FALSE | L | Annual | Rate | lb/MMBtu | 5.3622e-07 | 5.3622e-07 | 5.3622e-07 | 5.3622e-07 | 5.3622e-07 | 5.3622e-07 | 5.3622e-07
WI Large Coal Units Hg Rule v3.1, Unit 4118 and retrofits | 914 | 2200 | MACT Fuel Choice Floor in lbs/MMBtu | FALSE | L | Annual | Generation | TWh | 3.9604 | 3.9604 | 3.1953 | 3.4594 | 3.5628 | 3.9604 | 3.9604
WI Large Coal Units Hg Rule v3.1, Unit 4118 and retrofits | 914 | 2200 | MACT Fuel Choice Floor in lbs/MMBtu | FALSE | L | Annual | Qualifying Generation | TWh | 3.9604 | 3.9604 | 3.1953 | 3.4594 | 3.5628 | 3.9604 | 3.9604
WI Large Coal Units Hg Rule v3.1, Unit 4118 and retrofits | 914 | 2200 | MACT Fuel Choice Floor in lbs/MMBtu | FALSE | L | Annual | Constraint Shadow Price | US$/Lb | 0 | 0 | 0 | 0 | 0 | 0 | 0
WI Large Coal Units Hg Rule v3.1, Unit 4130 and retrofits | 915 | 2200 | MACT Fuel Choice Floor in lbs/MMBtu | FALSE | L | Annual | Seasons Included | Seasons | Winter, Summer | Winter, Summer | Winter, Summer | Winter, Summer | Winter, Summer | Winter, Summer | Winter, Summer
WI Large Coal Units Hg Rule v3.1, Unit 4130 and retrofits | 915 | 2200 | MACT Fuel Choice Floor in lbs/MMBtu | FALSE | L | Annual | Emission Floor | lbs/MMBtu | 7.92e-07 | 7.92e-07 | 7.92e-07 | 7.92e-07 | 7.92e-07 | 7.92e-07 | 7.92e-07
WI Large Coal Units Hg Rule v3.1, Unit 4130 and retrofits | 915 | 2200 | MACT Fuel Choice Floor in lbs/MMBtu | FALSE | L | Annual | Emissions at Affected Plants MER | lbs | 12.1137 | 12.1137 | 12.1137 | 12.1137 | 12.1137 | 12.1137 | 12.4969
WI Large Coal Units Hg Rule v3.1, Unit 4130 and retrofits | 915 | 2200 | MACT Fuel Choice Floor in lbs/MMBtu | FALSE | L | Annual | Allowances Purchased MER | lbs | 0 | 0 | 0 | 0 | 0 | 0 | 0
WI Large Coal Units Hg Rule v3.1, Unit 4130 and retrofits | 915 | 2200 | MACT Fuel Choice Floor in lbs/MMBtu | FALSE | L | Annual | Allowances Sold MER | lbs | 0 | 0 | 0 | 0 | 0 | 0 | 0
WI Large Coal Units Hg Rule v3.1, Unit 4130 and retrofits | 915 | 2200 | MACT Fuel Choice Floor in lbs/MMBtu | FALSE | L | Annual | Allowances Banked | lbs | 0 | 0 | 0 | 0 | 0 | 0 | 0
WI Large Coal Units Hg Rule v3.1, Unit 4130 and retrofits | 915 | 2200 | MACT Fuel Choice Floor in lbs/MMBtu | FALSE | L | Annual | Allowances Withdrawn (1:1) | lbs | 0 | 0 | 0 | 0 | 0 | 0 | 0
WI Large Coal Units Hg Rule v3.1, Unit 4130 and retrofits | 915 | 2200 | MACT Fuel Choice Floor in lbs/MMBtu | FALSE | L | Annual | Allowances Withdrawn (n:1) | lbs | 0 | 0 | 0 | 0 | 0 | 0 | 0
WI Large Coal Units Hg Rule v3.1, Unit 4130 and retrofits | 915 | 2200 | MACT Fuel Choice Floor in lbs/MMBtu | FALSE | L | Annual | Net Emissions Allowance Position | lbs | 12.1137 | 12.1137 | 12.1137 | 12.1137 | 12.1137 | 12.1137 | 12.4969
WI Large Coal Units Hg Rule v3.1, Unit 4130 and retrofits | 915 | 2200 | MACT Fuel Choice Floor in lbs/MMBtu | FALSE | L | Annual | Fuel Consumed | TBtu | 21.593 | 21.593 | 21.593 | 21.593 | 21.593 | 21.593 | 22.2761
WI Large Coal Units Hg Rule v3.1, Unit 4130 and retrofits | 915 | 2200 | MACT Fuel Choice Floor in lbs/MMBtu | FALSE | L | Annual | Rate | lb/MMBtu | 5.61e-07 | 5.61e-07 | 5.61e-07 | 5.61e-07 | 5.61e-07 | 5.61e-07 | 5.61e-07
WI Large Coal Units Hg Rule v3.1, Unit 4130 and retrofits | 915 | 2200 | MACT Fuel Choice Floor in lbs/MMBtu | FALSE | L | Annual | Generation | TWh | 2.3236 | 2.3236 | 2.3236 | 2.3236 | 2.3236 | 2.3236 | 2.3966
WI Large Coal Units Hg Rule v3.1, Unit 4130 and retrofits | 915 | 2200 | MACT Fuel Choice Floor in lbs/MMBtu | FALSE | L | Annual | Qualifying Generation | TWh | 2.3236 | 2.3236 | 2.3236 | 2.3236 | 2.3236 | 2.3236 | 2.3966
WI Large Coal Units Hg Rule v3.1, Unit 4130 and retrofits | 915 | 2200 | MACT Fuel Choice Floor in lbs/MMBtu | FALSE | L | Annual | Constraint Shadow Price | US$/Lb | 0 | 0 | 0 | 0 | 0 | 0 | 0
WI Large Coal Units Hg Rule v3.1, Unit 4139 and retrofits | 916 | 2200 | MACT Fuel Choice Floor in lbs/MMBtu | FALSE | L | Annual | Seasons Included | Seasons | Winter, Summer | Winter, Summer | Winter, Summer | Winter, Summer | Winter, Summer | Winter, Summer | Winter, Summer
WI Large Coal Units Hg Rule v3.1, Unit 4139 and retrofits | 916 | 2200 | MACT Fuel Choice Floor in lbs/MMBtu | FALSE | L | Annual | Emission Floor | lbs/MMBtu | 7.92e-07 | 7.92e-07 | 7.92e-07 | 7.92e-07 | 7.92e-07 | 7.92e-07 | 7.92e-07
WI Large Coal Units Hg Rule v3.1, Unit 4139 and retrofits | 916 | 2200 | MACT Fuel Choice Floor in lbs/MMBtu | FALSE | L | Annual | Emissions at Affected Plants MER | lbs | 11.0559 | 0 | 0 | 0 | 0 | 0 | 0
WI Large Coal Units Hg Rule v3.1, Unit 4139 and retrofits | 916 | 2200 | MACT Fuel Choice Floor in lbs/MMBtu | FALSE | L | Annual | Allowances Purchased MER | lbs | 0 | 0 | 0 | 0 | 0 | 0 | 0
WI Large Coal Units Hg Rule v3.1, Unit 4139 and retrofits | 916 | 2200 | MACT Fuel Choice Floor in lbs/MMBtu | FALSE | L | Annual | Allowances Sold MER | lbs | 0 | 0 | 0 | 0 | 0 | 0 | 0
WI Large Coal Units Hg Rule v3.1, Unit 4139 and retrofits | 916 | 2200 | MACT Fuel Choice Floor in lbs/MMBtu | FALSE | L | Annual | Allowances Banked | lbs | 0 | 0 | 0 | 0 | 0 | 0 | 0
WI Large Coal Units Hg Rule v3.1, Unit 4139 and retrofits | 916 | 2200 | MACT Fuel Choice Floor in lbs/MMBtu | FALSE | L | Annual | Allowances Withdrawn (1:1) | lbs | 0 | 0 | 0 | 0 | 0 | 0 | 0
WI Large Coal Units Hg Rule v3.1, Unit 4139 and retrofits | 916 | 2200 | MACT Fuel Choice Floor in lbs/MMBtu | FALSE | L | Annual | Allowances Withdrawn (n:1) | lbs | 0 | 0 | 0 | 0 | 0 | 0 | 0
WI Large Coal Units Hg Rule v3.1, Unit 4139 and retrofits | 916 | 2200 | MACT Fuel Choice Floor in lbs/MMBtu | FALSE | L | Annual | Net Emissions Allowance Position | lbs | 11.0559 | 0 | 0 | 0 | 0 | 0 | 0
WI Large Coal Units Hg Rule v3.1, Unit 4139 and retrofits | 916 | 2200 | MACT Fuel Choice Floor in lbs/MMBtu | FALSE | L | Annual | Fuel Consumed | TBtu | 20.5324 | 0 | 0 | 0 | 0 | 0 | 0
WI Large Coal Units Hg Rule v3.1, Unit 4139 and retrofits | 916 | 2200 | MACT Fuel Choice Floor in lbs/MMBtu | FALSE | L | Annual | Rate | lb/MMBtu | 5.3846e-07 | 0 | 0 | 0 | 0 | 0 | 0
WI Large Coal Units Hg Rule v3.1, Unit 4139 and retrofits | 916 | 2200 | MACT Fuel Choice Floor in lbs/MMBtu | FALSE | L | Annual | Generation | TWh | 1.9091 | 0 | 0 | 0 | 0 | 0 | 0
WI Large Coal Units Hg Rule v3.1, Unit 4139 and retrofits | 916 | 2200 | MACT Fuel Choice Floor in lbs/MMBtu | FALSE | L | Annual | Qualifying Generation | TWh | 1.9091 | 0 | 0 | 0 | 0 | 0 | 0
WI Large Coal Units Hg Rule v3.1, Unit 4139 and retrofits | 916 | 2200 | MACT Fuel Choice Floor in lbs/MMBtu | FALSE | L | Annual | Constraint Shadow Price | US$/Lb | 0 | 0 | 0 | 0 | 0 | 0 | 0
WI Large Coal Units Hg Rule v3.1, Unit 4140 and retrofits | 917 | 2200 | MACT Fuel Choice Floor in lbs/MMBtu | FALSE | L | Annual | Seasons Included | Seasons | Winter, Summer | Winter, Summer | Winter, Summer | Winter, Summer | Winter, Summer | Winter, Summer | Winter, Summer
WI Large Coal Units Hg Rule v3.1, Unit 4140 and retrofits | 917 | 2200 | MACT Fuel Choice Floor in lbs/MMBtu | FALSE | L | Annual | Emission Floor | lbs/MMBtu | 7.92e-07 | 7.92e-07 | 7.92e-07 | 7.92e-07 | 7.92e-07 | 7.92e-07 | 7.92e-07
WI Large Coal Units Hg Rule v3.1, Unit 4140 and retrofits | 917 | 2200 | MACT Fuel Choice Floor in lbs/MMBtu | FALSE | L | Annual | Emissions at Affected Plants MER | lbs | 21.6315 | 22.0236 | 15.6102 | 17.4527 | 17.4527 | 17.4527 | 21.6315
WI Large Coal Units Hg Rule v3.1, Unit 4140 and retrofits | 917 | 2200 | MACT Fuel Choice Floor in lbs/MMBtu | FALSE | L | Annual | Allowances Purchased MER | lbs | 0 | 0 | 0 | 0 | 0 | 0 | 0
WI Large Coal Units Hg Rule v3.1, Unit 4140 and retrofits | 917 | 2200 | MACT Fuel Choice Floor in lbs/MMBtu | FALSE | L | Annual | Allowances Sold MER | lbs | 0 | 0 | 0 | 0 | 0 | 0 | 0
WI Large Coal Units Hg Rule v3.1, Unit 4140 and retrofits | 917 | 2200 | MACT Fuel Choice Floor in lbs/MMBtu | FALSE | L | Annual | Allowances Banked | lbs | 0 | 0 | 0 | 0 | 0 | 0 | 0
WI Large Coal Units Hg Rule v3.1, Unit 4140 and retrofits | 917 | 2200 | MACT Fuel Choice Floor in lbs/MMBtu | FALSE | L | Annual | Allowances Withdrawn (1:1) | lbs | 0 | 0 | 0 | 0 | 0 | 0 | 0
WI Large Coal Units Hg Rule v3.1, Unit 4140 and retrofits | 917 | 2200 | MACT Fuel Choice Floor in lbs/MMBtu | FALSE | L | Annual | Allowances Withdrawn (n:1) | lbs | 0 | 0 | 0 | 0 | 0 | 0 | 0
WI Large Coal Units Hg Rule v3.1, Unit 4140 and retrofits | 917 | 2200 | MACT Fuel Choice Floor in lbs/MMBtu | FALSE | L | Annual | Net Emissions Allowance Position | lbs | 21.6315 | 22.0236 | 15.6102 | 17.4527 | 17.4527 | 17.4527 | 21.6315
WI Large Coal Units Hg Rule v3.1, Unit 4140 and retrofits | 917 | 2200 | MACT Fuel Choice Floor in lbs/MMBtu | FALSE | L | Annual | Fuel Consumed | TBtu | 40.1729 | 40.1259 | 28.9905 | 32.4122 | 32.4122 | 32.4122 | 40.1729
WI Large Coal Units Hg Rule v3.1, Unit 4140 and retrofits | 917 | 2200 | MACT Fuel Choice Floor in lbs/MMBtu | FALSE | L | Annual | Rate | lb/MMBtu | 5.3846e-07 | 5.4886e-07 | 5.3846e-07 | 5.3846e-07 | 5.3846e-07 | 5.3846e-07 | 5.3846e-07
WI Large Coal Units Hg Rule v3.1, Unit 4140 and retrofits | 917 | 2200 | MACT Fuel Choice Floor in lbs/MMBtu | FALSE | L | Annual | Generation | TWh | 3.9748 | 3.9748 | 2.8684 | 3.2069 | 3.2069 | 3.2069 | 3.9748
WI Large Coal Units Hg Rule v3.1, Unit 4140 and retrofits | 917 | 2200 | MACT Fuel Choice Floor in lbs/MMBtu | FALSE | L | Annual | Qualifying Generation | TWh | 3.9748 | 3.9748 | 2.8684 | 3.2069 | 3.2069 | 3.2069 | 3.9748
WI Large Coal Units Hg Rule v3.1, Unit 4140 and retrofits | 917 | 2200 | MACT Fuel Choice Floor in lbs/MMBtu | FALSE | L | Annual | Constraint Shadow Price | US$/Lb | 0 | 0 | 0 | 0 | 0 | 0 | 0
WI Large Coal Units Hg Rule v3.1, Unit 4141 and retrofits | 918 | 2200 | MACT Fuel Choice Floor in lbs/MMBtu | FALSE | L | Annual | Seasons Included | Seasons | Winter, Summer | Winter, Summer | Winter, Summer | Winter, Summer | Winter, Summer | Winter, Summer | Winter, Summer
WI Large Coal Units Hg Rule v3.1, Unit 4141 and retrofits | 918 | 2200 | MACT Fuel Choice Floor in lbs/MMBtu | FALSE | L | Annual | Emission Floor | lbs/MMBtu | 7.92e-07 | 7.92e-07 | 7.92e-07 | 7.92e-07 | 7.92e-07 | 7.92e-07 | 7.92e-07
WI Large Coal Units Hg Rule v3.1, Unit 4141 and retrofits | 918 | 2200 | MACT Fuel Choice Floor in lbs/MMBtu | FALSE | L | Annual | Emissions at Affected Plants MER | lbs | 11.728 | 11.0753 | 9.6713 | 10.4644 | 11.0753 | 11.0753 | 11.728
WI Large Coal Units Hg Rule v3.1, Unit 4141 and retrofits | 918 | 2200 | MACT Fuel Choice Floor in lbs/MMBtu | FALSE | L | Annual | Allowances Purchased MER | lbs | 0 | 0 | 0 | 0 | 0 | 0 | 0
WI Large Coal Units Hg Rule v3.1, Unit 4141 and retrofits | 918 | 2200 | MACT Fuel Choice Floor in lbs/MMBtu | FALSE | L | Annual | Allowances Sold MER | lbs | 0 | 0 | 0 | 0 | 0 | 0 | 0
WI Large Coal Units Hg Rule v3.1, Unit 4141 and retrofits | 918 | 2200 | MACT Fuel Choice Floor in lbs/MMBtu | FALSE | L | Annual | Allowances Banked | lbs | 0 | 0 | 0 | 0 | 0 | 0 | 0
WI Large Coal Units Hg Rule v3.1, Unit 4141 and retrofits | 918 | 2200 | MACT Fuel Choice Floor in lbs/MMBtu | FALSE | L | Annual | Allowances Withdrawn (1:1) | lbs | 0 | 0 | 0 | 0 | 0 | 0 | 0
WI Large Coal Units Hg Rule v3.1, Unit 4141 and retrofits | 918 | 2200 | MACT Fuel Choice Floor in lbs/MMBtu | FALSE | L | Annual | Allowances Withdrawn (n:1) | lbs | 0 | 0 | 0 | 0 | 0 | 0 | 0
WI Large Coal Units Hg Rule v3.1, Unit 4141 and retrofits | 918 | 2200 | MACT Fuel Choice Floor in lbs/MMBtu | FALSE | L | Annual | Net Emissions Allowance Position | lbs | 11.728 | 11.0753 | 9.6713 | 10.4644 | 11.0753 | 11.0753 | 11.728
WI Large Coal Units Hg Rule v3.1, Unit 4141 and retrofits | 918 | 2200 | MACT Fuel Choice Floor in lbs/MMBtu | FALSE | L | Annual | Fuel Consumed | TBtu | 21.8716 | 20.6543 | 18.036 | 19.5152 | 20.6543 | 20.6543 | 21.8716
WI Large Coal Units Hg Rule v3.1, Unit 4141 and retrofits | 918 | 2200 | MACT Fuel Choice Floor in lbs/MMBtu | FALSE | L | Annual | Rate | lb/MMBtu | 5.3622e-07 | 5.3622e-07 | 5.3622e-07 | 5.3622e-07 | 5.3622e-07 | 5.3622e-07 | 5.3622e-07
WI Large Coal Units Hg Rule v3.1, Unit 4141 and retrofits | 918 | 2200 | MACT Fuel Choice Floor in lbs/MMBtu | FALSE | L | Annual | Generation | TWh | 2.4098 | 2.2729 | 1.9848 | 2.1476 | 2.2729 | 2.2729 | 2.4069
WI Large Coal Units Hg Rule v3.1, Unit 4141 and retrofits | 918 | 2200 | MACT Fuel Choice Floor in lbs/MMBtu | FALSE | L | Annual | Qualifying Generation | TWh | 2.4098 | 2.2729 | 1.9848 | 2.1476 | 2.2729 | 2.2729 | 2.4069
WI Large Coal Units Hg Rule v3.1, Unit 4141 and retrofits | 918 | 2200 | MACT Fuel Choice Floor in lbs/MMBtu | FALSE | L | Annual | Constraint Shadow Price | US$/Lb | 0 | 0 | 0 | 0 | 0 | 0 | 0
WI Large Coal Units Hg Rule v3.1, Unit 4145 and retrofits | 919 | 2200 | MACT Fuel Choice Floor in lbs/MMBtu | FALSE | L | Annual | Seasons Included | Seasons | Winter, Summer | Winter, Summer | Winter, Summer | Winter, Summer | Winter, Summer | Winter, Summer | Winter, Summer
WI Large Coal Units Hg Rule v3.1, Unit 4145 and retrofits | 919 | 2200 | MACT Fuel Choice Floor in lbs/MMBtu | FALSE | L | Annual | Emission Floor | lbs/MMBtu | 7.92e-07 | 7.92e-07 | 7.92e-07 | 7.92e-07 | 7.92e-07 | 7.92e-07 | 7.92e-07
WI Large Coal Units Hg Rule v3.1, Unit 4145 and retrofits | 919 | 2200 | MACT Fuel Choice Floor in lbs/MMBtu | FALSE | L | Annual | Emissions at Affected Plants MER | lbs | 0.68308 | 0.63474 | 0.63474 | 0.63474 | 0.63474 | 0.63474 | 0.63474
WI Large Coal Units Hg Rule v3.1, Unit 4145 and retrofits | 919 | 2200 | MACT Fuel Choice Floor in lbs/MMBtu | FALSE | L | Annual | Allowances Purchased MER | lbs | 0 | 0 | 0 | 0 | 0 | 0 | 0
WI Large Coal Units Hg Rule v3.1, Unit 4145 and retrofits | 919 | 2200 | MACT Fuel Choice Floor in lbs/MMBtu | FALSE | L | Annual | Allowances Sold MER | lbs | 0 | 0 | 0 | 0 | 0 | 0 | 0
WI Large Coal Units Hg Rule v3.1, Unit 4145 and retrofits | 919 | 2200 | MACT Fuel Choice Floor in lbs/MMBtu | FALSE | L | Annual | Allowances Banked | lbs | 0 | 0 | 0 | 0 | 0 | 0 | 0
WI Large Coal Units Hg Rule v3.1, Unit 4145 and retrofits | 919 | 2200 | MACT Fuel Choice Floor in lbs/MMBtu | FALSE | L | Annual | Allowances Withdrawn (1:1) | lbs | 0 | 0 | 0 | 0 | 0 | 0 | 0
WI Large Coal Units Hg Rule v3.1, Unit 4145 and retrofits | 919 | 2200 | MACT Fuel Choice Floor in lbs/MMBtu | FALSE | L | Annual | Allowances Withdrawn (n:1) | lbs | 0 | 0 | 0 | 0 | 0 | 0 | 0
WI Large Coal Units Hg Rule v3.1, Unit 4145 and retrofits | 919 | 2200 | MACT Fuel Choice Floor in lbs/MMBtu | FALSE | L | Annual | Net Emissions Allowance Position | lbs | 0.68308 | 0.63474 | 0.63474 | 0.63474 | 0.63474 | 0.63474 | 0.63474
WI Large Coal Units Hg Rule v3.1, Unit 4145 and retrofits | 919 | 2200 | MACT Fuel Choice Floor in lbs/MMBtu | FALSE | L | Annual | Fuel Consumed | TBtu | 1.3277 | 1.274 | 1.274 | 1.274 | 1.274 | 1.274 | 1.274
WI Large Coal Units Hg Rule v3.1, Unit 4145 and retrofits | 919 | 2200 | MACT Fuel Choice Floor in lbs/MMBtu | FALSE | L | Annual | Rate | lb/MMBtu | 5.1449e-07 | 4.9823e-07 | 4.9823e-07 | 4.9823e-07 | 4.9823e-07 | 4.9823e-07 | 4.9823e-07
WI Large Coal Units Hg Rule v3.1, Unit 4145 and retrofits | 919 | 2200 | MACT Fuel Choice Floor in lbs/MMBtu | FALSE | L | Annual | Generation | TWh | 0.14002 | 0.13395 | 0.13395 | 0.13395 | 0.13395 | 0.13395 | 0.13395
WI Large Coal Units Hg Rule v3.1, Unit 4145 and retrofits | 919 | 2200 | MACT Fuel Choice Floor in lbs/MMBtu | FALSE | L | Annual | Qualifying Generation | TWh | 0.14002 | 0.13395 | 0.13395 | 0.13395 | 0.13395 | 0.13395 | 0.13395
WI Large Coal Units Hg Rule v3.1, Unit 4145 and retrofits | 919 | 2200 | MACT Fuel Choice Floor in lbs/MMBtu | FALSE | L | Annual | Constraint Shadow Price | US$/Lb | 0 | 0 | 0 | 0 | 0 | 0 | 0
WI Large Coal Units Hg Rule v3.1, Unit 4736 and retrofits | 920 | 2200 | MACT Fuel Choice Floor in lbs/MMBtu | FALSE | L | Annual | Seasons Included | Seasons | Winter, Summer | Winter, Summer | Winter, Summer | Winter, Summer | Winter, Summer | Winter, Summer | Winter, Summer
WI Large Coal Units Hg Rule v3.1, Unit 4736 and retrofits | 920 | 2200 | MACT Fuel Choice Floor in lbs/MMBtu | FALSE | L | Annual | Emission Floor | lbs/MMBtu | 7.92e-07 | 7.92e-07 | 7.92e-07 | 7.92e-07 | 7.92e-07 | 7.92e-07 | 7.92e-07
WI Large Coal Units Hg Rule v3.1, Unit 4736 and retrofits | 920 | 2200 | MACT Fuel Choice Floor in lbs/MMBtu | FALSE | L | Annual | Emissions at Affected Plants MER | lbs | 0 | 0 | 0 | 0 | 0 | 0 | 0
WI Large Coal Units Hg Rule v3.1, Unit 4736 and retrofits | 920 | 2200 | MACT Fuel Choice Floor in lbs/MMBtu | FALSE | L | Annual | Allowances Purchased MER | lbs | 0 | 0 | 0 | 0 | 0 | 0 | 0
WI Large Coal Units Hg Rule v3.1, Unit 4736 and retrofits | 920 | 2200 | MACT Fuel Choice Floor in lbs/MMBtu | FALSE | L | Annual | Allowances Sold MER | lbs | 0 | 0 | 0 | 0 | 0 | 0 | 0
WI Large Coal Units Hg Rule v3.1, Unit 4736 and retrofits | 920 | 2200 | MACT Fuel Choice Floor in lbs/MMBtu | FALSE | L | Annual | Allowances Banked | lbs | 0 | 0 | 0 | 0 | 0 | 0 | 0
WI Large Coal Units Hg Rule v3.1, Unit 4736 and retrofits | 920 | 2200 | MACT Fuel Choice Floor in lbs/MMBtu | FALSE | L | Annual | Allowances Withdrawn (1:1) | lbs | 0 | 0 | 0 | 0 | 0 | 0 | 0
WI Large Coal Units Hg Rule v3.1, Unit 4736 and retrofits | 920 | 2200 | MACT Fuel Choice Floor in lbs/MMBtu | FALSE | L | Annual | Allowances Withdrawn (n:1) | lbs | 0 | 0 | 0 | 0 | 0 | 0 | 0
WI Large Coal Units Hg Rule v3.1, Unit 4736 and retrofits | 920 | 2200 | MACT Fuel Choice Floor in lbs/MMBtu | FALSE | L | Annual | Net Emissions Allowance Position | lbs | 0 | 0 | 0 | 0 | 0 | 0 | 0
WI Large Coal Units Hg Rule v3.1, Unit 4736 and retrofits | 920 | 2200 | MACT Fuel Choice Floor in lbs/MMBtu | FALSE | L | Annual | Fuel Consumed | TBtu | 0 | 0 | 0 | 0 | 0 | 0 | 0
WI Large Coal Units Hg Rule v3.1, Unit 4736 and retrofits | 920 | 2200 | MACT Fuel Choice Floor in lbs/MMBtu | FALSE | L | Annual | Rate | lb/MMBtu | 0 | 0 | 0 | 0 | 0 | 0 | 0
WI Large Coal Units Hg Rule v3.1, Unit 4736 and retrofits | 920 | 2200 | MACT Fuel Choice Floor in lbs/MMBtu | FALSE | L | Annual | Generation | TWh | 0 | 0 | 0 | 0 | 0 | 0 | 0
WI Large Coal Units Hg Rule v3.1, Unit 4736 and retrofits | 920 | 2200 | MACT Fuel Choice Floor in lbs/MMBtu | FALSE | L | Annual | Qualifying Generation | TWh | 0 | 0 | 0 | 0 | 0 | 0 | 0
WI Large Coal Units Hg Rule v3.1, Unit 4736 and retrofits | 920 | 2200 | MACT Fuel Choice Floor in lbs/MMBtu | FALSE | L | Annual | Constraint Shadow Price | US$/Lb | 0 | 0 | 0 | 0 | 0 | 0 | 0
WI Large Coal Units Hg Rule v3.1, Unit 5202 and retrofits | 921 | 2200 | MACT Fuel Choice Floor in lbs/MMBtu | FALSE | L | Annual | Seasons Included | Seasons | Winter, Summer | Winter, Summer | Winter, Summer | Winter, Summer | Winter, Summer | Winter, Summer | Winter, Summer
WI Large Coal Units Hg Rule v3.1, Unit 5202 and retrofits | 921 | 2200 | MACT Fuel Choice Floor in lbs/MMBtu | FALSE | L | Annual | Emission Floor | lbs/MMBtu | 7.92e-07 | 7.92e-07 | 7.92e-07 | 7.92e-07 | 7.92e-07 | 7.92e-07 | 7.92e-07
WI Large Coal Units Hg Rule v3.1, Unit 5202 and retrofits | 921 | 2200 | MACT Fuel Choice Floor in lbs/MMBtu | FALSE | L | Annual | Emissions at Affected Plants MER | lbs | 0 | 0 | 0 | 0 | 0 | 0 | 0
WI Large Coal Units Hg Rule v3.1, Unit 5202 and retrofits | 921 | 2200 | MACT Fuel Choice Floor in lbs/MMBtu | FALSE | L | Annual | Allowances Purchased MER | lbs | 0 | 0 | 0 | 0 | 0 | 0 | 0
WI Large Coal Units Hg Rule v3.1, Unit 5202 and retrofits | 921 | 2200 | MACT Fuel Choice Floor in lbs/MMBtu | FALSE | L | Annual | Allowances Sold MER | lbs | 0 | 0 | 0 | 0 | 0 | 0 | 0
WI Large Coal Units Hg Rule v3.1, Unit 5202 and retrofits | 921 | 2200 | MACT Fuel Choice Floor in lbs/MMBtu | FALSE | L | Annual | Allowances Banked | lbs | 0 | 0 | 0 | 0 | 0 | 0 | 0
WI Large Coal Units Hg Rule v3.1, Unit 5202 and retrofits | 921 | 2200 | MACT Fuel Choice Floor in lbs/MMBtu | FALSE | L | Annual | Allowances Withdrawn (1:1) | lbs | 0 | 0 | 0 | 0 | 0 | 0 | 0
WI Large Coal Units Hg Rule v3.1, Unit 5202 and retrofits | 921 | 2200 | MACT Fuel Choice Floor in lbs/MMBtu | FALSE | L | Annual | Allowances Withdrawn (n:1) | lbs | 0 | 0 | 0 | 0 | 0 | 0 | 0
WI Large Coal Units Hg Rule v3.1, Unit 5202 and retrofits | 921 | 2200 | MACT Fuel Choice Floor in lbs/MMBtu | FALSE | L | Annual | Net Emissions Allowance Position | lbs | 0 | 0 | 0 | 0 | 0 | 0 | 0
WI Large Coal Units Hg Rule v3.1, Unit 5202 and retrofits | 921 | 2200 | MACT Fuel Choice Floor in lbs/MMBtu | FALSE | L | Annual | Fuel Consumed | TBtu | 0 | 0 | 0 | 0 | 0 | 0 | 0
WI Large Coal Units Hg Rule v3.1, Unit 5202 and retrofits | 921 | 2200 | MACT Fuel Choice Floor in lbs/MMBtu | FALSE | L | Annual | Rate | lb/MMBtu | 0 | 0 | 0 | 0 | 0 | 0 | 0
WI Large Coal Units Hg Rule v3.1, Unit 5202 and retrofits | 921 | 2200 | MACT Fuel Choice Floor in lbs/MMBtu | FALSE | L | Annual | Generation | TWh | 0 | 0 | 0 | 0 | 0 | 0 | 0
WI Large Coal Units Hg Rule v3.1, Unit 5202 and retrofits | 921 | 2200 | MACT Fuel Choice Floor in lbs/MMBtu | FALSE | L | Annual | Qualifying Generation | TWh | 0 | 0 | 0 | 0 | 0 | 0 | 0
WI Large Coal Units Hg Rule v3.1, Unit 5202 and retrofits | 921 | 2200 | MACT Fuel Choice Floor in lbs/MMBtu | FALSE | L | Annual | Constraint Shadow Price | US$/Lb | 0 | 0 | 0 | 0 | 0 | 0 | 0
WI Large Coal Units Hg Rule v3.1, Unit 5409 and retrofits | 922 | 2200 | MACT Fuel Choice Floor in lbs/MMBtu | FALSE | L | Annual | Seasons Included | Seasons | Winter, Summer | Winter, Summer | Winter, Summer | Winter, Summer | Winter, Summer | Winter, Summer | Winter, Summer
WI Large Coal Units Hg Rule v3.1, Unit 5409 and retrofits | 922 | 2200 | MACT Fuel Choice Floor in lbs/MMBtu | FALSE | L | Annual | Emission Floor | lbs/MMBtu | 7.92e-07 | 7.92e-07 | 7.92e-07 | 7.92e-07 | 7.92e-07 | 7.92e-07 | 7.92e-07
WI Large Coal Units Hg Rule v3.1, Unit 5409 and retrofits | 922 | 2200 | MACT Fuel Choice Floor in lbs/MMBtu | FALSE | L | Annual | Emissions at Affected Plants MER | lbs | 24.0532 | 24.9389 | 19.4066 | 20.1211 | 19.4066 | 21.0105 | 24.9389
WI Large Coal Units Hg Rule v3.1, Unit 5409 and retrofits | 922 | 2200 | MACT Fuel Choice Floor in lbs/MMBtu | FALSE | L | Annual | Allowances Purchased MER | lbs | 0 | 0 | 0 | 0 | 0 | 0 | 0
WI Large Coal Units Hg Rule v3.1, Unit 5409 and retrofits | 922 | 2200 | MACT Fuel Choice Floor in lbs/MMBtu | FALSE | L | Annual | Allowances Sold MER | lbs | 0 | 0 | 0 | 0 | 0 | 0 | 0
WI Large Coal Units Hg Rule v3.1, Unit 5409 and retrofits | 922 | 2200 | MACT Fuel Choice Floor in lbs/MMBtu | FALSE | L | Annual | Allowances Banked | lbs | 0 | 0 | 0 | 0 | 0 | 0 | 0
WI Large Coal Units Hg Rule v3.1, Unit 5409 and retrofits | 922 | 2200 | MACT Fuel Choice Floor in lbs/MMBtu | FALSE | L | Annual | Allowances Withdrawn (1:1) | lbs | 0 | 0 | 0 | 0 | 0 | 0 | 0
WI Large Coal Units Hg Rule v3.1, Unit 5409 and retrofits | 922 | 2200 | MACT Fuel Choice Floor in lbs/MMBtu | FALSE | L | Annual | Allowances Withdrawn (n:1) | lbs | 0 | 0 | 0 | 0 | 0 | 0 | 0
WI Large Coal Units Hg Rule v3.1, Unit 5409 and retrofits | 922 | 2200 | MACT Fuel Choice Floor in lbs/MMBtu | FALSE | L | Annual | Net Emissions Allowance Position | lbs | 24.0532 | 24.9389 | 19.4066 | 20.1211 | 19.4066 | 21.0105 | 24.9389
WI Large Coal Units Hg Rule v3.1, Unit 5409 and retrofits | 922 | 2200 | MACT Fuel Choice Floor in lbs/MMBtu | FALSE | L | Annual | Fuel Consumed | TBtu | 44.5605 | 44.4544 | 35.9522 | 35.8665 | 35.9522 | 38.9236 | 44.4544
WI Large Coal Units Hg Rule v3.1, Unit 5409 and retrofits | 922 | 2200 | MACT Fuel Choice Floor in lbs/MMBtu | FALSE | L | Annual | Rate | lb/MMBtu | 5.3979e-07 | 5.61e-07 | 5.3979e-07 | 5.61e-07 | 5.3979e-07 | 5.3979e-07 | 5.61e-07
WI Large Coal Units Hg Rule v3.1, Unit 5409 and retrofits | 922 | 2200 | MACT Fuel Choice Floor in lbs/MMBtu | FALSE | L | Annual | Generation | TWh | 4.2339 | 4.2339 | 3.416 | 3.416 | 3.416 | 3.6983 | 4.2339
WI Large Coal Units Hg Rule v3.1, Unit 5409 and retrofits | 922 | 2200 | MACT Fuel Choice Floor in lbs/MMBtu | FALSE | L | Annual | Qualifying Generation | TWh | 4.2339 | 4.2339 | 3.416 | 3.416 | 3.416 | 3.6983 | 4.2339
WI Large Coal Units Hg Rule v3.1, Unit 5409 and retrofits | 922 | 2200 | MACT Fuel Choice Floor in lbs/MMBtu | FALSE | L | Annual | Constraint Shadow Price | US$/Lb | 0 | 0 | 0 | 0 | 0 | 0 | 0
WI Large Coal Units Hg Rule v3.1, Unit 5410 and retrofits | 923 | 2200 | MACT Fuel Choice Floor in lbs/MMBtu | FALSE | L | Annual | Seasons Included | Seasons | Winter, Summer | Winter, Summer | Winter, Summer | Winter, Summer | Winter, Summer | Winter, Summer | Winter, Summer
WI Large Coal Units Hg Rule v3.1, Unit 5410 and retrofits | 923 | 2200 | MACT Fuel Choice Floor in lbs/MMBtu | FALSE | L | Annual | Emission Floor | lbs/MMBtu | 7.92e-07 | 7.92e-07 | 7.92e-07 | 7.92e-07 | 7.92e-07 | 7.92e-07 | 7.92e-07
WI Large Coal Units Hg Rule v3.1, Unit 5410 and retrofits | 923 | 2200 | MACT Fuel Choice Floor in lbs/MMBtu | FALSE | L | Annual | Emissions at Affected Plants MER | lbs | 24.9535 | 25.0388 | 18.9122 | 20.2018 | 19.4843 | 21.0947 | 25.0388
WI Large Coal Units Hg Rule v3.1, Unit 5410 and retrofits | 923 | 2200 | MACT Fuel Choice Floor in lbs/MMBtu | FALSE | L | Annual | Allowances Purchased MER | lbs | 0 | 0 | 0 | 0 | 0 | 0 | 0
WI Large Coal Units Hg Rule v3.1, Unit 5410 and retrofits | 923 | 2200 | MACT Fuel Choice Floor in lbs/MMBtu | FALSE | L | Annual | Allowances Sold MER | lbs | 0 | 0 | 0 | 0 | 0 | 0 | 0
WI Large Coal Units Hg Rule v3.1, Unit 5410 and retrofits | 923 | 2200 | MACT Fuel Choice Floor in lbs/MMBtu | FALSE | L | Annual | Allowances Banked | lbs | 0 | 0 | 0 | 0 | 0 | 0 | 0
WI Large Coal Units Hg Rule v3.1, Unit 5410 and retrofits | 923 | 2200 | MACT Fuel Choice Floor in lbs/MMBtu | FALSE | L | Annual | Allowances Withdrawn (1:1) | lbs | 0 | 0 | 0 | 0 | 0 | 0 | 0
WI Large Coal Units Hg Rule v3.1, Unit 5410 and retrofits | 923 | 2200 | MACT Fuel Choice Floor in lbs/MMBtu | FALSE | L | Annual | Allowances Withdrawn (n:1) | lbs | 0 | 0 | 0 | 0 | 0 | 0 | 0
WI Large Coal Units Hg Rule v3.1, Unit 5410 and retrofits | 923 | 2200 | MACT Fuel Choice Floor in lbs/MMBtu | FALSE | L | Annual | Net Emissions Allowance Position | lbs | 24.9535 | 25.0388 | 18.9122 | 20.2018 | 19.4843 | 21.0947 | 25.0388
WI Large Coal Units Hg Rule v3.1, Unit 5410 and retrofits | 923 | 2200 | MACT Fuel Choice Floor in lbs/MMBtu | FALSE | L | Annual | Fuel Consumed | TBtu | 44.6428 | 44.6325 | 35.0363 | 36.0103 | 36.0963 | 39.0796 | 44.6325
WI Large Coal Units Hg Rule v3.1, Unit 5410 and retrofits | 923 | 2200 | MACT Fuel Choice Floor in lbs/MMBtu | FALSE | L | Annual | Rate | lb/MMBtu | 5.5896e-07 | 5.61e-07 | 5.3979e-07 | 5.61e-07 | 5.3979e-07 | 5.3979e-07 | 5.61e-07
WI Large Coal Units Hg Rule v3.1, Unit 5410 and retrofits | 923 | 2200 | MACT Fuel Choice Floor in lbs/MMBtu | FALSE | L | Annual | Generation | TWh | 4.2339 | 4.2339 | 3.3157 | 3.416 | 3.416 | 3.6983 | 4.2339
WI Large Coal Units Hg Rule v3.1, Unit 5410 and retrofits | 923 | 2200 | MACT Fuel Choice Floor in lbs/MMBtu | FALSE | L | Annual | Qualifying Generation | TWh | 4.2339 | 4.2339 | 3.3157 | 3.416 | 3.416 | 3.6983 | 4.2339
WI Large Coal Units Hg Rule v3.1, Unit 5410 and retrofits | 923 | 2200 | MACT Fuel Choice Floor in lbs/MMBtu | FALSE | L | Annual | Constraint Shadow Price | US$/Lb | 0 | 0 | 0 | 0 | 0 | 0 | 0
WI Large Coal Units Hg Rule v3.1, Unit 5411 and retrofits | 924 | 2200 | MACT Fuel Choice Floor in lbs/MMBtu | FALSE | L | Annual | Seasons Included | Seasons | Winter, Summer | Winter, Summer | Winter, Summer | Winter, Summer | Winter, Summer | Winter, Summer | Winter, Summer
WI Large Coal Units Hg Rule v3.1, Unit 5411 and retrofits | 924 | 2200 | MACT Fuel Choice Floor in lbs/MMBtu | FALSE | L | Annual | Emission Floor | lbs/MMBtu | 7.92e-07 | 7.92e-07 | 7.92e-07 | 7.92e-07 | 7.92e-07 | 7.92e-07 | 7.92e-07
WI Large Coal Units Hg Rule v3.1, Unit 5411 and retrofits | 924 | 2200 | MACT Fuel Choice Floor in lbs/MMBtu | FALSE | L | Annual | Emissions at Affected Plants MER | lbs | 11.1477 | 11.1477 | 8.9955 | 8.9955 | 9.7875 | 10.7435 | 11.1477
WI Large Coal Units Hg Rule v3.1, Unit 5411 and retrofits | 924 | 2200 | MACT Fuel Choice Floor in lbs/MMBtu | FALSE | L | Annual | Allowances Purchased MER | lbs | 0 | 0 | 0 | 0 | 0 | 0 | 0
WI Large Coal Units Hg Rule v3.1, Unit 5411 and retrofits | 924 | 2200 | MACT Fuel Choice Floor in lbs/MMBtu | FALSE | L | Annual | Allowances Sold MER | lbs | 0 | 0 | 0 | 0 | 0 | 0 | 0
WI Large Coal Units Hg Rule v3.1, Unit 5411 and retrofits | 924 | 2200 | MACT Fuel Choice Floor in lbs/MMBtu | FALSE | L | Annual | Allowances Banked | lbs | 0 | 0 | 0 | 0 | 0 | 0 | 0
WI Large Coal Units Hg Rule v3.1, Unit 5411 and retrofits | 924 | 2200 | MACT Fuel Choice Floor in lbs/MMBtu | FALSE | L | Annual | Allowances Withdrawn (1:1) | lbs | 0 | 0 | 0 | 0 | 0 | 0 | 0
WI Large Coal Units Hg Rule v3.1, Unit 5411 and retrofits | 924 | 2200 | MACT Fuel Choice Floor in lbs/MMBtu | FALSE | L | Annual | Allowances Withdrawn (n:1) | lbs | 0 | 0 | 0 | 0 | 0 | 0 | 0
WI Large Coal Units Hg Rule v3.1, Unit 5411 and retrofits | 924 | 2200 | MACT Fuel Choice Floor in lbs/MMBtu | FALSE | L | Annual | Net Emissions Allowance Position | lbs | 11.1477 | 11.1477 | 8.9955 | 8.9955 | 9.7875 | 10.7435 | 11.1477
WI Large Coal Units Hg Rule v3.1, Unit 5411 and retrofits | 924 | 2200 | MACT Fuel Choice Floor in lbs/MMBtu | FALSE | L | Annual | Fuel Consumed | TBtu | 20.7037 | 20.7037 | 16.7065 | 16.7065 | 18.1775 | 19.9529 | 20.7037
WI Large Coal Units Hg Rule v3.1, Unit 5411 and retrofits | 924 | 2200 | MACT Fuel Choice Floor in lbs/MMBtu | FALSE | L | Annual | Rate | lb/MMBtu | 5.3844e-07 | 5.3844e-07 | 5.3844e-07 | 5.3844e-07 | 5.3844e-07 | 5.3844e-07 | 5.3844e-07
WI Large Coal Units Hg Rule v3.1, Unit 5411 and retrofits | 924 | 2200 | MACT Fuel Choice Floor in lbs/MMBtu | FALSE | L | Annual | Generation | TWh | 2.1248 | 2.1248 | 1.7146 | 1.7146 | 1.8656 | 2.0478 | 2.1248
WI Large Coal Units Hg Rule v3.1, Unit 5411 and retrofits | 924 | 2200 | MACT Fuel Choice Floor in lbs/MMBtu | FALSE | L | Annual | Qualifying Generation | TWh | 2.1248 | 2.1248 | 1.7146 | 1.7146 | 1.8656 | 2.0478 | 2.1248
WI Large Coal Units Hg Rule v3.1, Unit 5411 and retrofits | 924 | 2200 | MACT Fuel Choice Floor in lbs/MMBtu | FALSE | L | Annual | Constraint Shadow Price | US$/Lb | 0 | 0 | 0 | 0 | 0 | 0 | 0
WI Large Coal Units Hg Rule v3.1, Unit 5412 and retrofits | 925 | 2200 | MACT Fuel Choice Floor in lbs/MMBtu | FALSE | L | Annual | Seasons Included | Seasons | Winter, Summer | Winter, Summer | Winter, Summer | Winter, Summer | Winter, Summer | Winter, Summer | Winter, Summer
WI Large Coal Units Hg Rule v3.1, Unit 5412 and retrofits | 925 | 2200 | MACT Fuel Choice Floor in lbs/MMBtu | FALSE | L | Annual | Emission Floor | lbs/MMBtu | 7.92e-07 | 7.92e-07 | 7.92e-07 | 7.92e-07 | 7.92e-07 | 7.92e-07 | 7.92e-07
WI Large Coal Units Hg Rule v3.1, Unit 5412 and retrofits | 925 | 2200 | MACT Fuel Choice Floor in lbs/MMBtu | FALSE | L | Annual | Emissions at Affected Plants MER | lbs | 11.9717 | 11.9717 | 9.6646 | 9.6646 | 9.6646 | 10.4572 | 11.9717
WI Large Coal Units Hg Rule v3.1, Unit 5412 and retrofits | 925 | 2200 | MACT Fuel Choice Floor in lbs/MMBtu | FALSE | L | Annual | Allowances Purchased MER | lbs | 0 | 0 | 0 | 0 | 0 | 0 | 0
WI Large Coal Units Hg Rule v3.1, Unit 5412 and retrofits | 925 | 2200 | MACT Fuel Choice Floor in lbs/MMBtu | FALSE | L | Annual | Allowances Sold MER | lbs | 0 | 0 | 0 | 0 | 0 | 0 | 0
WI Large Coal Units Hg Rule v3.1, Unit 5412 and retrofits | 925 | 2200 | MACT Fuel Choice Floor in lbs/MMBtu | FALSE | L | Annual | Allowances Banked | lbs | 0 | 0 | 0 | 0 | 0 | 0 | 0
WI Large Coal Units Hg Rule v3.1, Unit 5412 and retrofits | 925 | 2200 | MACT Fuel Choice Floor in lbs/MMBtu | FALSE | L | Annual | Allowances Withdrawn (1:1) | lbs | 0 | 0 | 0 | 0 | 0 | 0 | 0
WI Large Coal Units Hg Rule v3.1, Unit 5412 and retrofits | 925 | 2200 | MACT Fuel Choice Floor in lbs/MMBtu | FALSE | L | Annual | Allowances Withdrawn (n:1) | lbs | 0 | 0 | 0 | 0 | 0 | 0 | 0
WI Large Coal Units Hg Rule v3.1, Unit 5412 and retrofits | 925 | 2200 | MACT Fuel Choice Floor in lbs/MMBtu | FALSE | L | Annual | Net Emissions Allowance Position | lbs | 11.9717 | 11.9717 | 9.6646 | 9.6646 | 9.6646 | 10.4572 | 11.9717
WI Large Coal Units Hg Rule v3.1, Unit 5412 and retrofits | 925 | 2200 | MACT Fuel Choice Floor in lbs/MMBtu | FALSE | L | Annual | Fuel Consumed | TBtu | 22.234 | 22.234 | 17.9493 | 17.9493 | 17.9493 | 19.4214 | 22.234
WI Large Coal Units Hg Rule v3.1, Unit 5412 and retrofits | 925 | 2200 | MACT Fuel Choice Floor in lbs/MMBtu | FALSE | L | Annual | Rate | lb/MMBtu | 5.3844e-07 | 5.3844e-07 | 5.3844e-07 | 5.3844e-07 | 5.3844e-07 | 5.3844e-07 | 5.3844e-07
WI Large Coal Units Hg Rule v3.1, Unit 5412 and retrofits | 925 | 2200 | MACT Fuel Choice Floor in lbs/MMBtu | FALSE | L | Annual | Generation | TWh | 2.2748 | 2.2748 | 1.8364 | 1.8364 | 1.8364 | 1.987 | 2.2748
WI Large Coal Units Hg Rule v3.1, Unit 5412 and retrofits | 925 | 2200 | MACT Fuel Choice Floor in lbs/MMBtu | FALSE | L | Annual | Qualifying Generation | TWh | 2.2748 | 2.2748 | 1.8364 | 1.8364 | 1.8364 | 1.987 | 2.2748
WI Large Coal Units Hg Rule v3.1, Unit 5412 and retrofits | 925 | 2200 | MACT Fuel Choice Floor in lbs/MMBtu | FALSE | L | Annual | Constraint Shadow Price | US$/Lb | 0 | 0 | 0 | 0 | 0 | 0 | 0
WI Large Coal Units Hg Rule v3.1, Unit 5413 and retrofits | 926 | 2200 | MACT Fuel Choice Floor in lbs/MMBtu | FALSE | L | Annual | Seasons Included | Seasons | Winter, Summer | Winter, Summer | Winter, Summer | Winter, Summer | Winter, Summer | Winter, Summer | Winter, Summer
WI Large Coal Units Hg Rule v3.1, Unit 5413 and retrofits | 926 | 2200 | MACT Fuel Choice Floor in lbs/MMBtu | FALSE | L | Annual | Emission Floor | lbs/MMBtu | 7.92e-07 | 7.92e-07 | 7.92e-07 | 7.92e-07 | 7.92e-07 | 7.92e-07 | 7.92e-07
WI Large Coal Units Hg Rule v3.1, Unit 5413 and retrofits | 926 | 2200 | MACT Fuel Choice Floor in lbs/MMBtu | FALSE | L | Annual | Emissions at Affected Plants MER | lbs | 9.6293 | 9.6293 | 9.0954 | 9.0954 | 9.6293 | 9.6293 | 9.6293
WI Large Coal Units Hg Rule v3.1, Unit 5413 and retrofits | 926 | 2200 | MACT Fuel Choice Floor in lbs/MMBtu | FALSE | L | Annual | Allowances Purchased MER | lbs | 0 | 0 | 0 | 0 | 0 | 0 | 0
WI Large Coal Units Hg Rule v3.1, Unit 5413 and retrofits | 926 | 2200 | MACT Fuel Choice Floor in lbs/MMBtu | FALSE | L | Annual | Allowances Sold MER | lbs | 0 | 0 | 0 | 0 | 0 | 0 | 0
WI Large Coal Units Hg Rule v3.1, Unit 5413 and retrofits | 926 | 2200 | MACT Fuel Choice Floor in lbs/MMBtu | FALSE | L | Annual | Allowances Banked | lbs | 0 | 0 | 0 | 0 | 0 | 0 | 0
WI Large Coal Units Hg Rule v3.1, Unit 5413 and retrofits | 926 | 2200 | MACT Fuel Choice Floor in lbs/MMBtu | FALSE | L | Annual | Allowances Withdrawn (1:1) | lbs | 0 | 0 | 0 | 0 | 0 | 0 | 0
WI Large Coal Units Hg Rule v3.1, Unit 5413 and retrofits | 926 | 2200 | MACT Fuel Choice Floor in lbs/MMBtu | FALSE | L | Annual | Allowances Withdrawn (n:1) | lbs | 0 | 0 | 0 | 0 | 0 | 0 | 0
WI Large Coal Units Hg Rule v3.1, Unit 5413 and retrofits | 926 | 2200 | MACT Fuel Choice Floor in lbs/MMBtu | FALSE | L | Annual | Net Emissions Allowance Position | lbs | 9.6293 | 9.6293 | 9.0954 | 9.0954 | 9.6293 | 9.6293 | 9.6293
WI Large Coal Units Hg Rule v3.1, Unit 5413 and retrofits | 926 | 2200 | MACT Fuel Choice Floor in lbs/MMBtu | FALSE | L | Annual | Fuel Consumed | TBtu | 17.8837 | 17.8837 | 16.8921 | 16.8921 | 17.8837 | 17.8837 | 17.8837
WI Large Coal Units Hg Rule v3.1, Unit 5413 and retrofits | 926 | 2200 | MACT Fuel Choice Floor in lbs/MMBtu | FALSE | L | Annual | Rate | lb/MMBtu | 5.3844e-07 | 5.3844e-07 | 5.3844e-07 | 5.3844e-07 | 5.3844e-07 | 5.3844e-07 | 5.3844e-07
WI Large Coal Units Hg Rule v3.1, Unit 5413 and retrofits | 926 | 2200 | MACT Fuel Choice Floor in lbs/MMBtu | FALSE | L | Annual | Generation | TWh | 1.8719 | 1.8719 | 1.7681 | 1.7681 | 1.8719 | 1.8719 | 1.8719
WI Large Coal Units Hg Rule v3.1, Unit 5413 and retrofits | 926 | 2200 | MACT Fuel Choice Floor in lbs/MMBtu | FALSE | L | Annual | Qualifying Generation | TWh | 1.8719 | 1.8719 | 1.7681 | 1.7681 | 1.8719 | 1.8719 | 1.8719
WI Large Coal Units Hg Rule v3.1, Unit 5413 and retrofits | 926 | 2200 | MACT Fuel Choice Floor in lbs/MMBtu | FALSE | L | Annual | Constraint Shadow Price | US$/Lb | 0 | 0 | 0 | 0 | 0 | 0 | 0
WI Large Coal Units Hg Rule v3.1, Unit 5414 and retrofits | 927 | 2200 | MACT Fuel Choice Floor in lbs/MMBtu | FALSE | L | Annual | Seasons Included | Seasons | Winter, Summer | Winter, Summer | Winter, Summer | Winter, Summer | Winter, Summer | Winter, Summer | Winter, Summer
WI Large Coal Units Hg Rule v3.1, Unit 5414 and retrofits | 927 | 2200 | MACT Fuel Choice Floor in lbs/MMBtu | FALSE | L | Annual | Emission Floor | lbs/MMBtu | 7.92e-07 | 7.92e-07 | 7.92e-07 | 7.92e-07 | 7.92e-07 | 7.92e-07 | 7.92e-07
WI Large Coal Units Hg Rule v3.1, Unit 5414 and retrofits | 927 | 2200 | MACT Fuel Choice Floor in lbs/MMBtu | FALSE | L | Annual | Emissions at Affected Plants MER | lbs | 9.5301 | 9.5301 | 7.8135 | 8.4581 | 9.0783 | 9.5301 | 9.5301
WI Large Coal Units Hg Rule v3.1, Unit 5414 and retrofits | 927 | 2200 | MACT Fuel Choice Floor in lbs/MMBtu | FALSE | L | Annual | Allowances Purchased MER | lbs | 0 | 0 | 0 | 0 | 0 | 0 | 0
WI Large Coal Units Hg Rule v3.1, Unit 5414 and retrofits | 927 | 2200 | MACT Fuel Choice Floor in lbs/MMBtu | FALSE | L | Annual | Allowances Sold MER | lbs | 0 | 0 | 0 | 0 | 0 | 0 | 0
WI Large Coal Units Hg Rule v3.1, Unit 5414 and retrofits | 927 | 2200 | MACT Fuel Choice Floor in lbs/MMBtu | FALSE | L | Annual | Allowances Banked | lbs | 0 | 0 | 0 | 0 | 0 | 0 | 0
WI Large Coal Units Hg Rule v3.1, Unit 5414 and retrofits | 927 | 2200 | MACT Fuel Choice Floor in lbs/MMBtu | FALSE | L | Annual | Allowances Withdrawn (1:1) | lbs | 0 | 0 | 0 | 0 | 0 | 0 | 0
WI Large Coal Units Hg Rule v3.1, Unit 5414 and retrofits | 927 | 2200 | MACT Fuel Choice Floor in lbs/MMBtu | FALSE | L | Annual | Allowances Withdrawn (n:1) | lbs | 0 | 0 | 0 | 0 | 0 | 0 | 0
WI Large Coal Units Hg Rule v3.1, Unit 5414 and retrofits | 927 | 2200 | MACT Fuel Choice Floor in lbs/MMBtu | FALSE | L | Annual | Net Emissions Allowance Position | lbs | 9.5301 | 9.5301 | 7.8135 | 8.4581 | 9.0783 | 9.5301 | 9.5301
WI Large Coal Units Hg Rule v3.1, Unit 5414 and retrofits | 927 | 2200 | MACT Fuel Choice Floor in lbs/MMBtu | FALSE | L | Annual | Fuel Consumed | TBtu | 17.6995 | 17.6995 | 14.5114 | 15.7085 | 16.8604 | 17.6995 | 17.6995
WI Large Coal Units Hg Rule v3.1, Unit 5414 and retrofits | 927 | 2200 | MACT Fuel Choice Floor in lbs/MMBtu | FALSE | L | Annual | Rate | lb/MMBtu | 5.3844e-07 | 5.3844e-07 | 5.3844e-07 | 5.3844e-07 | 5.3844e-07 | 5.3844e-07 | 5.3844e-07
WI Large Coal Units Hg Rule v3.1, Unit 5414 and retrofits | 927 | 2200 | MACT Fuel Choice Floor in lbs/MMBtu | FALSE | L | Annual | Generation | TWh | 1.8502 | 1.8502 | 1.517 | 1.6421 | 1.7625 | 1.8502 | 1.8502
WI Large Coal Units Hg Rule v3.1, Unit 5414 and retrofits | 927 | 2200 | MACT Fuel Choice Floor in lbs/MMBtu | FALSE | L | Annual | Qualifying Generation | TWh | 1.8502 | 1.8502 | 1.517 | 1.6421 | 1.7625 | 1.8502 | 1.8502
WI Large Coal Units Hg Rule v3.1, Unit 5414 and retrofits | 927 | 2200 | MACT Fuel Choice Floor in lbs/MMBtu | FALSE | L | Annual | Constraint Shadow Price | US$/Lb | 0 | 0 | 0 | 0 | 0 | 0 | 0
WI Large Coal Units Hg Rule v3.1, Unit 5415 and retrofits | 928 | 2200 | MACT Fuel Choice Floor in lbs/MMBtu | FALSE | L | Annual | Seasons Included | Seasons | Winter, Summer | Winter, Summer | Winter, Summer | Winter, Summer | Winter, Summer | Winter, Summer | Winter, Summer
WI Large Coal Units Hg Rule v3.1, Unit 5415 and retrofits | 928 | 2200 | MACT Fuel Choice Floor in lbs/MMBtu | FALSE | L | Annual | Emission Floor | lbs/MMBtu | 7.92e-07 | 7.92e-07 | 7.92e-07 | 7.92e-07 | 7.92e-07 | 7.92e-07 | 7.92e-07
WI Large Coal Units Hg Rule v3.1, Unit 5415 and retrofits | 928 | 2200 | MACT Fuel Choice Floor in lbs/MMBtu | FALSE | L | Annual | Emissions at Affected Plants MER | lbs | 17.9224 | 30.5222 | 28.8245 | 30.5222 | 30.5222 | 30.5222 | 30.5222
WI Large Coal Units Hg Rule v3.1, Unit 5415 and retrofits | 928 | 2200 | MACT Fuel Choice Floor in lbs/MMBtu | FALSE | L | Annual | Allowances Purchased MER | lbs | 0 | 0 | 0 | 0 | 0 | 0 | 0
WI Large Coal Units Hg Rule v3.1, Unit 5415 and retrofits | 928 | 2200 | MACT Fuel Choice Floor in lbs/MMBtu | FALSE | L | Annual | Allowances Sold MER | lbs | 0 | 0 | 0 | 0 | 0 | 0 | 0
WI Large Coal Units Hg Rule v3.1, Unit 5415 and retrofits | 928 | 2200 | MACT Fuel Choice Floor in lbs/MMBtu | FALSE | L | Annual | Allowances Banked | lbs | 0 | 0 | 0 | 0 | 0 | 0 | 0
WI Large Coal Units Hg Rule v3.1, Unit 5415 and retrofits | 928 | 2200 | MACT Fuel Choice Floor in lbs/MMBtu | FALSE | L | Annual | Allowances Withdrawn (1:1) | lbs | 0 | 0 | 0 | 0 | 0 | 0 | 0
WI Large Coal Units Hg Rule v3.1, Unit 5415 and retrofits | 928 | 2200 | MACT Fuel Choice Floor in lbs/MMBtu | FALSE | L | Annual | Allowances Withdrawn (n:1) | lbs | 0 | 0 | 0 | 0 | 0 | 0 | 0
WI Large Coal Units Hg Rule v3.1, Unit 5415 and retrofits | 928 | 2200 | MACT Fuel Choice Floor in lbs/MMBtu | FALSE | L | Annual | Net Emissions Allowance Position | lbs | 17.9224 | 30.5222 | 28.8245 | 30.5222 | 30.5222 | 30.5222 | 30.5222
WI Large Coal Units Hg Rule v3.1, Unit 5415 and retrofits | 928 | 2200 | MACT Fuel Choice Floor in lbs/MMBtu | FALSE | L | Annual | Fuel Consumed | TBtu | 42.0834 | 44.0145 | 41.5663 | 44.0145 | 44.0145 | 44.0145 | 44.0145
WI Large Coal Units Hg Rule v3.1, Unit 5415 and retrofits | 928 | 2200 | MACT Fuel Choice Floor in lbs/MMBtu | FALSE | L | Annual | Rate | lb/MMBtu | 4.2588e-07 | 6.9346e-07 | 6.9346e-07 | 6.9346e-07 | 6.9346e-07 | 6.9346e-07 | 6.9346e-07
WI Large Coal Units Hg Rule v3.1, Unit 5415 and retrofits | 928 | 2200 | MACT Fuel Choice Floor in lbs/MMBtu | FALSE | L | Annual | Generation | TWh | 4.4198 | 4.6226 | 4.3655 | 4.6226 | 4.6226 | 4.6226 | 4.6226
WI Large Coal Units Hg Rule v3.1, Unit 5415 and retrofits | 928 | 2200 | MACT Fuel Choice Floor in lbs/MMBtu | FALSE | L | Annual | Qualifying Generation | TWh | 4.4198 | 4.6226 | 4.3655 | 4.6226 | 4.6226 | 4.6226 | 4.6226
WI Large Coal Units Hg Rule v3.1, Unit 5415 and retrofits | 928 | 2200 | MACT Fuel Choice Floor in lbs/MMBtu | FALSE | L | Annual | Constraint Shadow Price | US$/Lb | 0 | 0 | 0 | 0 | 0 | 0 | 0
WI Large Coal Units Hg Rule v3.1, Unit 5416 and retrofits | 929 | 2200 | MACT Fuel Choice Floor in lbs/MMBtu | FALSE | L | Annual | Seasons Included | Seasons | Winter, Summer | Winter, Summer | Winter, Summer | Winter, Summer | Winter, Summer | Winter, Summer | Winter, Summer
WI Large Coal Units Hg Rule v3.1, Unit 5416 and retrofits | 929 | 2200 | MACT Fuel Choice Floor in lbs/MMBtu | FALSE | L | Annual | Emission Floor | lbs/MMBtu | 7.92e-07 | 7.92e-07 | 7.92e-07 | 7.92e-07 | 7.92e-07 | 7.92e-07 | 7.92e-07
WI Large Coal Units Hg Rule v3.1, Unit 5416 and retrofits | 929 | 2200 | MACT Fuel Choice Floor in lbs/MMBtu | FALSE | L | Annual | Emissions at Affected Plants MER | lbs | 17.2293 | 27.4259 | 27.4259 | 27.4259 | 27.4259 | 27.4259 | 27.4259
WI Large Coal Units Hg Rule v3.1, Unit 5416 and retrofits | 929 | 2200 | MACT Fuel Choice Floor in lbs/MMBtu | FALSE | L | Annual | Allowances Purchased MER | lbs | 0 | 0 | 0 | 0 | 0 | 0 | 0
WI Large Coal Units Hg Rule v3.1, Unit 5416 and retrofits | 929 | 2200 | MACT Fuel Choice Floor in lbs/MMBtu | FALSE | L | Annual | Allowances Sold MER | lbs | 0 | 0 | 0 | 0 | 0 | 0 | 0
WI Large Coal Units Hg Rule v3.1, Unit 5416 and retrofits | 929 | 2200 | MACT Fuel Choice Floor in lbs/MMBtu | FALSE | L | Annual | Allowances Banked | lbs | 0 | 0 | 0 | 0 | 0 | 0 | 0
WI Large Coal Units Hg Rule v3.1, Unit 5416 and retrofits | 929 | 2200 | MACT Fuel Choice Floor in lbs/MMBtu | FALSE | L | Annual | Allowances Withdrawn (1:1) | lbs | 0 | 0 | 0 | 0 | 0 | 0 | 0
WI Large Coal Units Hg Rule v3.1, Unit 5416 and retrofits | 929 | 2200 | MACT Fuel Choice Floor in lbs/MMBtu | FALSE | L | Annual | Allowances Withdrawn (n:1) | lbs | 0 | 0 | 0 | 0 | 0 | 0 | 0
WI Large Coal Units Hg Rule v3.1, Unit 5416 and retrofits | 929 | 2200 | MACT Fuel Choice Floor in lbs/MMBtu | FALSE | L | Annual | Net Emissions Allowance Position | lbs | 17.2293 | 27.4259 | 27.4259 | 27.4259 | 27.4259 | 27.4259 | 27.4259
WI Large Coal Units Hg Rule v3.1, Unit 5416 and retrofits | 929 | 2200 | MACT Fuel Choice Floor in lbs/MMBtu | FALSE | L | Annual | Fuel Consumed | TBtu | 39.5495 | 39.5495 | 39.5495 | 39.5495 | 39.5495 | 39.5495 | 39.5495
WI Large Coal Units Hg Rule v3.1, Unit 5416 and retrofits | 929 | 2200 | MACT Fuel Choice Floor in lbs/MMBtu | FALSE | L | Annual | Rate | lb/MMBtu | 4.3564e-07 | 6.9346e-07 | 6.9346e-07 | 6.9346e-07 | 6.9346e-07 | 6.9346e-07 | 6.9346e-07
WI Large Coal Units Hg Rule v3.1, Unit 5416 and retrofits | 929 | 2200 | MACT Fuel Choice Floor in lbs/MMBtu | FALSE | L | Annual | Generation | TWh | 4.4841 | 4.4841 | 4.4841 | 4.4841 | 4.4841 | 4.4841 | 4.4841
WI Large Coal Units Hg Rule v3.1, Unit 5416 and retrofits | 929 | 2200 | MACT Fuel Choice Floor in lbs/MMBtu | FALSE | L | Annual | Qualifying Generation | TWh | 4.4841 | 4.4841 | 4.4841 | 4.4841 | 4.4841 | 4.4841 | 4.4841
WI Large Coal Units Hg Rule v3.1, Unit 5416 and retrofits | 929 | 2200 | MACT Fuel Choice Floor in lbs/MMBtu | FALSE | L | Annual | Constraint Shadow Price | US$/Lb | 0 | 0 | 0 | 0 | 0 | 0 | 0
WI Small Coal Units Hg Rule v3.1, Unit 3493 and retrofits | 930 | 2201 | MACT Fuel Choice Floor in lbs/MMBtu | FALSE | L | Annual | Seasons Included | Seasons | Winter, Summer | Winter, Summer | Winter, Summer | Winter, Summer | Winter, Summer | Winter, Summer | Winter, Summer
WI Small Coal Units Hg Rule v3.1, Unit 3493 and retrofits | 930 | 2201 | MACT Fuel Choice Floor in lbs/MMBtu | FALSE | L | Annual | Emission Floor | lbs/MMBtu | 6.91e-07 | 6.91e-07 | 6.91e-07 | 6.91e-07 | 6.91e-07 | 6.91e-07 | 6.91e-07
WI Small Coal Units Hg Rule v3.1, Unit 3493 and retrofits | 930 | 2201 | MACT Fuel Choice Floor in lbs/MMBtu | FALSE | L | Annual | Emissions at Affected Plants MER | lbs | 0 | 0 | 0 | 0 | 0 | 0 | 0
WI Small Coal Units Hg Rule v3.1, Unit 3493 and retrofits | 930 | 2201 | MACT Fuel Choice Floor in lbs/MMBtu | FALSE | L | Annual | Allowances Purchased MER | lbs | 0 | 0 | 0 | 0 | 0 | 0 | 0
WI Small Coal Units Hg Rule v3.1, Unit 3493 and retrofits | 930 | 2201 | MACT Fuel Choice Floor in lbs/MMBtu | FALSE | L | Annual | Allowances Sold MER | lbs | 0 | 0 | 0 | 0 | 0 | 0 | 0
WI Small Coal Units Hg Rule v3.1, Unit 3493 and retrofits | 930 | 2201 | MACT Fuel Choice Floor in lbs/MMBtu | FALSE | L | Annual | Allowances Banked | lbs | 0 | 0 | 0 | 0 | 0 | 0 | 0
WI Small Coal Units Hg Rule v3.1, Unit 3493 and retrofits | 930 | 2201 | MACT Fuel Choice Floor in lbs/MMBtu | FALSE | L | Annual | Allowances Withdrawn (1:1) | lbs | 0 | 0 | 0 | 0 | 0 | 0 | 0
WI Small Coal Units Hg Rule v3.1, Unit 3493 and retrofits | 930 | 2201 | MACT Fuel Choice Floor in lbs/MMBtu | FALSE | L | Annual | Allowances Withdrawn (n:1) | lbs | 0 | 0 | 0 | 0 | 0 | 0 | 0
WI Small Coal Units Hg Rule v3.1, Unit 3493 and retrofits | 930 | 2201 | MACT Fuel Choice Floor in lbs/MMBtu | FALSE | L | Annual | Net Emissions Allowance Position | lbs | 0 | 0 | 0 | 0 | 0 | 0 | 0
WI Small Coal Units Hg Rule v3.1, Unit 3493 and retrofits | 930 | 2201 | MACT Fuel Choice Floor in lbs/MMBtu | FALSE | L | Annual | Fuel Consumed | TBtu | 0 | 0 | 0 | 0 | 0 | 0 | 0
WI Small Coal Units Hg Rule v3.1, Unit 3493 and retrofits | 930 | 2201 | MACT Fuel Choice Floor in lbs/MMBtu | FALSE | L | Annual | Rate | lb/MMBtu | 0 | 0 | 0 | 0 | 0 | 0 | 0
WI Small Coal Units Hg Rule v3.1, Unit 3493 and retrofits | 930 | 2201 | MACT Fuel Choice Floor in lbs/MMBtu | FALSE | L | Annual | Generation | TWh | 0 | 0 | 0 | 0 | 0 | 0 | 0
WI Small Coal Units Hg Rule v3.1, Unit 3493 and retrofits | 930 | 2201 | MACT Fuel Choice Floor in lbs/MMBtu | FALSE | L | Annual | Qualifying Generation | TWh | 0 | 0 | 0 | 0 | 0 | 0 | 0
WI Small Coal Units Hg Rule v3.1, Unit 3493 and retrofits | 930 | 2201 | MACT Fuel Choice Floor in lbs/MMBtu | FALSE | L | Annual | Constraint Shadow Price | US$/Lb | 0 | 0 | 0 | 0 | 0 | 0 | 0
WI Small Coal Units Hg Rule v3.1, Unit 3496 and retrofits | 931 | 2201 | MACT Fuel Choice Floor in lbs/MMBtu | FALSE | L | Annual | Seasons Included | Seasons | Winter, Summer | Winter, Summer | Winter, Summer | Winter, Summer | Winter, Summer | Winter, Summer | Winter, Summer
WI Small Coal Units Hg Rule v3.1, Unit 3496 and retrofits | 931 | 2201 | MACT Fuel Choice Floor in lbs/MMBtu | FALSE | L | Annual | Emission Floor | lbs/MMBtu | 6.91e-07 | 6.91e-07 | 6.91e-07 | 6.91e-07 | 6.91e-07 | 6.91e-07 | 6.91e-07
WI Small Coal Units Hg Rule v3.1, Unit 3496 and retrofits | 931 | 2201 | MACT Fuel Choice Floor in lbs/MMBtu | FALSE | L | Annual | Emissions at Affected Plants MER | lbs | 0 | 0 | 0 | 0 | 0 | 0 | 0
WI Small Coal Units Hg Rule v3.1, Unit 3496 and retrofits | 931 | 2201 | MACT Fuel Choice Floor in lbs/MMBtu | FALSE | L | Annual | Allowances Purchased MER | lbs | 0 | 0 | 0 | 0 | 0 | 0 | 0
WI Small Coal Units Hg Rule v3.1, Unit 3496 and retrofits | 931 | 2201 | MACT Fuel Choice Floor in lbs/MMBtu | FALSE | L | Annual | Allowances Sold MER | lbs | 0 | 0 | 0 | 0 | 0 | 0 | 0
WI Small Coal Units Hg Rule v3.1, Unit 3496 and retrofits | 931 | 2201 | MACT Fuel Choice Floor in lbs/MMBtu | FALSE | L | Annual | Allowances Banked | lbs | 0 | 0 | 0 | 0 | 0 | 0 | 0
WI Small Coal Units Hg Rule v3.1, Unit 3496 and retrofits | 931 | 2201 | MACT Fuel Choice Floor in lbs/MMBtu | FALSE | L | Annual | Allowances Withdrawn (1:1) | lbs | 0 | 0 | 0 | 0 | 0 | 0 | 0
WI Small Coal Units Hg Rule v3.1, Unit 3496 and retrofits | 931 | 2201 | MACT Fuel Choice Floor in lbs/MMBtu | FALSE | L | Annual | Allowances Withdrawn (n:1) | lbs | 0 | 0 | 0 | 0 | 0 | 0 | 0
WI Small Coal Units Hg Rule v3.1, Unit 3496 and retrofits | 931 | 2201 | MACT Fuel Choice Floor in lbs/MMBtu | FALSE | L | Annual | Net Emissions Allowance Position | lbs | 0 | 0 | 0 | 0 | 0 | 0 | 0
WI Small Coal Units Hg Rule v3.1, Unit 3496 and retrofits | 931 | 2201 | MACT Fuel Choice Floor in lbs/MMBtu | FALSE | L | Annual | Fuel Consumed | TBtu | 0 | 0 | 0 | 0 | 0 | 0 | 0
WI Small Coal Units Hg Rule v3.1, Unit 3496 and retrofits | 931 | 2201 | MACT Fuel Choice Floor in lbs/MMBtu | FALSE | L | Annual | Rate | lb/MMBtu | 0 | 0 | 0 | 0 | 0 | 0 | 0
WI Small Coal Units Hg Rule v3.1, Unit 3496 and retrofits | 931 | 2201 | MACT Fuel Choice Floor in lbs/MMBtu | FALSE | L | Annual | Generation | TWh | 0 | 0 | 0 | 0 | 0 | 0 | 0
WI Small Coal Units Hg Rule v3.1, Unit 3496 and retrofits | 931 | 2201 | MACT Fuel Choice Floor in lbs/MMBtu | FALSE | L | Annual | Qualifying Generation | TWh | 0 | 0 | 0 | 0 | 0 | 0 | 0
WI Small Coal Units Hg Rule v3.1, Unit 3496 and retrofits | 931 | 2201 | MACT Fuel Choice Floor in lbs/MMBtu | FALSE | L | Annual | Constraint Shadow Price | US$/Lb | 0 | 0 | 0 | 0 | 0 | 0 | 0
WI Small Coal Units Hg Rule v3.1, Unit 3497 and retrofits | 932 | 2201 | MACT Fuel Choice Floor in lbs/MMBtu | FALSE | L | Annual | Seasons Included | Seasons | Winter, Summer | Winter, Summer | Winter, Summer | Winter, Summer | Winter, Summer | Winter, Summer | Winter, Summer
WI Small Coal Units Hg Rule v3.1, Unit 3497 and retrofits | 932 | 2201 | MACT Fuel Choice Floor in lbs/MMBtu | FALSE | L | Annual | Emission Floor | lbs/MMBtu | 6.91e-07 | 6.91e-07 | 6.91e-07 | 6.91e-07 | 6.91e-07 | 6.91e-07 | 6.91e-07
WI Small Coal Units Hg Rule v3.1, Unit 3497 and retrofits | 932 | 2201 | MACT Fuel Choice Floor in lbs/MMBtu | FALSE | L | Annual | Emissions at Affected Plants MER | lbs | 0 | 0 | 0 | 0 | 0 | 0 | 0
WI Small Coal Units Hg Rule v3.1, Unit 3497 and retrofits | 932 | 2201 | MACT Fuel Choice Floor in lbs/MMBtu | FALSE | L | Annual | Allowances Purchased MER | lbs | 0 | 0 | 0 | 0 | 0 | 0 | 0
WI Small Coal Units Hg Rule v3.1, Unit 3497 and retrofits | 932 | 2201 | MACT Fuel Choice Floor in lbs/MMBtu | FALSE | L | Annual | Allowances Sold MER | lbs | 0 | 0 | 0 | 0 | 0 | 0 | 0
WI Small Coal Units Hg Rule v3.1, Unit 3497 and retrofits | 932 | 2201 | MACT Fuel Choice Floor in lbs/MMBtu | FALSE | L | Annual | Allowances Banked | lbs | 0 | 0 | 0 | 0 | 0 | 0 | 0
WI Small Coal Units Hg Rule v3.1, Unit 3497 and retrofits | 932 | 2201 | MACT Fuel Choice Floor in lbs/MMBtu | FALSE | L | Annual | Allowances Withdrawn (1:1) | lbs | 0 | 0 | 0 | 0 | 0 | 0 | 0
WI Small Coal Units Hg Rule v3.1, Unit 3497 and retrofits | 932 | 2201 | MACT Fuel Choice Floor in lbs/MMBtu | FALSE | L | Annual | Allowances Withdrawn (n:1) | lbs | 0 | 0 | 0 | 0 | 0 | 0 | 0
WI Small Coal Units Hg Rule v3.1, Unit 3497 and retrofits | 932 | 2201 | MACT Fuel Choice Floor in lbs/MMBtu | FALSE | L | Annual | Net Emissions Allowance Position | lbs | 0 | 0 | 0 | 0 | 0 | 0 | 0
WI Small Coal Units Hg Rule v3.1, Unit 3497 and retrofits | 932 | 2201 | MACT Fuel Choice Floor in lbs/MMBtu | FALSE | L | Annual | Fuel Consumed | TBtu | 0 | 0 | 0 | 0 | 0 | 0 | 0
WI Small Coal Units Hg Rule v3.1, Unit 3497 and retrofits | 932 | 2201 | MACT Fuel Choice Floor in lbs/MMBtu | FALSE | L | Annual | Rate | lb/MMBtu | 0 | 0 | 0 | 0 | 0 | 0 | 0
WI Small Coal Units Hg Rule v3.1, Unit 3497 and retrofits | 932 | 2201 | MACT Fuel Choice Floor in lbs/MMBtu | FALSE | L | Annual | Generation | TWh | 0 | 0 | 0 | 0 | 0 | 0 | 0
WI Small Coal Units Hg Rule v3.1, Unit 3497 and retrofits | 932 | 2201 | MACT Fuel Choice Floor in lbs/MMBtu | FALSE | L | Annual | Qualifying Generation | TWh | 0 | 0 | 0 | 0 | 0 | 0 | 0
WI Small Coal Units Hg Rule v3.1, Unit 3497 and retrofits | 932 | 2201 | MACT Fuel Choice Floor in lbs/MMBtu | FALSE | L | Annual | Constraint Shadow Price | US$/Lb | 0 | 0 | 0 | 0 | 0 | 0 | 0
WI Small Coal Units Hg Rule v3.1, Unit 3498 and retrofits | 933 | 2201 | MACT Fuel Choice Floor in lbs/MMBtu | FALSE | L | Annual | Seasons Included | Seasons | Winter, Summer | Winter, Summer | Winter, Summer | Winter, Summer | Winter, Summer | Winter, Summer | Winter, Summer
WI Small Coal Units Hg Rule v3.1, Unit 3498 and retrofits | 933 | 2201 | MACT Fuel Choice Floor in lbs/MMBtu | FALSE | L | Annual | Emission Floor | lbs/MMBtu | 6.91e-07 | 6.91e-07 | 6.91e-07 | 6.91e-07 | 6.91e-07 | 6.91e-07 | 6.91e-07
WI Small Coal Units Hg Rule v3.1, Unit 3498 and retrofits | 933 | 2201 | MACT Fuel Choice Floor in lbs/MMBtu | FALSE | L | Annual | Emissions at Affected Plants MER | lbs | 0 | 0 | 0 | 0 | 0 | 0 | 0
WI Small Coal Units Hg Rule v3.1, Unit 3498 and retrofits | 933 | 2201 | MACT Fuel Choice Floor in lbs/MMBtu | FALSE | L | Annual | Allowances Purchased MER | lbs | 0 | 0 | 0 | 0 | 0 | 0 | 0
WI Small Coal Units Hg Rule v3.1, Unit 3498 and retrofits | 933 | 2201 | MACT Fuel Choice Floor in lbs/MMBtu | FALSE | L | Annual | Allowances Sold MER | lbs | 0 | 0 | 0 | 0 | 0 | 0 | 0
WI Small Coal Units Hg Rule v3.1, Unit 3498 and retrofits | 933 | 2201 | MACT Fuel Choice Floor in lbs/MMBtu | FALSE | L | Annual | Allowances Banked | lbs | 0 | 0 | 0 | 0 | 0 | 0 | 0
WI Small Coal Units Hg Rule v3.1, Unit 3498 and retrofits | 933 | 2201 | MACT Fuel Choice Floor in lbs/MMBtu | FALSE | L | Annual | Allowances Withdrawn (1:1) | lbs | 0 | 0 | 0 | 0 | 0 | 0 | 0
WI Small Coal Units Hg Rule v3.1, Unit 3498 and retrofits | 933 | 2201 | MACT Fuel Choice Floor in lbs/MMBtu | FALSE | L | Annual | Allowances Withdrawn (n:1) | lbs | 0 | 0 | 0 | 0 | 0 | 0 | 0
WI Small Coal Units Hg Rule v3.1, Unit 3498 and retrofits | 933 | 2201 | MACT Fuel Choice Floor in lbs/MMBtu | FALSE | L | Annual | Net Emissions Allowance Position | lbs | 0 | 0 | 0 | 0 | 0 | 0 | 0
WI Small Coal Units Hg Rule v3.1, Unit 3498 and retrofits | 933 | 2201 | MACT Fuel Choice Floor in lbs/MMBtu | FALSE | L | Annual | Fuel Consumed | TBtu | 0 | 0 | 0 | 0 | 0 | 0 | 0
WI Small Coal Units Hg Rule v3.1, Unit 3498 and retrofits | 933 | 2201 | MACT Fuel Choice Floor in lbs/MMBtu | FALSE | L | Annual | Rate | lb/MMBtu | 0 | 0 | 0 | 0 | 0 | 0 | 0
WI Small Coal Units Hg Rule v3.1, Unit 3498 and retrofits | 933 | 2201 | MACT Fuel Choice Floor in lbs/MMBtu | FALSE | L | Annual | Generation | TWh | 0 | 0 | 0 | 0 | 0 | 0 | 0
WI Small Coal Units Hg Rule v3.1, Unit 3498 and retrofits | 933 | 2201 | MACT Fuel Choice Floor in lbs/MMBtu | FALSE | L | Annual | Qualifying Generation | TWh | 0 | 0 | 0 | 0 | 0 | 0 | 0
WI Small Coal Units Hg Rule v3.1, Unit 3498 and retrofits | 933 | 2201 | MACT Fuel Choice Floor in lbs/MMBtu | FALSE | L | Annual | Constraint Shadow Price | US$/Lb | 0 | 0 | 0 | 0 | 0 | 0 | 0
WI Small Coal Units Hg Rule v3.1, Unit 3499 and retrofits | 934 | 2201 | MACT Fuel Choice Floor in lbs/MMBtu | FALSE | L | Annual | Seasons Included | Seasons | Winter, Summer | Winter, Summer | Winter, Summer | Winter, Summer | Winter, Summer | Winter, Summer | Winter, Summer
WI Small Coal Units Hg Rule v3.1, Unit 3499 and retrofits | 934 | 2201 | MACT Fuel Choice Floor in lbs/MMBtu | FALSE | L | Annual | Emission Floor | lbs/MMBtu | 6.91e-07 | 6.91e-07 | 6.91e-07 | 6.91e-07 | 6.91e-07 | 6.91e-07 | 6.91e-07
WI Small Coal Units Hg Rule v3.1, Unit 3499 and retrofits | 934 | 2201 | MACT Fuel Choice Floor in lbs/MMBtu | FALSE | L | Annual | Emissions at Affected Plants MER | lbs | 0 | 0 | 0 | 0 | 0 | 0 | 0
WI Small Coal Units Hg Rule v3.1, Unit 3499 and retrofits | 934 | 2201 | MACT Fuel Choice Floor in lbs/MMBtu | FALSE | L | Annual | Allowances Purchased MER | lbs | 0 | 0 | 0 | 0 | 0 | 0 | 0
WI Small Coal Units Hg Rule v3.1, Unit 3499 and retrofits | 934 | 2201 | MACT Fuel Choice Floor in lbs/MMBtu | FALSE | L | Annual | Allowances Sold MER | lbs | 0 | 0 | 0 | 0 | 0 | 0 | 0
WI Small Coal Units Hg Rule v3.1, Unit 3499 and retrofits | 934 | 2201 | MACT Fuel Choice Floor in lbs/MMBtu | FALSE | L | Annual | Allowances Banked | lbs | 0 | 0 | 0 | 0 | 0 | 0 | 0
WI Small Coal Units Hg Rule v3.1, Unit 3499 and retrofits | 934 | 2201 | MACT Fuel Choice Floor in lbs/MMBtu | FALSE | L | Annual | Allowances Withdrawn (1:1) | lbs | 0 | 0 | 0 | 0 | 0 | 0 | 0
WI Small Coal Units Hg Rule v3.1, Unit 3499 and retrofits | 934 | 2201 | MACT Fuel Choice Floor in lbs/MMBtu | FALSE | L | Annual | Allowances Withdrawn (n:1) | lbs | 0 | 0 | 0 | 0 | 0 | 0 | 0
WI Small Coal Units Hg Rule v3.1, Unit 3499 and retrofits | 934 | 2201 | MACT Fuel Choice Floor in lbs/MMBtu | FALSE | L | Annual | Net Emissions Allowance Position | lbs | 0 | 0 | 0 | 0 | 0 | 0 | 0
WI Small Coal Units Hg Rule v3.1, Unit 3499 and retrofits | 934 | 2201 | MACT Fuel Choice Floor in lbs/MMBtu | FALSE | L | Annual | Fuel Consumed | TBtu | 0 | 0 | 0 | 0 | 0 | 0 | 0
WI Small Coal Units Hg Rule v3.1, Unit 3499 and retrofits | 934 | 2201 | MACT Fuel Choice Floor in lbs/MMBtu | FALSE | L | Annual | Rate | lb/MMBtu | 0 | 0 | 0 | 0 | 0 | 0 | 0
WI Small Coal Units Hg Rule v3.1, Unit 3499 and retrofits | 934 | 2201 | MACT Fuel Choice Floor in lbs/MMBtu | FALSE | L | Annual | Generation | TWh | 0 | 0 | 0 | 0 | 0 | 0 | 0
WI Small Coal Units Hg Rule v3.1, Unit 3499 and retrofits | 934 | 2201 | MACT Fuel Choice Floor in lbs/MMBtu | FALSE | L | Annual | Qualifying Generation | TWh | 0 | 0 | 0 | 0 | 0 | 0 | 0
WI Small Coal Units Hg Rule v3.1, Unit 3499 and retrofits | 934 | 2201 | MACT Fuel Choice Floor in lbs/MMBtu | FALSE | L | Annual | Constraint Shadow Price | US$/Lb | 0 | 0 | 0 | 0 | 0 | 0 | 0
WI Small Coal Units Hg Rule v3.1, Unit 3500 and retrofits | 935 | 2201 | MACT Fuel Choice Floor in lbs/MMBtu | FALSE | L | Annual | Seasons Included | Seasons | Winter, Summer | Winter, Summer | Winter, Summer | Winter, Summer | Winter, Summer | Winter, Summer | Winter, Summer
WI Small Coal Units Hg Rule v3.1, Unit 3500 and retrofits | 935 | 2201 | MACT Fuel Choice Floor in lbs/MMBtu | FALSE | L | Annual | Emission Floor | lbs/MMBtu | 6.91e-07 | 6.91e-07 | 6.91e-07 | 6.91e-07 | 6.91e-07 | 6.91e-07 | 6.91e-07
WI Small Coal Units Hg Rule v3.1, Unit 3500 and retrofits | 935 | 2201 | MACT Fuel Choice Floor in lbs/MMBtu | FALSE | L | Annual | Emissions at Affected Plants MER | lbs | 0 | 0 | 0 | 0 | 0 | 0 | 0
WI Small Coal Units Hg Rule v3.1, Unit 3500 and retrofits | 935 | 2201 | MACT Fuel Choice Floor in lbs/MMBtu | FALSE | L | Annual | Allowances Purchased MER | lbs | 0 | 0 | 0 | 0 | 0 | 0 | 0
WI Small Coal Units Hg Rule v3.1, Unit 3500 and retrofits | 935 | 2201 | MACT Fuel Choice Floor in lbs/MMBtu | FALSE | L | Annual | Allowances Sold MER | lbs | 0 | 0 | 0 | 0 | 0 | 0 | 0
WI Small Coal Units Hg Rule v3.1, Unit 3500 and retrofits | 935 | 2201 | MACT Fuel Choice Floor in lbs/MMBtu | FALSE | L | Annual | Allowances Banked | lbs | 0 | 0 | 0 | 0 | 0 | 0 | 0
WI Small Coal Units Hg Rule v3.1, Unit 3500 and retrofits | 935 | 2201 | MACT Fuel Choice Floor in lbs/MMBtu | FALSE | L | Annual | Allowances Withdrawn (1:1) | lbs | 0 | 0 | 0 | 0 | 0 | 0 | 0
WI Small Coal Units Hg Rule v3.1, Unit 3500 and retrofits | 935 | 2201 | MACT Fuel Choice Floor in lbs/MMBtu | FALSE | L | Annual | Allowances Withdrawn (n:1) | lbs | 0 | 0 | 0 | 0 | 0 | 0 | 0
WI Small Coal Units Hg Rule v3.1, Unit 3500 and retrofits | 935 | 2201 | MACT Fuel Choice Floor in lbs/MMBtu | FALSE | L | Annual | Net Emissions Allowance Position | lbs | 0 | 0 | 0 | 0 | 0 | 0 | 0
WI Small Coal Units Hg Rule v3.1, Unit 3500 and retrofits | 935 | 2201 | MACT Fuel Choice Floor in lbs/MMBtu | FALSE | L | Annual | Fuel Consumed | TBtu | 0 | 0 | 0 | 0 | 0 | 0 | 0
WI Small Coal Units Hg Rule v3.1, Unit 3500 and retrofits | 935 | 2201 | MACT Fuel Choice Floor in lbs/MMBtu | FALSE | L | Annual | Rate | lb/MMBtu | 0 | 0 | 0 | 0 | 0 | 0 | 0
WI Small Coal Units Hg Rule v3.1, Unit 3500 and retrofits | 935 | 2201 | MACT Fuel Choice Floor in lbs/MMBtu | FALSE | L | Annual | Generation | TWh | 0 | 0 | 0 | 0 | 0 | 0 | 0
WI Small Coal Units Hg Rule v3.1, Unit 3500 and retrofits | 935 | 2201 | MACT Fuel Choice Floor in lbs/MMBtu | FALSE | L | Annual | Qualifying Generation | TWh | 0 | 0 | 0 | 0 | 0 | 0 | 0
WI Small Coal Units Hg Rule v3.1, Unit 3500 and retrofits | 935 | 2201 | MACT Fuel Choice Floor in lbs/MMBtu | FALSE | L | Annual | Constraint Shadow Price | US$/Lb | 0 | 0 | 0 | 0 | 0 | 0 | 0
WI Small Coal Units Hg Rule v3.1, Unit 3501 and retrofits | 936 | 2201 | MACT Fuel Choice Floor in lbs/MMBtu | FALSE | L | Annual | Seasons Included | Seasons | Winter, Summer | Winter, Summer | Winter, Summer | Winter, Summer | Winter, Summer | Winter, Summer | Winter, Summer
WI Small Coal Units Hg Rule v3.1, Unit 3501 and retrofits | 936 | 2201 | MACT Fuel Choice Floor in lbs/MMBtu | FALSE | L | Annual | Emission Floor | lbs/MMBtu | 6.91e-07 | 6.91e-07 | 6.91e-07 | 6.91e-07 | 6.91e-07 | 6.91e-07 | 6.91e-07
WI Small Coal Units Hg Rule v3.1, Unit 3501 and retrofits | 936 | 2201 | MACT Fuel Choice Floor in lbs/MMBtu | FALSE | L | Annual | Emissions at Affected Plants MER | lbs | 0 | 0 | 0 | 0 | 0 | 0 | 0
WI Small Coal Units Hg Rule v3.1, Unit 3501 and retrofits | 936 | 2201 | MACT Fuel Choice Floor in lbs/MMBtu | FALSE | L | Annual | Allowances Purchased MER | lbs | 0 | 0 | 0 | 0 | 0 | 0 | 0
WI Small Coal Units Hg Rule v3.1, Unit 3501 and retrofits | 936 | 2201 | MACT Fuel Choice Floor in lbs/MMBtu | FALSE | L | Annual | Allowances Sold MER | lbs | 0 | 0 | 0 | 0 | 0 | 0 | 0
WI Small Coal Units Hg Rule v3.1, Unit 3501 and retrofits | 936 | 2201 | MACT Fuel Choice Floor in lbs/MMBtu | FALSE | L | Annual | Allowances Banked | lbs | 0 | 0 | 0 | 0 | 0 | 0 | 0
WI Small Coal Units Hg Rule v3.1, Unit 3501 and retrofits | 936 | 2201 | MACT Fuel Choice Floor in lbs/MMBtu | FALSE | L | Annual | Allowances Withdrawn (1:1) | lbs | 0 | 0 | 0 | 0 | 0 | 0 | 0
WI Small Coal Units Hg Rule v3.1, Unit 3501 and retrofits | 936 | 2201 | MACT Fuel Choice Floor in lbs/MMBtu | FALSE | L | Annual | Allowances Withdrawn (n:1) | lbs | 0 | 0 | 0 | 0 | 0 | 0 | 0
WI Small Coal Units Hg Rule v3.1, Unit 3501 and retrofits | 936 | 2201 | MACT Fuel Choice Floor in lbs/MMBtu | FALSE | L | Annual | Net Emissions Allowance Position | lbs | 0 | 0 | 0 | 0 | 0 | 0 | 0
WI Small Coal Units Hg Rule v3.1, Unit 3501 and retrofits | 936 | 2201 | MACT Fuel Choice Floor in lbs/MMBtu | FALSE | L | Annual | Fuel Consumed | TBtu | 0 | 0 | 0 | 0 | 0 | 0 | 0
WI Small Coal Units Hg Rule v3.1, Unit 3501 and retrofits | 936 | 2201 | MACT Fuel Choice Floor in lbs/MMBtu | FALSE | L | Annual | Rate | lb/MMBtu | 0 | 0 | 0 | 0 | 0 | 0 | 0
WI Small Coal Units Hg Rule v3.1, Unit 3501 and retrofits | 936 | 2201 | MACT Fuel Choice Floor in lbs/MMBtu | FALSE | L | Annual | Generation | TWh | 0 | 0 | 0 | 0 | 0 | 0 | 0
WI Small Coal Units Hg Rule v3.1, Unit 3501 and retrofits | 936 | 2201 | MACT Fuel Choice Floor in lbs/MMBtu | FALSE | L | Annual | Qualifying Generation | TWh | 0 | 0 | 0 | 0 | 0 | 0 | 0
WI Small Coal Units Hg Rule v3.1, Unit 3501 and retrofits | 936 | 2201 | MACT Fuel Choice Floor in lbs/MMBtu | FALSE | L | Annual | Constraint Shadow Price | US$/Lb | 0 | 0 | 0 | 0 | 0 | 0 | 0
WI Small Coal Units Hg Rule v3.1, Unit 3667 and retrofits | 937 | 2201 | MACT Fuel Choice Floor in lbs/MMBtu | FALSE | L | Annual | Seasons Included | Seasons | Winter, Summer | Winter, Summer | Winter, Summer | Winter, Summer | Winter, Summer | Winter, Summer | Winter, Summer
WI Small Coal Units Hg Rule v3.1, Unit 3667 and retrofits | 937 | 2201 | MACT Fuel Choice Floor in lbs/MMBtu | FALSE | L | Annual | Emission Floor | lbs/MMBtu | 6.91e-07 | 6.91e-07 | 6.91e-07 | 6.91e-07 | 6.91e-07 | 6.91e-07 | 6.91e-07
WI Small Coal Units Hg Rule v3.1, Unit 3667 and retrofits | 937 | 2201 | MACT Fuel Choice Floor in lbs/MMBtu | FALSE | L | Annual | Emissions at Affected Plants MER | lbs | 0 | 0 | 0 | 0 | 0 | 0 | 0
WI Small Coal Units Hg Rule v3.1, Unit 3667 and retrofits | 937 | 2201 | MACT Fuel Choice Floor in lbs/MMBtu | FALSE | L | Annual | Allowances Purchased MER | lbs | 0 | 0 | 0 | 0 | 0 | 0 | 0
WI Small Coal Units Hg Rule v3.1, Unit 3667 and retrofits | 937 | 2201 | MACT Fuel Choice Floor in lbs/MMBtu | FALSE | L | Annual | Allowances Sold MER | lbs | 0 | 0 | 0 | 0 | 0 | 0 | 0
WI Small Coal Units Hg Rule v3.1, Unit 3667 and retrofits | 937 | 2201 | MACT Fuel Choice Floor in lbs/MMBtu | FALSE | L | Annual | Allowances Banked | lbs | 0 | 0 | 0 | 0 | 0 | 0 | 0
WI Small Coal Units Hg Rule v3.1, Unit 3667 and retrofits | 937 | 2201 | MACT Fuel Choice Floor in lbs/MMBtu | FALSE | L | Annual | Allowances Withdrawn (1:1) | lbs | 0 | 0 | 0 | 0 | 0 | 0 | 0
WI Small Coal Units Hg Rule v3.1, Unit 3667 and retrofits | 937 | 2201 | MACT Fuel Choice Floor in lbs/MMBtu | FALSE | L | Annual | Allowances Withdrawn (n:1) | lbs | 0 | 0 | 0 | 0 | 0 | 0 | 0
WI Small Coal Units Hg Rule v3.1, Unit 3667 and retrofits | 937 | 2201 | MACT Fuel Choice Floor in lbs/MMBtu | FALSE | L | Annual | Net Emissions Allowance Position | lbs | 0 | 0 | 0 | 0 | 0 | 0 | 0
WI Small Coal Units Hg Rule v3.1, Unit 3667 and retrofits | 937 | 2201 | MACT Fuel Choice Floor in lbs/MMBtu | FALSE | L | Annual | Fuel Consumed | TBtu | 0 | 0 | 0 | 0 | 0 | 0 | 0
WI Small Coal Units Hg Rule v3.1, Unit 3667 and retrofits | 937 | 2201 | MACT Fuel Choice Floor in lbs/MMBtu | FALSE | L | Annual | Rate | lb/MMBtu | 0 | 0 | 0 | 0 | 0 | 0 | 0
WI Small Coal Units Hg Rule v3.1, Unit 3667 and retrofits | 937 | 2201 | MACT Fuel Choice Floor in lbs/MMBtu | FALSE | L | Annual | Generation | TWh | 0 | 0 | 0 | 0 | 0 | 0 | 0
WI Small Coal Units Hg Rule v3.1, Unit 3667 and retrofits | 937 | 2201 | MACT Fuel Choice Floor in lbs/MMBtu | FALSE | L | Annual | Qualifying Generation | TWh | 0 | 0 | 0 | 0 | 0 | 0 | 0
WI Small Coal Units Hg Rule v3.1, Unit 3667 and retrofits | 937 | 2201 | MACT Fuel Choice Floor in lbs/MMBtu | FALSE | L | Annual | Constraint Shadow Price | US$/Lb | 0 | 0 | 0 | 0 | 0 | 0 | 0
WI Small Coal Units Hg Rule v3.1, Unit 3681 and retrofits | 938 | 2201 | MACT Fuel Choice Floor in lbs/MMBtu | FALSE | L | Annual | Seasons Included | Seasons | Winter, Summer | Winter, Summer | Winter, Summer | Winter, Summer | Winter, Summer | Winter, Summer | Winter, Summer
WI Small Coal Units Hg Rule v3.1, Unit 3681 and retrofits | 938 | 2201 | MACT Fuel Choice Floor in lbs/MMBtu | FALSE | L | Annual | Emission Floor | lbs/MMBtu | 6.91e-07 | 6.91e-07 | 6.91e-07 | 6.91e-07 | 6.91e-07 | 6.91e-07 | 6.91e-07
WI Small Coal Units Hg Rule v3.1, Unit 3681 and retrofits | 938 | 2201 | MACT Fuel Choice Floor in lbs/MMBtu | FALSE | L | Annual | Emissions at Affected Plants MER | lbs | 0 | 0 | 0 | 0 | 0 | 0 | 0
WI Small Coal Units Hg Rule v3.1, Unit 3681 and retrofits | 938 | 2201 | MACT Fuel Choice Floor in lbs/MMBtu | FALSE | L | Annual | Allowances Purchased MER | lbs | 0 | 0 | 0 | 0 | 0 | 0 | 0
WI Small Coal Units Hg Rule v3.1, Unit 3681 and retrofits | 938 | 2201 | MACT Fuel Choice Floor in lbs/MMBtu | FALSE | L | Annual | Allowances Sold MER | lbs | 0 | 0 | 0 | 0 | 0 | 0 | 0
WI Small Coal Units Hg Rule v3.1, Unit 3681 and retrofits | 938 | 2201 | MACT Fuel Choice Floor in lbs/MMBtu | FALSE | L | Annual | Allowances Banked | lbs | 0 | 0 | 0 | 0 | 0 | 0 | 0
WI Small Coal Units Hg Rule v3.1, Unit 3681 and retrofits | 938 | 2201 | MACT Fuel Choice Floor in lbs/MMBtu | FALSE | L | Annual | Allowances Withdrawn (1:1) | lbs | 0 | 0 | 0 | 0 | 0 | 0 | 0
WI Small Coal Units Hg Rule v3.1, Unit 3681 and retrofits | 938 | 2201 | MACT Fuel Choice Floor in lbs/MMBtu | FALSE | L | Annual | Allowances Withdrawn (n:1) | lbs | 0 | 0 | 0 | 0 | 0 | 0 | 0
WI Small Coal Units Hg Rule v3.1, Unit 3681 and retrofits | 938 | 2201 | MACT Fuel Choice Floor in lbs/MMBtu | FALSE | L | Annual | Net Emissions Allowance Position | lbs | 0 | 0 | 0 | 0 | 0 | 0 | 0
WI Small Coal Units Hg Rule v3.1, Unit 3681 and retrofits | 938 | 2201 | MACT Fuel Choice Floor in lbs/MMBtu | FALSE | L | Annual | Fuel Consumed | TBtu | 0 | 0 | 0 | 0 | 0 | 0 | 0
WI Small Coal Units Hg Rule v3.1, Unit 3681 and retrofits | 938 | 2201 | MACT Fuel Choice Floor in lbs/MMBtu | FALSE | L | Annual | Rate | lb/MMBtu | 0 | 0 | 0 | 0 | 0 | 0 | 0
WI Small Coal Units Hg Rule v3.1, Unit 3681 and retrofits | 938 | 2201 | MACT Fuel Choice Floor in lbs/MMBtu | FALSE | L | Annual | Generation | TWh | 0 | 0 | 0 | 0 | 0 | 0 | 0
WI Small Coal Units Hg Rule v3.1, Unit 3681 and retrofits | 938 | 2201 | MACT Fuel Choice Floor in lbs/MMBtu | FALSE | L | Annual | Qualifying Generation | TWh | 0 | 0 | 0 | 0 | 0 | 0 | 0
WI Small Coal Units Hg Rule v3.1, Unit 3681 and retrofits | 938 | 2201 | MACT Fuel Choice Floor in lbs/MMBtu | FALSE | L | Annual | Constraint Shadow Price | US$/Lb | 0 | 0 | 0 | 0 | 0 | 0 | 0
WI Small Coal Units Hg Rule v3.1, Unit 4171 and retrofits | 939 | 2201 | MACT Fuel Choice Floor in lbs/MMBtu | FALSE | L | Annual | Seasons Included | Seasons | Winter, Summer | Winter, Summer | Winter, Summer | Winter, Summer | Winter, Summer | Winter, Summer | Winter, Summer
WI Small Coal Units Hg Rule v3.1, Unit 4171 and retrofits | 939 | 2201 | MACT Fuel Choice Floor in lbs/MMBtu | FALSE | L | Annual | Emission Floor | lbs/MMBtu | 6.91e-07 | 6.91e-07 | 6.91e-07 | 6.91e-07 | 6.91e-07 | 6.91e-07 | 6.91e-07
WI Small Coal Units Hg Rule v3.1, Unit 4171 and retrofits | 939 | 2201 | MACT Fuel Choice Floor in lbs/MMBtu | FALSE | L | Annual | Emissions at Affected Plants MER | lbs | 0 | 0 | 0 | 0 | 0 | 0 | 0
WI Small Coal Units Hg Rule v3.1, Unit 4171 and retrofits | 939 | 2201 | MACT Fuel Choice Floor in lbs/MMBtu | FALSE | L | Annual | Allowances Purchased MER | lbs | 0 | 0 | 0 | 0 | 0 | 0 | 0
WI Small Coal Units Hg Rule v3.1, Unit 4171 and retrofits | 939 | 2201 | MACT Fuel Choice Floor in lbs/MMBtu | FALSE | L | Annual | Allowances Sold MER | lbs | 0 | 0 | 0 | 0 | 0 | 0 | 0
WI Small Coal Units Hg Rule v3.1, Unit 4171 and retrofits | 939 | 2201 | MACT Fuel Choice Floor in lbs/MMBtu | FALSE | L | Annual | Allowances Banked | lbs | 0 | 0 | 0 | 0 | 0 | 0 | 0
WI Small Coal Units Hg Rule v3.1, Unit 4171 and retrofits | 939 | 2201 | MACT Fuel Choice Floor in lbs/MMBtu | FALSE | L | Annual | Allowances Withdrawn (1:1) | lbs | 0 | 0 | 0 | 0 | 0 | 0 | 0
WI Small Coal Units Hg Rule v3.1, Unit 4171 and retrofits | 939 | 2201 | MACT Fuel Choice Floor in lbs/MMBtu | FALSE | L | Annual | Allowances Withdrawn (n:1) | lbs | 0 | 0 | 0 | 0 | 0 | 0 | 0
WI Small Coal Units Hg Rule v3.1, Unit 4171 and retrofits | 939 | 2201 | MACT Fuel Choice Floor in lbs/MMBtu | FALSE | L | Annual | Net Emissions Allowance Position | lbs | 0 | 0 | 0 | 0 | 0 | 0 | 0
WI Small Coal Units Hg Rule v3.1, Unit 4171 and retrofits | 939 | 2201 | MACT Fuel Choice Floor in lbs/MMBtu | FALSE | L | Annual | Fuel Consumed | TBtu | 0 | 0 | 0 | 0 | 0 | 0 | 0
WI Small Coal Units Hg Rule v3.1, Unit 4171 and retrofits | 939 | 2201 | MACT Fuel Choice Floor in lbs/MMBtu | FALSE | L | Annual | Rate | lb/MMBtu | 0 | 0 | 0 | 0 | 0 | 0 | 0
WI Small Coal Units Hg Rule v3.1, Unit 4171 and retrofits | 939 | 2201 | MACT Fuel Choice Floor in lbs/MMBtu | FALSE | L | Annual | Generation | TWh | 0 | 0 | 0 | 0 | 0 | 0 | 0
WI Small Coal Units Hg Rule v3.1, Unit 4171 and retrofits | 939 | 2201 | MACT Fuel Choice Floor in lbs/MMBtu | FALSE | L | Annual | Qualifying Generation | TWh | 0 | 0 | 0 | 0 | 0 | 0 | 0
WI Small Coal Units Hg Rule v3.1, Unit 4171 and retrofits | 939 | 2201 | MACT Fuel Choice Floor in lbs/MMBtu | FALSE | L | Annual | Constraint Shadow Price | US$/Lb | 0 | 0 | 0 | 0 | 0 | 0 | 0
WI Small Coal Units Hg Rule v3.1, Unit 4735 and retrofits | 940 | 2201 | MACT Fuel Choice Floor in lbs/MMBtu | FALSE | L | Annual | Seasons Included | Seasons | Winter, Summer | Winter, Summer | Winter, Summer | Winter, Summer | Winter, Summer | Winter, Summer | Winter, Summer
WI Small Coal Units Hg Rule v3.1, Unit 4735 and retrofits | 940 | 2201 | MACT Fuel Choice Floor in lbs/MMBtu | FALSE | L | Annual | Emission Floor | lbs/MMBtu | 6.91e-07 | 6.91e-07 | 6.91e-07 | 6.91e-07 | 6.91e-07 | 6.91e-07 | 6.91e-07
WI Small Coal Units Hg Rule v3.1, Unit 4735 and retrofits | 940 | 2201 | MACT Fuel Choice Floor in lbs/MMBtu | FALSE | L | Annual | Emissions at Affected Plants MER | lbs | 0 | 0 | 0 | 0 | 0 | 0 | 0
WI Small Coal Units Hg Rule v3.1, Unit 4735 and retrofits | 940 | 2201 | MACT Fuel Choice Floor in lbs/MMBtu | FALSE | L | Annual | Allowances Purchased MER | lbs | 0 | 0 | 0 | 0 | 0 | 0 | 0
WI Small Coal Units Hg Rule v3.1, Unit 4735 and retrofits | 940 | 2201 | MACT Fuel Choice Floor in lbs/MMBtu | FALSE | L | Annual | Allowances Sold MER | lbs | 0 | 0 | 0 | 0 | 0 | 0 | 0
WI Small Coal Units Hg Rule v3.1, Unit 4735 and retrofits | 940 | 2201 | MACT Fuel Choice Floor in lbs/MMBtu | FALSE | L | Annual | Allowances Banked | lbs | 0 | 0 | 0 | 0 | 0 | 0 | 0
WI Small Coal Units Hg Rule v3.1, Unit 4735 and retrofits | 940 | 2201 | MACT Fuel Choice Floor in lbs/MMBtu | FALSE | L | Annual | Allowances Withdrawn (1:1) | lbs | 0 | 0 | 0 | 0 | 0 | 0 | 0
WI Small Coal Units Hg Rule v3.1, Unit 4735 and retrofits | 940 | 2201 | MACT Fuel Choice Floor in lbs/MMBtu | FALSE | L | Annual | Allowances Withdrawn (n:1) | lbs | 0 | 0 | 0 | 0 | 0 | 0 | 0
WI Small Coal Units Hg Rule v3.1, Unit 4735 and retrofits | 940 | 2201 | MACT Fuel Choice Floor in lbs/MMBtu | FALSE | L | Annual | Net Emissions Allowance Position | lbs | 0 | 0 | 0 | 0 | 0 | 0 | 0
WI Small Coal Units Hg Rule v3.1, Unit 4735 and retrofits | 940 | 2201 | MACT Fuel Choice Floor in lbs/MMBtu | FALSE | L | Annual | Fuel Consumed | TBtu | 0 | 0 | 0 | 0 | 0 | 0 | 0
WI Small Coal Units Hg Rule v3.1, Unit 4735 and retrofits | 940 | 2201 | MACT Fuel Choice Floor in lbs/MMBtu | FALSE | L | Annual | Rate | lb/MMBtu | 0 | 0 | 0 | 0 | 0 | 0 | 0
WI Small Coal Units Hg Rule v3.1, Unit 4735 and retrofits | 940 | 2201 | MACT Fuel Choice Floor in lbs/MMBtu | FALSE | L | Annual | Generation | TWh | 0 | 0 | 0 | 0 | 0 | 0 | 0
WI Small Coal Units Hg Rule v3.1, Unit 4735 and retrofits | 940 | 2201 | MACT Fuel Choice Floor in lbs/MMBtu | FALSE | L | Annual | Qualifying Generation | TWh | 0 | 0 | 0 | 0 | 0 | 0 | 0
WI Small Coal Units Hg Rule v3.1, Unit 4735 and retrofits | 940 | 2201 | MACT Fuel Choice Floor in lbs/MMBtu | FALSE | L | Annual | Constraint Shadow Price | US$/Lb | 0 | 0 | 0 | 0 | 0 | 0 | 0
WI Small Coal Units Hg Rule v3.1, Unit 4739 and retrofits | 941 | 2201 | MACT Fuel Choice Floor in lbs/MMBtu | FALSE | L | Annual | Seasons Included | Seasons | Winter, Summer | Winter, Summer | Winter, Summer | Winter, Summer | Winter, Summer | Winter, Summer | Winter, Summer
WI Small Coal Units Hg Rule v3.1, Unit 4739 and retrofits | 941 | 2201 | MACT Fuel Choice Floor in lbs/MMBtu | FALSE | L | Annual | Emission Floor | lbs/MMBtu | 6.91e-07 | 6.91e-07 | 6.91e-07 | 6.91e-07 | 6.91e-07 | 6.91e-07 | 6.91e-07
WI Small Coal Units Hg Rule v3.1, Unit 4739 and retrofits | 941 | 2201 | MACT Fuel Choice Floor in lbs/MMBtu | FALSE | L | Annual | Emissions at Affected Plants MER | lbs | 0 | 0 | 0 | 0 | 0 | 0 | 0
WI Small Coal Units Hg Rule v3.1, Unit 4739 and retrofits | 941 | 2201 | MACT Fuel Choice Floor in lbs/MMBtu | FALSE | L | Annual | Allowances Purchased MER | lbs | 0 | 0 | 0 | 0 | 0 | 0 | 0
WI Small Coal Units Hg Rule v3.1, Unit 4739 and retrofits | 941 | 2201 | MACT Fuel Choice Floor in lbs/MMBtu | FALSE | L | Annual | Allowances Sold MER | lbs | 0 | 0 | 0 | 0 | 0 | 0 | 0
WI Small Coal Units Hg Rule v3.1, Unit 4739 and retrofits | 941 | 2201 | MACT Fuel Choice Floor in lbs/MMBtu | FALSE | L | Annual | Allowances Banked | lbs | 0 | 0 | 0 | 0 | 0 | 0 | 0
WI Small Coal Units Hg Rule v3.1, Unit 4739 and retrofits | 941 | 2201 | MACT Fuel Choice Floor in lbs/MMBtu | FALSE | L | Annual | Allowances Withdrawn (1:1) | lbs | 0 | 0 | 0 | 0 | 0 | 0 | 0
WI Small Coal Units Hg Rule v3.1, Unit 4739 and retrofits | 941 | 2201 | MACT Fuel Choice Floor in lbs/MMBtu | FALSE | L | Annual | Allowances Withdrawn (n:1) | lbs | 0 | 0 | 0 | 0 | 0 | 0 | 0
WI Small Coal Units Hg Rule v3.1, Unit 4739 and retrofits | 941 | 2201 | MACT Fuel Choice Floor in lbs/MMBtu | FALSE | L | Annual | Net Emissions Allowance Position | lbs | 0 | 0 | 0 | 0 | 0 | 0 | 0
WI Small Coal Units Hg Rule v3.1, Unit 4739 and retrofits | 941 | 2201 | MACT Fuel Choice Floor in lbs/MMBtu | FALSE | L | Annual | Fuel Consumed | TBtu | 0 | 0 | 0 | 0 | 0 | 0 | 0
WI Small Coal Units Hg Rule v3.1, Unit 4739 and retrofits | 941 | 2201 | MACT Fuel Choice Floor in lbs/MMBtu | FALSE | L | Annual | Rate | lb/MMBtu | 0 | 0 | 0 | 0 | 0 | 0 | 0
WI Small Coal Units Hg Rule v3.1, Unit 4739 and retrofits | 941 | 2201 | MACT Fuel Choice Floor in lbs/MMBtu | FALSE | L | Annual | Generation | TWh | 0 | 0 | 0 | 0 | 0 | 0 | 0
WI Small Coal Units Hg Rule v3.1, Unit 4739 and retrofits | 941 | 2201 | MACT Fuel Choice Floor in lbs/MMBtu | FALSE | L | Annual | Qualifying Generation | TWh | 0 | 0 | 0 | 0 | 0 | 0 | 0
WI Small Coal Units Hg Rule v3.1, Unit 4739 and retrofits | 941 | 2201 | MACT Fuel Choice Floor in lbs/MMBtu | FALSE | L | Annual | Constraint Shadow Price | US$/Lb | 0 | 0 | 0 | 0 | 0 | 0 | 0
WI Small Coal Units Hg Rule v3.1, Unit 4740 and retrofits | 942 | 2201 | MACT Fuel Choice Floor in lbs/MMBtu | FALSE | L | Annual | Seasons Included | Seasons | Winter, Summer | Winter, Summer | Winter, Summer | Winter, Summer | Winter, Summer | Winter, Summer | Winter, Summer
WI Small Coal Units Hg Rule v3.1, Unit 4740 and retrofits | 942 | 2201 | MACT Fuel Choice Floor in lbs/MMBtu | FALSE | L | Annual | Emission Floor | lbs/MMBtu | 6.91e-07 | 6.91e-07 | 6.91e-07 | 6.91e-07 | 6.91e-07 | 6.91e-07 | 6.91e-07
WI Small Coal Units Hg Rule v3.1, Unit 4740 and retrofits | 942 | 2201 | MACT Fuel Choice Floor in lbs/MMBtu | FALSE | L | Annual | Emissions at Affected Plants MER | lbs | 0 | 0 | 0 | 0 | 0 | 0 | 0
WI Small Coal Units Hg Rule v3.1, Unit 4740 and retrofits | 942 | 2201 | MACT Fuel Choice Floor in lbs/MMBtu | FALSE | L | Annual | Allowances Purchased MER | lbs | 0 | 0 | 0 | 0 | 0 | 0 | 0
WI Small Coal Units Hg Rule v3.1, Unit 4740 and retrofits | 942 | 2201 | MACT Fuel Choice Floor in lbs/MMBtu | FALSE | L | Annual | Allowances Sold MER | lbs | 0 | 0 | 0 | 0 | 0 | 0 | 0
WI Small Coal Units Hg Rule v3.1, Unit 4740 and retrofits | 942 | 2201 | MACT Fuel Choice Floor in lbs/MMBtu | FALSE | L | Annual | Allowances Banked | lbs | 0 | 0 | 0 | 0 | 0 | 0 | 0
WI Small Coal Units Hg Rule v3.1, Unit 4740 and retrofits | 942 | 2201 | MACT Fuel Choice Floor in lbs/MMBtu | FALSE | L | Annual | Allowances Withdrawn (1:1) | lbs | 0 | 0 | 0 | 0 | 0 | 0 | 0
WI Small Coal Units Hg Rule v3.1, Unit 4740 and retrofits | 942 | 2201 | MACT Fuel Choice Floor in lbs/MMBtu | FALSE | L | Annual | Allowances Withdrawn (n:1) | lbs | 0 | 0 | 0 | 0 | 0 | 0 | 0
WI Small Coal Units Hg Rule v3.1, Unit 4740 and retrofits | 942 | 2201 | MACT Fuel Choice Floor in lbs/MMBtu | FALSE | L | Annual | Net Emissions Allowance Position | lbs | 0 | 0 | 0 | 0 | 0 | 0 | 0
WI Small Coal Units Hg Rule v3.1, Unit 4740 and retrofits | 942 | 2201 | MACT Fuel Choice Floor in lbs/MMBtu | FALSE | L | Annual | Fuel Consumed | TBtu | 0 | 0 | 0 | 0 | 0 | 0 | 0
WI Small Coal Units Hg Rule v3.1, Unit 4740 and retrofits | 942 | 2201 | MACT Fuel Choice Floor in lbs/MMBtu | FALSE | L | Annual | Rate | lb/MMBtu | 0 | 0 | 0 | 0 | 0 | 0 | 0
WI Small Coal Units Hg Rule v3.1, Unit 4740 and retrofits | 942 | 2201 | MACT Fuel Choice Floor in lbs/MMBtu | FALSE | L | Annual | Generation | TWh | 0 | 0 | 0 | 0 | 0 | 0 | 0
WI Small Coal Units Hg Rule v3.1, Unit 4740 and retrofits | 942 | 2201 | MACT Fuel Choice Floor in lbs/MMBtu | FALSE | L | Annual | Qualifying Generation | TWh | 0 | 0 | 0 | 0 | 0 | 0 | 0
WI Small Coal Units Hg Rule v3.1, Unit 4740 and retrofits | 942 | 2201 | MACT Fuel Choice Floor in lbs/MMBtu | FALSE | L | Annual | Constraint Shadow Price | US$/Lb | 0 | 0 | 0 | 0 | 0 | 0 | 0
WI Wallfired Coal Units NOx Annual Rate v3.1 | 943 | 1931 | Rate Constraint in lbs/MMBtu | FALSE | L | Annual | Seasons Included | Seasons | Winter, Summer | Winter, Summer | Winter, Summer | Winter, Summer | Winter, Summer | Winter, Summer | Winter, Summer
WI Wallfired Coal Units NOx Annual Rate v3.1 | 943 | 1931 | Rate Constraint in lbs/MMBtu | FALSE | L | Annual | Standard | lb/MMBtu | 0.17 | 0.17 | 0.17 | 0.17 | 0.17 | 0.17 | 0.17
WI Wallfired Coal Units NOx Annual Rate v3.1 | 943 | 1931 | Rate Constraint in lbs/MMBtu | FALSE | L | Annual | Emissions at Affected Plants NOX | MTons | 0 | 0 | 0 | 0 | 0 | 0 | 0
WI Wallfired Coal Units NOx Annual Rate v3.1 | 943 | 1931 | Rate Constraint in lbs/MMBtu | FALSE | L | Annual | Allowances Purchased NOX | MTons | 0 | 0 | 0 | 0 | 0 | 0 | 0
WI Wallfired Coal Units NOx Annual Rate v3.1 | 943 | 1931 | Rate Constraint in lbs/MMBtu | FALSE | L | Annual | Allowances Sold NOX | MTons | 0 | 0 | 0 | 0 | 0 | 0 | 0
WI Wallfired Coal Units NOx Annual Rate v3.1 | 943 | 1931 | Rate Constraint in lbs/MMBtu | FALSE | L | Annual | Allowances Banked | MTons | 0 | 0 | 0 | 0 | 0 | 0 | 0
WI Wallfired Coal Units NOx Annual Rate v3.1 | 943 | 1931 | Rate Constraint in lbs/MMBtu | FALSE | L | Annual | Allowances Withdrawn (1:1) | MTons | 0 | 0 | 0 | 0 | 0 | 0 | 0
WI Wallfired Coal Units NOx Annual Rate v3.1 | 943 | 1931 | Rate Constraint in lbs/MMBtu | FALSE | L | Annual | Allowances Withdrawn (n:1) | MTons | 0 | 0 | 0 | 0 | 0 | 0 | 0
WI Wallfired Coal Units NOx Annual Rate v3.1 | 943 | 1931 | Rate Constraint in lbs/MMBtu | FALSE | L | Annual | Net Emissions Allowance Position | MTons | 0 | 0 | 0 | 0 | 0 | 0 | 0
WI Wallfired Coal Units NOx Annual Rate v3.1 | 943 | 1931 | Rate Constraint in lbs/MMBtu | FALSE | L | Annual | Fuel Consumed | TBtu | 0 | 0 | 0 | 0 | 0 | 0 | 0
WI Wallfired Coal Units NOx Annual Rate v3.1 | 943 | 1931 | Rate Constraint in lbs/MMBtu | FALSE | L | Annual | Rate | lb/MMBtu | 0 | 0 | 0 | 0 | 0 | 0 | 0
WI Wallfired Coal Units NOx Annual Rate v3.1 | 943 | 1931 | Rate Constraint in lbs/MMBtu | FALSE | L | Annual | Generation | TWh | 0 | 0 | 0 | 0 | 0 | 0 | 0
WI Wallfired Coal Units NOx Annual Rate v3.1 | 943 | 1931 | Rate Constraint in lbs/MMBtu | FALSE | L | Annual | Qualifying Generation | TWh | 0 | 0 | 0 | 0 | 0 | 0 | 0
WI Wallfired Coal Units NOx Annual Rate v3.1 | 943 | 1931 | Rate Constraint in lbs/MMBtu | FALSE | L | Annual | Rate | lb/MWh | 0 | 0 | 0 | 0 | 0 | 0 | 0
WI Wallfired Coal Units NOx Annual Rate v3.1 | 943 | 1931 | Rate Constraint in lbs/MMBtu | FALSE | L | Annual | Constraint Shadow Price | US$/Ton | 0 | 0 | 0 | 0 | 0 | 0 | 0
Zero Reserve Margin Type 3 Constraints | 1016 | 5803 | MACT Fuel Choice Floor in lbs/MMBtu | FALSE | L | Annual | Seasons Included | Seasons | Winter, Summer | Winter, Summer | Winter, Summer | Winter, Summer | Winter, Summer | Winter, Summer | Winter, Summer
Zero Reserve Margin Type 3 Constraints | 1016 | 5803 | MACT Fuel Choice Floor in lbs/MMBtu | FALSE | L | Annual | Emission Floor | lb/MMBtu | 0 | 0 | 0 | 0 | 0 | 0 | 0
Zero Reserve Margin Type 3 Constraints | 1016 | 5803 | MACT Fuel Choice Floor in lbs/MMBtu | FALSE | L | Annual | Emissions at Affected Plants NOX | MTons | 0 | 0 | 0 | 0 | 0 | 0 | 0
Zero Reserve Margin Type 3 Constraints | 1016 | 5803 | MACT Fuel Choice Floor in lbs/MMBtu | FALSE | L | Annual | Allowances Purchased NOX | MTons | 0 | 0 | 0 | 0 | 0 | 0 | 0
Zero Reserve Margin Type 3 Constraints | 1016 | 5803 | MACT Fuel Choice Floor in lbs/MMBtu | FALSE | L | Annual | Allowances Sold NOX | MTons | 0 | 0 | 0 | 0 | 0 | 0 | 0
Zero Reserve Margin Type 3 Constraints | 1016 | 5803 | MACT Fuel Choice Floor in lbs/MMBtu | FALSE | L | Annual | Allowances Banked | MTons | 0 | 0 | 0 | 0 | 0 | 0 | 0
Zero Reserve Margin Type 3 Constraints | 1016 | 5803 | MACT Fuel Choice Floor in lbs/MMBtu | FALSE | L | Annual | Allowances Withdrawn (1:1) | MTons | 0 | 0 | 0 | 0 | 0 | 0 | 0
Zero Reserve Margin Type 3 Constraints | 1016 | 5803 | MACT Fuel Choice Floor in lbs/MMBtu | FALSE | L | Annual | Allowances Withdrawn (n:1) | MTons | 0 | 0 | 0 | 0 | 0 | 0 | 0
Zero Reserve Margin Type 3 Constraints | 1016 | 5803 | MACT Fuel Choice Floor in lbs/MMBtu | FALSE | L | Annual | Net Emissions Allowance Position | MTons | 0 | 0 | 0 | 0 | 0 | 0 | 0
Zero Reserve Margin Type 3 Constraints | 1016 | 5803 | MACT Fuel Choice Floor in lbs/MMBtu | FALSE | L | Annual | Fuel Consumed | TBtu | 0 | 0 | 0 | 0 | 0 | 0 | 0
Zero Reserve Margin Type 3 Constraints | 1016 | 5803 | MACT Fuel Choice Floor in lbs/MMBtu | FALSE | L | Annual | Rate | lb/MMBtu | 0 | 0 | 0 | 0 | 0 | 0 | 0
Zero Reserve Margin Type 3 Constraints | 1016 | 5803 | MACT Fuel Choice Floor in lbs/MMBtu | FALSE | L | Annual | Generation | TWh | 0 | 0 | 0 | 0 | 0 | 0 | 0
Zero Reserve Margin Type 3 Constraints | 1016 | 5803 | MACT Fuel Choice Floor in lbs/MMBtu | FALSE | L | Annual | Qualifying Generation | TWh | 0 | 0 | 0 | 0 | 0 | 0 | 0
Zero Reserve Margin Type 3 Constraints | 1016 | 5803 | MACT Fuel Choice Floor in lbs/MMBtu | FALSE | L | Annual | Constraint Shadow Price | US$/Ton | 0 | 0 | 0 | 0 | 0 | 0 | 0

## FuelReport
Fuel Consumption by Fuel and Fuel Type [Tbtu] | [7 empty] | Fuel | 2016 | 2018 | 2020 | 2025 | 2030 | 2040 | 2050
[8 empty] | Oil | 7.2654 | 0.66355 | 0.38899 | 0.85274 | 1.063 | 0 | 0
Fuel Type | 2016 | 2018 | 2020 | 2025 | 2030 | 2040 | 2050 | Pet. Coke | 66.3697 | 53.4711 | 39.1192 | 49.1832 | 58.1626 | 66.2122 | 92.8232
Biomass | 472.3133 | 418.9163 | 539.7765 | 581.9477 | 617.7553 | 643.6036 | 730.0615 | Waste Coal | 127.2043 | 125.1598 | 125.1598 | 125.1598 | 125.1598 | 125.1598 | 125.1598
EPA v5.13 Biomass | 472.3133 | 418.9163 | 539.7765 | 581.9477 | 617.7553 | 643.6036 | 730.0615 | Biomass | 472.3133 | 418.9163 | 539.7765 | 581.9477 | 617.7553 | 643.6036 | 730.0615
Coal | 15389.8776 | 15351.132 | 13570.8554 | 13684.261 | 13305.3635 | 13099.4727 | 14380.8346 | NaturalGas | 8506.5582 | 8546.796 | 10499.7815 | 11204.079 | 12258.2787 | 16363.4349 | 19908.4485
EPA v5.13 Coal BA | 193.7529 | 167.8278 | 140.6639 | 175.8271 | 158.6144 | 247.8786 | 140.6136 | Nuclear | 8241.721 | 8609.5512 | 8559.5047 | 8559.5047 | 8336.3643 | 4985.257 | 659.578
EPA v5.13 Coal BB | 1373.9287 | 1178.746 | 885.5301 | 878.2714 | 821.4034 | 830.0932 | 1478.6738 | Coal | 15389.8776 | 15351.132 | 13570.8554 | 13684.261 | 13305.3635 | 13099.4727 | 14380.8346
EPA v5.13 Coal BD | 22.2005 | 27.8943 | 18.96 | 18.96 | 18.96 | 18.96 | 18.96
EPA v5.13 Coal BE | 1830.1593 | 1755.1743 | 1283.0623 | 1256.6537 | 1270.6617 | 978.1508 | 880.9885
EPA v5.13 Coal BG | 1760.1473 | 2118.6117 | 2178.2785 | 2390.7259 | 2276.5024 | 2262.8923 | 2279.2612
EPA v5.13 Coal BH | 3193.9439 | 3251.2428 | 3066.5122 | 2745.4892 | 2737.1461 | 2707.4954 | 3135.2271
EPA v5.13 Coal LA | 0 | 0 | 0 | 0 | 0 | 0 | 0
EPA v5.13 Coal LD | 0 | 0 | 0 | 0 | 0 | 0 | 0
EPA v5.13 Coal LE | 754.0784 | 723.7302 | 597.3328 | 660.9948 | 680.1347 | 689.6457 | 734.8255
EPA v5.13 Coal LG | 116.7341 | 116.7341 | 116.7341 | 116.7341 | 116.7341 | 116.7341 | 96.0612
EPA v5.13 Coal LH | 53.633 | 53.633 | 53.633 | 53.633 | 53.633 | 47.6113 | 53.633
EPA v5.13 Coal SA | 4882.9783 | 4878.0253 | 4180.7995 | 4296.3222 | 4029.764 | 3828.6211 | 3312.2038
EPA v5.13 Coal SB | 560.4805 | 511.4396 | 477.0907 | 502.6377 | 563.8621 | 667.1454 | 1404.1088
EPA v5.13 Coal SD | 251.6821 | 239.098 | 251.1029 | 262.1136 | 251.1029 | 378.3945 | 514.401
EPA v5.13 Coal SE | 396.1586 | 328.9749 | 321.1555 | 325.8983 | 326.8445 | 325.8503 | 331.8771
Fwaste | 21.8624 | 21.8624 | 21.8624 | 21.8624 | 21.8624 | 21.8624 | 21.685
EPA v5.13 Fossil Waste | 21.8624 | 21.8624 | 21.8624 | 21.8624 | 21.8624 | 21.8624 | 21.685
Geothermal | 166.2468 | 398.7105 | 492.5427 | 691.6867 | 737.4562 | 752.317 | 836.0751
EPA v5.13 Geo | 166.2468 | 398.7105 | 492.5427 | 691.6867 | 737.4562 | 752.317 | 836.0751
Hydro | 0 | 0 | 0 | 0 | 0 | 0 | 0
EPA v5.13 Hydro | 0 | 0 | 0 | 0 | 0 | 0 | 0
LF Gas | 156.5095 | 156.5095 | 156.5095 | 156.5095 | 156.5095 | 156.5095 | 156.5095
EPA v5.13 LFG | 156.5095 | 156.5095 | 156.5095 | 156.5095 | 156.5095 | 156.5095 | 156.5095
MSW | 257.683 | 257.683 | 257.683 | 257.683 | 257.683 | 257.683 | 257.683
EPA v5.13 MSW | 257.683 | 257.683 | 257.683 | 257.683 | 257.683 | 257.683 | 257.683
NaturalGas | 8506.5582 | 8546.796 | 10499.7815 | 11204.079 | 12258.2787 | 16363.4349 | 19908.4485
EPA v5.13 Gas | 8506.5582 | 8546.796 | 10499.7815 | 11204.079 | 12258.2787 | 16363.4349 | 19908.4485
Non-Fossil | 90.0434 | 90.0434 | 90.0434 | 90.0434 | 90.0434 | 90.0434 | 90.0434
EPA v5.13 Other | 84.0033 | 84.0033 | 84.0033 | 84.0033 | 84.0033 | 84.0033 | 84.0033
EPA v5.13 Tires | 6.0401 | 6.0401 | 6.0401 | 6.0401 | 6.0401 | 6.0401 | 6.0401
Nuclear | 8241.721 | 8609.5512 | 8559.5047 | 8559.5047 | 8336.3643 | 4985.257 | 659.578
EPA v5.13 Nuclear | 8241.721 | 8609.5512 | 8559.5047 | 8559.5047 | 8336.3643 | 4985.257 | 659.578
Oil | 7.2654 | 0.66355 | 0.38899 | 0.85274 | 1.063 | 0 | 0
EPA v5.13 DFO | 4.3159 | 0.66355 | 0.38899 | 0.85274 | 1.063 | 0 | 0
EPA v5.13 RFO | 2.9495 | 0 | 0 | 0 | 0 | 0 | 0
Pet. Coke | 66.3697 | 53.4711 | 39.1192 | 49.1832 | 58.1626 | 66.2122 | 92.8232
EPA v5.13 Pet Coke | 66.3697 | 53.4711 | 39.1192 | 49.1832 | 58.1626 | 66.2122 | 92.8232
Solar | 39.9575 | 54.5368 | 64.2625 | 79.1994 | 80.7894 | 107.7392 | 361.281
EPA v5.13 Solar | 39.9575 | 54.5368 | 64.2625 | 79.1994 | 80.7894 | 107.7392 | 361.281
Waste Coal | 127.2043 | 125.1598 | 125.1598 | 125.1598 | 125.1598 | 125.1598 | 125.1598
EPA v5.13 Waste Coal | 127.2043 | 125.1598 | 125.1598 | 125.1598 | 125.1598 | 125.1598 | 125.1598
Wind | 176.2001 | 372.727 | 404.4051 | 633.6569 | 740.5898 | 847.4312 | 1231.5267
EPA v5.13 Wind | 176.2001 | 372.727 | 404.4051 | 633.6569 | 740.5898 | 847.4312 | 1231.5267
Grand Total | 33719.8124 | 34457.7626 | 34821.8946 | 36135.6295 | 36787.0809 | 37516.726 | 38851.7092
Fuel Costs by Fuel and Fuel Type[MMUS$]
Fuel Type | 2016 | 2018 | 2020 | 2025 | 2030 | 2040 | 2050
Biomass | 1686.2656 | 1403.4889 | 2145.5177 | 2371.0427 | 2561.0451 | 2711.9634 | 3088.6183
EPA v5.13 Biomass | 1686.2656 | 1403.4889 | 2145.5177 | 2371.0427 | 2561.0451 | 2711.9634 | 3088.6183
Coal | 36607.0029 | 37041.8882 | 31136.7579 | 33428.3496 | 34017.6049 | 38418.2204 | 50853.3417
EPA v5.13 Coal BA | 320.8558 | 281.0193 | 238.3898 | 332.5536 | 331.3845 | 655.7636 | 446.3049
EPA v5.13 Coal BB | 3287.1877 | 2819.9336 | 1931.3772 | 2053.9076 | 1991.8003 | 2419.1384 | 5411.7425
EPA v5.13 Coal BD | 75.4055 | 95.0839 | 56.7983 | 59.4427 | 62.7575 | 69.2565 | 76.5026
EPA v5.13 Coal BE | 5314.161 | 5202.042 | 3574.4904 | 3710.5865 | 3849.4763 | 3399.2061 | 3580.3934
EPA v5.13 Coal BG | 5069.47 | 6304.1453 | 6039.1255 | 7135.3886 | 7118.5062 | 7999.0032 | 9757.5338
EPA v5.13 Coal BH | 8400.833 | 8391.9145 | 7420.8271 | 6997.2312 | 7294.2366 | 8479.0308 | 12014.4103
EPA v5.13 Coal LA | 0 | 0 | 0 | 0 | 0 | 0 | 0
EPA v5.13 Coal LD | 0 | 0 | 0 | 0 | 0 | 0 | 0
EPA v5.13 Coal LE | 1453.8061 | 1258.6683 | 1042.2133 | 1201.0658 | 1293.3176 | 1456.6001 | 1949.8719
EPA v5.13 Coal LG | 213.6597 | 181.5299 | 184.0978 | 193.0884 | 202.5376 | 230.2861 | 242.9599
EPA v5.13 Coal LH | 98.1651 | 83.4032 | 86.3921 | 90.8058 | 95.244 | 96.3846 | 138.2456
EPA v5.13 Coal SA | 10503.7632 | 10759.0735 | 9015.5786 | 9890.2664 | 9754.9733 | 10661.7407 | 11004.4031
EPA v5.13 Coal SB | 1035.7298 | 926.69 | 824.7362 | 951.4655 | 1139.4695 | 1603.8548 | 4197.6658
EPA v5.13 Coal SD | 254.1985 | 249.7358 | 236.4874 | 281.823 | 293.3882 | 658.8885 | 1192.3739
EPA v5.13 Coal SE | 579.7675 | 488.649 | 486.2441 | 530.7244 | 590.5133 | 689.0669 | 840.934
Fwaste | 0 | 0 | 0 | 0 | 0 | 0 | 0
EPA v5.13 Fossil Waste | 0 | 0 | 0 | 0 | 0 | 0 | 0
Geothermal | 0 | 0 | 0 | 0 | 0 | 0 | 0
EPA v5.13 Geo | 0 | 0 | 0 | 0 | 0 | 0 | 0
Hydro | 0 | 0 | 0 | 0 | 0 | 0 | 0
EPA v5.13 Hydro | 0 | 0 | 0 | 0 | 0 | 0 | 0
LF Gas | 0 | 0 | 0 | 0 | 0 | 0 | 0
EPA v5.13 LFG | 0 | 0 | 0 | 0 | 0 | 0 | 0
MSW | 0 | 0 | 0 | 0 | 0 | 0 | 0
EPA v5.13 MSW | 0 | 0 | 0 | 0 | 0 | 0 | 0
NaturalGas | 42984.3973 | 45190.6657 | 62396.1158 | 72410.4852 | 81601.9792 | 121542.8406 | 180124.1469
EPA v5.13 Gas | 42984.3973 | 45190.6657 | 62396.1158 | 72410.4852 | 81601.9792 | 121542.8406 | 180124.1469
Non-Fossil | 0 | 0 | 0 | 0 | 0 | 0 | 0
EPA v5.13 Other | 0 | 0 | 0 | 0 | 0 | 0 | 0
EPA v5.13 Tires | 0 | 0 | 0 | 0 | 0 | 0 | 0
Nuclear | 7296.2581 | 7765.7013 | 7720.56 | 8233.5819 | 8428.4855 | 5260.77 | 696.0299
EPA v5.13 Nuclear | 7296.2581 | 7765.7013 | 7720.56 | 8233.5819 | 8428.4855 | 5260.77 | 696.0299
Oil | 130.5072 | 14.8294 | 8.7273 | 20.8579 | 28.5221 | 0 | 0
EPA v5.13 DFO | 90.882 | 14.8294 | 8.7273 | 20.8579 | 28.5221 | 0 | 0
EPA v5.13 RFO | 39.6252 | 0 | 0 | 0 | 0 | 0 | 0
Pet. Coke | 206.8356 | 164.9035 | 122.271 | 152.1139 | 178.7584 | 202.6451 | 281.8328
EPA v5.13 Pet Coke | 206.8356 | 164.9035 | 122.271 | 152.1139 | 178.7584 | 202.6451 | 281.8328
Solar | 0 | 0 | 0 | 0 | 0 | 0 | 0
EPA v5.13 Solar | 0 | 0 | 0 | 0 | 0 | 0 | 0
Waste Coal | 254.1324 | 256.7881 | 265.4897 | 275.817 | 279.5207 | 296.4026 | 299.8424
EPA v5.13 Waste Coal | 254.1324 | 256.7881 | 265.4897 | 275.817 | 279.5207 | 296.4026 | 299.8424
Wind | 0 | 0 | 0 | 0 | 0 | 0 | 0
EPA v5.13 Wind | 0 | 0 | 0 | 0 | 0 | 0 | 0
Grand Total | 89165.399 | 91838.2652 | 103795.4394 | 116892.2482 | 127095.9159 | 168432.842 | 235343.812
Fuel Costs by Fuel and Fuel Type[US$/MMBtu]
Fuel Type | 2016 | 2018 | 2020 | 2025 | 2030 | 2040 | 2050
Biomass | 3.5702 | 3.3503 | 3.9748 | 4.0743 | 4.1457 | 4.2137 | 4.2306
EPA v5.13 Biomass | 3.5702 | 3.3503 | 3.9748 | 4.0743 | 4.1457 | 4.2137 | 4.2306
Coal | 2.3786 | 2.413 | 2.2944 | 2.4428 | 2.5567 | 2.9328 | 3.5362
EPA v5.13 Coal BA | 1.656 | 1.6745 | 1.6947 | 1.8914 | 2.0892 | 2.6455 | 3.174
EPA v5.13 Coal BB | 2.3925 | 2.3923 | 2.181 | 2.3386 | 2.4249 | 2.9143 | 3.6599
EPA v5.13 Coal BD | 3.3966 | 3.4087 | 2.9957 | 3.1352 | 3.31 | 3.6528 | 4.0349
EPA v5.13 Coal BE | 2.9037 | 2.9638 | 2.7859 | 2.9528 | 3.0295 | 3.4751 | 4.0641
EPA v5.13 Coal BG | 2.8801 | 2.9756 | 2.7724 | 2.9846 | 3.1269 | 3.5349 | 4.281
EPA v5.13 Coal BH | 2.6302 | 2.5811 | 2.42 | 2.5486 | 2.6649 | 3.1317 | 3.8321
EPA v5.13 Coal LA | 0 | 0 | 0 | 0 | 0 | 0 | 0
EPA v5.13 Coal LD | 0 | 0 | 0 | 0 | 0 | 0 | 0
EPA v5.13 Coal LE | 1.9279 | 1.7391 | 1.7448 | 1.8171 | 1.9016 | 2.1121 | 2.6535
EPA v5.13 Coal LG | 1.8303 | 1.5551 | 1.5771 | 1.6541 | 1.735 | 1.9727 | 2.5292
EPA v5.13 Coal LH | 1.8303 | 1.5551 | 1.6108 | 1.6931 | 1.7758 | 2.0244 | 2.5776
EPA v5.13 Coal SA | 2.1511 | 2.2056 | 2.1564 | 2.302 | 2.4207 | 2.7847 | 3.3224
EPA v5.13 Coal SB | 1.8479 | 1.8119 | 1.7287 | 1.8929 | 2.0208 | 2.4041 | 2.9896
EPA v5.13 Coal SD | 1.01 | 1.0445 | 0.9418 | 1.0752 | 1.1684 | 1.7413 | 2.318
EPA v5.13 Coal SE | 1.4635 | 1.4854 | 1.514 | 1.6285 | 1.8067 | 2.1147 | 2.5339
Fwaste | 0 | 0 | 0 | 0 | 0 | 0 | 0
EPA v5.13 Fossil Waste | 0 | 0 | 0 | 0 | 0 | 0 | 0
Geothermal | 0 | 0 | 0 | 0 | 0 | 0 | 0
EPA v5.13 Geo | 0 | 0 | 0 | 0 | 0 | 0 | 0
Hydro | 0 | 0 | 0 | 0 | 0 | 0 | 0
EPA v5.13 Hydro | 0 | 0 | 0 | 0 | 0 | 0 | 0
LF Gas | 0 | 0 | 0 | 0 | 0 | 0 | 0
EPA v5.13 LFG | 0 | 0 | 0 | 0 | 0 | 0 | 0
MSW | 0 | 0 | 0 | 0 | 0 | 0 | 0
EPA v5.13 MSW | 0 | 0 | 0 | 0 | 0 | 0 | 0
NaturalGas | 5.0531 | 5.2874 | 5.9426 | 6.4629 | 6.6569 | 7.4277 | 9.0476
EPA v5.13 Gas | 5.0531 | 5.2874 | 5.9426 | 6.4629 | 6.6569 | 7.4277 | 9.0476
Non-Fossil | 0 | 0 | 0 | 0 | 0 | 0 | 0
EPA v5.13 Other | 0 | 0 | 0 | 0 | 0 | 0 | 0
EPA v5.13 Tires | 0 | 0 | 0 | 0 | 0 | 0 | 0
Nuclear | 0.88528 | 0.90199 | 0.90199 | 0.96192 | 1.0111 | 1.0553 | 1.0553
EPA v5.13 Nuclear | 0.88528 | 0.90199 | 0.90199 | 0.96192 | 1.0111 | 1.0553 | 1.0553
Oil | 17.9627 | 22.3485 | 22.4357 | 24.4598 | 26.8317 | 0 | 0
EPA v5.13 DFO | 21.0573 | 22.3485 | 22.4357 | 24.4598 | 26.8317 | 0 | 0
EPA v5.13 RFO | 13.4345 | 0 | 0 | 0 | 0 | 0 | 0
Pet. Coke | 3.1164 | 3.084 | 3.1256 | 3.0928 | 3.0734 | 3.0605 | 3.0362
EPA v5.13 Pet Coke | 3.1164 | 3.084 | 3.1256 | 3.0928 | 3.0734 | 3.0605 | 3.0362
Solar | 0 | 0 | 0 | 0 | 0 | 0 | 0
EPA v5.13 Solar | 0 | 0 | 0 | 0 | 0 | 0 | 0
Waste Coal | 1.9978 | 2.0517 | 2.1212 | 2.2037 | 2.2333 | 2.3682 | 2.3957
EPA v5.13 Waste Coal | 1.9978 | 2.0517 | 2.1212 | 2.2037 | 2.2333 | 2.3682 | 2.3957
Wind | 0 | 0 | 0 | 0 | 0 | 0 | 0
EPA v5.13 Wind | 0 | 0 | 0 | 0 | 0 | 0 | 0
Grand Total | 2.6443 | 2.6652 | 2.9808 | 3.2348 | 3.4549 | 4.4895 | 6.0575

## Table 1-16_US
Re-Dispatch with Coal Cost of $20 per tonne CO2
| 2016 | 2018 | 2020 | 2025 | 2030 | 2040 | 2050
1. Reserve Margin Capacity Winter [MW] | 901887.2119 | 910763.5518 | 915506.2305 | 955155.0443 | 1003459.948 | 1115311.2786 | 1207561.3145
Plus Firm Contract Purchases Winter [MW] | 0 | 0 | 0 | 0 | 0 | 0 | 0
Plus Transmission In Winter [MW] | 8594.0087 | 7397.5309 | 7093.1094 | 9389.077 | 13271.9527 | 19895.9257 | 23247.9886
Less Firm Contract Sales Winter [MW] | 0 | 0 | 0 | 0 | 0 | 0 | 0
Less Transmission Out Winter [MW] | 12301.5727 | 10964.09 | 10947.4376 | 13575.1068 | 18159.2724 | 25985.527 | 29270.0938
Total Reserve Margin Capacity Winter [MW] | 898179.6479 | 907196.9927 | 911651.9022 | 950969.0145 | 998572.6284 | 1109221.6774 | 1201539.2094
2. Peak Load Winter [MW] | 656609.9795 | 669953.6443 | 685643.4766 | 724764.8737 | 762895.2731 | 845598.8064 | 915814.1771
Less DSM [MW] | 0 | 0 | 0 | 0 | 0 | 0 | 0
Net Demand Winter [MW] | 656609.9795 | 669953.6443 | 685643.4766 | 724764.8737 | 762895.2731 | 845598.8064 | 915814.1771
3. Reserve Margin Winter [%] | 36.7904 | 35.4119 | 32.963 | 31.2107 | 30.8925 | 31.1759 | 31.199
1. Reserve Margin Capacity Summer [MW] | 901887.2119 | 910763.5518 | 915506.2305 | 955155.0443 | 1003459.948 | 1115311.2786 | 1207561.3145
Plus Firm Contract Purchases Summer [MW] | 0 | 0 | 0 | 0 | 0 | 0 | 0
Plus Transmission In Summer [MW] | 62867.5311 | 58524.2708 | 75827.6097 | 82501.2955 | 92354.1872 | 94112.9304 | 86166.3688
Less Firm Contract Sales Summer [MW] | 0 | 0 | 0 | 0 | 0 | 0 | 0
Less Transmission Out Summer [MW] | 61211.0299 | 56758.0407 | 73205.9857 | 78427.876 | 88564.5959 | 88622.0671 | 80404.9124
Total Reserve Margin Capacity Summer [MW] | 903543.7131 | 912529.782 | 918127.8545 | 959228.4638 | 1007249.5394 | 1120802.142 | 1213322.7708
2. Peak Load Summer [MW] | 745951.4004 | 760949.7162 | 779557.6602 | 826221.1216 | 872778.1859 | 972251.0956 | 1052576.833
Less DSM [MW] | 0 | 0 | 0 | 0 | 0 | 0 | 0
Net Demand Summer [MW] | 745951.4004 | 760949.7162 | 779557.6602 | 826221.1216 | 872778.1859 | 972251.0956 | 1052576.833
3. Reserve Margin Summer [%] | 21.1264 | 19.9199 | 17.7755 | 16.0983 | 15.4073 | 15.2791 | 15.2717
1. Reserve Margin Capacity Annual [MW] | 901887.2119 | 910763.5518 | 915506.2305 | 955155.0443 | 1003459.948 | 1115311.2786 | 1207561.3145
Plus Firm Contract Purchases Annual [MW] | 0 | 0 | 0 | 0 | 0 | 0 | 0
Plus Transmission In Annual [MW] | 64461.7035 | 60457.4183 | 76102.5125 | 83057.0842 | 96062.3489 | 100188.7456 | 93356.4102
Less Firm Contract Sales Annual [MW] | 0 | 0 | 0 | 0 | 0 | 0 | 0
Less Transmission Out Annual [MW] | 58195.7328 | 53715.7737 | 67356.6815 | 68484.7633 | 76906.6175 | 75925.857 | 67403.003
Total Reserve Margin Capacity Annual [MW] | 908153.1826 | 917505.1963 | 924252.0615 | 969727.3651 | 1022615.6794 | 1139574.1672 | 1233514.7216
(for seasonal/annual regions combined)
2. Peak Load Annual [MW] | 753213.7221 | 768324.99 | 787134.6704 | 834919.9557 | 882704.1442 | 984748.0507 | 1066145.7592
Less DSM [MW] | 0 | 0 | 0 | 0 | 0 | 0 | 0
Net Demand Annual [MW] | 753213.7221 | 768324.99 | 787134.6704 | 834919.9557 | 882704.1442 | 984748.0507 | 1066145.7592
(for seasonal/annual regions combined)
3. Reserve Margin Annual [%] | 20.5705 | 19.4163 | 17.4198 | 16.1461 | 15.8503 | 15.7224 | 15.6985
(for seasonal/annual regions combined)
4. Total Generation [GWh] | 4061556.4126 | 4143002.1756 | 4232425.2616 | 4405604.0497 | 4559664.5131 | 4910335.2332 | 5288338.0863
Inter-Region Transmission [GWh] | 150.1462 | 4174.2483 | -2229.2209 | -1477.6209 | -9847.0568 | -14639.2273 | -9716.4753
Pumping & Storage Losses [GWh] | 12989.473 | 12573.8151 | 15299.499 | 14090.2793 | 14754.9059 | 8828.8138 | 7454.2233
Plus Purchases [GWh] | 0 | 0 | 0 | 0 | 0 | 0 | 0
Less Sales [GWh] | 0 | 0 | 0 | 0 | 0 | 0 | 0
5. Total Supply for Demand [GWh] | 4048717.0859 | 4134602.6088 | 4214896.5417 | 4390036.1495 | 4535062.5504 | 4886867.1921 | 5271167.3877
6. Projected Demand [GWh] | 4048717.0858 | 4134602.6088 | 4214896.5417 | 4390036.1495 | 4535062.5504 | 4886867.1921 | 5271167.3877
Energy Not Served [GWh] | 0 | 0 | 0 | 0 | 0 | 0 | 0
Less DSM [GWh] | 0 | 0 | 0 | 0 | 0 | 0 | 0
Energy Demand Response [GWh] | 0 | 0 | 0 | 0 | 0 | 0 | 0
Net Demand [GWh] | 4048717.0858 | 4134602.6088 | 4214896.5417 | 4390036.1495 | 4535062.5504 | 4886867.1921 | 5271167.3877
7. Dumped Energy [GWh] | 1.3922e-05 | 1.7955e-05 | -9.1735e-06 | -8.245e-06 | -9.2164e-06 | 4.8554e-05 | 6.4503e-06
8. Total Generation [GWh] | 4061556.4126 | 4143002.1756 | 4232425.2616 | 4405604.0497 | 4559664.5131 | 4910335.2332 | 5288338.0863
Less T&D Losses [GWh] | 273593.0169 | 268332.4428 | 268611.0878 | 273789.5391 | 283660.6939 | 306191.4093 | 330657.9594
9. Total Sales [GWh] | 3787963.3957 | 3874669.7328 | 3963814.1738 | 4131814.5106 | 4276003.8193 | 4604143.8239 | 4957680.1269
Capacity Avoided Costs [US$/kW]
ANNUAL | 4.9211 | 4.1632 | 19.5346 | 42.9653 | 58.0643 | 71.2096 | 72.2457
WINTER | 0.62778 | 0.53421 | 0.54205 | 0.76726 | 0.81146 | 0.75476 | 0.93368
SUMMER | 4.2934 | 3.629 | 18.9925 | 42.1981 | 57.2529 | 70.4548 | 71.312
10. Capacity by Capacity Reporting Type [MW]
00 New Combined Cycle | 3214.3455 | 9730.8279 | 13050.325 | 41157.9632 | 86021.3387 | 206353.8037 | 323017.8349
00 New Combined Cycle - Uncontrolled | 0 | 0 | 0 | 0 | 0 | 0 | 0
00 New Combined Cycle with Carbon Capture | 0 | 0 | 0 | 0 | 0 | 0 | 0
00 New Combustion Turbine | 2162.7456 | 2398.5241 | 5426.9737 | 14427.9776 | 21923.9871 | 53404.1716 | 73859.0552
00 New Hydro | 0 | 0 | 0 | 0 | 0 | 0 | 0
00 New Nuclear | 0 | 0 | 0 | 0 | 0 | 0 | 0
00 New Biomass | 247.5832 | 512.4012 | 953.7074 | 1178.0074 | 1332.8219 | 1332.8219 | 1511.1153
00 New Geothermal | 0 | 1016.7413 | 1427.1413 | 2298.15 | 2498.3353 | 2563.3329 | 2929.6711
00 New Landfill Gas | 112.66 | 112.66 | 112.66 | 112.66 | 112.66 | 112.66 | 112.66
00 New Offshore Wind | 0 | 0 | 0 | 0 | 0 | 0 | 0
00 New Onshore Wind | 6162.9183 | 13093.7217 | 14185.8112 | 22812.207 | 26874.9134 | 30741.9815 | 43285.8843
00 New Solar PV | 476 | 1047.2 | 1618.4 | 2469.0739 | 2528.3946 | 4045.6777 | 16059.1659
00 New Solar Thermal | 11.5505 | 191.5505 | 205.2023 | 209.5507 | 225.1707 | 225.1707 | 225.1707
00 New Fuel Cell | 0 | 0 | 0 | 0 | 0 | 0 | 0
00 New IGCC | 0 | 0 | 0 | 0 | 0 | 0 | 0
00 New Advanced Coal with CCS | 0 | 0 | 330 | 330 | 330 | 330 | 330
00 New SPC - Uncontrolled | 0 | 0 | 0 | 0 | 0 | 0 | 0
00 New SPC-WetFGD_SCR | 37.7 | 37.7 | 37.7 | 37.7 | 37.7 | 37.7 | 37.7
00 New Future Technology | 0 | 0 | 0 | 0 | 0 | 0 | 0
00 Exist Combined Cycle | 219968 | 219968 | 219968 | 219968 | 219968 | 219968 | 219890.7692
00 Exist Combustion Turbine | 143802.3023 | 143802.3023 | 143802.3023 | 143802.3023 | 143802.3023 | 143802.3023 | 143802.3023
00 Exist Coal Steam_Uncontrolled | 1885.9732 | 1780.8732 | 1780.8732 | 1780.8732 | 1780.8732 | 1780.8732 | 1780.8732
00 Exist Coal Steam_ACI | 419.5 | 10.5 | 10.5 | 10.5 | 10.5 | 10.5 | 10.5
00 Exist Coal Steam_ACI_DSI | 0 | 0 | 0 | 0 | 0 | 0 | 0
00 Exist Coal Steam_DryFGD | 1655.6 | 732.6 | 732.6 | 732.6 | 732.6 | 732.6 | 732.6
00 Exist Coal Steam_DryFGD_ACI | 937.7338 | 53 | 53 | 53 | 53 | 53 | 53
00 Exist Coal Steam_DryFGD_SCR | 1469 | 1469 | 1469 | 1469 | 1469 | 1469 | 1469
00 Exist Coal Steam_DryFGD_SCR_ACI | 6431.6561 | 4428.6561 | 4428.6561 | 4428.6561 | 4428.6561 | 4428.6561 | 3859
00 Exist Coal Steam_DryFGD_SNCR | 138.8 | 138.8 | 138.8 | 138.8 | 138.8 | 138.8 | 138.8
00 Exist Coal Steam_DryFGD_SNCR_ACI | 0 | 0 | 0 | 0 | 0 | 0 | 0
00 Exist Coal Steam_DSI | 0 | 0 | 0 | 0 | 0 | 0 | 0
00 Exist Coal Steam_SCR | 1.1645e-06 | 1.1645e-06 | 1.1645e-06 | 1.1645e-06 | 1.1645e-06 | 1.1645e-06 | 1.1645e-06
00 Exist Coal Steam_SCR_ACI | 306 | 305 | 305 | 305 | 305 | 305 | 305
00 Exist Coal Steam_SCR_ACI_DSI | 0 | 0 | 0 | 0 | 0 | 0 | 0
00 Exist Coal Steam_SCR_DSI | 0 | 0 | 0 | 0 | 0 | 0 | 0
00 Exist Coal Steam_SNCR | 242.7 | 242.7 | 242.7 | 242.7 | 242.7 | 242.7 | 242.7
00 Exist Coal Steam_SNCR_ACI | 385 | 385 | 385 | 385 | 385 | 385 | 385
00 Exist Coal Steam_SNCR_ACI_DSI | 0 | 0 | 0 | 0 | 0 | 0 | 0
00 Exist Coal Steam_WetFGD | 4279.2975 | 1800 | 1800 | 1800 | 1800 | 1800 | 1800
00 Exist Coal Steam_WetFGD_ACI | 5183.1806 | 71.2769 | 71.2769 | 71.2769 | 71.2769 | 71.2769 | 1e-06
00 Exist Coal Steam_WetFGD_SCR | 29817.7612 | 19872.9531 | 19872.9531 | 19872.9531 | 19872.9531 | 19872.9531 | 19872.9531
00 Exist Coal Steam_WetFGD_SCR_ACI | 5852 | 3605 | 3605 | 3605 | 3605 | 3605 | 2596.675
00 Exist Coal Steam_WetFGD_SNCR | 975 | 975 | 975 | 975 | 975 | 975 | 975
00 Exist Coal Steam_WetFGD_SNCR_ACI | 760 | 0 | 0 | 0 | 0 | 0 | 0
00 Exist FBC_Uncontrolled | 132 | 132 | 132 | 132 | 132 | 132 | 132
00 Exist FBC_ACI | 0 | 0 | 0 | 0 | 0 | 0 | 0
00 Exist FBC_DryFGD | 190.9 | 190.9 | 190.9 | 190.9 | 190.9 | 190.9 | 190.9
00 Exist FBC_DryFGD_SNCR | 1421.1457 | 897.1457 | 897.1457 | 897.1457 | 897.1457 | 679.4637 | 679.4637
00 Exist FBC_DryFGD_SNCR_ACI | 1254 | 684 | 684 | 684 | 684 | 684 | 684
00 Exist FBC_SNCR | 303.4266 | 303.4266 | 303.4266 | 303.4266 | 303.4266 | 303.4266 | 303.4266
00 Exist FBC_SNCR_ACI | 10.6 | 10.6 | 10.6 | 10.6 | 10.6 | 10.6 | 10.6
00 Exist FBC_WetFGD_SNCR_ACI | 286 | 286 | 286 | 286 | 286 | 286 | 0
00 Exist IGCC | 1662 | 1662 | 1662 | 1662 | 1662 | 1662 | 1662
00 Exist Fossil_Other | 411.5 | 411.5 | 411.5 | 411.5 | 411.5 | 411.5 | 411.5
00 Exist Fuel Cell | 35.826 | 35.826 | 35.826 | 35.826 | 35.826 | 35.826 | 35.826
00 Exist Hydro | 78694.738 | 78694.738 | 78694.738 | 78694.738 | 78694.738 | 78694.738 | 78634.738
00 Exist Non Fossil_Other | 3889.032 | 3889.032 | 3889.032 | 3889.032 | 3889.032 | 3889.032 | 3889.032
00 Exist Nuclear | 99334.901 | 103809.901 | 103196.901 | 103196.901 | 100529.001 | 59535.501 | 7959.4
00 Exist Oil/Gas Steam | 69993.3 | 67509.0717 | 66721.0717 | 66195.559 | 66195.559 | 66195.559 | 66195.559
00 Exist Oil/Gas Steam_SCR | 16822.9 | 16193.9 | 14684.9 | 14684.9 | 14684.9 | 14684.9 | 14684.9
00 Exist Oil/Gas Steam_SNCR | 1623.9331 | 1623.9331 | 1623.9331 | 1623.9331 | 1623.9331 | 1623.9331 | 1623.9331
00 Exist Biomass | 4040.352 | 4040.352 | 4040.352 | 4040.352 | 4040.352 | 4040.352 | 4040.352
00 Exist Landfill Gas | 2012.647 | 2012.647 | 2012.647 | 2012.647 | 2012.647 | 2012.647 | 2012.647
00 Exist Geothermal | 2636.61 | 2636.61 | 2636.61 | 2636.61 | 2636.61 | 2636.61 | 2636.61
00 Exist Pump Storage | 22349.9 | 22349.9 | 22349.9 | 22349.9 | 22349.9 | 22349.9 | 22349.9
00 Exist Solar PV | 5651.575 | 5651.575 | 5651.575 | 5651.575 | 5651.575 | 5651.575 | 5651.575
00 Exist Solar Thermal | 2325.047 | 2325.047 | 2325.047 | 2325.047 | 2325.047 | 2325.047 | 2325.047
00 Exist Wind | 58100.404 | 58100.404 | 58100.404 | 58100.404 | 58100.404 | 58100.404 | 58100.404
00 International Imports | 200 | 200 | 200 | 200 | 200 | 200 | 200
00 Ret.ACI | 600.1549 | 4.1845e-07 | 4.1845e-07 | 4.1845e-07 | 4.1845e-07 | 4.1845e-07 | 4.1845e-07
00 Ret.ACI & DryFGD | 0 | 0 | 0 | 0 | 0 | 0 | 0
00 Ret.ACI & DryFGD & HRI | 2.67 | 2.67 | 2.67 | 2.67 | 2.67 | 2.67 | 2.67
00 Ret.ACI & DSI | 2423.3884 | 93.007 | 93.007 | 93.007 | 86.7665 | 86.7665 | 86.7665
00 Ret.ACI & DSI & DryFGD | 0 | 0 | 0 | 0 | 0 | 0 | 0
00 Ret.ACI & DSI & DryFGD & HRI | 0 | 0 | 0 | 0 | 0 | 0 | 0
00 Ret.ACI & DSI & HRI | 12449.8875 | 14778.6548 | 14778.6548 | 14778.6548 | 14778.6548 | 14778.6548 | 14778.6548
00 Ret.ACI & DSI & WetFGD & HRI | 0 | 0 | 0 | 0 | 0 | 0 | 0
00 Ret.ACI & HRI | 4252.173 | 4463.9748 | 4463.9748 | 4463.9748 | 4463.9748 | 4463.9748 | 4463.9748
00 Ret.ACI & SCR | 0 | 0 | 0 | 0 | 0 | 0 | 0
00 Ret.ACI & SCR & DryFGD & CCS | 0 | 0 | 0 | 0 | 0 | 0 | 0
00 Ret.ACI & SCR & DryFGD & HRI | 0 | 0 | 0 | 0 | 0 | 0 | 0
00 Ret.ACI & SCR & DryFGD & HRI & CCS | 0 | 0 | 0 | 0 | 0 | 0 | 0
00 Ret.ACI & SCR & DSI | 0.84883 | 2.4534 | 0.84883 | 0.84883 | 0 | 0 | 0
00 Ret.ACI & SCR & DSI & DryFGD | 0 | 0 | 0 | 0 | 0 | 0 | 0
00 Ret.ACI & SCR & DSI & DryFGD & HRI | 0 | 0 | 0 | 0 | 0 | 0 | 0
00 Ret.ACI & SCR & DSI & HRI | 105.6995 | 105.6995 | 107.3041 | 107.3041 | 107.3041 | 107.3041 | 107.3041
00 Ret.ACI & SCR & DSI & WetFGD | 0 | 0 | 0 | 0 | 0 | 0 | 0
00 Ret.ACI & SCR & DSI & WetFGD & HRI | 0 | 0 | 0 | 0 | 0 | 0 | 0
00 Ret.ACI & SCR & HRI | 0 | 0 | 0 | 0 | 0 | 0 | 0
00 Ret.ACI & SCR & WetFGD & CCS | 0 | 0 | 0 | 0 | 0 | 0 | 0
00 Ret.ACI & SCR & WetFGD & HRI | 0 | 0 | 0 | 0 | 0 | 0 | 0
00 Ret.ACI & SCR & WetFGD & HRI & CCS | 0 | 0 | 0 | 0 | 0 | 0 | 0
00 Ret.ACI & SNCR | 0 | 0 | 0 | 0 | 0 | 0 | 0
00 Ret.ACI & SNCR & DSI | 0 | 0 | 0 | 0 | 0 | 0 | 0
00 Ret.ACI & SNCR & DSI & DryFGD | 0 | 0 | 0 | 0 | 0 | 0 | 0
00 Ret.ACI & SNCR & DSI & DryFGD & HRI | 0 | 0 | 0 | 0 | 0 | 0 | 0
00 Ret.ACI & SNCR & DSI & HRI | 0 | 0 | 0 | 0 | 0 | 0 | 0
00 Ret.ACI & SNCR & DSI & WetFGD | 0 | 0 | 0 | 0 | 0 | 0 | 0
00 Ret.ACI & SNCR & DSI & WetFGD & HRI | 0 | 0 | 0 | 0 | 0 | 0 | 0
00 Ret.ACI & SNCR & HRI | 0 | 0 | 0 | 0 | 0 | 0 | 0
00 Ret.ACI & WetFGD | 0 | 0 | 0 | 0 | 0 | 0 | 0
00 Ret.ACI & WetFGD & DSI | 0 | 0 | 0 | 0 | 0 | 0 | 0
00 Ret.ACI & WetFGD & HRI | 1028.6583 | 1126.5574 | 1126.5574 | 1126.5574 | 1126.5574 | 1126.5574 | 1126.5574
00 Ret.C2G | 0 | 1 | 1 | 1 | 1 | 1 | 1
00 Ret.C2G & SCR | 0 | 0 | 0 | 0 | 0 | 0 | 0
00 Ret.CCG | 0 | 0 | 0 | 0 | 0 | 0 | 0
00 Ret.DryFGD | 0 | 0 | 0 | 0 | 0 | 0 | 0
00 Ret.DryFGD & ACI & CCS | 0 | 0 | 0 | 0 | 0 | 0 | 0
00 Ret.DryFGD & ACI & HRI & CCS | 0 | 0 | 0 | 0 | 0 | 0 | 0
00 Ret.DryFGD & CCS | 0 | 0 | 0 | 0 | 0 | 0 | 0
00 Ret.DryFGD & HRI | 1.9731 | 1.9731 | 1.9731 | 1.9731 | 1.9731 | 1.9731 | 1.9731
00 Ret.DryFGD & HRI & CCS | 0 | 0 | 0 | 0 | 0 | 0 | 0
00 Ret.DSI | 252.038 | 252.038 | 0 | 0 | 0 | 0 | 0
00 Ret.DSI & DryFGD | 0 | 0 | 0 | 0 | 0 | 0 | 0
00 Ret.DSI & DryFGD & HRI | 0 | 0 | 0 | 0 | 0 | 0 | 0
00 Ret.DSI & HRI | 0 | 0 | 0 | 0 | 0 | 0 | 0
00 Ret.DSI & WetFGD | 0 | 0 | 0 | 0 | 0 | 0 | 0
00 Ret.DSI & WetFGD & HRI | 0 | 0 | 0 | 0 | 0 | 0 | 0
00 Ret.Exist FBC_DryFGD_SNCR_ACI & CCS | 0 | 0 | 0 | 0 | 0 | 0 | 0
00 Ret.ExistACI & DryFGD | 0 | 0 | 0 | 0 | 0 | 0 | 0
00 Ret.ExistACI & DryFGD & CCS | 0 | 0 | 0 | 0 | 0 | 0 | 0
00 Ret.ExistACI & DryFGD & HRI | 1839.198 | 2086.7017 | 2086.7017 | 2086.7017 | 2086.7017 | 2086.7017 | 2086.7017
00 Ret.ExistACI & DryFGD & HRI & CCS | 0 | 0 | 0 | 0 | 0 | 0 | 0
00 Ret.ExistACI & DSI | 2582.4152 | 2582.4152 | 2582.4152 | 2582.4152 | 0 | 0 | 0
00 Ret.ExistACI & DSI & DryFGD | 0 | 0 | 0 | 0 | 0 | 0 | 0
00 Ret.ExistACI & DSI & DryFGD & HRI | 0 | 0 | 0 | 0 | 0 | 0 | 0
00 Ret.ExistACI & DSI & HRI | 397.9887 | 397.9887 | 397.9887 | 397.9887 | 397.9887 | 397.9887 | 397.9887
00 Ret.ExistACI & DSI & WetFGD | 0 | 0 | 0 | 0 | 0 | 0 | 0
00 Ret.ExistACI & DSI & WetFGD & HRI | 0 | 0 | 0 | 0 | 0 | 0 | 0
00 Ret.ExistACI & HRI | 251 | 154 | 154 | 154 | 154 | 154 | 154
00 Ret.ExistACI & HRI & WetFGD | 0 | 0 | 0 | 0 | 0 | 0 | 0
00 Ret.ExistACI & SCR | 0 | 0 | 0 | 0 | 0 | 0 | 0
00 Ret.ExistACI & SCR & DryFGD | 0 | 0 | 0 | 0 | 0 | 0 | 0
00 Ret.ExistACI & SCR & DryFGD & CCS | 0 | 0 | 0 | 0 | 0 | 0 | 0
00 Ret.ExistACI & SCR & DryFGD & HRI | 0 | 0 | 0 | 0 | 0 | 0 | 0
00 Ret.ExistACI & SCR & DryFGD & HRI & CCS | 0 | 0 | 0 | 0 | 0 | 0 | 0
00 Ret.ExistACI & SCR & DSI | 0 | 0 | 0 | 0 | 0 | 0 | 0
00 Ret.ExistACI & SCR & DSI & DryFGD | 0 | 0 | 0 | 0 | 0 | 0 | 0
00 Ret.ExistACI & SCR & DSI & HRI | 301.7574 | 301.7574 | 301.7574 | 301.7574 | 301.7574 | 301.7574 | 301.7574
00 Ret.ExistACI & SCR & DSI & DryFGD & HRI | 0 | 0 | 0 | 0 | 0 | 0 | 0
00 Ret.ExistACI & SCR & HRI | 0 | 0 | 0 | 0 | 0 | 0 | 0
00 Ret.ExistACI & SCR & WetFGD | 0 | 0 | 0 | 0 | 0 | 0 | 0
00 Ret.ExistACI & SCR & WetFGD & CCS | 0 | 0 | 0 | 0 | 0 | 0 | 0
00 Ret.ExistACI & SCR & WetFGD & HRI | 341.901 | 341.901 | 341.901 | 341.901 | 342.8821 | 342.8821 | 342.8821
00 Ret.ExistACI & SCR & WetFGD & HRI & CCS | 0 | 0 | 0 | 0 | 0 | 0 | 0
00 Ret.ExistACI & SNCR | 0 | 0 | 0 | 0 | 0 | 0 | 0
00 Ret.ExistACI & SNCR & DryFGD | 0 | 0 | 0 | 0 | 0 | 0 | 0
00 Ret.ExistACI & SNCR & DryFGD & HRI | 0 | 0 | 0 | 0 | 0 | 0 | 0
00 Ret.ExistACI & SNCR & DSI | 0 | 0 | 0 | 0 | 0 | 0 | 0
00 Ret.ExistACI & SNCR & DSI & HRI | 0 | 0 | 0 | 0 | 0 | 0 | 0
00 Ret.ExistACI & SNCR & HRI | 0 | 0 | 0 | 0 | 0 | 0 | 0
00 Ret.ExistACI & SNCR & WetFGD | 0 | 0 | 0 | 0 | 0 | 0 | 0
00 Ret.ExistACI & SNCR & WetFGD & HRI | 0 | 0 | 0 | 0 | 0 | 0 | 0
00 Ret.ExistACI & WetFGD | 0.98665 | 0.98665 | 0.98665 | 0.98665 | 0 | 0 | 0
00 Ret.ExistACI & WetFGD & CCS | 0 | 0 | 0 | 0 | 0 | 0 | 0
00 Ret.ExistACI & WetFGD & HRI & CCS | 0 | 0 | 0 | 0 | 0 | 0 | 0
00 Ret.ExistACI_DSI & DryFGD | 0 | 0 | 0 | 0 | 0 | 0 | 0
00 Ret.ExistACI_DSI & DryFGD & HRI | 0 | 0 | 0 | 0 | 0 | 0 | 0
00 Ret.ExistACI_DSI & HRI | 0 | 0 | 0 | 0 | 0 | 0 | 0
00 Ret.ExistACI_DSI & SCR | 0 | 0 | 0 | 0 | 0 | 0 | 0
00 Ret.ExistACI_DSI & SCR & DryFGD | 0 | 0 | 0 | 0 | 0 | 0 | 0
00 Ret.ExistACI_DSI & SCR & DryFGD & HRI | 0 | 0 | 0 | 0 | 0 | 0 | 0
00 Ret.ExistACI_DSI & SCR & HRI | 0 | 0 | 0 | 0 | 0 | 0 | 0
00 Ret.ExistACI_DSI & SCR & WetFGD | 0 | 0 | 0 | 0 | 0 | 0 | 0
00 Ret.ExistACI_DSI & SCR & WetFGD & HRI | 0 | 0 | 0 | 0 | 0 | 0 | 0
00 Ret.ExistACI_DSI & WetFGD | 0 | 0 | 0 | 0 | 0 | 0 | 0
00 Ret.ExistACI_DSI & WetFGD & HRI | 0 | 0 | 0 | 0 | 0 | 0 | 0
00 Ret.ExistDryFGD & ACI | 818.319 | 1e-06 | 1e-06 | 1e-06 | 1e-06 | 1e-06 | 1e-06
00 Ret.ExistDryFGD & ACI & CCS | 0 | 0 | 0 | 0 | 0 | 0 | 0
00 Ret.ExistDryFGD & ACI & HRI | 2749.897 | 3385.3023 | 3385.3023 | 3385.3023 | 3385.3023 | 3385.3023 | 3385.3023
00 Ret.ExistDryFGD & ACI & HRI & CCS | 0 | 0 | 0 | 0 | 0 | 0 | 0
00 Ret.ExistDryFGD & ACI & SCR | 0 | 0 | 0 | 0 | 0 | 0 | 0
00 Ret.ExistDryFGD & ACI & SCR & CCS | 0 | 0 | 0 | 0 | 0 | 0 | 0
00 Ret.ExistDryFGD & ACI & SCR & HRI | 0 | 0 | 0 | 0 | 0 | 0 | 0
00 Ret.ExistDryFGD & ACI & SCR & HRI & CCS | 0 | 0 | 0 | 0 | 0 | 0 | 0
00 Ret.ExistDryFGD & ACI & SNCR | 0 | 0 | 0 | 0 | 0 | 0 | 0
00 Ret.ExistDryFGD & ACI & SNCR & HRI | 0 | 0 | 0 | 0 | 0 | 0 | 0
00 Ret.ExistDryFGD & CCS | 0 | 0 | 0 | 0 | 0 | 0 | 0
00 Ret.ExistDryFGD & HRI | 2455 | 3026 | 3026 | 3026 | 3026 | 3026 | 3026
00 Ret.ExistDryFGD & HRI & CCS | 0 | 0 | 0 | 0 | 0 | 0 | 0
00 Ret.ExistDryFGD & SCR | 0 | 0 | 0 | 0 | 0 | 0 | 0
00 Ret.ExistDryFGD & SCR & CCS | 0 | 0 | 0 | 0 | 0 | 0 | 0
00 Ret.ExistDryFGD & SCR & HRI | 442.4208 | 442.4208 | 442.4208 | 442.4208 | 442.4208 | 442.4208 | 442.4208
00 Ret.ExistDryFGD & SCR & HRI & CCS | 0 | 0 | 0 | 0 | 0 | 0 | 0
00 Ret.ExistDryFGD & SNCR | 102.9485 | 102.9485 | 102.9485 | 102.9485 | 102.9485 | 102.9485 | 102.9485
00 Ret.ExistDryFGD & SNCR & HRI | 0 | 0 | 0 | 0 | 0 | 0 | 0
00 Ret.ExistDryFGD_ACI & CCS | 0 | 0 | 0 | 0 | 0 | 0 | 0
00 Ret.ExistDryFGD_ACI & HRI | 2051.9264 | 2589.6091 | 2589.6091 | 2589.6091 | 2589.6091 | 2589.6091 | 2584.5567
00 Ret.ExistDryFGD_ACI & HRI & CCS | 0 | 0 | 0 | 0 | 0 | 0 | 0
00 Ret.ExistDryFGD_ACI & SCR | 0 | 0 | 0 | 0 | 0 | 0 | 0
00 Ret.ExistDryFGD_ACI & SCR & CCS | 0 | 0 | 0 | 0 | 0 | 0 | 0
00 Ret.ExistDryFGD_ACI & SCR & HRI | 804.8419 | 869.7938 | 869.7938 | 869.7938 | 869.7938 | 869.7938 | 889.5567
00 Ret.ExistDryFGD_ACI & SCR & HRI & CCS | 0 | 0 | 0 | 0 | 0 | 0 | 0
00 Ret.ExistDryFGD_SCR & ACI & CCS | 0 | 0 | 0 | 0 | 0 | 0 | 0
00 Ret.ExistDryFGD_SCR & ACI & HRI | 1795.183 | 2369.8859 | 2369.8859 | 2369.8859 | 2369.8859 | 2369.8859 | 2369.8859
00 Ret.ExistDryFGD_SCR & ACI & HRI & CCS | 0 | 0 | 0 | 0 | 0 | 0 | 0
00 Ret.ExistDryFGD_SCR & CCS | 0 | 0 | 0 | 0 | 0 | 0 | 0
00 Ret.ExistDryFGD_SNCR & ACI & CCS | 0 | 0 | 0 | 0 | 0 | 0 | 0
00 Ret.ExistDryFGD_SNCR & ACI & HRI | 644.6734 | 644.6734 | 644.6734 | 644.6734 | 644.6734 | 644.6734 | 644.6734
00 Ret.ExistDryFGD_SNCR & ACI & HRI & CCS | 0 | 0 | 0 | 0 | 0 | 0 | 0
00 Ret.ExistDryFGD_SNCR & CCS | 0 | 0 | 0 | 0 | 0 | 0 | 0
00 Ret.ExistDSI & ACI | 0 | 0 | 0 | 0 | 0 | 0 | 0
00 Ret.ExistDSI & ACI & HRI | 0 | 0 | 0 | 0 | 0 | 0 | 0
00 Ret.ExistDSI & ACI & SCR | 0 | 0 | 0 | 0 | 0 | 0 | 0
00 Ret.ExistDSI & ACI & SCR & DryFGD & CCS | 0 | 0 | 0 | 0 | 0 | 0 | 0
00 Ret.ExistDSI & ACI & SCR & DryFGD & HRI | 0 | 0 | 0 | 0 | 0 | 0 | 0
00 Ret.ExistDSI & ACI & SCR & DryFGD & HRI & CCS | 0 | 0 | 0 | 0 | 0 | 0 | 0
00 Ret.ExistDSI & ACI & SCR & HRI | 0 | 0 | 0 | 0 | 0 | 0 | 0
00 Ret.ExistDSI & DryFGD | 0 | 0 | 0 | 0 | 0 | 0 | 0
00 Ret.ExistDSI & DryFGD & ACI | 0 | 0 | 0 | 0 | 0 | 0 | 0
00 Ret.ExistDSI & DryFGD & ACI & CCS | 0 | 0 | 0 | 0 | 0 | 0 | 0
00 Ret.ExistDSI & DryFGD & ACI & HRI | 0 | 0 | 0 | 0 | 0 | 0 | 0
00 Ret.ExistDSI & DryFGD & ACI & HRI & CCS | 0 | 0 | 0 | 0 | 0 | 0 | 0
00 Ret.ExistDSI & DryFGD & CCS | 0 | 0 | 0 | 0 | 0 | 0 | 0
00 Ret.ExistDSI & DryFGD & HRI | 0 | 0 | 0 | 0 | 0 | 0 | 0
00 Ret.ExistDSI & DryFGD & HRI & CCS | 0 | 0 | 0 | 0 | 0 | 0 | 0
00 Ret.ExistDSI & HRI | 0 | 0 | 0 | 0 | 0 | 0 | 0
00 Ret.ExistDSI & SCR | 0 | 0 | 0 | 0 | 0 | 0 | 0
00 Ret.ExistDSI & SCR & DryFGD | 0 | 0 | 0 | 0 | 0 | 0 | 0
00 Ret.ExistDSI & SCR & DryFGD & ACI | 0 | 0 | 0 | 0 | 0 | 0 | 0
00 Ret.ExistDSI & SCR & DryFGD & CCS | 0 | 0 | 0 | 0 | 0 | 0 | 0
00 Ret.ExistDSI & SCR & DryFGD & HRI | 0 | 0 | 0 | 0 | 0 | 0 | 0
00 Ret.ExistDSI & SCR & DryFGD & HRI & CCS | 0 | 0 | 0 | 0 | 0 | 0 | 0
00 Ret.ExistDSI & SCR & HRI | 0 | 0 | 0 | 0 | 0 | 0 | 0
00 Ret.ExistDSI & SCR & WetFGD | 0 | 0 | 0 | 0 | 0 | 0 | 0
00 Ret.ExistDSI & SCR & WetFGD & CCS | 0 | 0 | 0 | 0 | 0 | 0 | 0
00 Ret.ExistDSI & SCR & WetFGD & HRI | 0 | 0 | 0 | 0 | 0 | 0 | 0
00 Ret.ExistDSI & SCR & WetFGD & HRI & CCS | 0 | 0 | 0 | 0 | 0 | 0 | 0
00 Ret.ExistDSI & WetFGD | 0 | 0 | 0 | 0 | 0 | 0 | 0
00 Ret.ExistDSI & WetFGD & ACI | 0 | 0 | 0 | 0 | 0 | 0 | 0
00 Ret.ExistDSI & WetFGD & ACI & HRI | 0 | 0 | 0 | 0 | 0 | 0 | 0
00 Ret.ExistDSI & WetFGD & CCS | 0 | 0 | 0 | 0 | 0 | 0 | 0
00 Ret.ExistDSI & WetFGD & HRI | 0 | 0 | 0 | 0 | 0 | 0 | 0
00 Ret.ExistDSI & WetFGD & HRI & CCS | 0 | 0 | 0 | 0 | 0 | 0 | 0
00 Ret.ExistIGCC & CCS | 0 | 0 | 0 | 0 | 0 | 0 | 0
00 Ret.ExistSCR & ACI | 1.0113e-06 | 1.0113e-06 | 1.0113e-06 | 1.0113e-06 | 1.0113e-06 | 1.0113e-06 | 1.0113e-06
00 Ret.ExistSCR & ACI & DryFGD | 140.8469 | 140.8469 | 140.8469 | 140.8469 | 140.8469 | 140.8469 | 0
00 Ret.ExistSCR & ACI & DryFGD & HRI | 186.0938 | 186.0938 | 186.0938 | 186.0938 | 186.0938 | 186.0938 | 326.9406
00 Ret.ExistSCR & ACI & DSI | 1891.406 | 1891.406 | 1891.406 | 1891.406 | 1891.406 | 1891.406 | 1891.406
00 Ret.ExistSCR & ACI & DSI & DryFGD | 0 | 0 | 0 | 0 | 0 | 0 | 0
00 Ret.ExistSCR & ACI & DSI & DryFGD & HRI | 0 | 0 | 0 | 0 | 0 | 0 | 0
00 Ret.ExistSCR & ACI & DSI & HRI | 2322.6322 | 2322.6322 | 2322.6322 | 2322.6322 | 2322.6322 | 2322.6322 | 2322.6322
00 Ret.ExistSCR & ACI & DSI & WetFGD | 0 | 0 | 0 | 0 | 0 | 0 | 0
00 Ret.ExistSCR & ACI & DSI & WetFGD & HRI | 0 | 0 | 0 | 0 | 0 | 0 | 0
00 Ret.ExistSCR & ACI & HRI | 350.8334 | 350.8334 | 350.8334 | 350.8334 | 350.8334 | 350.8334 | 350.8334
00 Ret.ExistSCR & ACI & WetFGD | 0 | 0 | 0 | 0 | 0 | 0 | 0
00 Ret.ExistSCR & ACI & WetFGD & HRI | 0 | 0 | 0 | 0 | 0 | 0 | 0
00 Ret.ExistSCR & DryFGD | 0 | 0 | 0 | 0 | 0 | 0 | 0
00 Ret.ExistSCR & DryFGD & ACI & CCS | 0 | 0 | 0 | 0 | 0 | 0 | 0
00 Ret.ExistSCR & DryFGD & ACI & HRI & CCS | 0 | 0 | 0 | 0 | 0 | 0 | 0
00 Ret.ExistSCR & DryFGD & CCS | 0 | 0 | 0 | 0 | 0 | 0 | 0
00 Ret.ExistSCR & DryFGD & HRI | 0 | 0 | 0 | 0 | 0 | 0 | 0
00 Ret.ExistSCR & DryFGD & HRI & CCS | 0 | 0 | 0 | 0 | 0 | 0 | 0
00 Ret.ExistSCR & DSI | 0 | 0 | 0 | 0 | 0 | 0 | 0
00 Ret.ExistSCR & DSI & DryFGD | 0 | 0 | 0 | 0 | 0 | 0 | 0
00 Ret.ExistSCR & DSI & DryFGD & HRI | 0 | 0 | 0 | 0 | 0 | 0 | 0
00 Ret.ExistSCR & DSI & HRI | 0 | 0 | 0 | 0 | 0 | 0 | 0
00 Ret.ExistSCR & DSI & WetFGD | 0 | 0 | 0 | 0 | 0 | 0 | 0
00 Ret.ExistSCR & DSI & WetFGD & HRI | 0 | 0 | 0 | 0 | 0 | 0 | 0
00 Ret.ExistSCR & HRI | 3.5438e-07 | 3.5438e-07 | 3.5438e-07 | 3.5438e-07 | 3.5438e-07 | 3.5438e-07 | 3.5438e-07
00 Ret.ExistSCR & WetFGD | 0 | 0 | 0 | 0 | 0 | 0 | 0
00 Ret.ExistSCR & WetFGD & ACI & CCS | 0 | 0 | 0 | 0 | 0 | 0 | 0
00 Ret.ExistSCR & WetFGD & ACI & HRI & CCS | 0 | 0 | 0 | 0 | 0 | 0 | 0
00 Ret.ExistSCR & WetFGD & CCS | 0 | 0 | 0 | 0 | 0 | 0 | 0
00 Ret.ExistSCR & WetFGD & HRI | 731.0593 | 731.0593 | 731.0593 | 731.0593 | 731.0593 | 731.0593 | 731.0593
00 Ret.ExistSCR & WetFGD & HRI & CCS | 0 | 0 | 0 | 0 | 0 | 0 | 0
00 Ret.ExistSCR_ACI & DryFGD | 0 | 0 | 0 | 0 | 0 | 0 | 0
00 Ret.ExistSCR_ACI & DryFGD & CCS | 0 | 0 | 0 | 0 | 0 | 0 | 0
00 Ret.ExistSCR_ACI & DryFGD & HRI | 809.8447 | 809.8447 | 809.8447 | 809.8447 | 809.8447 | 809.8447 | 809.8447
00 Ret.ExistSCR_ACI & DryFGD & HRI & CCS | 0 | 0 | 0 | 0 | 0 | 0 | 0
00 Ret.ExistSCR_ACI & DSI | 0 | 0 | 0 | 0 | 0 | 0 | 0
00 Ret.ExistSCR_ACI & DSI & HRI | 2.9832 | 2.9832 | 2.9832 | 2.9832 | 2.9832 | 2.9832 | 2.9832
00 Ret.ExistSCR_ACI & HRI | 1.9763e-07 | 1.9763e-07 | 1.9763e-07 | 1.9763e-07 | 1.9763e-07 | 1.9763e-07 | 1.9763e-07
00 Ret.ExistSCR_ACI & WetFGD | 0 | 0 | 0 | 0 | 0 | 0 | 0
00 Ret.ExistSCR_ACI & WetFGD & CCS | 0 | 0 | 0 | 0 | 0 | 0 | 0
00 Ret.ExistSCR_ACI & WetFGD & HRI | 0 | 0 | 0 | 0 | 0 | 0 | 0
00 Ret.ExistSCR_ACI & WetFGD & HRI & CCS | 0 | 0 | 0 | 0 | 0 | 0 | 0
00 Ret.ExistSCR_ACI_DSI & DryFGD | 0 | 0 | 0 | 0 | 0 | 0 | 0
00 Ret.ExistSCR_ACI_DSI & DryFGD & CCS | 0 | 0 | 0 | 0 | 0 | 0 | 0
00 Ret.ExistSCR_ACI_DSI & DryFGD & HRI | 0 | 0 | 0 | 0 | 0 | 0 | 0
00 Ret.ExistSCR_ACI_DSI & DryFGD & HRI & CCS | 0 | 0 | 0 | 0 | 0 | 0 | 0
00 Ret.ExistSCR_ACI_DSI & HRI | 1158 | 1158 | 1158 | 1158 | 1158 | 1158 | 1158
00 Ret.ExistSCR_ACI_DSI & WetFGD | 0 | 0 | 0 | 0 | 0 | 0 | 0
00 Ret.ExistSCR_ACI_DSI & WetFGD & CCS | 0 | 0 | 0 | 0 | 0 | 0 | 0
00 Ret.ExistSCR_ACI_DSI & WetFGD & HRI | 0 | 0 | 0 | 0 | 0 | 0 | 0
00 Ret.ExistSCR_ACI_DSI & WetFGD & HRI & CCS | 0 | 0 | 0 | 0 | 0 | 0 | 0
00 Ret.ExistSCR_DryFGD & ACI | 574.703 | 0 | 0 | 0 | 0 | 0 | 0
00 Ret.ExistSCR_DryFGD & HRI | 515 | 515 | 515 | 515 | 515 | 515 | 515
00 Ret.ExistSCR_DryFGD & HRI & CCS | 0 | 0 | 0 | 0 | 0 | 0 | 0
00 Ret.ExistSCR_DryFGD_ACI & CCS | 0 | 0 | 0 | 0 | 0 | 0 | 0
00 Ret.ExistSCR_DryFGD_ACI & HRI | 4798.3439 | 6801.3439 | 6801.3439 | 6801.3439 | 6801.3439 | 6801.3439 | 7371
00 Ret.ExistSCR_DryFGD_ACI & HRI & CCS | 0 | 0 | 0 | 0 | 0 | 0 | 0
00 Ret.ExistSCR_DSI & ACI | 0 | 0 | 0 | 0 | 0 | 0 | 0
00 Ret.ExistSCR_DSI & ACI & HRI | 0 | 0 | 0 | 0 | 0 | 0 | 0
00 Ret.ExistSCR_DSI & DryFGD | 0 | 0 | 0 | 0 | 0 | 0 | 0
00 Ret.ExistSCR_DSI & DryFGD & ACI | 0 | 0 | 0 | 0 | 0 | 0 | 0
00 Ret.ExistSCR_DSI & DryFGD & ACI & HRI | 0 | 0 | 0 | 0 | 0 | 0 | 0
00 Ret.ExistSCR_DSI & DryFGD & HRI | 0 | 0 | 0 | 0 | 0 | 0 | 0
00 Ret.ExistSCR_DSI & HRI | 0 | 0 | 0 | 0 | 0 | 0 | 0
00 Ret.ExistSCR_DSI & WetFGD | 0 | 0 | 0 | 0 | 0 | 0 | 0
00 Ret.ExistSCR_DSI & WetFGD & ACI | 0 | 0 | 0 | 0 | 0 | 0 | 0
00 Ret.ExistSCR_DSI & WetFGD & ACI & HRI | 0 | 0 | 0 | 0 | 0 | 0 | 0
00 Ret.ExistSCR_DSI & WetFGD & HRI | 0 | 0 | 0 | 0 | 0 | 0 | 0
00 Ret.ExistSCR_WetFGD & ACI | 1384.3428 | 1384.3428 | 1384.3428 | 1384.3428 | 1384.3428 | 1384.3428 | 1384.3428
00 Ret.ExistSCR_WetFGD & HRI | 54816.7258 | 64761.5339 | 64761.5339 | 64761.5339 | 64761.5339 | 64761.5339 | 64761.5339
00 Ret.ExistSCR_WetFGD & HRI & CCS | 0 | 0 | 0 | 0 | 0 | 0 | 0
00 Ret.ExistSCR_WetFGD_ACI & CCS | 0 | 0 | 0 | 0 | 0 | 0 | 0
00 Ret.ExistSCR_WetFGD_ACI & HRI | 11067 | 13314 | 13314 | 13314 | 13314 | 13314 | 14322.325
00 Ret.ExistSCR_WetFGD_ACI & HRI & CCS | 0 | 0 | 0 | 0 | 0 | 0 | 0
00 Ret.ExistSNCR & ACI | 0 | 0 | 0 | 0 | 0 | 0 | 0
00 Ret.ExistSNCR & ACI & DryFGD | 0 | 0 | 0 | 0 | 0 | 0 | 0
00 Ret.ExistSNCR & ACI & DryFGD & HRI | 0 | 0 | 0 | 0 | 0 | 0 | 0
00 Ret.ExistSNCR & ACI & DSI | 0 | 0 | 0 | 0 | 0 | 0 | 0
00 Ret.ExistSNCR & ACI & DSI & DryFGD | 0 | 0 | 0 | 0 | 0 | 0 | 0
00 Ret.ExistSNCR & ACI & DSI & DryFGD & HRI | 0 | 0 | 0 | 0 | 0 | 0 | 0
00 Ret.ExistSNCR & ACI & DSI & HRI | 0 | 0 | 0 | 0 | 0 | 0 | 0
00 Ret.ExistSNCR & ACI & DSI & WetFGD | 0 | 0 | 0 | 0 | 0 | 0 | 0
00 Ret.ExistSNCR & ACI & DSI & WetFGD & HRI | 0 | 0 | 0 | 0 | 0 | 0 | 0
00 Ret.ExistSNCR & ACI & HRI | 41.4472 | 41.4472 | 41.4472 | 41.4472 | 41.4472 | 41.4472 | 41.4472
00 Ret.ExistSNCR & ACI & WetFGD | 0 | 0 | 0 | 0 | 0 | 0 | 0
00 Ret.ExistSNCR & ACI & WetFGD & HRI | 0 | 0 | 0 | 0 | 0 | 0 | 0
00 Ret.ExistSNCR & DryFGD | 0 | 0 | 0 | 0 | 0 | 0 | 0
00 Ret.ExistSNCR & DryFGD & CCS | 0 | 0 | 0 | 0 | 0 | 0 | 0
00 Ret.ExistSNCR & DryFGD & HRI | 98.1314 | 98.1314 | 98.1314 | 98.1314 | 98.1314 | 98.1314 | 98.1314
00 Ret.ExistSNCR & DryFGD & HRI & CCS | 0 | 0 | 0 | 0 | 0 | 0 | 0
00 Ret.ExistSNCR & DSI | 0 | 0 | 0 | 0 | 0 | 0 | 0
00 Ret.ExistSNCR & DSI & DryFGD | 0 | 0 | 0 | 0 | 0 | 0 | 0
00 Ret.ExistSNCR & DSI & DryFGD & HRI | 0 | 0 | 0 | 0 | 0 | 0 | 0
00 Ret.ExistSNCR & DSI & HRI | 0 | 0 | 0 | 0 | 0 | 0 | 0
00 Ret.ExistSNCR & DSI & WetFGD | 0 | 0 | 0 | 0 | 0 | 0 | 0
00 Ret.ExistSNCR & DSI & WetFGD & HRI | 0 | 0 | 0 | 0 | 0 | 0 | 0
00 Ret.ExistSNCR & HRI | 135 | 135 | 135 | 135 | 135 | 135 | 135
00 Ret.ExistSNCR & WetFGD | 0 | 0 | 0 | 0 | 0 | 0 | 0
00 Ret.ExistSNCR & WetFGD & ACI & CCS | 0 | 0 | 0 | 0 | 0 | 0 | 0
00 Ret.ExistSNCR & WetFGD & ACI & HRI & CCS | 0 | 0 | 0 | 0 | 0 | 0 | 0
00 Ret.ExistSNCR & WetFGD & CCS | 0 | 0 | 0 | 0 | 0 | 0 | 0
00 Ret.ExistSNCR & WetFGD & HRI | 0 | 0 | 0 | 0 | 0 | 0 | 0
00 Ret.ExistSNCR & WetFGD & HRI & CCS | 0 | 0 | 0 | 0 | 0 | 0 | 0
00 Ret.ExistSNCR_ACI & DryFGD | 0 | 0 | 0 | 0 | 0 | 0 | 0
00 Ret.ExistSNCR_ACI & DryFGD & CCS | 0 | 0 | 0 | 0 | 0 | 0 | 0
00 Ret.ExistSNCR_ACI & DryFGD & HRI | 1303.0505 | 1303.0505 | 1303.0505 | 1303.0505 | 1303.0505 | 1303.0505 | 1303.0505
00 Ret.ExistSNCR_ACI & DryFGD & HRI & CCS | 0 | 0 | 0 | 0 | 0 | 0 | 0
00 Ret.ExistSNCR_ACI & DSI | 0 | 0 | 0 | 0 | 0 | 0 | 0
00 Ret.ExistSNCR_ACI & DSI & HRI | 0 | 0 | 0 | 0 | 0 | 0 | 0
00 Ret.ExistSNCR_ACI & HRI | 0 | 0 | 0 | 0 | 0 | 0 | 0
00 Ret.ExistSNCR_ACI & WetFGD | 0 | 0 | 0 | 0 | 0 | 0 | 0
00 Ret.ExistSNCR_ACI & WetFGD & CCS | 0 | 0 | 0 | 0 | 0 | 0 | 0
00 Ret.ExistSNCR_ACI & WetFGD & HRI | 0 | 0 | 0 | 0 | 0 | 0 | 0
00 Ret.ExistSNCR_ACI & WetFGD & HRI & CCS | 0 | 0 | 0 | 0 | 0 | 0 | 0
00 Ret.ExistSNCR_ACI_DSI & DryFGD | 0 | 0 | 0 | 0 | 0 | 0 | 0
00 Ret.ExistSNCR_ACI_DSI & DryFGD & HRI | 0 | 0 | 0 | 0 | 0 | 0 | 0
00 Ret.ExistSNCR_ACI_DSI & HRI | 0 | 0 | 0 | 0 | 0 | 0 | 0
00 Ret.ExistSNCR_ACI_DSI & WetFGD | 0 | 0 | 0 | 0 | 0 | 0 | 0
00 Ret.ExistSNCR_ACI_DSI & WetFGD & HRI | 0 | 0 | 0 | 0 | 0 | 0 | 0
00 Ret.ExistSNCR_DryFGD & ACI | 0 | 0 | 0 | 0 | 0 | 0 | 0
00 Ret.ExistSNCR_DryFGD & HRI | 0 | 0 | 0 | 0 | 0 | 0 | 0
00 Ret.ExistSNCR_DryFGD & HRI & CCS | 0 | 0 | 0 | 0 | 0 | 0 | 0
00 Ret.ExistSNCR_DryFGD_ACI & CCS | 0 | 0 | 0 | 0 | 0 | 0 | 0
00 Ret.ExistSNCR_DryFGD_ACI & HRI | 180.6808 | 180.6808 | 180.6808 | 180.6808 | 180.6808 | 180.6808 | 165.8586
00 Ret.ExistSNCR_WetFGD & ACI | 1425.0947 | 766.1746 | 766.1746 | 766.1746 | 766.1746 | 766.1746 | 766.1746
00 Ret.ExistSNCR_WetFGD & HRI | 2087 | 2020.3613 | 2020.3613 | 2020.3613 | 2020.3613 | 2020.3613 | 2020.3613
00 Ret.ExistSNCR_WetFGD & HRI & CCS | 0 | 0 | 0 | 0 | 0 | 0 | 0
00 Ret.ExistSNCR_WetFGD_ACI & CCS | 0 | 0 | 0 | 0 | 0 | 0 | 0
00 Ret.ExistSNCR_WetFGD_ACI & HRI | 0 | 760 | 760 | 760 | 760 | 760 | 760
00 Ret.ExistSNCR_WetFGD_ACI & HRI & CCS | 0 | 0 | 0 | 0 | 0 | 0 | 0
00 Ret.ExistWetFGD & ACI | 13548.513 | 4120.6378 | 4120.6378 | 4120.6378 | 4120.6378 | 4120.6378 | 1627.1937
00 Ret.ExistWetFGD & ACI & CCS | 0 | 0 | 0 | 0 | 0 | 0 | 0
00 Ret.ExistWetFGD & ACI & HRI | 5685.9275 | 12529.3908 | 12529.3908 | 12529.3908 | 12529.3908 | 12529.3908 | 15022.8349
00 Ret.ExistWetFGD & ACI & HRI & CCS | 0 | 0 | 0 | 0 | 0 | 0 | 0
00 Ret.ExistWetFGD & ACI & SCR | 0 | 0 | 0 | 0 | 0 | 0 | 0
00 Ret.ExistWetFGD & ACI & SCR & CCS | 0 | 0 | 0 | 0 | 0 | 0 | 0
00 Ret.ExistWetFGD & ACI & SCR & HRI | 394.7532 | 2964.3005 | 2964.3005 | 2964.3005 | 2964.3005 | 2964.3005 | 2964.3005
00 Ret.ExistWetFGD & ACI & SCR & HRI & CCS | 0 | 0 | 0 | 0 | 0 | 0 | 0
00 Ret.ExistWetFGD & ACI & SNCR | 0 | 0 | 0 | 0 | 0 | 0 | 0
00 Ret.ExistWetFGD & ACI & SNCR & HRI | 0 | 0 | 0 | 0 | 0 | 0 | 0
00 Ret.ExistWetFGD & CCS | 0 | 0 | 0 | 0 | 0 | 0 | 0
00 Ret.ExistWetFGD & HRI | 3818.5863 | 5264.7215 | 5264.7215 | 5264.7215 | 5264.7215 | 5264.7215 | 5263.221
00 Ret.ExistWetFGD & HRI & CCS | 0 | 0 | 0 | 0 | 0 | 0 | 0
00 Ret.ExistWetFGD & SCR | 755.8439 | 756.4721 | 755.8439 | 755.8439 | 755.8439 | 755.8439 | 755.8439
00 Ret.ExistWetFGD & SCR & CCS | 0 | 0 | 0 | 0 | 0 | 0 | 0
00 Ret.ExistWetFGD & SCR & HRI | 2775.3311 | 3614.6307 | 3615.2588 | 3615.2588 | 3615.2588 | 3615.2588 | 3616.7508
00 Ret.ExistWetFGD & SCR & HRI & CCS | 0 | 0 | 0 | 0 | 0 | 0 | 0
00 Ret.ExistWetFGD & SNCR | 0 | 0 | 0 | 0 | 0 | 0 | 0
00 Ret.ExistWetFGD & SNCR & HRI | 0 | 0 | 0 | 0 | 0 | 0 | 0
00 Ret.ExistWetFGD_ACI & CCS | 0 | 0 | 0 | 0 | 0 | 0 | 0
00 Ret.ExistWetFGD_ACI & HRI | 233.8194 | 4336.0171 | 4336.0171 | 4336.0171 | 4330.1977 | 4330.1977 | 4367.0207
00 Ret.ExistWetFGD_ACI & HRI & CCS | 0 | 0 | 0 | 0 | 0 | 0 | 0
00 Ret.ExistWetFGD_ACI & SCR | 0 | 0 | 0 | 0 | 0 | 0 | 0
00 Ret.ExistWetFGD_ACI & SCR & CCS | 0 | 0 | 0 | 0 | 0 | 0 | 0
00 Ret.ExistWetFGD_ACI & SCR & HRI | 744.3538 | 1158.75 | 1158.75 | 1158.75 | 1164.5357 | 1164.5357 | 1198.7902
00 Ret.ExistWetFGD_ACI & SCR & HRI & CCS | 0 | 0 | 0 | 0 | 0 | 0 | 0
00 Ret.ExistWetFGD_ACI & SNCR | 0 | 0 | 0 | 0 | 0 | 0 | 0
00 Ret.ExistWetFGD_ACI & SNCR & HRI | 0 | 0 | 0 | 0 | 0 | 0 | 0
00 Ret.ExistWetFGD_SCR & ACI & CCS | 0 | 0 | 0 | 0 | 0 | 0 | 0
00 Ret.ExistWetFGD_SCR & ACI & HRI | 4659.1762 | 4659.1762 | 4659.1762 | 4659.1762 | 4659.1762 | 4659.1762 | 4659.1762
00 Ret.ExistWetFGD_SCR & ACI & HRI & CCS | 0 | 0 | 0 | 0 | 0 | 0 | 0
00 Ret.ExistWetFGD_SCR & CCS | 0 | 0 | 0 | 0 | 0 | 0 | 0
00 Ret.ExistWetFGD_SNCR & ACI & CCS | 0 | 0 | 0 | 0 | 0 | 0 | 0
00 Ret.ExistWetFGD_SNCR & ACI & HRI | 4066.6036 | 4725.5237 | 4725.5237 | 4725.5237 | 4725.5237 | 4725.5237 | 4725.5237
00 Ret.ExistWetFGD_SNCR & ACI & HRI & CCS | 0 | 0 | 0 | 0 | 0 | 0 | 0
00 Ret.ExistWetFGD_SNCR & CCS | 0 | 0 | 0 | 0 | 0 | 0 | 0
00 Ret.FB & ACI | 784.5284 | 479.7098 | 479.7098 | 479.7098 | 479.7098 | 479.7098 | 39.9722
00 Ret.FB & ACI & HRI | 319.8214 | 624.64 | 624.64 | 624.64 | 624.64 | 624.64 | 1064.3776
00 Ret.FB & HRI | 229 | 229 | 229 | 229 | 229 | 229 | 229
00 Ret.FB DryFGD | 2.4262e-07 | 2.4262e-07 | 2.4262e-07 | 2.4262e-07 | 2.4262e-07 | 2.4262e-07 | 2.4262e-07
00 Ret.FB DryFGD & ACI | 0 | 0 | 0 | 0 | 0 | 0 | 0
00 Ret.FB DryFGD & ACI & HRI | 0 | 0 | 0 | 0 | 0 | 0 | 0
00 Ret.FB DryFGD & HRI | 322.4249 | 322.4249 | 322.4249 | 322.4249 | 322.4249 | 322.4249 | 322.4249
00 Ret.FB DryFGD & SNCR | 79.048 | 79.048 | 79.048 | 79.048 | 79.048 | 79.048 | 79.048
00 Ret.FB DryFGD & SNCR & HRI | 0 | 0 | 0 | 0 | 0 | 0 | 0
00 Ret.FB SNCR & DryFGD & ACI | 0 | 0 | 0 | 0 | 0 | 0 | 0
00 Ret.FB SNCR & DryFGD & ACI & HRI | 0 | 0 | 0 | 0 | 0 | 0 | 0
00 Ret.FB-ACI & SNCR | 0 | 0 | 0 | 0 | 0 | 0 | 0
00 Ret.FB-ACI & SNCR & CCS | 0 | 0 | 0 | 0 | 0 | 0 | 0
00 Ret.FB-ACI & SNCR & HRI | 0 | 0 | 0 | 0 | 0 | 0 | 0
00 Ret.FB-ACI & SNCR & HRI & CCS | 0 | 0 | 0 | 0 | 0 | 0 | 0
00 Ret.FB-Exist ACI & DryFGD | 0 | 0 | 0 | 0 | 0 | 0 | 0
00 Ret.FB-Exist ACI & DryFGD & HRI | 0 | 0 | 0 | 0 | 0 | 0 | 0
00 Ret.FB-Exist ACI & DryFGD & SNCR | 0 | 0 | 0 | 0 | 0 | 0 | 0
00 Ret.FB-Exist ACI & DryFGD & SNCR & HRI | 0 | 0 | 0 | 0 | 0 | 0 | 0
00 Ret.FB-Exist ACI & SNCR | 0 | 0 | 0 | 0 | 0 | 0 | 0
00 Ret.FB-Exist ACI & SNCR & HRI | 0 | 0 | 0 | 0 | 0 | 0 | 0
00 Ret.FB-ExistACI & HRI | 0 | 0 | 0 | 0 | 0 | 0 | 0
00 Ret.FB-ExistDryFGD & ACI | 0 | 0 | 0 | 0 | 0 | 0 | 0
00 Ret.FB-ExistDryFGD & ACI & HRI | 0 | 0 | 0 | 0 | 0 | 0 | 0
00 Ret.FB-ExistDryFGD & ACI & SNCR | 0 | 0 | 0 | 0 | 0 | 0 | 0
00 Ret.FB-ExistDryFGD & ACI & SNCR & HRI | 0 | 0 | 0 | 0 | 0 | 0 | 0
00 Ret.FB-ExistDryFGD & CCS | 0 | 0 | 0 | 0 | 0 | 0 | 0
00 Ret.FB-ExistDryFGD & HRI | 43 | 43 | 43 | 43 | 43 | 43 | 43
00 Ret.FB-ExistDryFGD & SNCR | 0 | 0 | 0 | 0 | 0 | 0 | 0
00 Ret.FB-ExistDryFGD & SNCR & HRI | 0 | 0 | 0 | 0 | 0 | 0 | 0
00 Ret.FB-ExistDryFGD_ACI & CCS | 0 | 0 | 0 | 0 | 0 | 0 | 0
00 Ret.FB-ExistDryFGD_SNCR & ACI | 0 | 0 | 0 | 0 | 0 | 0 | 0
00 Ret.FB-ExistDryFGD_SNCR & ACI & HRI | 0 | 0 | 0 | 0 | 0 | 0 | 0
00 Ret.FB-ExistDryFGD_SNCR & CCS | 0 | 0 | 0 | 0 | 0 | 0 | 0
00 Ret.FB-ExistDryFGD_SNCR & HRI | 844 | 1368 | 1368 | 1368 | 1368 | 1368 | 1368
00 Ret.FB-ExistDryFGD_SNCR & HRI & CCS | 0 | 0 | 0 | 0 | 0 | 0 | 0
00 Ret.FB-ExistDryFGD_SNCR_ACI & HRI | 0 | 570 | 570 | 570 | 570 | 570 | 570
00 Ret.FB-ExistWetFGD_SNCR_ACI & HRI | 0 | 0 | 0 | 0 | 0 | 0 | 286
00 Ret.FB-ExistSNCR & ACI | 59.9671 | 59.9671 | 59.9671 | 59.9671 | 59.9671 | 59.9671 | 59.9671
00 Ret.FB-ExistSNCR & ACI & HRI | 0 | 0 | 0 | 0 | 0 | 0 | 0
00 Ret.FB-ExistSNCR & DryFGD | 0 | 0 | 0 | 0 | 0 | 0 | 0
00 Ret.FB-ExistSNCR & DryFGD & ACI | 0 | 0 | 0 | 0 | 0 | 0 | 0
00 Ret.FB-ExistSNCR & DryFGD & ACI & HRI | 0 | 0 | 0 | 0 | 0 | 0 | 0
00 Ret.FB-ExistSNCR & DryFGD & HRI | 228.0063 | 228.0063 | 228.0063 | 228.0063 | 228.0063 | 228.0063 | 228.0063
00 Ret.FB-ExistSNCR & HRI | 220 | 220 | 220 | 220 | 220 | 220 | 220
00 Ret.FB-SNCR | 0 | 0 | 0 | 0 | 0 | 0 | 0
00 Ret.FB-SNCR & HRI | 0 | 0 | 0 | 0 | 0 | 0 | 0
00 Ret.HRI | 581 | 686 | 686 | 686 | 686 | 686 | 686
00 Ret.Oil/Gas Steam SCR | 1.657 | 0 | 0 | 0 | 0 | 0 | 0
00 Ret.SCR | 0 | 0 | 0 | 0 | 0 | 0 | 0
00 Ret.SCR & DryFGD | 0 | 0 | 0 | 0 | 0 | 0 | 0
00 Ret.SCR & DryFGD & ACI | 0 | 0 | 0 | 0 | 0 | 0 | 0
00 Ret.SCR & DryFGD & CCS | 0 | 0 | 0 | 0 | 0 | 0 | 0
00 Ret.SCR & DryFGD & HRI | 0 | 0 | 0 | 0 | 0 | 0 | 0
00 Ret.SCR & DryFGD & HRI & CCS | 0 | 0 | 0 | 0 | 0 | 0 | 0
00 Ret.SCR & DSI | 0 | 0 | 0 | 0 | 0 | 0 | 0
00 Ret.SCR & DSI & DryFGD | 0 | 0 | 0 | 0 | 0 | 0 | 0
00 Ret.SCR & DSI & DryFGD & HRI | 0 | 0 | 0 | 0 | 0 | 0 | 0
00 Ret.SCR & DSI & HRI | 0 | 0 | 0 | 0 | 0 | 0 | 0
00 Ret.SCR & DSI & WetFGD | 0 | 0 | 0 | 0 | 0 | 0 | 0
00 Ret.SCR & DSI & WetFGD & HRI | 0 | 0 | 0 | 0 | 0 | 0 | 0
00 Ret.SCR & HRI | 0 | 0 | 0 | 0 | 0 | 0 | 0
00 Ret.SCR & WetFGD | 0 | 0 | 0 | 0 | 0 | 0 | 0
00 Ret.SCR & WetFGD & ACI | 0 | 0 | 0 | 0 | 0 | 0 | 0
00 Ret.SCR & WetFGD & CCS | 0 | 0 | 0 | 0 | 0 | 0 | 0
00 Ret.SCR & WetFGD & HRI | 0 | 0 | 0 | 0 | 0 | 0 | 0
00 Ret.SCR & WetFGD & HRI & CCS | 0 | 0 | 0 | 0 | 0 | 0 | 0
00 Ret.SNCR | 0 | 0 | 0 | 0 | 0 | 0 | 0
00 Ret.SNCR & DryFGD | 0 | 0 | 0 | 0 | 0 | 0 | 0
00 Ret.SNCR & DryFGD & ACI | 0 | 0 | 0 | 0 | 0 | 0 | 0
00 Ret.SNCR & DryFGD & ACI & HRI | 0 | 0 | 0 | 0 | 0 | 0 | 0
00 Ret.SNCR & DryFGD & HRI | 0 | 0 | 0 | 0 | 0 | 0 | 0
00 Ret.SNCR & DSI | 0 | 0 | 0 | 0 | 0 | 0 | 0
00 Ret.SNCR & DSI & HRI | 0 | 0 | 0 | 0 | 0 | 0 | 0
00 Ret.SNCR & HRI | 0 | 0 | 0 | 0 | 0 | 0 | 0
00 Ret.SNCR & WetFGD | 0 | 0 | 0 | 0 | 0 | 0 | 0
00 Ret.SNCR & WetFGD & ACI | 0 | 0 | 0 | 0 | 0 | 0 | 0
00 Ret.SNCR & WetFGD & ACI & HRI | 0 | 0 | 0 | 0 | 0 | 0 | 0
00 Ret.SNCR & WetFGD & HRI | 0 | 0 | 0 | 0 | 0 | 0 | 0
00 Ret.WetFGD | 0 | 0 | 0 | 0 | 0 | 0 | 0
00 Ret.WetFGD & ACI & CCS | 0 | 0 | 0 | 0 | 0 | 0 | 0
00 Ret.WetFGD & ACI & HRI & CCS | 0 | 0 | 0 | 0 | 0 | 0 | 0
00 Ret.WetFGD & CCS | 0 | 0 | 0 | 0 | 0 | 0 | 0
00 Ret.WetFGD & HRI | 18.6027 | 18.6027 | 18.6027 | 18.6027 | 18.6027 | 18.6027 | 18.6027
00 Ret.WetFGD & HRI & CCS | 0 | 0 | 0 | 0 | 0 | 0 | 0
00 CC Retirement | 1810.4 | 1810.4 | 1810.4 | 1810.4 | 1810.4 | 1810.4 | 1887.6308
00 CT Retirement | 501.4217 | 501.4217 | 501.4217 | 501.4217 | 501.4217 | 501.4217 | 501.4217
00 O/G Retirement | 5283.3669 | 8398.2522 | 10695.2522 | 11220.7649 | 11220.7649 | 11220.7649 | 11220.7649
00 Coal Retirement | 60668.8442 | 62877.5115 | 63129.5495 | 63129.5495 | 65719.0541 | 65936.7361 | 65936.7361
00 IGCC Retirement | 45 | 45 | 45 | 45 | 45 | 45 | 45
00 Nuke Retirement | 617.3 | 617.3 | 1230.3 | 1230.3 | 3898.2 | 44891.7 | 96467.801
00 Non-Fossil Retirement | 0 | 0 | 0 | 0 | 0 | 0 | 0
Total | 1044376.2096 | 1064539.5802 | 1073746.1745 | 1121431.5433 | 1178283.5358 | 1335545.5341 | 1497706.152
(**) Ind. Boiler capacity in MMBtu/hr, not included in the total
11. Capacity Additions and Changes by Capacity Reporting Type [MW]
00 New Combined Cycle | 3214.3455 | 6516.4824 | 3319.4971 | 28107.6381 | 44863.3755 | 120332.465 | 116664.0313
00 New Combined Cycle - Uncontrolled | 0 | 0 | 0 | 0 | 0 | 0 | 0
00 New Combined Cycle with Carbon Capture | 0 | 0 | 0 | 0 | 0 | 0 | 0
00 New Combustion Turbine | 2162.7456 | 235.7784 | 3028.4497 | 9001.0039 | 7496.0095 | 31480.1845 | 20454.8837
00 New Hydro | 0 | 0 | 0 | 0 | 0 | 0 | 0
00 New Nuclear | 0 | 0 | 0 | 0 | 0 | 0 | 0
00 New Biomass | 247.5832 | 264.8181 | 441.3062 | 224.3 | 154.8145 | 0 | 178.2934
00 New Geothermal | 0 | 1016.7413 | 410.4 | 871.0087 | 200.1853 | 64.9976 | 366.3382
00 New Landfill Gas | 112.66 | 0 | 0 | 0 | 0 | 0 | 0
00 New Offshore Wind | 0 | 0 | 0 | 0 | 0 | 0 | 0
00 New Onshore Wind | 6162.9183 | 6930.8034 | 1092.0895 | 8626.3958 | 4062.7064 | 3867.0681 | 12543.9028
00 New Solar PV | 476 | 571.2 | 571.2 | 850.6739 | 59.3206 | 1517.2832 | 12013.4882
00 New Solar Thermal | 11.5505 | 180 | 13.6518 | 4.3484 | 15.62 | 0 | 0
00 New Fuel Cell | 0 | 0 | 0 | 0 | 0 | 0 | 0
00 New IGCC | 0 | 0 | 0 | 0 | 0 | 0 | 0
00 New Advanced Coal with CCS | 0 | 0 | 330 | 0 | 0 | 0 | 0
00 New SPC - Uncontrolled | 0 | 0 | 0 | 0 | 0 | 0 | 0
00 New SPC-WetFGD_SCR | 37.7 | 0 | 0 | 0 | 0 | 0 | 0
00 New Future Technology | 0 | 0 | 0 | 0 | 0 | 0 | 0
00 Exist Combined Cycle | 0 | 0 | 0 | 0 | 0 | 0 | 0
00 Exist Combustion Turbine | 0 | 0 | 0 | 0 | 0 | 0 | 0
00 Exist Coal Steam_Uncontrolled | 0 | 0 | 0 | 0 | 0 | 0 | 0
00 Exist Coal Steam_ACI | 0 | 0 | 0 | 0 | 0 | 0 | 0
00 Exist Coal Steam_ACI_DSI | 0 | 0 | 0 | 0 | 0 | 0 | 0
00 Exist Coal Steam_DryFGD | 0 | 0 | 0 | 0 | 0 | 0 | 0
00 Exist Coal Steam_DryFGD_ACI | 0 | 0 | 0 | 0 | 0 | 0 | 0
00 Exist Coal Steam_DryFGD_SCR | 0 | 0 | 0 | 0 | 0 | 0 | 0
00 Exist Coal Steam_DryFGD_SCR_ACI | 0 | 0 | 0 | 0 | 0 | 0 | 0
00 Exist Coal Steam_DryFGD_SNCR | 0 | 0 | 0 | 0 | 0 | 0 | 0
00 Exist Coal Steam_DryFGD_SNCR_ACI | 0 | 0 | 0 | 0 | 0 | 0 | 0
00 Exist Coal Steam_DSI | 0 | 0 | 0 | 0 | 0 | 0 | 0
00 Exist Coal Steam_SCR | 0 | 0 | 0 | 0 | 0 | 0 | 0
00 Exist Coal Steam_SCR_ACI | 0 | 0 | 0 | 0 | 0 | 0 | 0
00 Exist Coal Steam_SCR_ACI_DSI | 0 | 0 | 0 | 0 | 0 | 0 | 0
00 Exist Coal Steam_SCR_DSI | 0 | 0 | 0 | 0 | 0 | 0 | 0
00 Exist Coal Steam_SNCR | 0 | 0 | 0 | 0 | 0 | 0 | 0
00 Exist Coal Steam_SNCR_ACI | 0 | 0 | 0 | 0 | 0 | 0 | 0
00 Exist Coal Steam_SNCR_ACI_DSI | 0 | 0 | 0 | 0 | 0 | 0 | 0
00 Exist Coal Steam_WetFGD | 0 | 0 | 0 | 0 | 0 | 0 | 0
00 Exist Coal Steam_WetFGD_ACI | 0 | 0 | 0 | 0 | 0 | 0 | 0
00 Exist Coal Steam_WetFGD_SCR | 0 | 0 | 0 | 0 | 0 | 0 | 0
00 Exist Coal Steam_WetFGD_SCR_ACI | 0 | 0 | 0 | 0 | 0 | 0 | 0
00 Exist Coal Steam_WetFGD_SNCR | 0 | 0 | 0 | 0 | 0 | 0 | 0
00 Exist Coal Steam_WetFGD_SNCR_ACI | 0 | 0 | 0 | 0 | 0 | 0 | 0
00 Exist FBC_Uncontrolled | 0 | 0 | 0 | 0 | 0 | 0 | 0
00 Exist FBC_ACI | 0 | 0 | 0 | 0 | 0 | 0 | 0
00 Exist FBC_DryFGD | 0 | 0 | 0 | 0 | 0 | 0 | 0
00 Exist FBC_DryFGD_SNCR | 0 | 0 | 0 | 0 | 0 | 0 | 0
00 Exist FBC_DryFGD_SNCR_ACI | 0 | 0 | 0 | 0 | 0 | 0 | 0
00 Exist FBC_SNCR | 0 | 0 | 0 | 0 | 0 | 0 | 0
00 Exist FBC_SNCR_ACI | 0 | 0 | 0 | 0 | 0 | 0 | 0
00 Exist FBC_WetFGD_SNCR_ACI | 0 | 0 | 0 | 0 | 0 | 0 | 0
00 Exist IGCC | 0 | 0 | 0 | 0 | 0 | 0 | 0
00 Exist Fossil_Other | 0 | 0 | 0 | 0 | 0 | 0 | 0
00 Exist Fuel Cell | 0 | 0 | 0 | 0 | 0 | 0 | 0
00 Exist Hydro | 0 | 0 | 0 | 0 | 0 | 0 | 0
00 Exist Non Fossil_Other | 0 | 0 | 0 | 0 | 0 | 0 | 0
00 Exist Nuclear | 0 | 0 | 0 | 0 | 0 | 0 | 0
00 Exist Oil/Gas Steam | 0 | 0 | 0 | 0 | 0 | 0 | 0
00 Exist Oil/Gas Steam_SCR | 0 | 0 | 0 | 0 | 0 | 0 | 0
00 Exist Oil/Gas Steam_SNCR | 0 | 0 | 0 | 0 | 0 | 0 | 0
00 Exist Biomass | 0 | 0 | 0 | 0 | 0 | 0 | 0
00 Exist Landfill Gas | 0 | 0 | 0 | 0 | 0 | 0 | 0
00 Exist Geothermal | 0 | 0 | 0 | 0 | 0 | 0 | 0
00 Exist Pump Storage | 0 | 0 | 0 | 0 | 0 | 0 | 0
00 Exist Solar PV | 0 | 0 | 0 | 0 | 0 | 0 | 0
00 Exist Solar Thermal | 0 | 0 | 0 | 0 | 0 | 0 | 0
00 Exist Wind | 0 | 0 | 0 | 0 | 0 | 0 | 0
00 International Imports | 0 | 0 | 0 | 0 | 0 | 0 | 0
00 Ret.ACI | 6207.2759 | 0 | 0 | 0 | 0 | 0 | 0
00 Ret.ACI & DryFGD | 2.67 | 0 | 0 | 0 | 0 | 0 | 0
00 Ret.ACI & DryFGD & HRI | 2.67 | 0 | 0 | 0 | 0 | 0 | 0
00 Ret.ACI & DSI | 14873.2759 | 0 | 0 | 0 | 0 | 0 | 0
00 Ret.ACI & DSI & DryFGD | 0 | 0 | 0 | 0 | 0 | 0 | 0
00 Ret.ACI & DSI & DryFGD & HRI | 0 | 0 | 0 | 0 | 0 | 0 | 0
00 Ret.ACI & DSI & HRI | 12449.8875 | 2328.7672 | 0 | 0 | 0 | 0 | 0
00 Ret.ACI & DSI & WetFGD & HRI | 0 | 0 | 0 | 0 | 0 | 0 | 0
00 Ret.ACI & HRI | 4252.173 | 211.8018 | 0 | 0 | 0 | 0 | 0
00 Ret.ACI & SCR | 0 | 0 | 0 | 0 | 0 | 0 | 0
00 Ret.ACI & SCR & DryFGD & CCS | 0 | 0 | 0 | 0 | 0 | 0 | 0
00 Ret.ACI & SCR & DryFGD & HRI | 0 | 0 | 0 | 0 | 0 | 0 | 0
00 Ret.ACI & SCR & DryFGD & HRI & CCS | 0 | 0 | 0 | 0 | 0 | 0 | 0
00 Ret.ACI & SCR & DSI | 106.5484 | 1.6045 | 0 | 0 | 0 | 0 | 0
00 Ret.ACI & SCR & DSI & DryFGD | 0 | 0 | 0 | 0 | 0 | 0 | 0
00 Ret.ACI & SCR & DSI & DryFGD & HRI | 0 | 0 | 0 | 0 | 0 | 0 | 0
00 Ret.ACI & SCR & DSI & HRI | 105.6995 | 0 | 1.6045 | 0 | 0 | 0 | 0
00 Ret.ACI & SCR & DSI & WetFGD | 0 | 0 | 0 | 0 | 0 | 0 | 0
00 Ret.ACI & SCR & DSI & WetFGD & HRI | 0 | 0 | 0 | 0 | 0 | 0 | 0
00 Ret.ACI & SCR & HRI | 0 | 0 | 0 | 0 | 0 | 0 | 0
00 Ret.ACI & SCR & WetFGD & CCS | 0 | 0 | 0 | 0 | 0 | 0 | 0
00 Ret.ACI & SCR & WetFGD & HRI | 0 | 0 | 0 | 0 | 0 | 0 | 0
00 Ret.ACI & SCR & WetFGD & HRI & CCS | 0 | 0 | 0 | 0 | 0 | 0 | 0
00 Ret.ACI & SNCR | 0 | 0 | 0 | 0 | 0 | 0 | 0
00 Ret.ACI & SNCR & DSI | 0 | 0 | 0 | 0 | 0 | 0 | 0
00 Ret.ACI & SNCR & DSI & DryFGD | 0 | 0 | 0 | 0 | 0 | 0 | 0
00 Ret.ACI & SNCR & DSI & DryFGD & HRI | 0 | 0 | 0 | 0 | 0 | 0 | 0
00 Ret.ACI & SNCR & DSI & HRI | 0 | 0 | 0 | 0 | 0 | 0 | 0
00 Ret.ACI & SNCR & DSI & WetFGD | 0 | 0 | 0 | 0 | 0 | 0 | 0
00 Ret.ACI & SNCR & DSI & WetFGD & HRI | 0 | 0 | 0 | 0 | 0 | 0 | 0
00 Ret.ACI & SNCR & HRI | 0 | 0 | 0 | 0 | 0 | 0 | 0
00 Ret.ACI & WetFGD | 1028.6583 | 97.8991 | 0 | 0 | 0 | 0 | 0
00 Ret.ACI & WetFGD & DSI | 0 | 0 | 0 | 0 | 0 | 0 | 0
00 Ret.ACI & WetFGD & HRI | 1028.6583 | 97.8991 | 0 | 0 | 0 | 0 | 0
00 Ret.C2G | 0 | 1 | 0 | 0 | 0 | 0 | 0
00 Ret.C2G & SCR | 0 | 0 | 0 | 0 | 0 | 0 | 0
00 Ret.CCG | 0 | 0 | 0 | 0 | 0 | 0 | 0
00 Ret.DryFGD | 0 | 0 | 0 | 0 | 0 | 0 | 0
00 Ret.DryFGD & ACI & CCS | 0 | 0 | 0 | 0 | 0 | 0 | 0
00 Ret.DryFGD & ACI & HRI & CCS | 0 | 0 | 0 | 0 | 0 | 0 | 0
00 Ret.DryFGD & CCS | 0 | 0 | 0 | 0 | 0 | 0 | 0
00 Ret.DryFGD & HRI | 1.9731 | 0 | 0 | 0 | 0 | 0 | 0
00 Ret.DryFGD & HRI & CCS | 0 | 0 | 0 | 0 | 0 | 0 | 0
00 Ret.DSI | 252.038 | 0 | 0 | 0 | 0 | 0 | 0
00 Ret.DSI & DryFGD | 0 | 0 | 0 | 0 | 0 | 0 | 0
00 Ret.DSI & DryFGD & HRI | 0 | 0 | 0 | 0 | 0 | 0 | 0
00 Ret.DSI & HRI | 0 | 0 | 0 | 0 | 0 | 0 | 0
00 Ret.DSI & WetFGD | 0 | 0 | 0 | 0 | 0 | 0 | 0
00 Ret.DSI & WetFGD & HRI | 0 | 0 | 0 | 0 | 0 | 0 | 0
00 Ret.Exist FBC_DryFGD_SNCR_ACI & CCS | 0 | 0 | 0 | 0 | 0 | 0 | 0
00 Ret.ExistACI & DryFGD | 0 | 0 | 0 | 0 | 0 | 0 | 0
00 Ret.ExistACI & DryFGD & CCS | 0 | 0 | 0 | 0 | 0 | 0 | 0
00 Ret.ExistACI & DryFGD & HRI | 1839.198 | 247.5037 | 0 | 0 | 0 | 0 | 0
00 Ret.ExistACI & DryFGD & HRI & CCS | 0 | 0 | 0 | 0 | 0 | 0 | 0
00 Ret.ExistACI & DSI | 2584.3963 | 0 | 0 | 0 | 0 | 0 | 0
00 Ret.ExistACI & DSI & DryFGD | 0 | 0 | 0 | 0 | 0 | 0 | 0
00 Ret.ExistACI & DSI & DryFGD & HRI | 0 | 0 | 0 | 0 | 0 | 0 | 0
00 Ret.ExistACI & DSI & HRI | 397.9887 | 0 | 0 | 0 | 0 | 0 | 0
00 Ret.ExistACI & DSI & WetFGD | 0 | 0 | 0 | 0 | 0 | 0 | 0
00 Ret.ExistACI & DSI & WetFGD & HRI | 0 | 0 | 0 | 0 | 0 | 0 | 0
00 Ret.ExistACI & HRI | 2513.0192 | 154 | 0 | 0 | 0 | 0 | 0
00 Ret.ExistACI & HRI & WetFGD | 0 | 0 | 0 | 0 | 0 | 0 | 0
00 Ret.ExistACI & SCR | 0 | 0 | 0 | 0 | 0 | 0 | 0
00 Ret.ExistACI & SCR & DryFGD | 0 | 0 | 0 | 0 | 0 | 0 | 0
00 Ret.ExistACI & SCR & DryFGD & CCS | 0 | 0 | 0 | 0 | 0 | 0 | 0
00 Ret.ExistACI & SCR & DryFGD & HRI | 0 | 0 | 0 | 0 | 0 | 0 | 0
00 Ret.ExistACI & SCR & DryFGD & HRI & CCS | 0 | 0 | 0 | 0 | 0 | 0 | 0
00 Ret.ExistACI & SCR & DSI | 301.7574 | 0 | 0 | 0 | 0 | 0 | 0
00 Ret.ExistACI & SCR & DSI & DryFGD | 0 | 0 | 0 | 0 | 0 | 0 | 0
00 Ret.ExistACI & SCR & DSI & HRI | 301.7574 | 0 | 0 | 0 | 0 | 0 | 0
00 Ret.ExistACI & SCR & DSI & DryFGD & HRI | 0 | 0 | 0 | 0 | 0 | 0 | 0
00 Ret.ExistACI & SCR & HRI | 0 | 0 | 0 | 0 | 0 | 0 | 0
00 Ret.ExistACI & SCR & WetFGD | 341.901 | 0 | 0 | 0 | 0.98104 | 0 | 0
00 Ret.ExistACI & SCR & WetFGD & CCS | 0 | 0 | 0 | 0 | 0 | 0 | 0
00 Ret.ExistACI & SCR & WetFGD & HRI | 341.901 | 0 | 0 | 0 | 0.98104 | 0 | 0
00 Ret.ExistACI & SCR & WetFGD & HRI & CCS | 0 | 0 | 0 | 0 | 0 | 0 | 0
00 Ret.ExistACI & SNCR | 0 | 0 | 0 | 0 | 0 | 0 | 0
00 Ret.ExistACI & SNCR & DryFGD | 0 | 0 | 0 | 0 | 0 | 0 | 0
00 Ret.ExistACI & SNCR & DryFGD & HRI | 0 | 0 | 0 | 0 | 0 | 0 | 0
00 Ret.ExistACI & SNCR & DSI | 0 | 0 | 0 | 0 | 0 | 0 | 0
00 Ret.ExistACI & SNCR & DSI & HRI | 0 | 0 | 0 | 0 | 0 | 0 | 0
00 Ret.ExistACI & SNCR & HRI | 0 | 0 | 0 | 0 | 0 | 0 | 0
00 Ret.ExistACI & SNCR & WetFGD | 0 | 0 | 0 | 0 | 0 | 0 | 0
00 Ret.ExistACI & SNCR & WetFGD & HRI | 0 | 0 | 0 | 0 | 0 | 0 | 0
00 Ret.ExistACI & WetFGD | 0.98665 | 0 | 0 | 0 | 0 | 0 | 0
00 Ret.ExistACI & WetFGD & CCS | 0 | 0 | 0 | 0 | 0 | 0 | 0
00 Ret.ExistACI & WetFGD & HRI & CCS | 0 | 0 | 0 | 0 | 0 | 0 | 0
00 Ret.ExistACI_DSI & DryFGD | 0 | 0 | 0 | 0 | 0 | 0 | 0
00 Ret.ExistACI_DSI & DryFGD & HRI | 0 | 0 | 0 | 0 | 0 | 0 | 0
00 Ret.ExistACI_DSI & HRI | 0 | 0 | 0 | 0 | 0 | 0 | 0
00 Ret.ExistACI_DSI & SCR | 0 | 0 | 0 | 0 | 0 | 0 | 0
00 Ret.ExistACI_DSI & SCR & DryFGD | 0 | 0 | 0 | 0 | 0 | 0 | 0
00 Ret.ExistACI_DSI & SCR & DryFGD & HRI | 0 | 0 | 0 | 0 | 0 | 0 | 0
00 Ret.ExistACI_DSI & SCR & HRI | 0 | 0 | 0 | 0 | 0 | 0 | 0
00 Ret.ExistACI_DSI & SCR & WetFGD | 0 | 0 | 0 | 0 | 0 | 0 | 0
00 Ret.ExistACI_DSI & SCR & WetFGD & HRI | 0 | 0 | 0 | 0 | 0 | 0 | 0
00 Ret.ExistACI_DSI & WetFGD | 0 | 0 | 0 | 0 | 0 | 0 | 0
00 Ret.ExistACI_DSI & WetFGD & HRI | 0 | 0 | 0 | 0 | 0 | 0 | 0
00 Ret.ExistDryFGD & ACI | 3568.216 | 0 | 0 | 0 | 0 | 0 | 0
00 Ret.ExistDryFGD & ACI & CCS | 0 | 0 | 0 | 0 | 0 | 0 | 0
00 Ret.ExistDryFGD & ACI & HRI | 2749.897 | 635.4053 | 0 | 0 | 0 | 0 | 0
00 Ret.ExistDryFGD & ACI & HRI & CCS | 0 | 0 | 0 | 0 | 0 | 0 | 0
00 Ret.ExistDryFGD & ACI & SCR | 0 | 0 | 0 | 0 | 0 | 0 | 0
00 Ret.ExistDryFGD & ACI & SCR & CCS | 0 | 0 | 0 | 0 | 0 | 0 | 0
00 Ret.ExistDryFGD & ACI & SCR & HRI | 0 | 0 | 0 | 0 | 0 | 0 | 0
00 Ret.ExistDryFGD & ACI & SCR & HRI & CCS | 0 | 0 | 0 | 0 | 0 | 0 | 0
00 Ret.ExistDryFGD & ACI & SNCR | 0 | 0 | 0 | 0 | 0 | 0 | 0
00 Ret.ExistDryFGD & ACI & SNCR & HRI | 0 | 0 | 0 | 0 | 0 | 0 | 0
00 Ret.ExistDryFGD & CCS | 0 | 0 | 0 | 0 | 0 | 0 | 0
00 Ret.ExistDryFGD & HRI | 2900 | 571 | 0 | 0 | 0 | 0 | 0
00 Ret.ExistDryFGD & HRI & CCS | 0 | 0 | 0 | 0 | 0 | 0 | 0
00 Ret.ExistDryFGD & SCR | 0 | 0 | 0 | 0 | 0 | 0 | 0
00 Ret.ExistDryFGD & SCR & CCS | 0 | 0 | 0 | 0 | 0 | 0 | 0
00 Ret.ExistDryFGD & SCR & HRI | 442.4208 | 0 | 0 | 0 | 0 | 0 | 0
00 Ret.ExistDryFGD & SCR & HRI & CCS | 0 | 0 | 0 | 0 | 0 | 0 | 0
00 Ret.ExistDryFGD & SNCR | 102.9485 | 0 | 0 | 0 | 0 | 0 | 0
00 Ret.ExistDryFGD & SNCR & HRI | 0 | 0 | 0 | 0 | 0 | 0 | 0
00 Ret.ExistDryFGD_ACI & CCS | 0 | 0 | 0 | 0 | 0 | 0 | 0
00 Ret.ExistDryFGD_ACI & HRI | 2717 | 603 | 0 | 0 | 0 | 0 | 0
00 Ret.ExistDryFGD_ACI & HRI & CCS | 0 | 0 | 0 | 0 | 0 | 0 | 0
00 Ret.ExistDryFGD_ACI & SCR | 0 | 0 | 0 | 0 | 0 | 0 | 0
00 Ret.ExistDryFGD_ACI & SCR & CCS | 0 | 0 | 0 | 0 | 0 | 0 | 0
00 Ret.ExistDryFGD_ACI & SCR & HRI | 804.8419 | 64.9519 | 0 | 0 | 0 | 0 | 19.7629
00 Ret.ExistDryFGD_ACI & SCR & HRI & CCS | 0 | 0 | 0 | 0 | 0 | 0 | 0
00 Ret.ExistDryFGD_SCR & ACI & CCS | 0 | 0 | 0 | 0 | 0 | 0 | 0
00 Ret.ExistDryFGD_SCR & ACI & HRI | 1795.183 | 574.703 | 0 | 0 | 0 | 0 | 0
00 Ret.ExistDryFGD_SCR & ACI & HRI & CCS | 0 | 0 | 0 | 0 | 0 | 0 | 0
00 Ret.ExistDryFGD_SCR & CCS | 0 | 0 | 0 | 0 | 0 | 0 | 0
00 Ret.ExistDryFGD_SNCR & ACI & CCS | 0 | 0 | 0 | 0 | 0 | 0 | 0
00 Ret.ExistDryFGD_SNCR & ACI & HRI | 644.6734 | 0 | 0 | 0 | 0 | 0 | 0
00 Ret.ExistDryFGD_SNCR & ACI & HRI & CCS | 0 | 0 | 0 | 0 | 0 | 0 | 0
00 Ret.ExistDryFGD_SNCR & CCS | 0 | 0 | 0 | 0 | 0 | 0 | 0
00 Ret.ExistDSI & ACI | 0 | 0 | 0 | 0 | 0 | 0 | 0
00 Ret.ExistDSI & ACI & HRI | 0 | 0 | 0 | 0 | 0 | 0 | 0
00 Ret.ExistDSI & ACI & SCR | 0 | 0 | 0 | 0 | 0 | 0 | 0
00 Ret.ExistDSI & ACI & SCR & DryFGD & CCS | 0 | 0 | 0 | 0 | 0 | 0 | 0
00 Ret.ExistDSI & ACI & SCR & DryFGD & HRI | 0 | 0 | 0 | 0 | 0 | 0 | 0
00 Ret.ExistDSI & ACI & SCR & DryFGD & HRI & CCS | 0 | 0 | 0 | 0 | 0 | 0 | 0
00 Ret.ExistDSI & ACI & SCR & HRI | 0 | 0 | 0 | 0 | 0 | 0 | 0
00 Ret.ExistDSI & DryFGD | 0 | 0 | 0 | 0 | 0 | 0 | 0
00 Ret.ExistDSI & DryFGD & ACI | 0 | 0 | 0 | 0 | 0 | 0 | 0
00 Ret.ExistDSI & DryFGD & ACI & CCS | 0 | 0 | 0 | 0 | 0 | 0 | 0
00 Ret.ExistDSI & DryFGD & ACI & HRI | 0 | 0 | 0 | 0 | 0 | 0 | 0
00 Ret.ExistDSI & DryFGD & ACI & HRI & CCS | 0 | 0 | 0 | 0 | 0 | 0 | 0
00 Ret.ExistDSI & DryFGD & CCS | 0 | 0 | 0 | 0 | 0 | 0 | 0
00 Ret.ExistDSI & DryFGD & HRI | 0 | 0 | 0 | 0 | 0 | 0 | 0
00 Ret.ExistDSI & DryFGD & HRI & CCS | 0 | 0 | 0 | 0 | 0 | 0 | 0
00 Ret.ExistDSI & HRI | 0 | 0 | 0 | 0 | 0 | 0 | 0
00 Ret.ExistDSI & SCR | 0 | 0 | 0 | 0 | 0 | 0 | 0
00 Ret.ExistDSI & SCR & DryFGD | 0 | 0 | 0 | 0 | 0 | 0 | 0
00 Ret.ExistDSI & SCR & DryFGD & ACI | 0 | 0 | 0 | 0 | 0 | 0 | 0
00 Ret.ExistDSI & SCR & DryFGD & CCS | 0 | 0 | 0 | 0 | 0 | 0 | 0
00 Ret.ExistDSI & SCR & DryFGD & HRI | 0 | 0 | 0 | 0 | 0 | 0 | 0
00 Ret.ExistDSI & SCR & DryFGD & HRI & CCS | 0 | 0 | 0 | 0 | 0 | 0 | 0
00 Ret.ExistDSI & SCR & HRI | 0 | 0 | 0 | 0 | 0 | 0 | 0
00 Ret.ExistDSI & SCR & WetFGD | 0 | 0 | 0 | 0 | 0 | 0 | 0
00 Ret.ExistDSI & SCR & WetFGD & CCS | 0 | 0 | 0 | 0 | 0 | 0 | 0
00 Ret.ExistDSI & SCR & WetFGD & HRI | 0 | 0 | 0 | 0 | 0 | 0 | 0
00 Ret.ExistDSI & SCR & WetFGD & HRI & CCS | 0 | 0 | 0 | 0 | 0 | 0 | 0
00 Ret.ExistDSI & WetFGD | 0 | 0 | 0 | 0 | 0 | 0 | 0
00 Ret.ExistDSI & WetFGD & ACI | 0 | 0 | 0 | 0 | 0 | 0 | 0
00 Ret.ExistDSI & WetFGD & ACI & HRI | 0 | 0 | 0 | 0 | 0 | 0 | 0
00 Ret.ExistDSI & WetFGD & CCS | 0 | 0 | 0 | 0 | 0 | 0 | 0
00 Ret.ExistDSI & WetFGD & HRI | 0 | 0 | 0 | 0 | 0 | 0 | 0
00 Ret.ExistDSI & WetFGD & HRI & CCS | 0 | 0 | 0 | 0 | 0 | 0 | 0
00 Ret.ExistIGCC & CCS | 0 | 0 | 0 | 0 | 0 | 0 | 0
00 Ret.ExistSCR & ACI | 1881.9918 | 0 | 0 | 0 | 0 | 0 | 0
00 Ret.ExistSCR & ACI & DryFGD | 326.9406 | 0 | 0 | 0 | 0 | 0 | 0
00 Ret.ExistSCR & ACI & DryFGD & HRI | 186.0938 | 0 | 0 | 0 | 0 | 0 | 140.8469
00 Ret.ExistSCR & ACI & DSI | 4214.0382 | 0 | 0 | 0 | 0 | 0 | 0
00 Ret.ExistSCR & ACI & DSI & DryFGD | 0 | 0 | 0 | 0 | 0 | 0 | 0
00 Ret.ExistSCR & ACI & DSI & DryFGD & HRI | 0 | 0 | 0 | 0 | 0 | 0 | 0
00 Ret.ExistSCR & ACI & DSI & HRI | 2322.6322 | 0 | 0 | 0 | 0 | 0 | 0
00 Ret.ExistSCR & ACI & DSI & WetFGD | 0 | 0 | 0 | 0 | 0 | 0 | 0
00 Ret.ExistSCR & ACI & DSI & WetFGD & HRI | 0 | 0 | 0 | 0 | 0 | 0 | 0
00 Ret.ExistSCR & ACI & HRI | 350.8334 | 0 | 0 | 0 | 0 | 0 | 0
00 Ret.ExistSCR & ACI & WetFGD | 0 | 0 | 0 | 0 | 0 | 0 | 0
00 Ret.ExistSCR & ACI & WetFGD & HRI | 0 | 0 | 0 | 0 | 0 | 0 | 0
00 Ret.ExistSCR & DryFGD | 0 | 0 | 0 | 0 | 0 | 0 | 0
00 Ret.ExistSCR & DryFGD & ACI & CCS | 0 | 0 | 0 | 0 | 0 | 0 | 0
00 Ret.ExistSCR & DryFGD & ACI & HRI & CCS | 0 | 0 | 0 | 0 | 0 | 0 | 0
00 Ret.ExistSCR & DryFGD & CCS | 0 | 0 | 0 | 0 | 0 | 0 | 0
00 Ret.ExistSCR & DryFGD & HRI | 0 | 0 | 0 | 0 | 0 | 0 | 0
00 Ret.ExistSCR & DryFGD & HRI & CCS | 0 | 0 | 0 | 0 | 0 | 0 | 0
00 Ret.ExistSCR & DSI | 0 | 0 | 0 | 0 | 0 | 0 | 0
00 Ret.ExistSCR & DSI & DryFGD | 0 | 0 | 0 | 0 | 0 | 0 | 0
00 Ret.ExistSCR & DSI & DryFGD & HRI | 0 | 0 | 0 | 0 | 0 | 0 | 0
00 Ret.ExistSCR & DSI & HRI | 0 | 0 | 0 | 0 | 0 | 0 | 0
00 Ret.ExistSCR & DSI & WetFGD | 0 | 0 | 0 | 0 | 0 | 0 | 0
00 Ret.ExistSCR & DSI & WetFGD & HRI | 0 | 0 | 0 | 0 | 0 | 0 | 0
00 Ret.ExistSCR & HRI | 741 | 0 | 0 | 0 | 0 | 0 | 0
00 Ret.ExistSCR & WetFGD | 0 | 0 | 0 | 0 | 0 | 0 | 0
00 Ret.ExistSCR & WetFGD & ACI & CCS | 0 | 0 | 0 | 0 | 0 | 0 | 0
00 Ret.ExistSCR & WetFGD & ACI & HRI & CCS | 0 | 0 | 0 | 0 | 0 | 0 | 0
00 Ret.ExistSCR & WetFGD & CCS | 0 | 0 | 0 | 0 | 0 | 0 | 0
00 Ret.ExistSCR & WetFGD & HRI | 731.0593 | 0 | 0 | 0 | 0 | 0 | 0
00 Ret.ExistSCR & WetFGD & HRI & CCS | 0 | 0 | 0 | 0 | 0 | 0 | 0
00 Ret.ExistSCR_ACI & DryFGD | 0 | 0 | 0 | 0 | 0 | 0 | 0
00 Ret.ExistSCR_ACI & DryFGD & CCS | 0 | 0 | 0 | 0 | 0 | 0 | 0
00 Ret.ExistSCR_ACI & DryFGD & HRI | 809.8447 | 0 | 0 | 0 | 0 | 0 | 0
00 Ret.ExistSCR_ACI & DryFGD & HRI & CCS | 0 | 0 | 0 | 0 | 0 | 0 | 0
00 Ret.ExistSCR_ACI & DSI | 0 | 0 | 0 | 0 | 0 | 0 | 0
00 Ret.ExistSCR_ACI & DSI & HRI | 2.9832 | 0 | 0 | 0 | 0 | 0 | 0
00 Ret.ExistSCR_ACI & HRI | 823.9639 | 0 | 0 | 0 | 0 | 0 | 0
00 Ret.ExistSCR_ACI & WetFGD | 0 | 0 | 0 | 0 | 0 | 0 | 0
00 Ret.ExistSCR_ACI & WetFGD & CCS | 0 | 0 | 0 | 0 | 0 | 0 | 0
00 Ret.ExistSCR_ACI & WetFGD & HRI | 0 | 0 | 0 | 0 | 0 | 0 | 0
00 Ret.ExistSCR_ACI & WetFGD & HRI & CCS | 0 | 0 | 0 | 0 | 0 | 0 | 0
00 Ret.ExistSCR_ACI_DSI & DryFGD | 0 | 0 | 0 | 0 | 0 | 0 | 0
00 Ret.ExistSCR_ACI_DSI & DryFGD & CCS | 0 | 0 | 0 | 0 | 0 | 0 | 0
00 Ret.ExistSCR_ACI_DSI & DryFGD & HRI | 0 | 0 | 0 | 0 | 0 | 0 | 0
00 Ret.ExistSCR_ACI_DSI & DryFGD & HRI & CCS | 0 | 0 | 0 | 0 | 0 | 0 | 0
00 Ret.ExistSCR_ACI_DSI & HRI | 1158 | 0 | 0 | 0 | 0 | 0 | 0
00 Ret.ExistSCR_ACI_DSI & WetFGD | 0 | 0 | 0 | 0 | 0 | 0 | 0
00 Ret.ExistSCR_ACI_DSI & WetFGD & CCS | 0 | 0 | 0 | 0 | 0 | 0 | 0
00 Ret.ExistSCR_ACI_DSI & WetFGD & HRI | 0 | 0 | 0 | 0 | 0 | 0 | 0
00 Ret.ExistSCR_ACI_DSI & WetFGD & HRI & CCS | 0 | 0 | 0 | 0 | 0 | 0 | 0
00 Ret.ExistSCR_DryFGD & ACI | 2369.8859 | 0 | 0 | 0 | 0 | 0 | 0
00 Ret.ExistSCR_DryFGD & HRI | 515 | 0 | 0 | 0 | 0 | 0 | 0
00 Ret.ExistSCR_DryFGD & HRI & CCS | 0 | 0 | 0 | 0 | 0 | 0 | 0
00 Ret.ExistSCR_DryFGD_ACI & CCS | 0 | 0 | 0 | 0 | 0 | 0 | 0
00 Ret.ExistSCR_DryFGD_ACI & HRI | 4798.3439 | 2003 | 0 | 0 | 0 | 0 | 569.6561
00 Ret.ExistSCR_DryFGD_ACI & HRI & CCS | 0 | 0 | 0 | 0 | 0 | 0 | 0
00 Ret.ExistSCR_DSI & ACI | 0 | 0 | 0 | 0 | 0 | 0 | 0
00 Ret.ExistSCR_DSI & ACI & HRI | 0 | 0 | 0 | 0 | 0 | 0 | 0
00 Ret.ExistSCR_DSI & DryFGD | 0 | 0 | 0 | 0 | 0 | 0 | 0
00 Ret.ExistSCR_DSI & DryFGD & ACI | 0 | 0 | 0 | 0 | 0 | 0 | 0
00 Ret.ExistSCR_DSI & DryFGD & ACI & HRI | 0 | 0 | 0 | 0 | 0 | 0 | 0
00 Ret.ExistSCR_DSI & DryFGD & HRI | 0 | 0 | 0 | 0 | 0 | 0 | 0
00 Ret.ExistSCR_DSI & HRI | 0 | 0 | 0 | 0 | 0 | 0 | 0
00 Ret.ExistSCR_DSI & WetFGD | 0 | 0 | 0 | 0 | 0 | 0 | 0
00 Ret.ExistSCR_DSI & WetFGD & ACI | 0 | 0 | 0 | 0 | 0 | 0 | 0
00 Ret.ExistSCR_DSI & WetFGD & ACI & HRI | 0 | 0 | 0 | 0 | 0 | 0 | 0
00 Ret.ExistSCR_DSI & WetFGD & HRI | 0 | 0 | 0 | 0 | 0 | 0 | 0
00 Ret.ExistSCR_WetFGD & ACI | 6043.519 | 0 | 0 | 0 | 0 | 0 | 0
00 Ret.ExistSCR_WetFGD & HRI | 54816.7258 | 9944.8081 | 0 | 0 | 0 | 0 | 0
00 Ret.ExistSCR_WetFGD & HRI & CCS | 0 | 0 | 0 | 0 | 0 | 0 | 0
00 Ret.ExistSCR_WetFGD_ACI & CCS | 0 | 0 | 0 | 0 | 0 | 0 | 0
00 Ret.ExistSCR_WetFGD_ACI & HRI | 11067 | 2247 | 0 | 0 | 0 | 0 | 1008.325
00 Ret.ExistSCR_WetFGD_ACI & HRI & CCS | 0 | 0 | 0 | 0 | 0 | 0 | 0
00 Ret.ExistSNCR & ACI | 41.4472 | 0 | 0 | 0 | 0 | 0 | 0
00 Ret.ExistSNCR & ACI & DryFGD | 0 | 0 | 0 | 0 | 0 | 0 | 0
00 Ret.ExistSNCR & ACI & DryFGD & HRI | 0 | 0 | 0 | 0 | 0 | 0 | 0
00 Ret.ExistSNCR & ACI & DSI | 0 | 0 | 0 | 0 | 0 | 0 | 0
00 Ret.ExistSNCR & ACI & DSI & DryFGD | 0 | 0 | 0 | 0 | 0 | 0 | 0
00 Ret.ExistSNCR & ACI & DSI & DryFGD & HRI | 0 | 0 | 0 | 0 | 0 | 0 | 0
00 Ret.ExistSNCR & ACI & DSI & HRI | 0 | 0 | 0 | 0 | 0 | 0 | 0
00 Ret.ExistSNCR & ACI & DSI & WetFGD | 0 | 0 | 0 | 0 | 0 | 0 | 0
00 Ret.ExistSNCR & ACI & DSI & WetFGD & HRI | 0 | 0 | 0 | 0 | 0 | 0 | 0
00 Ret.ExistSNCR & ACI & HRI | 41.4472 | 0 | 0 | 0 | 0 | 0 | 0
00 Ret.ExistSNCR & ACI & WetFGD | 0 | 0 | 0 | 0 | 0 | 0 | 0
00 Ret.ExistSNCR & ACI & WetFGD & HRI | 0 | 0 | 0 | 0 | 0 | 0 | 0
00 Ret.ExistSNCR & DryFGD | 0 | 0 | 0 | 0 | 0 | 0 | 0
00 Ret.ExistSNCR & DryFGD & CCS | 0 | 0 | 0 | 0 | 0 | 0 | 0
00 Ret.ExistSNCR & DryFGD & HRI | 98.1314 | 0 | 0 | 0 | 0 | 0 | 0
00 Ret.ExistSNCR & DryFGD & HRI & CCS | 0 | 0 | 0 | 0 | 0 | 0 | 0
00 Ret.ExistSNCR & DSI | 0 | 0 | 0 | 0 | 0 | 0 | 0
00 Ret.ExistSNCR & DSI & DryFGD | 0 | 0 | 0 | 0 | 0 | 0 | 0
00 Ret.ExistSNCR & DSI & DryFGD & HRI | 0 | 0 | 0 | 0 | 0 | 0 | 0
00 Ret.ExistSNCR & DSI & HRI | 0 | 0 | 0 | 0 | 0 | 0 | 0
00 Ret.ExistSNCR & DSI & WetFGD | 0 | 0 | 0 | 0 | 0 | 0 | 0
00 Ret.ExistSNCR & DSI & WetFGD & HRI | 0 | 0 | 0 | 0 | 0 | 0 | 0
00 Ret.ExistSNCR & HRI | 234.5003 | 0 | 0 | 0 | 0 | 0 | 0
00 Ret.ExistSNCR & WetFGD | 0 | 0 | 0 | 0 | 0 | 0 | 0
00 Ret.ExistSNCR & WetFGD & ACI & CCS | 0 | 0 | 0 | 0 | 0 | 0 | 0
00 Ret.ExistSNCR & WetFGD & ACI & HRI & CCS | 0 | 0 | 0 | 0 | 0 | 0 | 0
00 Ret.ExistSNCR & WetFGD & CCS | 0 | 0 | 0 | 0 | 0 | 0 | 0
00 Ret.ExistSNCR & WetFGD & HRI | 0 | 0 | 0 | 0 | 0 | 0 | 0
00 Ret.ExistSNCR & WetFGD & HRI & CCS | 0 | 0 | 0 | 0 | 0 | 0 | 0
00 Ret.ExistSNCR_ACI & DryFGD | 0 | 0 | 0 | 0 | 0 | 0 | 0
00 Ret.ExistSNCR_ACI & DryFGD & CCS | 0 | 0 | 0 | 0 | 0 | 0 | 0
00 Ret.ExistSNCR_ACI & DryFGD & HRI | 1303.0505 | 0 | 0 | 0 | 0 | 0 | 0
00 Ret.ExistSNCR_ACI & DryFGD & HRI & CCS | 0 | 0 | 0 | 0 | 0 | 0 | 0
00 Ret.ExistSNCR_ACI & DSI | 0 | 0 | 0 | 0 | 0 | 0 | 0
00 Ret.ExistSNCR_ACI & DSI & HRI | 0 | 0 | 0 | 0 | 0 | 0 | 0
00 Ret.ExistSNCR_ACI & HRI | 1322.4178 | 0 | 0 | 0 | 0 | 0 | 0
00 Ret.ExistSNCR_ACI & WetFGD | 0 | 0 | 0 | 0 | 0 | 0 | 0
00 Ret.ExistSNCR_ACI & WetFGD & CCS | 0 | 0 | 0 | 0 | 0 | 0 | 0
00 Ret.ExistSNCR_ACI & WetFGD & HRI | 0 | 0 | 0 | 0 | 0 | 0 | 0
00 Ret.ExistSNCR_ACI & WetFGD & HRI & CCS | 0 | 0 | 0 | 0 | 0 | 0 | 0
00 Ret.ExistSNCR_ACI_DSI & DryFGD | 0 | 0 | 0 | 0 | 0 | 0 | 0
00 Ret.ExistSNCR_ACI_DSI & DryFGD & HRI | 0 | 0 | 0 | 0 | 0 | 0 | 0
00 Ret.ExistSNCR_ACI_DSI & HRI | 0 | 0 | 0 | 0 | 0 | 0 | 0
00 Ret.ExistSNCR_ACI_DSI & WetFGD | 0 | 0 | 0 | 0 | 0 | 0 | 0
00 Ret.ExistSNCR_ACI_DSI & WetFGD & HRI | 0 | 0 | 0 | 0 | 0 | 0 | 0
00 Ret.ExistSNCR_DryFGD & ACI | 644.6734 | 0 | 0 | 0 | 0 | 0 | 0
00 Ret.ExistSNCR_DryFGD & HRI | 0 | 0 | 0 | 0 | 0 | 0 | 0
00 Ret.ExistSNCR_DryFGD & HRI & CCS | 0 | 0 | 0 | 0 | 0 | 0 | 0
00 Ret.ExistSNCR_DryFGD_ACI & CCS | 0 | 0 | 0 | 0 | 0 | 0 | 0
00 Ret.ExistSNCR_DryFGD_ACI & HRI | 325 | 0 | 0 | 0 | 0 | 0 | 0
00 Ret.ExistSNCR_WetFGD & ACI | 5491.6983 | 0 | 0 | 0 | 0 | 0 | 0
00 Ret.ExistSNCR_WetFGD & HRI | 2087 | 0 | 0 | 0 | 0 | 0 | 0
00 Ret.ExistSNCR_WetFGD & HRI & CCS | 0 | 0 | 0 | 0 | 0 | 0 | 0
00 Ret.ExistSNCR_WetFGD_ACI & CCS | 0 | 0 | 0 | 0 | 0 | 0 | 0
00 Ret.ExistSNCR_WetFGD_ACI & HRI | 0 | 760 | 0 | 0 | 0 | 0 | 0
00 Ret.ExistSNCR_WetFGD_ACI & HRI & CCS | 0 | 0 | 0 | 0 | 0 | 0 | 0
00 Ret.ExistWetFGD & ACI | 19234.4405 | 0 | 0 | 0 | 0 | 0 | 0
00 Ret.ExistWetFGD & ACI & CCS | 0 | 0 | 0 | 0 | 0 | 0 | 0
00 Ret.ExistWetFGD & ACI & HRI | 5685.9275 | 6843.4633 | 0 | 0 | 0 | 0 | 2493.4441
00 Ret.ExistWetFGD & ACI & HRI & CCS | 0 | 0 | 0 | 0 | 0 | 0 | 0
00 Ret.ExistWetFGD & ACI & SCR | 394.7532 | 2569.5473 | 0 | 0 | 0 | 0 | 0
00 Ret.ExistWetFGD & ACI & SCR & CCS | 0 | 0 | 0 | 0 | 0 | 0 | 0
00 Ret.ExistWetFGD & ACI & SCR & HRI | 394.7532 | 2569.5473 | 0 | 0 | 0 | 0 | 0
00 Ret.ExistWetFGD & ACI & SCR & HRI & CCS | 0 | 0 | 0 | 0 | 0 | 0 | 0
00 Ret.ExistWetFGD & ACI & SNCR | 0 | 0 | 0 | 0 | 0 | 0 | 0
00 Ret.ExistWetFGD & ACI & SNCR & HRI | 0 | 0 | 0 | 0 | 0 | 0 | 0
00 Ret.ExistWetFGD & CCS | 0 | 0 | 0 | 0 | 0 | 0 | 0
00 Ret.ExistWetFGD & HRI | 6609.5993 | 2223.6657 | 0 | 0 | 0 | 0 | 0
00 Ret.ExistWetFGD & HRI & CCS | 0 | 0 | 0 | 0 | 0 | 0 | 0
00 Ret.ExistWetFGD & SCR | 755.8439 | 0.62815 | 0 | 0 | 0 | 0 | 0
00 Ret.ExistWetFGD & SCR & CCS | 0 | 0 | 0 | 0 | 0 | 0 | 0
00 Ret.ExistWetFGD & SCR & HRI | 2775.3311 | 839.2996 | 0.62815 | 0 | 0 | 0 | 1.4919
00 Ret.ExistWetFGD & SCR & HRI & CCS | 0 | 0 | 0 | 0 | 0 | 0 | 0
00 Ret.ExistWetFGD & SNCR | 0 | 0 | 0 | 0 | 0 | 0 | 0
00 Ret.ExistWetFGD & SNCR & HRI | 0 | 0 | 0 | 0 | 0 | 0 | 0
00 Ret.ExistWetFGD_ACI & CCS | 0 | 0 | 0 | 0 | 0 | 0 | 0
00 Ret.ExistWetFGD_ACI & HRI | 982.4976 | 4519 | 0 | 0 | 0 | 0 | 71.2769
00 Ret.ExistWetFGD_ACI & HRI & CCS | 0 | 0 | 0 | 0 | 0 | 0 | 0
00 Ret.ExistWetFGD_ACI & SCR | 0 | 0 | 0 | 0 | 0 | 0 | 0
00 Ret.ExistWetFGD_ACI & SCR & CCS | 0 | 0 | 0 | 0 | 0 | 0 | 0
00 Ret.ExistWetFGD_ACI & SCR & HRI | 744.3538 | 414.3962 | 0 | 0 | 5.7857 | 0 | 34.2545
00 Ret.ExistWetFGD_ACI & SCR & HRI & CCS | 0 | 0 | 0 | 0 | 0 | 0 | 0
00 Ret.ExistWetFGD_ACI & SNCR | 0 | 0 | 0 | 0 | 0 | 0 | 0
00 Ret.ExistWetFGD_ACI & SNCR & HRI | 0 | 0 | 0 | 0 | 0 | 0 | 0
00 Ret.ExistWetFGD_SCR & ACI & CCS | 0 | 0 | 0 | 0 | 0 | 0 | 0
00 Ret.ExistWetFGD_SCR & ACI & HRI | 4659.1762 | 0 | 0 | 0 | 0 | 0 | 0
00 Ret.ExistWetFGD_SCR & ACI & HRI & CCS | 0 | 0 | 0 | 0 | 0 | 0 | 0
00 Ret.ExistWetFGD_SCR & CCS | 0 | 0 | 0 | 0 | 0 | 0 | 0
00 Ret.ExistWetFGD_SNCR & ACI & CCS | 0 | 0 | 0 | 0 | 0 | 0 | 0
00 Ret.ExistWetFGD_SNCR & ACI & HRI | 4066.6036 | 658.9201 | 0 | 0 | 0 | 0 | 0
00 Ret.ExistWetFGD_SNCR & ACI & HRI & CCS | 0 | 0 | 0 | 0 | 0 | 0 | 0
00 Ret.ExistWetFGD_SNCR & CCS | 0 | 0 | 0 | 0 | 0 | 0 | 0
00 Ret.FB & ACI | 1104.3498 | 0 | 0 | 0 | 0 | 0 | 0
00 Ret.FB & ACI & HRI | 319.8214 | 304.8186 | 0 | 0 | 0 | 0 | 439.7376
00 Ret.FB & HRI | 557 | 0 | 0 | 0 | 0 | 0 | 0
00 Ret.FB DryFGD | 79.0875 | 0 | 0 | 0 | 0 | 0 | 0
00 Ret.FB DryFGD & ACI | 0 | 0 | 0 | 0 | 0 | 0 | 0
00 Ret.FB DryFGD & ACI & HRI | 0 | 0 | 0 | 0 | 0 | 0 | 0
00 Ret.FB DryFGD & HRI | 322.4249 | 0 | 0 | 0 | 0 | 0 | 0
00 Ret.FB DryFGD & SNCR | 79.048 | 0 | 0 | 0 | 0 | 0 | 0
00 Ret.FB DryFGD & SNCR & HRI | 0 | 0 | 0 | 0 | 0 | 0 | 0
00 Ret.FB SNCR & DryFGD & ACI | 0 | 0 | 0 | 0 | 0 | 0 | 0
00 Ret.FB SNCR & DryFGD & ACI & HRI | 0 | 0 | 0 | 0 | 0 | 0 | 0
00 Ret.FB-ACI & SNCR | 0 | 0 | 0 | 0 | 0 | 0 | 0
00 Ret.FB-ACI & SNCR & CCS | 0 | 0 | 0 | 0 | 0 | 0 | 0
00 Ret.FB-ACI & SNCR & HRI | 0 | 0 | 0 | 0 | 0 | 0 | 0
00 Ret.FB-ACI & SNCR & HRI & CCS | 0 | 0 | 0 | 0 | 0 | 0 | 0
00 Ret.FB-Exist ACI & DryFGD | 0 | 0 | 0 | 0 | 0 | 0 | 0
00 Ret.FB-Exist ACI & DryFGD & HRI | 0 | 0 | 0 | 0 | 0 | 0 | 0
00 Ret.FB-Exist ACI & DryFGD & SNCR | 0 | 0 | 0 | 0 | 0 | 0 | 0
00 Ret.FB-Exist ACI & DryFGD & SNCR & HRI | 0 | 0 | 0 | 0 | 0 | 0 | 0
00 Ret.FB-Exist ACI & SNCR | 0 | 0 | 0 | 0 | 0 | 0 | 0
00 Ret.FB-Exist ACI & SNCR & HRI | 0 | 0 | 0 | 0 | 0 | 0 | 0
00 Ret.FB-ExistACI & HRI | 0 | 0 | 0 | 0 | 0 | 0 | 0
00 Ret.FB-ExistDryFGD & ACI | 0 | 0 | 0 | 0 | 0 | 0 | 0
00 Ret.FB-ExistDryFGD & ACI & HRI | 0 | 0 | 0 | 0 | 0 | 0 | 0
00 Ret.FB-ExistDryFGD & ACI & SNCR | 0 | 0 | 0 | 0 | 0 | 0 | 0
00 Ret.FB-ExistDryFGD & ACI & SNCR & HRI | 0 | 0 | 0 | 0 | 0 | 0 | 0
00 Ret.FB-ExistDryFGD & CCS | 0 | 0 | 0 | 0 | 0 | 0 | 0
00 Ret.FB-ExistDryFGD & HRI | 43 | 0 | 0 | 0 | 0 | 0 | 0
00 Ret.FB-ExistDryFGD & SNCR | 0 | 0 | 0 | 0 | 0 | 0 | 0
00 Ret.FB-ExistDryFGD & SNCR & HRI | 0 | 0 | 0 | 0 | 0 | 0 | 0
00 Ret.FB-ExistDryFGD_ACI & CCS | 0 | 0 | 0 | 0 | 0 | 0 | 0
00 Ret.FB-ExistDryFGD_SNCR & ACI | 0 | 0 | 0 | 0 | 0 | 0 | 0
00 Ret.FB-ExistDryFGD_SNCR & ACI & HRI | 0 | 0 | 0 | 0 | 0 | 0 | 0
00 Ret.FB-ExistDryFGD_SNCR & CCS | 0 | 0 | 0 | 0 | 0 | 0 | 0
00 Ret.FB-ExistDryFGD_SNCR & HRI | 844 | 524 | 0 | 0 | 0 | 0 | 0
00 Ret.FB-ExistDryFGD_SNCR & HRI & CCS | 0 | 0 | 0 | 0 | 0 | 0 | 0
00 Ret.FB-ExistDryFGD_SNCR_ACI & HRI | 0 | 570 | 0 | 0 | 0 | 0 | 0
00 Ret.FB-ExistWetFGD_SNCR_ACI & HRI | 0 | 0 | 0 | 0 | 0 | 0 | 286
00 Ret.FB-ExistSNCR & ACI | 59.9671 | 0 | 0 | 0 | 0 | 0 | 0
00 Ret.FB-ExistSNCR & ACI & HRI | 0 | 0 | 0 | 0 | 0 | 0 | 0
00 Ret.FB-ExistSNCR & DryFGD | 0 | 0 | 0 | 0 | 0 | 0 | 0
00 Ret.FB-ExistSNCR & DryFGD & ACI | 0 | 0 | 0 | 0 | 0 | 0 | 0
00 Ret.FB-ExistSNCR & DryFGD & ACI & HRI | 0 | 0 | 0 | 0 | 0 | 0 | 0
00 Ret.FB-ExistSNCR & DryFGD & HRI | 228.0063 | 0 | 0 | 0 | 0 | 0 | 0
00 Ret.FB-ExistSNCR & HRI | 451.5734 | 0 | 0 | 0 | 0 | 0 | 0
00 Ret.FB-SNCR | 0 | 0 | 0 | 0 | 0 | 0 | 0
00 Ret.FB-SNCR & HRI | 0 | 0 | 0 | 0 | 0 | 0 | 0
00 Ret.HRI | 601.874 | 105 | 0 | 0 | 0 | 0 | 0
00 Ret.Oil/Gas Steam SCR | 1.657 | 0 | 0 | 0 | 0 | 0 | 0
00 Ret.SCR | 0 | 0 | 0 | 0 | 0 | 0 | 0
00 Ret.SCR & DryFGD | 0 | 0 | 0 | 0 | 0 | 0 | 0
00 Ret.SCR & DryFGD & ACI | 0 | 0 | 0 | 0 | 0 | 0 | 0
00 Ret.SCR & DryFGD & CCS | 0 | 0 | 0 | 0 | 0 | 0 | 0
00 Ret.SCR & DryFGD & HRI | 0 | 0 | 0 | 0 | 0 | 0 | 0
00 Ret.SCR & DryFGD & HRI & CCS | 0 | 0 | 0 | 0 | 0 | 0 | 0
00 Ret.SCR & DSI | 0 | 0 | 0 | 0 | 0 | 0 | 0
00 Ret.SCR & DSI & DryFGD | 0 | 0 | 0 | 0 | 0 | 0 | 0
00 Ret.SCR & DSI & DryFGD & HRI | 0 | 0 | 0 | 0 | 0 | 0 | 0
00 Ret.SCR & DSI & HRI | 0 | 0 | 0 | 0 | 0 | 0 | 0
00 Ret.SCR & DSI & WetFGD | 0 | 0 | 0 | 0 | 0 | 0 | 0
00 Ret.SCR & DSI & WetFGD & HRI | 0 | 0 | 0 | 0 | 0 | 0 | 0
00 Ret.SCR & HRI | 0 | 0 | 0 | 0 | 0 | 0 | 0
00 Ret.SCR & WetFGD | 0 | 0 | 0 | 0 | 0 | 0 | 0
00 Ret.SCR & WetFGD & ACI | 0 | 0 | 0 | 0 | 0 | 0 | 0
00 Ret.SCR & WetFGD & CCS | 0 | 0 | 0 | 0 | 0 | 0 | 0
00 Ret.SCR & WetFGD & HRI | 0 | 0 | 0 | 0 | 0 | 0 | 0
00 Ret.SCR & WetFGD & HRI & CCS | 0 | 0 | 0 | 0 | 0 | 0 | 0
00 Ret.SNCR | 0 | 0 | 0 | 0 | 0 | 0 | 0
00 Ret.SNCR & DryFGD | 0 | 0 | 0 | 0 | 0 | 0 | 0
00 Ret.SNCR & DryFGD & ACI | 0 | 0 | 0 | 0 | 0 | 0 | 0
00 Ret.SNCR & DryFGD & ACI & HRI | 0 | 0 | 0 | 0 | 0 | 0 | 0
00 Ret.SNCR & DryFGD & HRI | 0 | 0 | 0 | 0 | 0 | 0 | 0
00 Ret.SNCR & DSI | 0 | 0 | 0 | 0 | 0 | 0 | 0
00 Ret.SNCR & DSI & HRI | 0 | 0 | 0 | 0 | 0 | 0 | 0
00 Ret.SNCR & HRI | 0 | 0 | 0 | 0 | 0 | 0 | 0
00 Ret.SNCR & WetFGD | 0 | 0 | 0 | 0 | 0 | 0 | 0
00 Ret.SNCR & WetFGD & ACI | 0 | 0 | 0 | 0 | 0 | 0 | 0
00 Ret.SNCR & WetFGD & ACI & HRI | 0 | 0 | 0 | 0 | 0 | 0 | 0
00 Ret.SNCR & WetFGD & HRI | 0 | 0 | 0 | 0 | 0 | 0 | 0
00 Ret.WetFGD | 0 | 0 | 0 | 0 | 0 | 0 | 0
00 Ret.WetFGD & ACI & CCS | 0 | 0 | 0 | 0 | 0 | 0 | 0
00 Ret.WetFGD & ACI & HRI & CCS | 0 | 0 | 0 | 0 | 0 | 0 | 0
00 Ret.WetFGD & CCS | 0 | 0 | 0 | 0 | 0 | 0 | 0
00 Ret.WetFGD & HRI | 18.6027 | 0 | 0 | 0 | 0 | 0 | 0
00 Ret.WetFGD & HRI & CCS | 0 | 0 | 0 | 0 | 0 | 0 | 0
00 CC Retirement | 1810.4 | 0 | 0 | 0 | 0 | 0 | 77.2308
00 CT Retirement | 501.4217 | 0 | 0 | 0 | 0 | 0 | 0
00 O/G Retirement | 5283.3669 | 3114.8853 | 2297 | 525.5127 | 0 | 0 | 0
00 Coal Retirement | 60668.8442 | 2208.6673 | 252.038 | 0 | 2589.5045 | 217.6821 | 0
00 IGCC Retirement | 45 | 0 | 0 | 0 | 0 | 0 | 0
00 Nuke Retirement | 617.3 | 0 | 613 | 0 | 2667.9 | 40993.5 | 51576.101
00 Non-Fossil Retirement | 0 | 0 | 0 | 0 | 0 | 0 | 0
Total | 609516.3826 | 130287.7504 | 26055.8866 | 100333.0207 | 132194.2796 | 409458.6006 | 476157.5481
(**) Ind. Boiler capacity in MMBtu/hr, not included in the total
12. Generation by Capacity Reporting Type [GWh]
00 New Combined Cycle | 20100.7369 | 69320.6091 | 74687.3343 | 263357.3708 | 583166.3539 | 1433552.1455 | 2215554.8253
00 New Combined Cycle - Uncontrolled | 0 | 0 | 0 | 0 | 0 | 0 | 0
00 New Combined Cycle with Carbon Capture | 0 | 0 | 0 | 0 | 0 | 0 | 0
00 New Combustion Turbine | 695.4059 | 652.4869 | 2721.0907 | 7376.7548 | 10501.104 | 12030.9667 | 14421.7834
00 New Hydro | 0 | 0 | 0 | 0 | 0 | 0 | 0
00 New Nuclear | 0 | 0 | 0 | 0 | 0 | 0 | 0
00 New Biomass | 1843.5042 | 3815.3395 | 7101.3053 | 8771.4428 | 9924.1915 | 9924.1915 | 11251.7645
00 New Geothermal | 0 | 7748.7888 | 10876.5293 | 17514.6606 | 19040.313 | 19535.6728 | 22327.6097
00 New Landfill Gas | 888.2114 | 888.2114 | 888.2114 | 888.2114 | 888.2114 | 888.2114 | 888.2114
00 New Offshore Wind | 0 | 0 | 0 | 0 | 0 | 0 | 0
00 New Onshore Wind | 18060.6921 | 38204.8998 | 41451.9397 | 64950.4838 | 75911.2168 | 86862.5716 | 126232.747
00 New Solar PV | 781.3138 | 1777.3574 | 2723.0598 | 4237.5963 | 4339.266 | 7101.6558 | 33089.9446
00 New Solar Thermal | 43.569 | 541.9186 | 593.103 | 609.6218 | 670.9222 | 670.9222 | 670.9222
00 New Fuel Cell | 0 | 0 | 0 | 0 | 0 | 0 | 0
00 New IGCC | 0 | 0 | 0 | 0 | 0 | 0 | 0
00 New Advanced Coal with CCS | 0 | 0 | 2457.18 | 2457.18 | 2457.18 | 2457.18 | 2457.18
00 New SPC - Uncontrolled | 0 | 0 | 0 | 0 | 0 | 0 | 0
00 New SPC-WetFGD_SCR | 280.7142 | 280.7142 | 280.7142 | 280.7142 | 280.7142 | 280.7142 | 280.7142
00 New Future Technology | 0 | 0 | 0 | 0 | 0 | 0 | 0
00 Exist Combined Cycle | 1034965.1788 | 1005817.5612 | 1253551.4349 | 1199790.2351 | 1095686.2707 | 946860.0835 | 750061.9813
00 Exist Combustion Turbine | 21223.9243 | 16676.169 | 22342.7705 | 30042.6324 | 22078.8997 | 14066.9502 | 10433.7566
00 Exist Coal Steam_Uncontrolled | 9741.7516 | 9177.1503 | 8115.1903 | 8285.0134 | 8043.4663 | 8356.2581 | 8444.1734
00 Exist Coal Steam_ACI | 2953.5458 | 32.3034 | 32.3034 | 32.3034 | 32.3034 | 32.3034 | 32.3034
00 Exist Coal Steam_ACI_DSI | 0 | 0 | 0 | 0 | 0 | 0 | 0
00 Exist Coal Steam_DryFGD | 9711.4151 | 3133.8542 | 2891.5315 | 2422.3368 | 2420.5297 | 2078.5968 | 2658.861
00 Exist Coal Steam_DryFGD_ACI | 6419.7559 | 95.7759 | 247.8381 | 247.8381 | 281.5352 | 281.5352 | 121.3012
00 Exist Coal Steam_DryFGD_SCR | 7553.4048 | 7816.8952 | 3726.9034 | 3833.7723 | 2342.3238 | 1740.9403 | 4058.0998
00 Exist Coal Steam_DryFGD_SCR_ACI | 43419.0319 | 29506.8374 | 23196.675 | 24047.407 | 24140.1227 | 24339.1557 | 25178.4774
00 Exist Coal Steam_DryFGD_SNCR | 942.7395 | 1008.9303 | 1008.9303 | 1008.9303 | 1008.9303 | 1008.9303 | 1008.9303
00 Exist Coal Steam_DryFGD_SNCR_ACI | 0 | 0 | 0 | 0 | 0 | 0 | 0
00 Exist Coal Steam_DSI | 0 | 0 | 0 | 0 | 0 | 0 | 0
00 Exist Coal Steam_SCR | 0 | 0 | 0 | 0 | 0 | 0 | 0
00 Exist Coal Steam_SCR_ACI | 5.7886 | 0 | 0 | 0 | 0 | 0 | 0
00 Exist Coal Steam_SCR_ACI_DSI | 0 | 0 | 0 | 0 | 0 | 0 | 0
00 Exist Coal Steam_SCR_DSI | 0 | 0 | 0 | 0 | 0 | 0 | 0
00 Exist Coal Steam_SNCR | 442.5587 | 447.1821 | 442.5587 | 456.1213 | 456.1213 | 456.1213 | 456.1213
00 Exist Coal Steam_SNCR_ACI | 0 | 0 | 0 | 0 | 0 | 0 | 0
00 Exist Coal Steam_SNCR_ACI_DSI | 0 | 0 | 0 | 0 | 0 | 0 | 0
00 Exist Coal Steam_WetFGD | 31328.113 | 13524.2784 | 13496.3217 | 13524.2784 | 12399.8838 | 12297.6311 | 12905.6274
00 Exist Coal Steam_WetFGD_ACI | 38362.449 | 145.6936 | 0 | 131.548 | 166.6069 | 166.6069 | 0
00 Exist Coal Steam_WetFGD_SCR | 207036.5182 | 138189.0516 | 121510.4271 | 119731.412 | 115876.5531 | 116960.7228 | 125954.1127
00 Exist Coal Steam_WetFGD_SCR_ACI | 39885.5466 | 23011.233 | 19684.1878 | 20303.9492 | 19684.1878 | 20216.8348 | 17971.0781
00 Exist Coal Steam_WetFGD_SNCR | 5138.7426 | 5138.7426 | 3579.6454 | 1984.5657 | 431.7471 | 431.7471 | 2398.4086
00 Exist Coal Steam_WetFGD_SNCR_ACI | 5541.2956 | 0 | 0 | 0 | 0 | 0 | 0
00 Exist FBC_Uncontrolled | 544.7309 | 544.7309 | 544.7309 | 544.7309 | 544.7309 | 544.7309 | 544.7309
00 Exist FBC_ACI | 0 | 0 | 0 | 0 | 0 | 0 | 0
00 Exist FBC_DryFGD | 1304.1224 | 1304.1224 | 996.8511 | 722.0115 | 1047.9719 | 1083.655 | 1416.6114
00 Exist FBC_DryFGD_SNCR | 9211.2309 | 4332.6781 | 2761.7254 | 2866.4569 | 2866.4569 | 2572.4989 | 2953.6091
00 Exist FBC_DryFGD_SNCR_ACI | 8997.0799 | 4941.9854 | 4047.124 | 3680.0357 | 3416.4084 | 2074.8547 | 3215.4158
00 Exist FBC_SNCR | 300.2779 | 277.5913 | 300.2779 | 300.2779 | 300.2779 | 61.1614 | 131.763
00 Exist FBC_SNCR_ACI | 70.6356 | 70.6356 | 70.6356 | 70.6356 | 70.6356 | 70.6356 | 70.6356
00 Exist FBC_WetFGD_SNCR_ACI | 668.5133 | 668.5133 | 527.8386 | 527.8386 | 527.8386 | 668.5133 | 0
00 Exist IGCC | 11699.7361 | 12037.3453 | 11032.7222 | 11032.7222 | 10925.1162 | 10889.2801 | 12154.2696
00 Exist Fossil_Other | 2204.3309 | 2204.3309 | 2204.3309 | 2204.3309 | 2204.3309 | 2204.3309 | 2172.9823
00 Exist Fuel Cell | 100.642 | 71.1278 | 15.6205 | 117.2517 | 16.2372 | 15.3107 | 8.8033
00 Exist Hydro | 270077.2507 | 270077.2507 | 270077.2507 | 270077.2507 | 270077.2507 | 270077.2507 | 269857.2444
00 Exist Non Fossil_Other | 22963.9981 | 22963.9981 | 22963.9981 | 22963.9981 | 22963.9981 | 22963.9981 | 22963.9981
00 Exist Nuclear | 788058.3626 | 823422.7594 | 818638.1963 | 818638.1963 | 797305.4605 | 476860.3465 | 63256.1505
00 Exist Oil/Gas Steam | 48535.366 | 46580.6312 | 44498.6819 | 27522.9334 | 14544.3088 | 1239.806 | 831.4566
00 Exist Oil/Gas Steam_SCR | 8895.2952 | 8761.736 | 5729.1671 | 4010.3849 | 2439.7109 | 431.7186 | 277.8048
00 Exist Oil/Gas Steam_SNCR | 124.5495 | 70.318 | 0 | 0 | 0 | 0 | 0
00 Exist Biomass | 20704.896 | 19435.3305 | 20952.7702 | 22272.9575 | 22587.0258 | 22749.1727 | 23599.9272
00 Exist Landfill Gas | 10260.3243 | 10260.3243 | 10260.3243 | 10260.3243 | 10260.3243 | 10260.3243 | 10260.3243
00 Exist Geothermal | 17033.4882 | 17033.4882 | 17033.4882 | 17033.4882 | 17033.4882 | 17033.4882 | 17033.4882
00 Exist Pump Storage | 10302.6816 | 9961.6916 | 12014.4255 | 11071.3439 | 11556.0009 | 7050.8731 | 5955.1092
00 Exist Solar PV | 10353.7833 | 10353.7833 | 10353.7833 | 10353.7833 | 10353.7833 | 10353.7833 | 10353.7833
00 Exist Solar Thermal | 3269.464 | 3269.464 | 3269.464 | 3269.464 | 3269.464 | 3269.464 | 3269.464
00 Exist Wind | 157694.5394 | 157694.5394 | 157694.5394 | 157694.5394 | 157694.5394 | 157694.5394 | 157694.5394
00 International Imports | 944.328 | 833.952 | 613.2 | 63.072 | 1752 | 1752 | 1752
00 Ret.ACI | 3930.3127 | 0 | 0 | 0 | 0 | 0 | 0
00 Ret.ACI & DryFGD | 0 | 0 | 0 | 0 | 0 | 0 | 0
00 Ret.ACI & DryFGD & HRI | 19.1625 | 19.1625 | 18.1374 | 19.1625 | 19.1625 | 16.8282 | 19.1625
00 Ret.ACI & DSI | 17503.0093 | 494.0112 | 236.3817 | 242.0456 | 197.272 | 197.272 | 197.272
00 Ret.ACI & DSI & DryFGD | 0 | 0 | 0 | 0 | 0 | 0 | 0
00 Ret.ACI & DSI & DryFGD & HRI | 0 | 0 | 0 | 0 | 0 | 0 | 0
00 Ret.ACI & DSI & HRI | 90446.592 | 107413.5026 | 94393.3404 | 99457.4917 | 99488.1583 | 96614.8543 | 107151.6951
00 Ret.ACI & DSI & WetFGD & HRI | 0 | 0 | 0 | 0 | 0 | 0 | 0
00 Ret.ACI & HRI | 30674.4058 | 32399.9421 | 30059.8194 | 30360.4576 | 30360.4576 | 30594.9489 | 31084.5897
00 Ret.ACI & SCR | 0 | 0 | 0 | 0 | 0 | 0 | 0
00 Ret.ACI & SCR & DryFGD & CCS | 0 | 0 | 0 | 0 | 0 | 0 | 0
00 Ret.ACI & SCR & DryFGD & HRI | 0 | 0 | 0 | 0 | 0 | 0 | 0
00 Ret.ACI & SCR & DryFGD & HRI & CCS | 0 | 0 | 0 | 0 | 0 | 0 | 0
00 Ret.ACI & SCR & DSI | 6.0901 | 17.9009 | 5.3197 | 6.0901 | 0 | 0 | 0
00 Ret.ACI & SCR & DSI & DryFGD | 0 | 0 | 0 | 0 | 0 | 0 | 0
00 Ret.ACI & SCR & DSI & DryFGD & HRI | 0 | 0 | 0 | 0 | 0 | 0 | 0
00 Ret.ACI & SCR & DSI & HRI | 764.8596 | 764.8596 | 774.906 | 775.7194 | 774.4037 | 773.3829 | 776.6705
00 Ret.ACI & SCR & DSI & WetFGD | 0 | 0 | 0 | 0 | 0 | 0 | 0
00 Ret.ACI & SCR & DSI & WetFGD & HRI | 0 | 0 | 0 | 0 | 0 | 0 | 0
00 Ret.ACI & SCR & HRI | 0 | 0 | 0 | 0 | 0 | 0 | 0
00 Ret.ACI & SCR & WetFGD & CCS | 0 | 0 | 0 | 0 | 0 | 0 | 0
00 Ret.ACI & SCR & WetFGD & HRI | 0 | 0 | 0 | 0 | 0 | 0 | 0
00 Ret.ACI & SCR & WetFGD & HRI & CCS | 0 | 0 | 0 | 0 | 0 | 0 | 0
00 Ret.ACI & SNCR | 0 | 0 | 0 | 0 | 0 | 0 | 0
00 Ret.ACI & SNCR & DSI | 0 | 0 | 0 | 0 | 0 | 0 | 0
00 Ret.ACI & SNCR & DSI & DryFGD | 0 | 0 | 0 | 0 | 0 | 0 | 0
00 Ret.ACI & SNCR & DSI & DryFGD & HRI | 0 | 0 | 0 | 0 | 0 | 0 | 0
00 Ret.ACI & SNCR & DSI & HRI | 0 | 0 | 0 | 0 | 0 | 0 | 0
00 Ret.ACI & SNCR & DSI & WetFGD | 0 | 0 | 0 | 0 | 0 | 0 | 0
00 Ret.ACI & SNCR & DSI & WetFGD & HRI | 0 | 0 | 0 | 0 | 0 | 0 | 0
00 Ret.ACI & SNCR & HRI | 0 | 0 | 0 | 0 | 0 | 0 | 0
00 Ret.ACI & WetFGD | 0 | 0 | 0 | 0 | 0 | 0 | 0
00 Ret.ACI & WetFGD & DSI | 0 | 0 | 0 | 0 | 0 | 0 | 0
00 Ret.ACI & WetFGD & HRI | 7380.3495 | 8088.7638 | 7679.1867 | 8088.7638 | 8088.7638 | 7623.8463 | 8088.7638
00 Ret.C2G | 0 | 7.1747 | 7.1747 | 7.1747 | 7.1747 | 7.1747 | 7.1747
00 Ret.C2G & SCR | 0 | 0 | 0 | 0 | 0 | 0 | 0
00 Ret.CCG | 0 | 0 | 0 | 0 | 0 | 0 | 0
00 Ret.DryFGD | 0 | 0 | 0 | 0 | 0 | 0 | 0
00 Ret.DryFGD & ACI & CCS | 0 | 0 | 0 | 0 | 0 | 0 | 0
00 Ret.DryFGD & ACI & HRI & CCS | 0 | 0 | 0 | 0 | 0 | 0 | 0
00 Ret.DryFGD & CCS | 0 | 0 | 0 | 0 | 0 | 0 | 0
00 Ret.DryFGD & HRI | 14.4338 | 14.4338 | 14.4338 | 14.4338 | 14.4338 | 14.4338 | 14.4338
00 Ret.DryFGD & HRI & CCS | 0 | 0 | 0 | 0 | 0 | 0 | 0
00 Ret.DSI | 1823.7893 | 1823.7893 | 0 | 0 | 0 | 0 | 0
00 Ret.DSI & DryFGD | 0 | 0 | 0 | 0 | 0 | 0 | 0
00 Ret.DSI & DryFGD & HRI | 0 | 0 | 0 | 0 | 0 | 0 | 0
00 Ret.DSI & HRI | 0 | 0 | 0 | 0 | 0 | 0 | 0
00 Ret.DSI & WetFGD | 0 | 0 | 0 | 0 | 0 | 0 | 0
00 Ret.DSI & WetFGD & HRI | 0 | 0 | 0 | 0 | 0 | 0 | 0
00 Ret.Exist FBC_DryFGD_SNCR_ACI & CCS | 0 | 0 | 0 | 0 | 0 | 0 | 0
00 Ret.ExistACI & DryFGD | 0 | 0 | 0 | 0 | 0 | 0 | 0
00 Ret.ExistACI & DryFGD & CCS | 0 | 0 | 0 | 0 | 0 | 0 | 0
00 Ret.ExistACI & DryFGD & HRI | 13387.7937 | 15163.8892 | 15172.4665 | 15178.7718 | 15178.7718 | 15178.7718 | 15178.7718
00 Ret.ExistACI & DryFGD & HRI & CCS | 0 | 0 | 0 | 0 | 0 | 0 | 0
00 Ret.ExistACI & DSI | 18123.7947 | 18123.7947 | 15831.1346 | 17104.6549 | 0 | 0 | 0
00 Ret.ExistACI & DSI & DryFGD | 0 | 0 | 0 | 0 | 0 | 0 | 0
00 Ret.ExistACI & DSI & DryFGD & HRI | 0 | 0 | 0 | 0 | 0 | 0 | 0
00 Ret.ExistACI & DSI & HRI | 2881.114 | 2812.2882 | 2696.901 | 2847.2148 | 2880.2017 | 2880.137 | 2881.114
00 Ret.ExistACI & DSI & WetFGD | 0 | 0 | 0 | 0 | 0 | 0 | 0
00 Ret.ExistACI & DSI & WetFGD & HRI | 0 | 0 | 0 | 0 | 0 | 0 | 0
00 Ret.ExistACI & HRI | 1816.2782 | 1146.501 | 1146.501 | 1146.501 | 1146.501 | 1146.501 | 1146.501
00 Ret.ExistACI & HRI & WetFGD | 0 | 0 | 0 | 0 | 0 | 0 | 0
00 Ret.ExistACI & SCR | 0 | 0 | 0 | 0 | 0 | 0 | 0
00 Ret.ExistACI & SCR & DryFGD | 0 | 0 | 0 | 0 | 0 | 0 | 0
00 Ret.ExistACI & SCR & DryFGD & CCS | 0 | 0 | 0 | 0 | 0 | 0 | 0
00 Ret.ExistACI & SCR & DryFGD & HRI | 0 | 0 | 0 | 0 | 0 | 0 | 0
00 Ret.ExistACI & SCR & DryFGD & HRI & CCS | 0 | 0 | 0 | 0 | 0 | 0 | 0
00 Ret.ExistACI & SCR & DSI | 0 | 0 | 0 | 0 | 0 | 0 | 0
00 Ret.ExistACI & SCR & DSI & DryFGD | 0 | 0 | 0 | 0 | 0 | 0 | 0
00 Ret.ExistACI & SCR & DSI & HRI | 2231.3903 | 2231.3903 | 2124.463 | 2172.346 | 2231.3903 | 2231.3903 | 2231.3903
00 Ret.ExistACI & SCR & DSI & DryFGD & HRI | 0 | 0 | 0 | 0 | 0 | 0 | 0
00 Ret.ExistACI & SCR & HRI | 0 | 0 | 0 | 0 | 0 | 0 | 0
00 Ret.ExistACI & SCR & WetFGD | 0 | 0 | 0 | 0 | 0 | 0 | 0
00 Ret.ExistACI & SCR & WetFGD & CCS | 0 | 0 | 0 | 0 | 0 | 0 | 0
00 Ret.ExistACI & SCR & WetFGD & HRI | 2453.0288 | 2453.0288 | 2453.0288 | 2453.0288 | 2459.9139 | 2459.9139 | 2459.9139
00 Ret.ExistACI & SCR & WetFGD & HRI & CCS | 0 | 0 | 0 | 0 | 0 | 0 | 0
00 Ret.ExistACI & SNCR | 0 | 0 | 0 | 0 | 0 | 0 | 0
00 Ret.ExistACI & SNCR & DryFGD | 0 | 0 | 0 | 0 | 0 | 0 | 0
00 Ret.ExistACI & SNCR & DryFGD & HRI | 0 | 0 | 0 | 0 | 0 | 0 | 0
00 Ret.ExistACI & SNCR & DSI | 0 | 0 | 0 | 0 | 0 | 0 | 0
00 Ret.ExistACI & SNCR & DSI & HRI | 0 | 0 | 0 | 0 | 0 | 0 | 0
00 Ret.ExistACI & SNCR & HRI | 0 | 0 | 0 | 0 | 0 | 0 | 0
00 Ret.ExistACI & SNCR & WetFGD | 0 | 0 | 0 | 0 | 0 | 0 | 0
00 Ret.ExistACI & SNCR & WetFGD & HRI | 0 | 0 | 0 | 0 | 0 | 0 | 0
00 Ret.ExistACI & WetFGD | 6.9245 | 6.9245 | 6.9245 | 6.9245 | 0 | 0 | 0
00 Ret.ExistACI & WetFGD & CCS | 0 | 0 | 0 | 0 | 0 | 0 | 0
00 Ret.ExistACI & WetFGD & HRI & CCS | 0 | 0 | 0 | 0 | 0 | 0 | 0
00 Ret.ExistACI_DSI & DryFGD | 0 | 0 | 0 | 0 | 0 | 0 | 0
00 Ret.ExistACI_DSI & DryFGD & HRI | 0 | 0 | 0 | 0 | 0 | 0 | 0
00 Ret.ExistACI_DSI & HRI | 0 | 0 | 0 | 0 | 0 | 0 | 0
00 Ret.ExistACI_DSI & SCR | 0 | 0 | 0 | 0 | 0 | 0 | 0
00 Ret.ExistACI_DSI & SCR & DryFGD | 0 | 0 | 0 | 0 | 0 | 0 | 0
00 Ret.ExistACI_DSI & SCR & DryFGD & HRI | 0 | 0 | 0 | 0 | 0 | 0 | 0
00 Ret.ExistACI_DSI & SCR & HRI | 0 | 0 | 0 | 0 | 0 | 0 | 0
00 Ret.ExistACI_DSI & SCR & WetFGD | 0 | 0 | 0 | 0 | 0 | 0 | 0
00 Ret.ExistACI_DSI & SCR & WetFGD & HRI | 0 | 0 | 0 | 0 | 0 | 0 | 0
00 Ret.ExistACI_DSI & WetFGD | 0 | 0 | 0 | 0 | 0 | 0 | 0
00 Ret.ExistACI_DSI & WetFGD & HRI | 0 | 0 | 0 | 0 | 0 | 0 | 0
00 Ret.ExistDryFGD & ACI | 6022.7425 | 0 | 0 | 0 | 0 | 0 | 0
00 Ret.ExistDryFGD & ACI & CCS | 0 | 0 | 0 | 0 | 0 | 0 | 0
00 Ret.ExistDryFGD & ACI & HRI | 19950.086 | 24611.0703 | 22971.877 | 23891.4435 | 23627.0872 | 24314.804 | 24787.0573
00 Ret.ExistDryFGD & ACI & HRI & CCS | 0 | 0 | 0 | 0 | 0 | 0 | 0
00 Ret.ExistDryFGD & ACI & SCR | 0 | 0 | 0 | 0 | 0 | 0 | 0
00 Ret.ExistDryFGD & ACI & SCR & CCS | 0 | 0 | 0 | 0 | 0 | 0 | 0
00 Ret.ExistDryFGD & ACI & SCR & HRI | 0 | 0 | 0 | 0 | 0 | 0 | 0
00 Ret.ExistDryFGD & ACI & SCR & HRI & CCS | 0 | 0 | 0 | 0 | 0 | 0 | 0
00 Ret.ExistDryFGD & ACI & SNCR | 0 | 0 | 0 | 0 | 0 | 0 | 0
00 Ret.ExistDryFGD & ACI & SNCR & HRI | 0 | 0 | 0 | 0 | 0 | 0 | 0
00 Ret.ExistDryFGD & CCS | 0 | 0 | 0 | 0 | 0 | 0 | 0
00 Ret.ExistDryFGD & HRI | 17812.7778 | 21909.7875 | 21592.3653 | 21909.7875 | 21908.8457 | 21671.7347 | 21673.1683
00 Ret.ExistDryFGD & HRI & CCS | 0 | 0 | 0 | 0 | 0 | 0 | 0
00 Ret.ExistDryFGD & SCR | 0 | 0 | 0 | 0 | 0 | 0 | 0
00 Ret.ExistDryFGD & SCR & CCS | 0 | 0 | 0 | 0 | 0 | 0 | 0
00 Ret.ExistDryFGD & SCR & HRI | 3239.3916 | 3239.3916 | 2829.6085 | 2829.6085 | 2740.1189 | 2498.4528 | 3115.3112
00 Ret.ExistDryFGD & SCR & HRI & CCS | 0 | 0 | 0 | 0 | 0 | 0 | 0
00 Ret.ExistDryFGD & SNCR | 661.9386 | 742.2953 | 186.0374 | 0 | 0 | 0 | 235.6184
00 Ret.ExistDryFGD & SNCR & HRI | 0 | 0 | 0 | 0 | 0 | 0 | 0
00 Ret.ExistDryFGD_ACI & CCS | 0 | 0 | 0 | 0 | 0 | 0 | 0
00 Ret.ExistDryFGD_ACI & HRI | 15157.5489 | 18955.3033 | 16939.7541 | 18096.852 | 18187.444 | 17933.6308 | 19052.1056
00 Ret.ExistDryFGD_ACI & HRI & CCS | 0 | 0 | 0 | 0 | 0 | 0 | 0
00 Ret.ExistDryFGD_ACI & SCR | 0 | 0 | 0 | 0 | 0 | 0 | 0
00 Ret.ExistDryFGD_ACI & SCR & CCS | 0 | 0 | 0 | 0 | 0 | 0 | 0
00 Ret.ExistDryFGD_ACI & SCR & HRI | 5889.0696 | 6369.3664 | 5712.9845 | 6334.5983 | 6369.3664 | 6341.6286 | 6515.506
00 Ret.ExistDryFGD_ACI & SCR & HRI & CCS | 0 | 0 | 0 | 0 | 0 | 0 | 0
00 Ret.ExistDryFGD_SCR & ACI & CCS | 0 | 0 | 0 | 0 | 0 | 0 | 0
00 Ret.ExistDryFGD_SCR & ACI & HRI | 13157.5666 | 17293.9067 | 17250.4505 | 17293.9067 | 17293.9067 | 17293.9067 | 17293.9067
00 Ret.ExistDryFGD_SCR & ACI & HRI & CCS | 0 | 0 | 0 | 0 | 0 | 0 | 0
00 Ret.ExistDryFGD_SCR & CCS | 0 | 0 | 0 | 0 | 0 | 0 | 0
00 Ret.ExistDryFGD_SNCR & ACI & CCS | 0 | 0 | 0 | 0 | 0 | 0 | 0
00 Ret.ExistDryFGD_SNCR & ACI & HRI | 4667.9976 | 4667.9976 | 4667.9976 | 4667.9976 | 4667.9976 | 4667.9976 | 4667.9976
00 Ret.ExistDryFGD_SNCR & ACI & HRI & CCS | 0 | 0 | 0 | 0 | 0 | 0 | 0
00 Ret.ExistDryFGD_SNCR & CCS | 0 | 0 | 0 | 0 | 0 | 0 | 0
00 Ret.ExistDSI & ACI | 0 | 0 | 0 | 0 | 0 | 0 | 0
00 Ret.ExistDSI & ACI & HRI | 0 | 0 | 0 | 0 | 0 | 0 | 0
00 Ret.ExistDSI & ACI & SCR | 0 | 0 | 0 | 0 | 0 | 0 | 0
00 Ret.ExistDSI & ACI & SCR & DryFGD & CCS | 0 | 0 | 0 | 0 | 0 | 0 | 0
00 Ret.ExistDSI & ACI & SCR & DryFGD & HRI | 0 | 0 | 0 | 0 | 0 | 0 | 0
00 Ret.ExistDSI & ACI & SCR & DryFGD & HRI & CCS | 0 | 0 | 0 | 0 | 0 | 0 | 0
00 Ret.ExistDSI & ACI & SCR & HRI | 0 | 0 | 0 | 0 | 0 | 0 | 0
00 Ret.ExistDSI & DryFGD | 0 | 0 | 0 | 0 | 0 | 0 | 0
00 Ret.ExistDSI & DryFGD & ACI | 0 | 0 | 0 | 0 | 0 | 0 | 0
00 Ret.ExistDSI & DryFGD & ACI & CCS | 0 | 0 | 0 | 0 | 0 | 0 | 0
00 Ret.ExistDSI & DryFGD & ACI & HRI | 0 | 0 | 0 | 0 | 0 | 0 | 0
00 Ret.ExistDSI & DryFGD & ACI & HRI & CCS | 0 | 0 | 0 | 0 | 0 | 0 | 0
00 Ret.ExistDSI & DryFGD & CCS | 0 | 0 | 0 | 0 | 0 | 0 | 0
00 Ret.ExistDSI & DryFGD & HRI | 0 | 0 | 0 | 0 | 0 | 0 | 0
00 Ret.ExistDSI & DryFGD & HRI & CCS | 0 | 0 | 0 | 0 | 0 | 0 | 0
00 Ret.ExistDSI & HRI | 0 | 0 | 0 | 0 | 0 | 0 | 0
00 Ret.ExistDSI & SCR | 0 | 0 | 0 | 0 | 0 | 0 | 0
00 Ret.ExistDSI & SCR & DryFGD | 0 | 0 | 0 | 0 | 0 | 0 | 0
00 Ret.ExistDSI & SCR & DryFGD & ACI | 0 | 0 | 0 | 0 | 0 | 0 | 0
00 Ret.ExistDSI & SCR & DryFGD & CCS | 0 | 0 | 0 | 0 | 0 | 0 | 0
00 Ret.ExistDSI & SCR & DryFGD & HRI | 0 | 0 | 0 | 0 | 0 | 0 | 0
00 Ret.ExistDSI & SCR & DryFGD & HRI & CCS | 0 | 0 | 0 | 0 | 0 | 0 | 0
00 Ret.ExistDSI & SCR & HRI | 0 | 0 | 0 | 0 | 0 | 0 | 0
00 Ret.ExistDSI & SCR & WetFGD | 0 | 0 | 0 | 0 | 0 | 0 | 0
00 Ret.ExistDSI & SCR & WetFGD & CCS | 0 | 0 | 0 | 0 | 0 | 0 | 0
00 Ret.ExistDSI & SCR & WetFGD & HRI | 0 | 0 | 0 | 0 | 0 | 0 | 0
00 Ret.ExistDSI & SCR & WetFGD & HRI & CCS | 0 | 0 | 0 | 0 | 0 | 0 | 0
00 Ret.ExistDSI & WetFGD | 0 | 0 | 0 | 0 | 0 | 0 | 0
00 Ret.ExistDSI & WetFGD & ACI | 0 | 0 | 0 | 0 | 0 | 0 | 0
00 Ret.ExistDSI & WetFGD & ACI & HRI | 0 | 0 | 0 | 0 | 0 | 0 | 0
00 Ret.ExistDSI & WetFGD & CCS | 0 | 0 | 0 | 0 | 0 | 0 | 0
00 Ret.ExistDSI & WetFGD & HRI | 0 | 0 | 0 | 0 | 0 | 0 | 0
00 Ret.ExistDSI & WetFGD & HRI & CCS | 0 | 0 | 0 | 0 | 0 | 0 | 0
00 Ret.ExistIGCC & CCS | 0 | 0 | 0 | 0 | 0 | 0 | 0
00 Ret.ExistSCR & ACI | 0 | 0 | 0 | 0 | 0 | 0 | 0
00 Ret.ExistSCR & ACI & DryFGD | 447.7578 | 687.4213 | 0 | 259.9412 | 259.9412 | 427.4801 | 0
00 Ret.ExistSCR & ACI & DryFGD & HRI | 1346.6057 | 1346.6057 | 1346.6057 | 1346.6057 | 1346.6057 | 1346.6057 | 2395.184
00 Ret.ExistSCR & ACI & DSI | 9903.5484 | 11170.7385 | 3890.6867 | 4352.9808 | 3864.2522 | 4352.9808 | 4352.9808
00 Ret.ExistSCR & ACI & DSI & DryFGD | 0 | 0 | 0 | 0 | 0 | 0 | 0
00 Ret.ExistSCR & ACI & DSI & DryFGD & HRI | 0 | 0 | 0 | 0 | 0 | 0 | 0
00 Ret.ExistSCR & ACI & DSI & HRI | 16971.6508 | 16971.6508 | 14857.1314 | 14640.5872 | 14824.1291 | 16559.8926 | 16971.6508
00 Ret.ExistSCR & ACI & DSI & WetFGD | 0 | 0 | 0 | 0 | 0 | 0 | 0
00 Ret.ExistSCR & ACI & DSI & WetFGD & HRI | 0 | 0 | 0 | 0 | 0 | 0 | 0
00 Ret.ExistSCR & ACI & HRI | 2594.2897 | 2594.2897 | 2594.2897 | 2594.2897 | 2594.2897 | 2594.2897 | 2594.2897
00 Ret.ExistSCR & ACI & WetFGD | 0 | 0 | 0 | 0 | 0 | 0 | 0
00 Ret.ExistSCR & ACI & WetFGD & HRI | 0 | 0 | 0 | 0 | 0 | 0 | 0
00 Ret.ExistSCR & DryFGD | 0 | 0 | 0 | 0 | 0 | 0 | 0
00 Ret.ExistSCR & DryFGD & ACI & CCS | 0 | 0 | 0 | 0 | 0 | 0 | 0
00 Ret.ExistSCR & DryFGD & ACI & HRI & CCS | 0 | 0 | 0 | 0 | 0 | 0 | 0
00 Ret.ExistSCR & DryFGD & CCS | 0 | 0 | 0 | 0 | 0 | 0 | 0
00 Ret.ExistSCR & DryFGD & HRI | 0 | 0 | 0 | 0 | 0 | 0 | 0
00 Ret.ExistSCR & DryFGD & HRI & CCS | 0 | 0 | 0 | 0 | 0 | 0 | 0
00 Ret.ExistSCR & DSI | 0 | 0 | 0 | 0 | 0 | 0 | 0
00 Ret.ExistSCR & DSI & DryFGD | 0 | 0 | 0 | 0 | 0 | 0 | 0
00 Ret.ExistSCR & DSI & DryFGD & HRI | 0 | 0 | 0 | 0 | 0 | 0 | 0
00 Ret.ExistSCR & DSI & HRI | 0 | 0 | 0 | 0 | 0 | 0 | 0
00 Ret.ExistSCR & DSI & WetFGD | 0 | 0 | 0 | 0 | 0 | 0 | 0
00 Ret.ExistSCR & DSI & WetFGD & HRI | 0 | 0 | 0 | 0 | 0 | 0 | 0
00 Ret.ExistSCR & HRI | 0 | 0 | 0 | 0 | 0 | 0 | 0
00 Ret.ExistSCR & WetFGD | 0 | 0 | 0 | 0 | 0 | 0 | 0
00 Ret.ExistSCR & WetFGD & ACI & CCS | 0 | 0 | 0 | 0 | 0 | 0 | 0
00 Ret.ExistSCR & WetFGD & ACI & HRI & CCS | 0 | 0 | 0 | 0 | 0 | 0 | 0
00 Ret.ExistSCR & WetFGD & CCS | 0 | 0 | 0 | 0 | 0 | 0 | 0
00 Ret.ExistSCR & WetFGD & HRI | 5290.0677 | 5290.0677 | 5290.0677 | 5290.0677 | 5290.0677 | 5290.0677 | 5290.0677
00 Ret.ExistSCR & WetFGD & HRI & CCS | 0 | 0 | 0 | 0 | 0 | 0 | 0
00 Ret.ExistSCR_ACI & DryFGD | 0 | 0 | 0 | 0 | 0 | 0 | 0
00 Ret.ExistSCR_ACI & DryFGD & CCS | 0 | 0 | 0 | 0 | 0 | 0 | 0
00 Ret.ExistSCR_ACI & DryFGD & HRI | 5882.8478 | 5875.3912 | 5875.3912 | 5875.3912 | 5875.3912 | 5875.3912 | 5875.3912
00 Ret.ExistSCR_ACI & DryFGD & HRI & CCS | 0 | 0 | 0 | 0 | 0 | 0 | 0
00 Ret.ExistSCR_ACI & DSI | 0 | 0 | 0 | 0 | 0 | 0 | 0
00 Ret.ExistSCR_ACI & DSI & HRI | 21.2827 | 21.6823 | 15.371 | 18.2921 | 18.7718 | 18.7718 | 21.1703
00 Ret.ExistSCR_ACI & HRI | 0 | 0 | 0 | 0 | 0 | 0 | 0
00 Ret.ExistSCR_ACI & WetFGD | 0 | 0 | 0 | 0 | 0 | 0 | 0
00 Ret.ExistSCR_ACI & WetFGD & CCS | 0 | 0 | 0 | 0 | 0 | 0 | 0
00 Ret.ExistSCR_ACI & WetFGD & HRI | 0 | 0 | 0 | 0 | 0 | 0 | 0
00 Ret.ExistSCR_ACI & WetFGD & HRI & CCS | 0 | 0 | 0 | 0 | 0 | 0 | 0
00 Ret.ExistSCR_ACI_DSI & DryFGD | 0 | 0 | 0 | 0 | 0 | 0 | 0
00 Ret.ExistSCR_ACI_DSI & DryFGD & CCS | 0 | 0 | 0 | 0 | 0 | 0 | 0
00 Ret.ExistSCR_ACI_DSI & DryFGD & HRI | 0 | 0 | 0 | 0 | 0 | 0 | 0
00 Ret.ExistSCR_ACI_DSI & DryFGD & HRI & CCS | 0 | 0 | 0 | 0 | 0 | 0 | 0
00 Ret.ExistSCR_ACI_DSI & HRI | 8308.2739 | 8308.2739 | 7257.2772 | 7318.5507 | 7257.2772 | 7606.9295 | 8308.2739
00 Ret.ExistSCR_ACI_DSI & WetFGD | 0 | 0 | 0 | 0 | 0 | 0 | 0
00 Ret.ExistSCR_ACI_DSI & WetFGD & CCS | 0 | 0 | 0 | 0 | 0 | 0 | 0
00 Ret.ExistSCR_ACI_DSI & WetFGD & HRI | 0 | 0 | 0 | 0 | 0 | 0 | 0
00 Ret.ExistSCR_ACI_DSI & WetFGD & HRI & CCS | 0 | 0 | 0 | 0 | 0 | 0 | 0
00 Ret.ExistSCR_DryFGD & ACI | 4136.34 | 0 | 0 | 0 | 0 | 0 | 0
00 Ret.ExistSCR_DryFGD & HRI | 3726.6265 | 3726.6265 | 3299.7979 | 3519.9869 | 3726.6265 | 3726.6265 | 3726.6265
00 Ret.ExistSCR_DryFGD & HRI & CCS | 0 | 0 | 0 | 0 | 0 | 0 | 0
00 Ret.ExistSCR_DryFGD_ACI & CCS | 0 | 0 | 0 | 0 | 0 | 0 | 0
00 Ret.ExistSCR_DryFGD_ACI & HRI | 33743.1771 | 48821.5507 | 43865.6019 | 45340.8101 | 43763.931 | 45674.9895 | 51095.5307
00 Ret.ExistSCR_DryFGD_ACI & HRI & CCS | 0 | 0 | 0 | 0 | 0 | 0 | 0
00 Ret.ExistSCR_DSI & ACI | 0 | 0 | 0 | 0 | 0 | 0 | 0
00 Ret.ExistSCR_DSI & ACI & HRI | 0 | 0 | 0 | 0 | 0 | 0 | 0
00 Ret.ExistSCR_DSI & DryFGD | 0 | 0 | 0 | 0 | 0 | 0 | 0
00 Ret.ExistSCR_DSI & DryFGD & ACI | 0 | 0 | 0 | 0 | 0 | 0 | 0
00 Ret.ExistSCR_DSI & DryFGD & ACI & HRI | 0 | 0 | 0 | 0 | 0 | 0 | 0
00 Ret.ExistSCR_DSI & DryFGD & HRI | 0 | 0 | 0 | 0 | 0 | 0 | 0
00 Ret.ExistSCR_DSI & HRI | 0 | 0 | 0 | 0 | 0 | 0 | 0
00 Ret.ExistSCR_DSI & WetFGD | 0 | 0 | 0 | 0 | 0 | 0 | 0
00 Ret.ExistSCR_DSI & WetFGD & ACI | 0 | 0 | 0 | 0 | 0 | 0 | 0
00 Ret.ExistSCR_DSI & WetFGD & ACI & HRI | 0 | 0 | 0 | 0 | 0 | 0 | 0
00 Ret.ExistSCR_DSI & WetFGD & HRI | 0 | 0 | 0 | 0 | 0 | 0 | 0
00 Ret.ExistSCR_WetFGD & ACI | 8752.5957 | 9441.6489 | 5006.2496 | 3202.8297 | 3202.8297 | 3202.8297 | 6177.8105
00 Ret.ExistSCR_WetFGD & HRI | 378013.4674 | 457277.3116 | 416086.9873 | 409310.1959 | 405111.606 | 389853.7032 | 445226.9151
00 Ret.ExistSCR_WetFGD & HRI & CCS | 0 | 0 | 0 | 0 | 0 | 0 | 0
00 Ret.ExistSCR_WetFGD_ACI & CCS | 0 | 0 | 0 | 0 | 0 | 0 | 0
00 Ret.ExistSCR_WetFGD_ACI & HRI | 73955.2745 | 92441.9901 | 82656.989 | 88234.4889 | 87233.0387 | 83686.6034 | 96455.0292
00 Ret.ExistSCR_WetFGD_ACI & HRI & CCS | 0 | 0 | 0 | 0 | 0 | 0 | 0
00 Ret.ExistSNCR & ACI | 0 | 0 | 0 | 0 | 0 | 0 | 0
00 Ret.ExistSNCR & ACI & DryFGD | 0 | 0 | 0 | 0 | 0 | 0 | 0
00 Ret.ExistSNCR & ACI & DryFGD & HRI | 0 | 0 | 0 | 0 | 0 | 0 | 0
00 Ret.ExistSNCR & ACI & DSI | 0 | 0 | 0 | 0 | 0 | 0 | 0
00 Ret.ExistSNCR & ACI & DSI & DryFGD | 0 | 0 | 0 | 0 | 0 | 0 | 0
00 Ret.ExistSNCR & ACI & DSI & DryFGD & HRI | 0 | 0 | 0 | 0 | 0 | 0 | 0
00 Ret.ExistSNCR & ACI & DSI & HRI | 0 | 0 | 0 | 0 | 0 | 0 | 0
00 Ret.ExistSNCR & ACI & DSI & WetFGD | 0 | 0 | 0 | 0 | 0 | 0 | 0
00 Ret.ExistSNCR & ACI & DSI & WetFGD & HRI | 0 | 0 | 0 | 0 | 0 | 0 | 0
00 Ret.ExistSNCR & ACI & HRI | 308.5666 | 308.5666 | 308.5666 | 308.5666 | 308.5666 | 308.5666 | 308.5666
00 Ret.ExistSNCR & ACI & WetFGD | 0 | 0 | 0 | 0 | 0 | 0 | 0
00 Ret.ExistSNCR & ACI & WetFGD & HRI | 0 | 0 | 0 | 0 | 0 | 0 | 0
00 Ret.ExistSNCR & DryFGD | 0 | 0 | 0 | 0 | 0 | 0 | 0
00 Ret.ExistSNCR & DryFGD & CCS | 0 | 0 | 0 | 0 | 0 | 0 | 0
00 Ret.ExistSNCR & DryFGD & HRI | 730.5701 | 730.5701 | 730.5701 | 730.5701 | 730.5701 | 730.5701 | 730.5701
00 Ret.ExistSNCR & DryFGD & HRI & CCS | 0 | 0 | 0 | 0 | 0 | 0 | 0
00 Ret.ExistSNCR & DSI | 0 | 0 | 0 | 0 | 0 | 0 | 0
00 Ret.ExistSNCR & DSI & DryFGD | 0 | 0 | 0 | 0 | 0 | 0 | 0
00 Ret.ExistSNCR & DSI & DryFGD & HRI | 0 | 0 | 0 | 0 | 0 | 0 | 0
00 Ret.ExistSNCR & DSI & HRI | 0 | 0 | 0 | 0 | 0 | 0 | 0
00 Ret.ExistSNCR & DSI & WetFGD | 0 | 0 | 0 | 0 | 0 | 0 | 0
00 Ret.ExistSNCR & DSI & WetFGD & HRI | 0 | 0 | 0 | 0 | 0 | 0 | 0
00 Ret.ExistSNCR & HRI | 993.7304 | 993.7304 | 993.7304 | 993.7304 | 993.7304 | 993.7304 | 993.7304
00 Ret.ExistSNCR & WetFGD | 0 | 0 | 0 | 0 | 0 | 0 | 0
00 Ret.ExistSNCR & WetFGD & ACI & CCS | 0 | 0 | 0 | 0 | 0 | 0 | 0
00 Ret.ExistSNCR & WetFGD & ACI & HRI & CCS | 0 | 0 | 0 | 0 | 0 | 0 | 0
00 Ret.ExistSNCR & WetFGD & CCS | 0 | 0 | 0 | 0 | 0 | 0 | 0
00 Ret.ExistSNCR & WetFGD & HRI | 0 | 0 | 0 | 0 | 0 | 0 | 0
00 Ret.ExistSNCR & WetFGD & HRI & CCS | 0 | 0 | 0 | 0 | 0 | 0 | 0
00 Ret.ExistSNCR_ACI & DryFGD | 0 | 0 | 0 | 0 | 0 | 0 | 0
00 Ret.ExistSNCR_ACI & DryFGD & CCS | 0 | 0 | 0 | 0 | 0 | 0 | 0
00 Ret.ExistSNCR_ACI & DryFGD & HRI | 9417.8441 | 9417.8441 | 8226.4868 | 9353.9466 | 9417.8441 | 9417.8441 | 9417.8441
00 Ret.ExistSNCR_ACI & DryFGD & HRI & CCS | 0 | 0 | 0 | 0 | 0 | 0 | 0
00 Ret.ExistSNCR_ACI & DSI | 0 | 0 | 0 | 0 | 0 | 0 | 0
00 Ret.ExistSNCR_ACI & DSI & HRI | 0 | 0 | 0 | 0 | 0 | 0 | 0
00 Ret.ExistSNCR_ACI & HRI | 0 | 0 | 0 | 0 | 0 | 0 | 0
00 Ret.ExistSNCR_ACI & WetFGD | 0 | 0 | 0 | 0 | 0 | 0 | 0
00 Ret.ExistSNCR_ACI & WetFGD & CCS | 0 | 0 | 0 | 0 | 0 | 0 | 0
00 Ret.ExistSNCR_ACI & WetFGD & HRI | 0 | 0 | 0 | 0 | 0 | 0 | 0
00 Ret.ExistSNCR_ACI & WetFGD & HRI & CCS | 0 | 0 | 0 | 0 | 0 | 0 | 0
00 Ret.ExistSNCR_ACI_DSI & DryFGD | 0 | 0 | 0 | 0 | 0 | 0 | 0
00 Ret.ExistSNCR_ACI_DSI & DryFGD & HRI | 0 | 0 | 0 | 0 | 0 | 0 | 0
00 Ret.ExistSNCR_ACI_DSI & HRI | 0 | 0 | 0 | 0 | 0 | 0 | 0
00 Ret.ExistSNCR_ACI_DSI & WetFGD | 0 | 0 | 0 | 0 | 0 | 0 | 0
00 Ret.ExistSNCR_ACI_DSI & WetFGD & HRI | 0 | 0 | 0 | 0 | 0 | 0 | 0
00 Ret.ExistSNCR_DryFGD & ACI | 0 | 0 | 0 | 0 | 0 | 0 | 0
00 Ret.ExistSNCR_DryFGD & HRI | 0 | 0 | 0 | 0 | 0 | 0 | 0
00 Ret.ExistSNCR_DryFGD & HRI & CCS | 0 | 0 | 0 | 0 | 0 | 0 | 0
00 Ret.ExistSNCR_DryFGD_ACI & CCS | 0 | 0 | 0 | 0 | 0 | 0 | 0
00 Ret.ExistSNCR_DryFGD_ACI & HRI | 1262.3828 | 1262.3828 | 1262.3828 | 1262.3828 | 1262.3828 | 1262.3828 | 1226.4666
00 Ret.ExistSNCR_WetFGD & ACI | 8705.1319 | 4037.5006 | 4260.2063 | 3304.3237 | 3314.5971 | 2952.4532 | 3469.1397
00 Ret.ExistSNCR_WetFGD & HRI | 15043.065 | 14493.6006 | 14036.7881 | 13222.7907 | 13222.7907 | 13222.7907 | 13823.0938
00 Ret.ExistSNCR_WetFGD & HRI & CCS | 0 | 0 | 0 | 0 | 0 | 0 | 0
00 Ret.ExistSNCR_WetFGD_ACI & CCS | 0 | 0 | 0 | 0 | 0 | 0 | 0
00 Ret.ExistSNCR_WetFGD_ACI & HRI | 0 | 5541.2956 | 3998.8335 | 4840.3217 | 4368.8402 | 5148.5488 | 5541.2956
00 Ret.ExistSNCR_WetFGD_ACI & HRI & CCS | 0 | 0 | 0 | 0 | 0 | 0 | 0
00 Ret.ExistWetFGD & ACI | 91809.2887 | 25615.9719 | 11309.5839 | 9035.1398 | 8610.7474 | 9019.6355 | 5640.112
00 Ret.ExistWetFGD & ACI & CCS | 0 | 0 | 0 | 0 | 0 | 0 | 0
00 Ret.ExistWetFGD & ACI & HRI | 38429.0385 | 88696.4268 | 81921.2888 | 84443.6793 | 82802.1591 | 81842.8758 | 101963.4467
00 Ret.ExistWetFGD & ACI & HRI & CCS | 0 | 0 | 0 | 0 | 0 | 0 | 0
00 Ret.ExistWetFGD & ACI & SCR | 0 | 0 | 0 | 0 | 0 | 0 | 0
00 Ret.ExistWetFGD & ACI & SCR & CCS | 0 | 0 | 0 | 0 | 0 | 0 | 0
00 Ret.ExistWetFGD & ACI & SCR & HRI | 2878.2159 | 21651.1741 | 21590.5322 | 21512.8284 | 21512.8284 | 21651.1741 | 21651.1741
00 Ret.ExistWetFGD & ACI & SCR & HRI & CCS | 0 | 0 | 0 | 0 | 0 | 0 | 0
00 Ret.ExistWetFGD & ACI & SNCR | 0 | 0 | 0 | 0 | 0 | 0 | 0
00 Ret.ExistWetFGD & ACI & SNCR & HRI | 0 | 0 | 0 | 0 | 0 | 0 | 0
00 Ret.ExistWetFGD & CCS | 0 | 0 | 0 | 0 | 0 | 0 | 0
00 Ret.ExistWetFGD & HRI | 27689.8786 | 38037.5041 | 33416.5094 | 35266.8523 | 33070.5731 | 32496.8541 | 36033.4718
00 Ret.ExistWetFGD & HRI & CCS | 0 | 0 | 0 | 0 | 0 | 0 | 0
00 Ret.ExistWetFGD & SCR | 4882.167 | 4886.6738 | 4882.167 | 3565.7497 | 3555.0029 | 3395.4314 | 4033.4039
00 Ret.ExistWetFGD & SCR & CCS | 0 | 0 | 0 | 0 | 0 | 0 | 0
00 Ret.ExistWetFGD & SCR & HRI | 20178.5708 | 26204.3463 | 25569.8529 | 26208.8531 | 25733.4574 | 25545.61 | 25824.418
00 Ret.ExistWetFGD & SCR & HRI & CCS | 0 | 0 | 0 | 0 | 0 | 0 | 0
00 Ret.ExistWetFGD & SNCR | 0 | 0 | 0 | 0 | 0 | 0 | 0
00 Ret.ExistWetFGD & SNCR & HRI | 0 | 0 | 0 | 0 | 0 | 0 | 0
00 Ret.ExistWetFGD_ACI & CCS | 0 | 0 | 0 | 0 | 0 | 0 | 0
00 Ret.ExistWetFGD_ACI & HRI | 1690.4257 | 32167.7082 | 29855.1901 | 30851.4692 | 32135.4182 | 32152.8306 | 32392.2924
00 Ret.ExistWetFGD_ACI & HRI & CCS | 0 | 0 | 0 | 0 | 0 | 0 | 0
00 Ret.ExistWetFGD_ACI & SCR | 0 | 0 | 0 | 0 | 0 | 0 | 0
00 Ret.ExistWetFGD_ACI & SCR & CCS | 0 | 0 | 0 | 0 | 0 | 0 | 0
00 Ret.ExistWetFGD_ACI & SCR & HRI | 5393.5692 | 8466.6116 | 7233.164 | 7790.9795 | 7789.7719 | 7770.0515 | 8282.9213
00 Ret.ExistWetFGD_ACI & SCR & HRI & CCS | 0 | 0 | 0 | 0 | 0 | 0 | 0
00 Ret.ExistWetFGD_ACI & SNCR | 0 | 0 | 0 | 0 | 0 | 0 | 0
00 Ret.ExistWetFGD_ACI & SNCR & HRI | 0 | 0 | 0 | 0 | 0 | 0 | 0
00 Ret.ExistWetFGD_SCR & ACI & CCS | 0 | 0 | 0 | 0 | 0 | 0 | 0
00 Ret.ExistWetFGD_SCR & ACI & HRI | 33580.6318 | 33580.6318 | 30150.0057 | 30375.4559 | 30489.6196 | 31713.1204 | 33580.6318
00 Ret.ExistWetFGD_SCR & ACI & HRI & CCS | 0 | 0 | 0 | 0 | 0 | 0 | 0
00 Ret.ExistWetFGD_SCR & CCS | 0 | 0 | 0 | 0 | 0 | 0 | 0
00 Ret.ExistWetFGD_SNCR & ACI & CCS | 0 | 0 | 0 | 0 | 0 | 0 | 0
00 Ret.ExistWetFGD_SNCR & ACI & HRI | 27122.8077 | 32114.5256 | 30745.4535 | 30987.8792 | 30794.8982 | 31333.8155 | 31526.8115
00 Ret.ExistWetFGD_SNCR & ACI & HRI & CCS | 0 | 0 | 0 | 0 | 0 | 0 | 0
00 Ret.ExistWetFGD_SNCR & CCS | 0 | 0 | 0 | 0 | 0 | 0 | 0
00 Ret.FB & ACI | 5416.087 | 3602.4837 | 1034.5106 | 1034.5106 | 1034.5106 | 0 | 91.4843
00 Ret.FB & ACI & HRI | 2343.0375 | 4612.355 | 3602.6918 | 4122.2326 | 3764.8633 | 3001.2931 | 6794.2978
00 Ret.FB & HRI | 1696.0581 | 1696.0581 | 1696.0581 | 1696.0581 | 1696.0581 | 1696.0581 | 1695.1328
00 Ret.FB DryFGD | 0 | 0 | 0 | 0 | 0 | 0 | 0
00 Ret.FB DryFGD & ACI | 0 | 0 | 0 | 0 | 0 | 0 | 0
00 Ret.FB DryFGD & ACI & HRI | 0 | 0 | 0 | 0 | 0 | 0 | 0
00 Ret.FB DryFGD & HRI | 2248.562 | 2248.562 | 2248.562 | 2248.562 | 2248.562 | 2248.562 | 2248.562
00 Ret.FB DryFGD & SNCR | 581.9001 | 581.9001 | 581.9001 | 581.9001 | 581.9001 | 581.9001 | 581.9001
00 Ret.FB DryFGD & SNCR & HRI | 0 | 0 | 0 | 0 | 0 | 0 | 0
00 Ret.FB SNCR & DryFGD & ACI | 0 | 0 | 0 | 0 | 0 | 0 | 0
00 Ret.FB SNCR & DryFGD & ACI & HRI | 0 | 0 | 0 | 0 | 0 | 0 | 0
00 Ret.FB-ACI & SNCR | 0 | 0 | 0 | 0 | 0 | 0 | 0
00 Ret.FB-ACI & SNCR & CCS | 0 | 0 | 0 | 0 | 0 | 0 | 0
00 Ret.FB-ACI & SNCR & HRI | 0 | 0 | 0 | 0 | 0 | 0 | 0
00 Ret.FB-ACI & SNCR & HRI & CCS | 0 | 0 | 0 | 0 | 0 | 0 | 0
00 Ret.FB-Exist ACI & DryFGD | 0 | 0 | 0 | 0 | 0 | 0 | 0
00 Ret.FB-Exist ACI & DryFGD & HRI | 0 | 0 | 0 | 0 | 0 | 0 | 0
00 Ret.FB-Exist ACI & DryFGD & SNCR | 0 | 0 | 0 | 0 | 0 | 0 | 0
00 Ret.FB-Exist ACI & DryFGD & SNCR & HRI | 0 | 0 | 0 | 0 | 0 | 0 | 0
00 Ret.FB-Exist ACI & SNCR | 0 | 0 | 0 | 0 | 0 | 0 | 0
00 Ret.FB-Exist ACI & SNCR & HRI | 0 | 0 | 0 | 0 | 0 | 0 | 0
00 Ret.FB-ExistACI & HRI | 0 | 0 | 0 | 0 | 0 | 0 | 0
00 Ret.FB-ExistDryFGD & ACI | 0 | 0 | 0 | 0 | 0 | 0 | 0
00 Ret.FB-ExistDryFGD & ACI & HRI | 0 | 0 | 0 | 0 | 0 | 0 | 0
00 Ret.FB-ExistDryFGD & ACI & SNCR | 0 | 0 | 0 | 0 | 0 | 0 | 0
00 Ret.FB-ExistDryFGD & ACI & SNCR & HRI | 0 | 0 | 0 | 0 | 0 | 0 | 0
00 Ret.FB-ExistDryFGD & CCS | 0 | 0 | 0 | 0 | 0 | 0 | 0
00 Ret.FB-ExistDryFGD & HRI | 310.456 | 310.456 | 310.456 | 310.456 | 310.456 | 310.456 | 310.456
00 Ret.FB-ExistDryFGD & SNCR | 0 | 0 | 0 | 0 | 0 | 0 | 0
00 Ret.FB-ExistDryFGD & SNCR & HRI | 0 | 0 | 0 | 0 | 0 | 0 | 0
00 Ret.FB-ExistDryFGD_ACI & CCS | 0 | 0 | 0 | 0 | 0 | 0 | 0
00 Ret.FB-ExistDryFGD_SNCR & ACI | 0 | 0 | 0 | 0 | 0 | 0 | 0
00 Ret.FB-ExistDryFGD_SNCR & ACI & HRI | 0 | 0 | 0 | 0 | 0 | 0 | 0
00 Ret.FB-ExistDryFGD_SNCR & CCS | 0 | 0 | 0 | 0 | 0 | 0 | 0
00 Ret.FB-ExistDryFGD_SNCR & HRI | 6155.0192 | 9946.7712 | 9946.7712 | 9937.705 | 9946.7712 | 9946.7712 | 9946.7712
00 Ret.FB-ExistDryFGD_SNCR & HRI & CCS | 0 | 0 | 0 | 0 | 0 | 0 | 0
00 Ret.FB-ExistDryFGD_SNCR_ACI & HRI | 0 | 4288.245 | 3710.4018 | 3745.782 | 3980.8444 | 4288.245 | 4288.245
00 Ret.FB-ExistWetFGD_SNCR_ACI & HRI | 0 | 0 | 0 | 0 | 0 | 0 | 1794.3936
00 Ret.FB-ExistSNCR & ACI | 236.9681 | 236.9681 | 236.9681 | 236.9681 | 236.9681 | 236.9681 | 236.9681
00 Ret.FB-ExistSNCR & ACI & HRI | 0 | 0 | 0 | 0 | 0 | 0 | 0
00 Ret.FB-ExistSNCR & DryFGD | 0 | 0 | 0 | 0 | 0 | 0 | 0
00 Ret.FB-ExistSNCR & DryFGD & ACI | 0 | 0 | 0 | 0 | 0 | 0 | 0
00 Ret.FB-ExistSNCR & DryFGD & ACI & HRI | 0 | 0 | 0 | 0 | 0 | 0 | 0
00 Ret.FB-ExistSNCR & DryFGD & HRI | 1687.643 | 1687.643 | 1687.643 | 1687.643 | 1687.643 | 1687.643 | 1687.643
00 Ret.FB-ExistSNCR & HRI | 1637.8586 | 1637.8586 | 1543.6818 | 1543.6818 | 1543.6818 | 1430.6266 | 1543.6818
00 Ret.FB-SNCR | 0 | 0 | 0 | 0 | 0 | 0 | 0
00 Ret.FB-SNCR & HRI | 0 | 0 | 0 | 0 | 0 | 0 | 0
00 Ret.HRI | 4175.6748 | 4937.2793 | 4173.8389 | 4470.1371 | 4383.5188 | 4610.7735 | 4838.5761
00 Ret.Oil/Gas Steam SCR | 10.9817 | 0 | 0 | 0 | 0 | 0 | 0
00 Ret.SCR | 0 | 0 | 0 | 0 | 0 | 0 | 0
00 Ret.SCR & DryFGD | 0 | 0 | 0 | 0 | 0 | 0 | 0
00 Ret.SCR & DryFGD & ACI | 0 | 0 | 0 | 0 | 0 | 0 | 0
00 Ret.SCR & DryFGD & CCS | 0 | 0 | 0 | 0 | 0 | 0 | 0
00 Ret.SCR & DryFGD & HRI | 0 | 0 | 0 | 0 | 0 | 0 | 0
00 Ret.SCR & DryFGD & HRI & CCS | 0 | 0 | 0 | 0 | 0 | 0 | 0
00 Ret.SCR & DSI | 0 | 0 | 0 | 0 | 0 | 0 | 0
00 Ret.SCR & DSI & DryFGD | 0 | 0 | 0 | 0 | 0 | 0 | 0
00 Ret.SCR & DSI & DryFGD & HRI | 0 | 0 | 0 | 0 | 0 | 0 | 0
00 Ret.SCR & DSI & HRI | 0 | 0 | 0 | 0 | 0 | 0 | 0
00 Ret.SCR & DSI & WetFGD | 0 | 0 | 0 | 0 | 0 | 0 | 0
00 Ret.SCR & DSI & WetFGD & HRI | 0 | 0 | 0 | 0 | 0 | 0 | 0
00 Ret.SCR & HRI | 0 | 0 | 0 | 0 | 0 | 0 | 0
00 Ret.SCR & WetFGD | 0 | 0 | 0 | 0 | 0 | 0 | 0
00 Ret.SCR & WetFGD & ACI | 0 | 0 | 0 | 0 | 0 | 0 | 0
00 Ret.SCR & WetFGD & CCS | 0 | 0 | 0 | 0 | 0 | 0 | 0
00 Ret.SCR & WetFGD & HRI | 0 | 0 | 0 | 0 | 0 | 0 | 0
00 Ret.SCR & WetFGD & HRI & CCS | 0 | 0 | 0 | 0 | 0 | 0 | 0
00 Ret.SNCR | 0 | 0 | 0 | 0 | 0 | 0 | 0
00 Ret.SNCR & DryFGD | 0 | 0 | 0 | 0 | 0 | 0 | 0
00 Ret.SNCR & DryFGD & ACI | 0 | 0 | 0 | 0 | 0 | 0 | 0
00 Ret.SNCR & DryFGD & ACI & HRI | 0 | 0 | 0 | 0 | 0 | 0 | 0
00 Ret.SNCR & DryFGD & HRI | 0 | 0 | 0 | 0 | 0 | 0 | 0
00 Ret.SNCR & DSI | 0 | 0 | 0 | 0 | 0 | 0 | 0
00 Ret.SNCR & DSI & HRI | 0 | 0 | 0 | 0 | 0 | 0 | 0
00 Ret.SNCR & HRI | 0 | 0 | 0 | 0 | 0 | 0 | 0
00 Ret.SNCR & WetFGD | 0 | 0 | 0 | 0 | 0 | 0 | 0
00 Ret.SNCR & WetFGD & ACI | 0 | 0 | 0 | 0 | 0 | 0 | 0
00 Ret.SNCR & WetFGD & ACI & HRI | 0 | 0 | 0 | 0 | 0 | 0 | 0
00 Ret.SNCR & WetFGD & HRI | 0 | 0 | 0 | 0 | 0 | 0 | 0
00 Ret.WetFGD | 0 | 0 | 0 | 0 | 0 | 0 | 0
00 Ret.WetFGD & ACI & CCS | 0 | 0 | 0 | 0 | 0 | 0 | 0
00 Ret.WetFGD & ACI & HRI & CCS | 0 | 0 | 0 | 0 | 0 | 0 | 0
00 Ret.WetFGD & CCS | 0 | 0 | 0 | 0 | 0 | 0 | 0
00 Ret.WetFGD & HRI | 138.4938 | 138.4938 | 138.4938 | 138.4938 | 138.4938 | 138.4938 | 138.4938
00 Ret.WetFGD & HRI & CCS | 0 | 0 | 0 | 0 | 0 | 0 | 0
00 CC Retirement | 0 | 0 | 0 | 0 | 0 | 0 | 0
00 CT Retirement | 0 | 0 | 0 | 0 | 0 | 0 | 0
00 O/G Retirement | 0 | 0 | 0 | 0 | 0 | 0 | 0
00 Coal Retirement | 0 | 0 | 0 | 0 | 0 | 0 | 0
00 IGCC Retirement | 0 | 0 | 0 | 0 | 0 | 0 | 0
00 Nuke Retirement | 0 | 0 | 0 | 0 | 0 | 0 | 0
00 Non-Fossil Retirement | 0 | 0 | 0 | 0 | 0 | 0 | 0
Total | 4061556.4126 | 4143002.1756 | 4232425.2616 | 4405604.0497 | 4559664.5131 | 4910335.2332 | 5288338.0863
(**) Ind. Boiler generation in BBtu, not included in the total
12a. Generation by Fuel Type [GWh]
Biomass | 38929.7472 | 33977.7776 | 43658.1275 | 46467.1577 | 49258.9987 | 51669.0554 | 59062.4562
Coal | 1557356.1824 | 1567432.358 | 1388512.1704 | 1399079.6567 | 1359792.5839 | 1338302.6209 | 1469820.6822
Fwaste | 2204.3309 | 2204.3309 | 2204.3309 | 2204.3309 | 2204.3309 | 2204.3309 | 2172.9823
Geothermal | 17033.4882 | 24782.277 | 27910.0175 | 34548.1488 | 36073.8012 | 36569.161 | 39361.0979
Hydro | 280379.9323 | 280038.9423 | 282091.6762 | 281148.5946 | 281633.2516 | 277128.1237 | 275812.3536
LF Gas | 11148.5357 | 11148.5357 | 11148.5357 | 11148.5357 | 11148.5357 | 11148.5357 | 11148.5357
MSW | 14214.7701 | 14214.7701 | 14214.7701 | 14214.7701 | 14214.7701 | 14214.7701 | 14214.7701
NaturalGas | 1134020.9331 | 1147900.1177 | 1403519.4941 | 1532153.7915 | 1728353.157 | 2408204.1558 | 2991597.5858
Non-Fossil | 8749.228 | 8749.228 | 8749.228 | 8749.228 | 8749.228 | 8749.228 | 8749.228
Nuclear | 788058.3626 | 823422.7594 | 818638.1963 | 818638.1963 | 797305.4605 | 476860.3465 | 63256.1505
Oil | 631.1471 | 57.6963 | 33.7804 | 70.9463 | 86.903 | 0 | 0
Pet. Coke | 6417.2513 | 5132.654 | 3781.0313 | 4737.3182 | 5587.4866 | 6315.1547 | 8814.0293
Solar | 14448.1301 | 15942.5233 | 16939.41 | 18470.4655 | 18633.4355 | 21395.8253 | 47384.1141
Waste Coal | 11264.8142 | 11264.8142 | 11264.8142 | 11264.8142 | 11264.8142 | 11264.8142 | 11264.8142
Wind | 176699.5595 | 196733.3912 | 199759.6791 | 222708.0953 | 235357.7562 | 246309.1111 | 285679.2864
Total | 4061556.4126 | 4143002.1756 | 4232425.2616 | 4405604.0497 | 4559664.5131 | 4910335.2332 | 5288338.0863
13. Generation by Capacity Reporting Type [TBtu]
00 New Combined Cycle | 68.5837 | 236.5219 | 254.8332 | 898.5753 | 1989.7636 | 4891.2799 | 7559.4731
00 New Combined Cycle - Uncontrolled | 0 | 0 | 0 | 0 | 0 | 0 | 0
00 New Combined Cycle with Carbon Capture | 0 | 0 | 0 | 0 | 0 | 0 | 0
00 New Combustion Turbine | 2.3727 | 2.2263 | 9.2844 | 25.1695 | 35.8298 | 41.0497 | 49.2071
00 New Hydro | 0 | 0 | 0 | 0 | 0 | 0 | 0
00 New Nuclear | 0 | 0 | 0 | 0 | 0 | 0 | 0
00 New Biomass | 6.29 | 13.0179 | 24.2297 | 29.9282 | 33.8613 | 33.8613 | 38.391
00 New Geothermal | 0 | 26.4389 | 37.1107 | 59.76 | 64.9655 | 66.6557 | 76.1818
00 New Landfill Gas | 3.0306 | 3.0306 | 3.0306 | 3.0306 | 3.0306 | 3.0306 | 3.0306
00 New Offshore Wind | 0 | 0 | 0 | 0 | 0 | 0 | 0
00 New Onshore Wind | 61.6231 | 130.3551 | 141.434 | 221.6111 | 259.0091 | 296.3751 | 430.7061
00 New Solar PV | 2.6658 | 6.0643 | 9.2911 | 14.4587 | 14.8056 | 24.2308 | 112.9029
00 New Solar Thermal | 0.14866 | 1.849 | 2.0237 | 2.08 | 2.2892 | 2.2892 | 2.2892
00 New Fuel Cell | 0 | 0 | 0 | 0 | 0 | 0 | 0
00 New IGCC | 0 | 0 | 0 | 0 | 0 | 0 | 0
00 New Advanced Coal with CCS | 0 | 0 | 8.3839 | 8.3839 | 8.3839 | 8.3839 | 8.3839
00 New SPC - Uncontrolled | 0 | 0 | 0 | 0 | 0 | 0 | 0
00 New SPC-WetFGD_SCR | 0.9578 | 0.9578 | 0.9578 | 0.9578 | 0.9578 | 0.9578 | 0.9578
00 New Future Technology | 0 | 0 | 0 | 0 | 0 | 0 | 0
00 Exist Combined Cycle | 3531.3012 | 3431.8495 | 4277.1175 | 4093.6843 | 3738.4816 | 3230.6866 | 2559.2115
00 Exist Combustion Turbine | 72.416 | 56.8991 | 76.2335 | 102.5055 | 75.3332 | 47.9964 | 35.6
00 Exist Coal Steam_Uncontrolled | 33.2389 | 31.3124 | 27.689 | 28.2685 | 27.4443 | 28.5116 | 28.8115
00 Exist Coal Steam_ACI | 10.0775 | 0.11022 | 0.11022 | 0.11022 | 0.11022 | 0.11022 | 0.11022
00 Exist Coal Steam_ACI_DSI | 0 | 0 | 0 | 0 | 0 | 0 | 0
00 Exist Coal Steam_DryFGD | 33.1353 | 10.6927 | 9.8659 | 8.265 | 8.2588 | 7.0922 | 9.072
00 Exist Coal Steam_DryFGD_ACI | 21.9042 | 0.32679 | 0.84562 | 0.84562 | 0.9606 | 0.9606 | 0.41388
00 Exist Coal Steam_DryFGD_SCR | 25.7722 | 26.6712 | 12.7162 | 13.0808 | 7.992 | 5.9401 | 13.8462
00 Exist Coal Steam_DryFGD_SCR_ACI | 148.1457 | 100.6773 | 79.1471 | 82.0498 | 82.3661 | 83.0452 | 85.909
00 Exist Coal Steam_DryFGD_SNCR | 3.2166 | 3.4425 | 3.4425 | 3.4425 | 3.4425 | 3.4425 | 3.4425
00 Exist Coal Steam_DryFGD_SNCR_ACI | 0 | 0 | 0 | 0 | 0 | 0 | 0
00 Exist Coal Steam_DSI | 0 | 0 | 0 | 0 | 0 | 0 | 0
00 Exist Coal Steam_SCR | 0 | 0 | 0 | 0 | 0 | 0 | 0
00 Exist Coal Steam_SCR_ACI | 0.019751 | 0 | 0 | 0 | 0 | 0 | 0
00 Exist Coal Steam_SCR_ACI_DSI | 0 | 0 | 0 | 0 | 0 | 0 | 0
00 Exist Coal Steam_SCR_DSI | 0 | 0 | 0 | 0 | 0 | 0 | 0
00 Exist Coal Steam_SNCR | 1.51 | 1.5258 | 1.51 | 1.5563 | 1.5563 | 1.5563 | 1.5563
00 Exist Coal Steam_SNCR_ACI | 0 | 0 | 0 | 0 | 0 | 0 | 0
00 Exist Coal Steam_SNCR_ACI_DSI | 0 | 0 | 0 | 0 | 0 | 0 | 0
00 Exist Coal Steam_WetFGD | 106.8915 | 46.1448 | 46.0494 | 46.1448 | 42.3084 | 41.9595 | 44.034
00 Exist Coal Steam_WetFGD_ACI | 130.8927 | 0.49711 | 0 | 0.44884 | 0.56846 | 0.56846 | 0
00 Exist Coal Steam_WetFGD_SCR | 706.4086 | 471.501 | 414.5936 | 408.5236 | 395.3708 | 399.07 | 429.7554
00 Exist Coal Steam_WetFGD_SCR_ACI | 136.0895 | 78.5143 | 67.1624 | 69.2771 | 67.1624 | 68.9798 | 61.3173
00 Exist Coal Steam_WetFGD_SNCR | 17.5334 | 17.5334 | 12.2138 | 6.7713 | 1.4731 | 1.4731 | 8.1834
00 Exist Coal Steam_WetFGD_SNCR_ACI | 18.9069 | 0 | 0 | 0 | 0 | 0 | 0
00 Exist FBC_Uncontrolled | 1.8586 | 1.8586 | 1.8586 | 1.8586 | 1.8586 | 1.8586 | 1.8586
00 Exist FBC_ACI | 0 | 0 | 0 | 0 | 0 | 0 | 0
00 Exist FBC_DryFGD | 4.4497 | 4.4497 | 3.4013 | 2.4635 | 3.5757 | 3.6974 | 4.8335
00 Exist FBC_DryFGD_SNCR | 31.4287 | 14.7831 | 9.423 | 9.7804 | 9.7804 | 8.7774 | 10.0777
00 Exist FBC_DryFGD_SNCR_ACI | 30.698 | 16.8621 | 13.8088 | 12.5563 | 11.6568 | 7.0794 | 10.971
00 Exist FBC_SNCR | 1.0245 | 0.94714 | 1.0245 | 1.0245 | 1.0245 | 0.20868 | 0.44958
00 Exist FBC_SNCR_ACI | 0.24101 | 0.24101 | 0.24101 | 0.24101 | 0.24101 | 0.24101 | 0.24101
00 Exist FBC_WetFGD_SNCR_ACI | 2.281 | 2.281 | 1.801 | 1.801 | 1.801 | 2.281 | 0
00 Exist IGCC | 39.9195 | 41.0714 | 37.6436 | 37.6436 | 37.2765 | 37.1542 | 41.4704
00 Exist Fossil_Other | 7.5212 | 7.5212 | 7.5212 | 7.5212 | 7.5212 | 7.5212 | 7.4142
00 Exist Fuel Cell | 0.34339 | 0.24269 | 0.053297 | 0.40006 | 0.055401 | 0.05224 | 0.030037
00 Exist Hydro | 921.5036 | 921.5036 | 921.5036 | 921.5036 | 921.5036 | 921.5036 | 920.7529
00 Exist Non Fossil_Other | 78.3532 | 78.3532 | 78.3532 | 78.3532 | 78.3532 | 78.3532 | 78.3532
00 Exist Nuclear | 2688.8551 | 2809.5185 | 2793.1935 | 2793.1935 | 2720.4062 | 1627.0475 | 215.83
00 Exist Oil/Gas Steam | 165.6027 | 158.9331 | 151.8295 | 93.9082 | 49.6252 | 4.2302 | 2.8369
00 Exist Oil/Gas Steam_SCR | 30.3507 | 29.895 | 19.5479 | 13.6834 | 8.3243 | 1.473 | 0.94787
00 Exist Oil/Gas Steam_SNCR | 0.42496 | 0.23993 | 0 | 0 | 0 | 0 | 0
00 Exist Biomass | 70.6451 | 66.3133 | 71.4909 | 75.9953 | 77.0669 | 77.6202 | 80.523
00 Exist Landfill Gas | 35.0082 | 35.0082 | 35.0082 | 35.0082 | 35.0082 | 35.0082 | 35.0082
00 Exist Geothermal | 58.1183 | 58.1183 | 58.1183 | 58.1183 | 58.1183 | 58.1183 | 58.1183
00 Exist Pump Storage | 35.1527 | 33.9893 | 40.9932 | 37.7754 | 39.4291 | 24.0576 | 20.3188
00 Exist Solar PV | 35.3271 | 35.3271 | 35.3271 | 35.3271 | 35.3271 | 35.3271 | 35.3271
00 Exist Solar Thermal | 11.1554 | 11.1554 | 11.1554 | 11.1554 | 11.1554 | 11.1554 | 11.1554
00 Exist Wind | 538.0538 | 538.0538 | 538.0538 | 538.0538 | 538.0538 | 538.0538 | 538.0538
00 International Imports | 3.222 | 2.8454 | 2.0922 | 0.2152 | 5.9778 | 5.9778 | 5.9778
00 Ret.ACI | 13.4102 | 0 | 0 | 0 | 0 | 0 | 0
00 Ret.ACI & DryFGD | 0 | 0 | 0 | 0 | 0 | 0 | 0
00 Ret.ACI & DryFGD & HRI | 0.065382 | 0.065382 | 0.061885 | 0.065382 | 0.065382 | 0.057418 | 0.065382
00 Ret.ACI & DSI | 59.7203 | 1.6856 | 0.80653 | 0.82586 | 0.67309 | 0.67309 | 0.67309
00 Ret.ACI & DSI & DryFGD | 0 | 0 | 0 | 0 | 0 | 0 | 0
00 Ret.ACI & DSI & DryFGD & HRI | 0 | 0 | 0 | 0 | 0 | 0 | 0
00 Ret.ACI & DSI & HRI | 308.6038 | 366.4949 | 322.0701 | 339.349 | 339.4536 | 329.6499 | 365.6016
00 Ret.ACI & DSI & WetFGD & HRI | 0 | 0 | 0 | 0 | 0 | 0 | 0
00 Ret.ACI & HRI | 104.6611 | 110.5486 | 102.5641 | 103.5899 | 103.5899 | 104.39 | 106.0606
00 Ret.ACI & SCR | 0 | 0 | 0 | 0 | 0 | 0 | 0
00 Ret.ACI & SCR & DryFGD & CCS | 0 | 0 | 0 | 0 | 0 | 0 | 0
00 Ret.ACI & SCR & DryFGD & HRI | 0 | 0 | 0 | 0 | 0 | 0 | 0
00 Ret.ACI & SCR & DryFGD & HRI & CCS | 0 | 0 | 0 | 0 | 0 | 0 | 0
00 Ret.ACI & SCR & DSI | 0.020779 | 0.061078 | 0.018151 | 0.020779 | 0 | 0 | 0
00 Ret.ACI & SCR & DSI & DryFGD | 0 | 0 | 0 | 0 | 0 | 0 | 0
00 Ret.ACI & SCR & DSI & DryFGD & HRI | 0 | 0 | 0 | 0 | 0 | 0 | 0
00 Ret.ACI & SCR & DSI & HRI | 2.6097 | 2.6097 | 2.644 | 2.6468 | 2.6423 | 2.6388 | 2.65
00 Ret.ACI & SCR & DSI & WetFGD | 0 | 0 | 0 | 0 | 0 | 0 | 0
00 Ret.ACI & SCR & DSI & WetFGD & HRI | 0 | 0 | 0 | 0 | 0 | 0 | 0
00 Ret.ACI & SCR & HRI | 0 | 0 | 0 | 0 | 0 | 0 | 0
00 Ret.ACI & SCR & WetFGD & CCS | 0 | 0 | 0 | 0 | 0 | 0 | 0
00 Ret.ACI & SCR & WetFGD & HRI | 0 | 0 | 0 | 0 | 0 | 0 | 0
00 Ret.ACI & SCR & WetFGD & HRI & CCS | 0 | 0 | 0 | 0 | 0 | 0 | 0
00 Ret.ACI & SNCR | 0 | 0 | 0 | 0 | 0 | 0 | 0
00 Ret.ACI & SNCR & DSI | 0 | 0 | 0 | 0 | 0 | 0 | 0
00 Ret.ACI & SNCR & DSI & DryFGD | 0 | 0 | 0 | 0 | 0 | 0 | 0
00 Ret.ACI & SNCR & DSI & DryFGD & HRI | 0 | 0 | 0 | 0 | 0 | 0 | 0
00 Ret.ACI & SNCR & DSI & HRI | 0 | 0 | 0 | 0 | 0 | 0 | 0
00 Ret.ACI & SNCR & DSI & WetFGD | 0 | 0 | 0 | 0 | 0 | 0 | 0
00 Ret.ACI & SNCR & DSI & WetFGD & HRI | 0 | 0 | 0 | 0 | 0 | 0 | 0
00 Ret.ACI & SNCR & HRI | 0 | 0 | 0 | 0 | 0 | 0 | 0
00 Ret.ACI & WetFGD | 0 | 0 | 0 | 0 | 0 | 0 | 0
00 Ret.ACI & WetFGD & DSI | 0 | 0 | 0 | 0 | 0 | 0 | 0
00 Ret.ACI & WetFGD & HRI | 25.1818 | 27.5989 | 26.2014 | 27.5989 | 27.5989 | 26.0126 | 27.5989
00 Ret.C2G | 0 | 0.02448 | 0.02448 | 0.02448 | 0.02448 | 0.02448 | 0.02448
00 Ret.C2G & SCR | 0 | 0 | 0 | 0 | 0 | 0 | 0
00 Ret.CCG | 0 | 0 | 0 | 0 | 0 | 0 | 0
00 Ret.DryFGD | 0 | 0 | 0 | 0 | 0 | 0 | 0
00 Ret.DryFGD & ACI & CCS | 0 | 0 | 0 | 0 | 0 | 0 | 0
00 Ret.DryFGD & ACI & HRI & CCS | 0 | 0 | 0 | 0 | 0 | 0 | 0
00 Ret.DryFGD & CCS | 0 | 0 | 0 | 0 | 0 | 0 | 0
00 Ret.DryFGD & HRI | 0.049248 | 0.049248 | 0.049248 | 0.049248 | 0.049248 | 0.049248 | 0.049248
00 Ret.DryFGD & HRI & CCS | 0 | 0 | 0 | 0 | 0 | 0 | 0
00 Ret.DSI | 6.2228 | 6.2228 | 0 | 0 | 0 | 0 | 0
00 Ret.DSI & DryFGD | 0 | 0 | 0 | 0 | 0 | 0 | 0
00 Ret.DSI & DryFGD & HRI | 0 | 0 | 0 | 0 | 0 | 0 | 0
00 Ret.DSI & HRI | 0 | 0 | 0 | 0 | 0 | 0 | 0
00 Ret.DSI & WetFGD | 0 | 0 | 0 | 0 | 0 | 0 | 0
00 Ret.DSI & WetFGD & HRI | 0 | 0 | 0 | 0 | 0 | 0 | 0
00 Ret.Exist FBC_DryFGD_SNCR_ACI & CCS | 0 | 0 | 0 | 0 | 0 | 0 | 0
00 Ret.ExistACI & DryFGD | 0 | 0 | 0 | 0 | 0 | 0 | 0
00 Ret.ExistACI & DryFGD & CCS | 0 | 0 | 0 | 0 | 0 | 0 | 0
00 Ret.ExistACI & DryFGD & HRI | 45.6792 | 51.7392 | 51.7685 | 51.79 | 51.79 | 51.79 | 51.79
00 Ret.ExistACI & DryFGD & HRI & CCS | 0 | 0 | 0 | 0 | 0 | 0 | 0
00 Ret.ExistACI & DSI | 61.8384 | 61.8384 | 54.0158 | 58.3611 | 0 | 0 | 0
00 Ret.ExistACI & DSI & DryFGD | 0 | 0 | 0 | 0 | 0 | 0 | 0
00 Ret.ExistACI & DSI & DryFGD & HRI | 0 | 0 | 0 | 0 | 0 | 0 | 0
00 Ret.ExistACI & DSI & HRI | 9.8304 | 9.5955 | 9.2018 | 9.7147 | 9.8272 | 9.827 | 9.8304
00 Ret.ExistACI & DSI & WetFGD | 0 | 0 | 0 | 0 | 0 | 0 | 0
00 Ret.ExistACI & DSI & WetFGD & HRI | 0 | 0 | 0 | 0 | 0 | 0 | 0
00 Ret.ExistACI & HRI | 6.1971 | 3.9119 | 3.9119 | 3.9119 | 3.9119 | 3.9119 | 3.9119
00 Ret.ExistACI & HRI & WetFGD | 0 | 0 | 0 | 0 | 0 | 0 | 0
00 Ret.ExistACI & SCR | 0 | 0 | 0 | 0 | 0 | 0 | 0
00 Ret.ExistACI & SCR & DryFGD | 0 | 0 | 0 | 0 | 0 | 0 | 0
00 Ret.ExistACI & SCR & DryFGD & CCS | 0 | 0 | 0 | 0 | 0 | 0 | 0
00 Ret.ExistACI & SCR & DryFGD & HRI | 0 | 0 | 0 | 0 | 0 | 0 | 0
00 Ret.ExistACI & SCR & DryFGD & HRI & CCS | 0 | 0 | 0 | 0 | 0 | 0 | 0
00 Ret.ExistACI & SCR & DSI | 0 | 0 | 0 | 0 | 0 | 0 | 0
00 Ret.ExistACI & SCR & DSI & DryFGD | 0 | 0 | 0 | 0 | 0 | 0 | 0
00 Ret.ExistACI & SCR & DSI & HRI | 7.6135 | 7.6135 | 7.2487 | 7.412 | 7.6135 | 7.6135 | 7.6135
00 Ret.ExistACI & SCR & DSI & DryFGD & HRI | 0 | 0 | 0 | 0 | 0 | 0 | 0
00 Ret.ExistACI & SCR & HRI | 0 | 0 | 0 | 0 | 0 | 0 | 0
00 Ret.ExistACI & SCR & WetFGD | 0 | 0 | 0 | 0 | 0 | 0 | 0
00 Ret.ExistACI & SCR & WetFGD & CCS | 0 | 0 | 0 | 0 | 0 | 0 | 0
00 Ret.ExistACI & SCR & WetFGD & HRI | 8.3697 | 8.3697 | 8.3697 | 8.3697 | 8.3932 | 8.3932 | 8.3932
00 Ret.ExistACI & SCR & WetFGD & HRI & CCS | 0 | 0 | 0 | 0 | 0 | 0 | 0
00 Ret.ExistACI & SNCR | 0 | 0 | 0 | 0 | 0 | 0 | 0
00 Ret.ExistACI & SNCR & DryFGD | 0 | 0 | 0 | 0 | 0 | 0 | 0
00 Ret.ExistACI & SNCR & DryFGD & HRI | 0 | 0 | 0 | 0 | 0 | 0 | 0
00 Ret.ExistACI & SNCR & DSI | 0 | 0 | 0 | 0 | 0 | 0 | 0
00 Ret.ExistACI & SNCR & DSI & HRI | 0 | 0 | 0 | 0 | 0 | 0 | 0
00 Ret.ExistACI & SNCR & HRI | 0 | 0 | 0 | 0 | 0 | 0 | 0
00 Ret.ExistACI & SNCR & WetFGD | 0 | 0 | 0 | 0 | 0 | 0 | 0
00 Ret.ExistACI & SNCR & WetFGD & HRI | 0 | 0 | 0 | 0 | 0 | 0 | 0
00 Ret.ExistACI & WetFGD | 0.023626 | 0.023626 | 0.023626 | 0.023626 | 0 | 0 | 0
00 Ret.ExistACI & WetFGD & CCS | 0 | 0 | 0 | 0 | 0 | 0 | 0
00 Ret.ExistACI & WetFGD & HRI & CCS | 0 | 0 | 0 | 0 | 0 | 0 | 0
00 Ret.ExistACI_DSI & DryFGD | 0 | 0 | 0 | 0 | 0 | 0 | 0
00 Ret.ExistACI_DSI & DryFGD & HRI | 0 | 0 | 0 | 0 | 0 | 0 | 0
00 Ret.ExistACI_DSI & HRI | 0 | 0 | 0 | 0 | 0 | 0 | 0
00 Ret.ExistACI_DSI & SCR | 0 | 0 | 0 | 0 | 0 | 0 | 0
00 Ret.ExistACI_DSI & SCR & DryFGD | 0 | 0 | 0 | 0 | 0 | 0 | 0
00 Ret.ExistACI_DSI & SCR & DryFGD & HRI | 0 | 0 | 0 | 0 | 0 | 0 | 0
00 Ret.ExistACI_DSI & SCR & HRI | 0 | 0 | 0 | 0 | 0 | 0 | 0
00 Ret.ExistACI_DSI & SCR & WetFGD | 0 | 0 | 0 | 0 | 0 | 0 | 0
00 Ret.ExistACI_DSI & SCR & WetFGD & HRI | 0 | 0 | 0 | 0 | 0 | 0 | 0
00 Ret.ExistACI_DSI & WetFGD | 0 | 0 | 0 | 0 | 0 | 0 | 0
00 Ret.ExistACI_DSI & WetFGD & HRI | 0 | 0 | 0 | 0 | 0 | 0 | 0
00 Ret.ExistDryFGD & ACI | 20.5496 | 0 | 0 | 0 | 0 | 0 | 0
00 Ret.ExistDryFGD & ACI & CCS | 0 | 0 | 0 | 0 | 0 | 0 | 0
00 Ret.ExistDryFGD & ACI & HRI | 68.0697 | 83.973 | 78.38 | 81.5176 | 80.6156 | 82.9621 | 84.5734
00 Ret.ExistDryFGD & ACI & HRI & CCS | 0 | 0 | 0 | 0 | 0 | 0 | 0
00 Ret.ExistDryFGD & ACI & SCR | 0 | 0 | 0 | 0 | 0 | 0 | 0
00 Ret.ExistDryFGD & ACI & SCR & CCS | 0 | 0 | 0 | 0 | 0 | 0 | 0
00 Ret.ExistDryFGD & ACI & SCR & HRI | 0 | 0 | 0 | 0 | 0 | 0 | 0
00 Ret.ExistDryFGD & ACI & SCR & HRI & CCS | 0 | 0 | 0 | 0 | 0 | 0 | 0
00 Ret.ExistDryFGD & ACI & SNCR | 0 | 0 | 0 | 0 | 0 | 0 | 0
00 Ret.ExistDryFGD & ACI & SNCR & HRI | 0 | 0 | 0 | 0 | 0 | 0 | 0
00 Ret.ExistDryFGD & CCS | 0 | 0 | 0 | 0 | 0 | 0 | 0
00 Ret.ExistDryFGD & HRI | 60.7772 | 74.7562 | 73.6732 | 74.7562 | 74.753 | 73.944 | 73.9489
00 Ret.ExistDryFGD & HRI & CCS | 0 | 0 | 0 | 0 | 0 | 0 | 0
00 Ret.ExistDryFGD & SCR | 0 | 0 | 0 | 0 | 0 | 0 | 0
00 Ret.ExistDryFGD & SCR & CCS | 0 | 0 | 0 | 0 | 0 | 0 | 0
00 Ret.ExistDryFGD & SCR & HRI | 11.0528 | 11.0528 | 9.6546 | 9.6546 | 9.3493 | 8.5247 | 10.6294
00 Ret.ExistDryFGD & SCR & HRI & CCS | 0 | 0 | 0 | 0 | 0 | 0 | 0
00 Ret.ExistDryFGD & SNCR | 2.2585 | 2.5327 | 0.63476 | 0 | 0 | 0 | 0.80393
00 Ret.ExistDryFGD & SNCR & HRI | 0 | 0 | 0 | 0 | 0 | 0 | 0
00 Ret.ExistDryFGD_ACI & CCS | 0 | 0 | 0 | 0 | 0 | 0 | 0
00 Ret.ExistDryFGD_ACI & HRI | 51.7176 | 64.6755 | 57.7984 | 61.7465 | 62.0556 | 61.1895 | 65.0058
00 Ret.ExistDryFGD_ACI & HRI & CCS | 0 | 0 | 0 | 0 | 0 | 0 | 0
00 Ret.ExistDryFGD_ACI & SCR | 0 | 0 | 0 | 0 | 0 | 0 | 0
00 Ret.ExistDryFGD_ACI & SCR & CCS | 0 | 0 | 0 | 0 | 0 | 0 | 0
00 Ret.ExistDryFGD_ACI & SCR & HRI | 20.0935 | 21.7323 | 19.4927 | 21.6136 | 21.7323 | 21.6376 | 22.2309
00 Ret.ExistDryFGD_ACI & SCR & HRI & CCS | 0 | 0 | 0 | 0 | 0 | 0 | 0
00 Ret.ExistDryFGD_SCR & ACI & CCS | 0 | 0 | 0 | 0 | 0 | 0 | 0
00 Ret.ExistDryFGD_SCR & ACI & HRI | 44.8936 | 59.0068 | 58.8585 | 59.0068 | 59.0068 | 59.0068 | 59.0068
00 Ret.ExistDryFGD_SCR & ACI & HRI & CCS | 0 | 0 | 0 | 0 | 0 | 0 | 0
00 Ret.ExistDryFGD_SCR & CCS | 0 | 0 | 0 | 0 | 0 | 0 | 0
00 Ret.ExistDryFGD_SNCR & ACI & CCS | 0 | 0 | 0 | 0 | 0 | 0 | 0
00 Ret.ExistDryFGD_SNCR & ACI & HRI | 15.9272 | 15.9272 | 15.9272 | 15.9272 | 15.9272 | 15.9272 | 15.9272
00 Ret.ExistDryFGD_SNCR & ACI & HRI & CCS | 0 | 0 | 0 | 0 | 0 | 0 | 0
00 Ret.ExistDryFGD_SNCR & CCS | 0 | 0 | 0 | 0 | 0 | 0 | 0
00 Ret.ExistDSI & ACI | 0 | 0 | 0 | 0 | 0 | 0 | 0
00 Ret.ExistDSI & ACI & HRI | 0 | 0 | 0 | 0 | 0 | 0 | 0
00 Ret.ExistDSI & ACI & SCR | 0 | 0 | 0 | 0 | 0 | 0 | 0
00 Ret.ExistDSI & ACI & SCR & DryFGD & CCS | 0 | 0 | 0 | 0 | 0 | 0 | 0
00 Ret.ExistDSI & ACI & SCR & DryFGD & HRI | 0 | 0 | 0 | 0 | 0 | 0 | 0
00 Ret.ExistDSI & ACI & SCR & DryFGD & HRI & CCS | 0 | 0 | 0 | 0 | 0 | 0 | 0
00 Ret.ExistDSI & ACI & SCR & HRI | 0 | 0 | 0 | 0 | 0 | 0 | 0
00 Ret.ExistDSI & DryFGD | 0 | 0 | 0 | 0 | 0 | 0 | 0
00 Ret.ExistDSI & DryFGD & ACI | 0 | 0 | 0 | 0 | 0 | 0 | 0
00 Ret.ExistDSI & DryFGD & ACI & CCS | 0 | 0 | 0 | 0 | 0 | 0 | 0
00 Ret.ExistDSI & DryFGD & ACI & HRI | 0 | 0 | 0 | 0 | 0 | 0 | 0
00 Ret.ExistDSI & DryFGD & ACI & HRI & CCS | 0 | 0 | 0 | 0 | 0 | 0 | 0
00 Ret.ExistDSI & DryFGD & CCS | 0 | 0 | 0 | 0 | 0 | 0 | 0
00 Ret.ExistDSI & DryFGD & HRI | 0 | 0 | 0 | 0 | 0 | 0 | 0
00 Ret.ExistDSI & DryFGD & HRI & CCS | 0 | 0 | 0 | 0 | 0 | 0 | 0
00 Ret.ExistDSI & HRI | 0 | 0 | 0 | 0 | 0 | 0 | 0
00 Ret.ExistDSI & SCR | 0 | 0 | 0 | 0 | 0 | 0 | 0
00 Ret.ExistDSI & SCR & DryFGD | 0 | 0 | 0 | 0 | 0 | 0 | 0
00 Ret.ExistDSI & SCR & DryFGD & ACI | 0 | 0 | 0 | 0 | 0 | 0 | 0
00 Ret.ExistDSI & SCR & DryFGD & CCS | 0 | 0 | 0 | 0 | 0 | 0 | 0
00 Ret.ExistDSI & SCR & DryFGD & HRI | 0 | 0 | 0 | 0 | 0 | 0 | 0
00 Ret.ExistDSI & SCR & DryFGD & HRI & CCS | 0 | 0 | 0 | 0 | 0 | 0 | 0
00 Ret.ExistDSI & SCR & HRI | 0 | 0 | 0 | 0 | 0 | 0 | 0
00 Ret.ExistDSI & SCR & WetFGD | 0 | 0 | 0 | 0 | 0 | 0 | 0
00 Ret.ExistDSI & SCR & WetFGD & CCS | 0 | 0 | 0 | 0 | 0 | 0 | 0
00 Ret.ExistDSI & SCR & WetFGD & HRI | 0 | 0 | 0 | 0 | 0 | 0 | 0
00 Ret.ExistDSI & SCR & WetFGD & HRI & CCS | 0 | 0 | 0 | 0 | 0 | 0 | 0
00 Ret.ExistDSI & WetFGD | 0 | 0 | 0 | 0 | 0 | 0 | 0
00 Ret.ExistDSI & WetFGD & ACI | 0 | 0 | 0 | 0 | 0 | 0 | 0
00 Ret.ExistDSI & WetFGD & ACI & HRI | 0 | 0 | 0 | 0 | 0 | 0 | 0
00 Ret.ExistDSI & WetFGD & CCS | 0 | 0 | 0 | 0 | 0 | 0 | 0
00 Ret.ExistDSI & WetFGD & HRI | 0 | 0 | 0 | 0 | 0 | 0 | 0
00 Ret.ExistDSI & WetFGD & HRI & CCS | 0 | 0 | 0 | 0 | 0 | 0 | 0
00 Ret.ExistIGCC & CCS | 0 | 0 | 0 | 0 | 0 | 0 | 0
00 Ret.ExistSCR & ACI | 0 | 0 | 0 | 0 | 0 | 0 | 0
00 Ret.ExistSCR & ACI & DryFGD | 1.5277 | 2.3455 | 0 | 0.88692 | 0.88692 | 1.4586 | 0
00 Ret.ExistSCR & ACI & DryFGD & HRI | 4.5946 | 4.5946 | 4.5946 | 4.5946 | 4.5946 | 4.5946 | 8.1724
00 Ret.ExistSCR & ACI & DSI | 33.7909 | 38.1146 | 13.275 | 14.8524 | 13.1848 | 14.8524 | 14.8524
00 Ret.ExistSCR & ACI & DSI & DryFGD | 0 | 0 | 0 | 0 | 0 | 0 | 0
00 Ret.ExistSCR & ACI & DSI & DryFGD & HRI | 0 | 0 | 0 | 0 | 0 | 0 | 0
00 Ret.ExistSCR & ACI & DSI & HRI | 57.9073 | 57.9073 | 50.6925 | 49.9537 | 50.5799 | 56.5024 | 57.9073
00 Ret.ExistSCR & ACI & DSI & WetFGD | 0 | 0 | 0 | 0 | 0 | 0 | 0
00 Ret.ExistSCR & ACI & DSI & WetFGD & HRI | 0 | 0 | 0 | 0 | 0 | 0 | 0
00 Ret.ExistSCR & ACI & HRI | 8.8517 | 8.8517 | 8.8517 | 8.8517 | 8.8517 | 8.8517 | 8.8517
00 Ret.ExistSCR & ACI & WetFGD | 0 | 0 | 0 | 0 | 0 | 0 | 0
00 Ret.ExistSCR & ACI & WetFGD & HRI | 0 | 0 | 0 | 0 | 0 | 0 | 0
00 Ret.ExistSCR & DryFGD | 0 | 0 | 0 | 0 | 0 | 0 | 0
00 Ret.ExistSCR & DryFGD & ACI & CCS | 0 | 0 | 0 | 0 | 0 | 0 | 0
00 Ret.ExistSCR & DryFGD & ACI & HRI & CCS | 0 | 0 | 0 | 0 | 0 | 0 | 0
00 Ret.ExistSCR & DryFGD & CCS | 0 | 0 | 0 | 0 | 0 | 0 | 0
00 Ret.ExistSCR & DryFGD & HRI | 0 | 0 | 0 | 0 | 0 | 0 | 0
00 Ret.ExistSCR & DryFGD & HRI & CCS | 0 | 0 | 0 | 0 | 0 | 0 | 0
00 Ret.ExistSCR & DSI | 0 | 0 | 0 | 0 | 0 | 0 | 0
00 Ret.ExistSCR & DSI & DryFGD | 0 | 0 | 0 | 0 | 0 | 0 | 0
00 Ret.ExistSCR & DSI & DryFGD & HRI | 0 | 0 | 0 | 0 | 0 | 0 | 0
00 Ret.ExistSCR & DSI & HRI | 0 | 0 | 0 | 0 | 0 | 0 | 0
00 Ret.ExistSCR & DSI & WetFGD | 0 | 0 | 0 | 0 | 0 | 0 | 0
00 Ret.ExistSCR & DSI & WetFGD & HRI | 0 | 0 | 0 | 0 | 0 | 0 | 0
00 Ret.ExistSCR & HRI | 0 | 0 | 0 | 0 | 0 | 0 | 0
00 Ret.ExistSCR & WetFGD | 0 | 0 | 0 | 0 | 0 | 0 | 0
00 Ret.ExistSCR & WetFGD & ACI & CCS | 0 | 0 | 0 | 0 | 0 | 0 | 0
00 Ret.ExistSCR & WetFGD & ACI & HRI & CCS | 0 | 0 | 0 | 0 | 0 | 0 | 0
00 Ret.ExistSCR & WetFGD & CCS | 0 | 0 | 0 | 0 | 0 | 0 | 0
00 Ret.ExistSCR & WetFGD & HRI | 18.0497 | 18.0497 | 18.0497 | 18.0497 | 18.0497 | 18.0497 | 18.0497
00 Ret.ExistSCR & WetFGD & HRI & CCS | 0 | 0 | 0 | 0 | 0 | 0 | 0
00 Ret.ExistSCR_ACI & DryFGD | 0 | 0 | 0 | 0 | 0 | 0 | 0
00 Ret.ExistSCR_ACI & DryFGD & CCS | 0 | 0 | 0 | 0 | 0 | 0 | 0
00 Ret.ExistSCR_ACI & DryFGD & HRI | 20.0723 | 20.0468 | 20.0468 | 20.0468 | 20.0468 | 20.0468 | 20.0468
00 Ret.ExistSCR_ACI & DryFGD & HRI & CCS | 0 | 0 | 0 | 0 | 0 | 0 | 0
00 Ret.ExistSCR_ACI & DSI | 0 | 0 | 0 | 0 | 0 | 0 | 0
00 Ret.ExistSCR_ACI & DSI & HRI | 0.072617 | 0.07398 | 0.052446 | 0.062413 | 0.06405 | 0.06405 | 0.072233
00 Ret.ExistSCR_ACI & HRI | 0 | 0 | 0 | 0 | 0 | 0 | 0
00 Ret.ExistSCR_ACI & WetFGD | 0 | 0 | 0 | 0 | 0 | 0 | 0
00 Ret.ExistSCR_ACI & WetFGD & CCS | 0 | 0 | 0 | 0 | 0 | 0 | 0
00 Ret.ExistSCR_ACI & WetFGD & HRI | 0 | 0 | 0 | 0 | 0 | 0 | 0
00 Ret.ExistSCR_ACI & WetFGD & HRI & CCS | 0 | 0 | 0 | 0 | 0 | 0 | 0
00 Ret.ExistSCR_ACI_DSI & DryFGD | 0 | 0 | 0 | 0 | 0 | 0 | 0
00 Ret.ExistSCR_ACI_DSI & DryFGD & CCS | 0 | 0 | 0 | 0 | 0 | 0 | 0
00 Ret.ExistSCR_ACI_DSI & DryFGD & HRI | 0 | 0 | 0 | 0 | 0 | 0 | 0
00 Ret.ExistSCR_ACI_DSI & DryFGD & HRI & CCS | 0 | 0 | 0 | 0 | 0 | 0 | 0
00 Ret.ExistSCR_ACI_DSI & HRI | 28.3478 | 28.3478 | 24.7618 | 24.9709 | 24.7618 | 25.9548 | 28.3478
00 Ret.ExistSCR_ACI_DSI & WetFGD | 0 | 0 | 0 | 0 | 0 | 0 | 0
00 Ret.ExistSCR_ACI_DSI & WetFGD & CCS | 0 | 0 | 0 | 0 | 0 | 0 | 0
00 Ret.ExistSCR_ACI_DSI & WetFGD & HRI | 0 | 0 | 0 | 0 | 0 | 0 | 0
00 Ret.ExistSCR_ACI_DSI & WetFGD & HRI & CCS | 0 | 0 | 0 | 0 | 0 | 0 | 0
00 Ret.ExistSCR_DryFGD & ACI | 14.1132 | 0 | 0 | 0 | 0 | 0 | 0
00 Ret.ExistSCR_DryFGD & HRI | 12.7152 | 12.7152 | 11.2589 | 12.0102 | 12.7152 | 12.7152 | 12.7152
00 Ret.ExistSCR_DryFGD & HRI & CCS | 0 | 0 | 0 | 0 | 0 | 0 | 0
00 Ret.ExistSCR_DryFGD_ACI & CCS | 0 | 0 | 0 | 0 | 0 | 0 | 0
00 Ret.ExistSCR_DryFGD_ACI & HRI | 115.1317 | 166.5791 | 149.6694 | 154.7028 | 149.3225 | 155.8431 | 174.338
00 Ret.ExistSCR_DryFGD_ACI & HRI & CCS | 0 | 0 | 0 | 0 | 0 | 0 | 0
00 Ret.ExistSCR_DSI & ACI | 0 | 0 | 0 | 0 | 0 | 0 | 0
00 Ret.ExistSCR_DSI & ACI & HRI | 0 | 0 | 0 | 0 | 0 | 0 | 0
00 Ret.ExistSCR_DSI & DryFGD | 0 | 0 | 0 | 0 | 0 | 0 | 0
00 Ret.ExistSCR_DSI & DryFGD & ACI | 0 | 0 | 0 | 0 | 0 | 0 | 0
00 Ret.ExistSCR_DSI & DryFGD & ACI & HRI | 0 | 0 | 0 | 0 | 0 | 0 | 0
00 Ret.ExistSCR_DSI & DryFGD & HRI | 0 | 0 | 0 | 0 | 0 | 0 | 0
00 Ret.ExistSCR_DSI & HRI | 0 | 0 | 0 | 0 | 0 | 0 | 0
00 Ret.ExistSCR_DSI & WetFGD | 0 | 0 | 0 | 0 | 0 | 0 | 0
00 Ret.ExistSCR_DSI & WetFGD & ACI | 0 | 0 | 0 | 0 | 0 | 0 | 0
00 Ret.ExistSCR_DSI & WetFGD & ACI & HRI | 0 | 0 | 0 | 0 | 0 | 0 | 0
00 Ret.ExistSCR_DSI & WetFGD & HRI | 0 | 0 | 0 | 0 | 0 | 0 | 0
00 Ret.ExistSCR_WetFGD & ACI | 29.8639 | 32.2149 | 17.0813 | 10.9281 | 10.9281 | 10.9281 | 21.0787
00 Ret.ExistSCR_WetFGD & HRI | 1289.782 | 1560.2302 | 1419.6888 | 1396.5664 | 1382.2408 | 1330.1808 | 1519.1142
00 Ret.ExistSCR_WetFGD & HRI & CCS | 0 | 0 | 0 | 0 | 0 | 0 | 0
00 Ret.ExistSCR_WetFGD_ACI & CCS | 0 | 0 | 0 | 0 | 0 | 0 | 0
00 Ret.ExistSCR_WetFGD_ACI & HRI | 252.3354 | 315.4121 | 282.0256 | 301.0561 | 297.6391 | 285.5387 | 329.1046
00 Ret.ExistSCR_WetFGD_ACI & HRI & CCS | 0 | 0 | 0 | 0 | 0 | 0 | 0
00 Ret.ExistSNCR & ACI | 0 | 0 | 0 | 0 | 0 | 0 | 0
00 Ret.ExistSNCR & ACI & DryFGD | 0 | 0 | 0 | 0 | 0 | 0 | 0
00 Ret.ExistSNCR & ACI & DryFGD & HRI | 0 | 0 | 0 | 0 | 0 | 0 | 0
00 Ret.ExistSNCR & ACI & DSI | 0 | 0 | 0 | 0 | 0 | 0 | 0
00 Ret.ExistSNCR & ACI & DSI & DryFGD | 0 | 0 | 0 | 0 | 0 | 0 | 0
00 Ret.ExistSNCR & ACI & DSI & DryFGD & HRI | 0 | 0 | 0 | 0 | 0 | 0 | 0
00 Ret.ExistSNCR & ACI & DSI & HRI | 0 | 0 | 0 | 0 | 0 | 0 | 0
00 Ret.ExistSNCR & ACI & DSI & WetFGD | 0 | 0 | 0 | 0 | 0 | 0 | 0
00 Ret.ExistSNCR & ACI & DSI & WetFGD & HRI | 0 | 0 | 0 | 0 | 0 | 0 | 0
00 Ret.ExistSNCR & ACI & HRI | 1.0528 | 1.0528 | 1.0528 | 1.0528 | 1.0528 | 1.0528 | 1.0528
00 Ret.ExistSNCR & ACI & WetFGD | 0 | 0 | 0 | 0 | 0 | 0 | 0
00 Ret.ExistSNCR & ACI & WetFGD & HRI | 0 | 0 | 0 | 0 | 0 | 0 | 0
00 Ret.ExistSNCR & DryFGD | 0 | 0 | 0 | 0 | 0 | 0 | 0
00 Ret.ExistSNCR & DryFGD & CCS | 0 | 0 | 0 | 0 | 0 | 0 | 0
00 Ret.ExistSNCR & DryFGD & HRI | 2.4927 | 2.4927 | 2.4927 | 2.4927 | 2.4927 | 2.4927 | 2.4927
00 Ret.ExistSNCR & DryFGD & HRI & CCS | 0 | 0 | 0 | 0 | 0 | 0 | 0
00 Ret.ExistSNCR & DSI | 0 | 0 | 0 | 0 | 0 | 0 | 0
00 Ret.ExistSNCR & DSI & DryFGD | 0 | 0 | 0 | 0 | 0 | 0 | 0
00 Ret.ExistSNCR & DSI & DryFGD & HRI | 0 | 0 | 0 | 0 | 0 | 0 | 0
00 Ret.ExistSNCR & DSI & HRI | 0 | 0 | 0 | 0 | 0 | 0 | 0
00 Ret.ExistSNCR & DSI & WetFGD | 0 | 0 | 0 | 0 | 0 | 0 | 0
00 Ret.ExistSNCR & DSI & WetFGD & HRI | 0 | 0 | 0 | 0 | 0 | 0 | 0
00 Ret.ExistSNCR & HRI | 3.3906 | 3.3906 | 3.3906 | 3.3906 | 3.3906 | 3.3906 | 3.3906
00 Ret.ExistSNCR & WetFGD | 0 | 0 | 0 | 0 | 0 | 0 | 0
00 Ret.ExistSNCR & WetFGD & ACI & CCS | 0 | 0 | 0 | 0 | 0 | 0 | 0
00 Ret.ExistSNCR & WetFGD & ACI & HRI & CCS | 0 | 0 | 0 | 0 | 0 | 0 | 0
00 Ret.ExistSNCR & WetFGD & CCS | 0 | 0 | 0 | 0 | 0 | 0 | 0
00 Ret.ExistSNCR & WetFGD & HRI | 0 | 0 | 0 | 0 | 0 | 0 | 0
00 Ret.ExistSNCR & WetFGD & HRI & CCS | 0 | 0 | 0 | 0 | 0 | 0 | 0
00 Ret.ExistSNCR_ACI & DryFGD | 0 | 0 | 0 | 0 | 0 | 0 | 0
00 Ret.ExistSNCR_ACI & DryFGD & CCS | 0 | 0 | 0 | 0 | 0 | 0 | 0
00 Ret.ExistSNCR_ACI & DryFGD & HRI | 32.1337 | 32.1337 | 28.0688 | 31.9157 | 32.1337 | 32.1337 | 32.1337
00 Ret.ExistSNCR_ACI & DryFGD & HRI & CCS | 0 | 0 | 0 | 0 | 0 | 0 | 0
00 Ret.ExistSNCR_ACI & DSI | 0 | 0 | 0 | 0 | 0 | 0 | 0
00 Ret.ExistSNCR_ACI & DSI & HRI | 0 | 0 | 0 | 0 | 0 | 0 | 0
00 Ret.ExistSNCR_ACI & HRI | 0 | 0 | 0 | 0 | 0 | 0 | 0
00 Ret.ExistSNCR_ACI & WetFGD | 0 | 0 | 0 | 0 | 0 | 0 | 0
00 Ret.ExistSNCR_ACI & WetFGD & CCS | 0 | 0 | 0 | 0 | 0 | 0 | 0
00 Ret.ExistSNCR_ACI & WetFGD & HRI | 0 | 0 | 0 | 0 | 0 | 0 | 0
00 Ret.ExistSNCR_ACI & WetFGD & HRI & CCS | 0 | 0 | 0 | 0 | 0 | 0 | 0
00 Ret.ExistSNCR_ACI_DSI & DryFGD | 0 | 0 | 0 | 0 | 0 | 0 | 0
00 Ret.ExistSNCR_ACI_DSI & DryFGD & HRI | 0 | 0 | 0 | 0 | 0 | 0 | 0
00 Ret.ExistSNCR_ACI_DSI & HRI | 0 | 0 | 0 | 0 | 0 | 0 | 0
00 Ret.ExistSNCR_ACI_DSI & WetFGD | 0 | 0 | 0 | 0 | 0 | 0 | 0
00 Ret.ExistSNCR_ACI_DSI & WetFGD & HRI | 0 | 0 | 0 | 0 | 0 | 0 | 0
00 Ret.ExistSNCR_DryFGD & ACI | 0 | 0 | 0 | 0 | 0 | 0 | 0
00 Ret.ExistSNCR_DryFGD & HRI | 0 | 0 | 0 | 0 | 0 | 0 | 0
00 Ret.ExistSNCR_DryFGD & HRI & CCS | 0 | 0 | 0 | 0 | 0 | 0 | 0
00 Ret.ExistSNCR_DryFGD_ACI & CCS | 0 | 0 | 0 | 0 | 0 | 0 | 0
00 Ret.ExistSNCR_DryFGD_ACI & HRI | 4.3073 | 4.3073 | 4.3073 | 4.3073 | 4.3073 | 4.3073 | 4.1847
00 Ret.ExistSNCR_WetFGD & ACI | 29.7019 | 13.776 | 14.5358 | 11.2744 | 11.3094 | 10.0738 | 11.8367
00 Ret.ExistSNCR_WetFGD & HRI | 51.3269 | 49.4522 | 47.8935 | 45.1162 | 45.1162 | 45.1162 | 47.1644
00 Ret.ExistSNCR_WetFGD & HRI & CCS | 0 | 0 | 0 | 0 | 0 | 0 | 0
00 Ret.ExistSNCR_WetFGD_ACI & CCS | 0 | 0 | 0 | 0 | 0 | 0 | 0
00 Ret.ExistSNCR_WetFGD_ACI & HRI | 0 | 18.9069 | 13.644 | 16.5152 | 14.9065 | 17.5668 | 18.9069
00 Ret.ExistSNCR_WetFGD_ACI & HRI & CCS | 0 | 0 | 0 | 0 | 0 | 0 | 0
00 Ret.ExistWetFGD & ACI | 313.2533 | 87.4017 | 38.5883 | 30.8279 | 29.3799 | 30.775 | 19.2441
00 Ret.ExistWetFGD & ACI & CCS | 0 | 0 | 0 | 0 | 0 | 0 | 0
00 Ret.ExistWetFGD & ACI & HRI | 131.1199 | 302.6322 | 279.5154 | 288.1218 | 282.521 | 279.2479 | 347.8993
00 Ret.ExistWetFGD & ACI & HRI & CCS | 0 | 0 | 0 | 0 | 0 | 0 | 0
00 Ret.ExistWetFGD & ACI & SCR | 0 | 0 | 0 | 0 | 0 | 0 | 0
00 Ret.ExistWetFGD & ACI & SCR & CCS | 0 | 0 | 0 | 0 | 0 | 0 | 0
00 Ret.ExistWetFGD & ACI & SCR & HRI | 9.8205 | 73.8738 | 73.6669 | 73.4018 | 73.4018 | 73.8738 | 73.8738
00 Ret.ExistWetFGD & ACI & SCR & HRI & CCS | 0 | 0 | 0 | 0 | 0 | 0 | 0
00 Ret.ExistWetFGD & ACI & SNCR | 0 | 0 | 0 | 0 | 0 | 0 | 0
00 Ret.ExistWetFGD & ACI & SNCR & HRI | 0 | 0 | 0 | 0 | 0 | 0 | 0
00 Ret.ExistWetFGD & CCS | 0 | 0 | 0 | 0 | 0 | 0 | 0
00 Ret.ExistWetFGD & HRI | 94.4779 | 129.784 | 114.0171 | 120.3305 | 112.8368 | 110.8793 | 122.9462
00 Ret.ExistWetFGD & HRI & CCS | 0 | 0 | 0 | 0 | 0 | 0 | 0
00 Ret.ExistWetFGD & SCR | 16.658 | 16.6733 | 16.658 | 12.1663 | 12.1297 | 11.5852 | 13.762
00 Ret.ExistWetFGD & SCR & CCS | 0 | 0 | 0 | 0 | 0 | 0 | 0
00 Ret.ExistWetFGD & SCR & HRI | 68.8493 | 89.4092 | 87.2443 | 89.4246 | 87.8026 | 87.1616 | 88.1129
00 Ret.ExistWetFGD & SCR & HRI & CCS | 0 | 0 | 0 | 0 | 0 | 0 | 0
00 Ret.ExistWetFGD & SNCR | 0 | 0 | 0 | 0 | 0 | 0 | 0
00 Ret.ExistWetFGD & SNCR & HRI | 0 | 0 | 0 | 0 | 0 | 0 | 0
00 Ret.ExistWetFGD_ACI & CCS | 0 | 0 | 0 | 0 | 0 | 0 | 0
00 Ret.ExistWetFGD_ACI & HRI | 5.7677 | 109.7562 | 101.8659 | 105.2652 | 109.646 | 109.7055 | 110.5225
00 Ret.ExistWetFGD_ACI & HRI & CCS | 0 | 0 | 0 | 0 | 0 | 0 | 0
00 Ret.ExistWetFGD_ACI & SCR | 0 | 0 | 0 | 0 | 0 | 0 | 0
00 Ret.ExistWetFGD_ACI & SCR & CCS | 0 | 0 | 0 | 0 | 0 | 0 | 0
00 Ret.ExistWetFGD_ACI & SCR & HRI | 18.4029 | 28.8881 | 24.6796 | 26.5828 | 26.5787 | 26.5114 | 28.2613
00 Ret.ExistWetFGD_ACI & SCR & HRI & CCS | 0 | 0 | 0 | 0 | 0 | 0 | 0
00 Ret.ExistWetFGD_ACI & SNCR | 0 | 0 | 0 | 0 | 0 | 0 | 0
00 Ret.ExistWetFGD_ACI & SNCR & HRI | 0 | 0 | 0 | 0 | 0 | 0 | 0
00 Ret.ExistWetFGD_SCR & ACI & CCS | 0 | 0 | 0 | 0 | 0 | 0 | 0
00 Ret.ExistWetFGD_SCR & ACI & HRI | 114.5771 | 114.5771 | 102.8718 | 103.6411 | 104.0306 | 108.2052 | 114.5771
00 Ret.ExistWetFGD_SCR & ACI & HRI & CCS | 0 | 0 | 0 | 0 | 0 | 0 | 0
00 Ret.ExistWetFGD_SCR & CCS | 0 | 0 | 0 | 0 | 0 | 0 | 0
00 Ret.ExistWetFGD_SNCR & ACI & CCS | 0 | 0 | 0 | 0 | 0 | 0 | 0
00 Ret.ExistWetFGD_SNCR & ACI & HRI | 92.543 | 109.5748 | 104.9035 | 105.7306 | 105.0722 | 106.911 | 107.5695
00 Ret.ExistWetFGD_SNCR & ACI & HRI & CCS | 0 | 0 | 0 | 0 | 0 | 0 | 0
00 Ret.ExistWetFGD_SNCR & CCS | 0 | 0 | 0 | 0 | 0 | 0 | 0
00 Ret.FB & ACI | 18.4797 | 12.2917 | 3.5298 | 3.5298 | 3.5298 | 0 | 0.31214
00 Ret.FB & ACI & HRI | 7.9944 | 15.7374 | 12.2924 | 14.0651 | 12.8457 | 10.2404 | 23.1821
00 Ret.FB & HRI | 5.787 | 5.787 | 5.787 | 5.787 | 5.787 | 5.787 | 5.7838
00 Ret.FB DryFGD | 0 | 0 | 0 | 0 | 0 | 0 | 0
00 Ret.FB DryFGD & ACI | 0 | 0 | 0 | 0 | 0 | 0 | 0
00 Ret.FB DryFGD & ACI & HRI | 0 | 0 | 0 | 0 | 0 | 0 | 0
00 Ret.FB DryFGD & HRI | 7.6721 | 7.6721 | 7.6721 | 7.6721 | 7.6721 | 7.6721 | 7.6721
00 Ret.FB DryFGD & SNCR | 1.9854 | 1.9854 | 1.9854 | 1.9854 | 1.9854 | 1.9854 | 1.9854
00 Ret.FB DryFGD & SNCR & HRI | 0 | 0 | 0 | 0 | 0 | 0 | 0
00 Ret.FB SNCR & DryFGD & ACI | 0 | 0 | 0 | 0 | 0 | 0 | 0
00 Ret.FB SNCR & DryFGD & ACI & HRI | 0 | 0 | 0 | 0 | 0 | 0 | 0
00 Ret.FB-ACI & SNCR | 0 | 0 | 0 | 0 | 0 | 0 | 0
00 Ret.FB-ACI & SNCR & CCS | 0 | 0 | 0 | 0 | 0 | 0 | 0
00 Ret.FB-ACI & SNCR & HRI | 0 | 0 | 0 | 0 | 0 | 0 | 0
00 Ret.FB-ACI & SNCR & HRI & CCS | 0 | 0 | 0 | 0 | 0 | 0 | 0
00 Ret.FB-Exist ACI & DryFGD | 0 | 0 | 0 | 0 | 0 | 0 | 0
00 Ret.FB-Exist ACI & DryFGD & HRI | 0 | 0 | 0 | 0 | 0 | 0 | 0
00 Ret.FB-Exist ACI & DryFGD & SNCR | 0 | 0 | 0 | 0 | 0 | 0 | 0
00 Ret.FB-Exist ACI & DryFGD & SNCR & HRI | 0 | 0 | 0 | 0 | 0 | 0 | 0
00 Ret.FB-Exist ACI & SNCR | 0 | 0 | 0 | 0 | 0 | 0 | 0
00 Ret.FB-Exist ACI & SNCR & HRI | 0 | 0 | 0 | 0 | 0 | 0 | 0
00 Ret.FB-ExistACI & HRI | 0 | 0 | 0 | 0 | 0 | 0 | 0
00 Ret.FB-ExistDryFGD & ACI | 0 | 0 | 0 | 0 | 0 | 0 | 0
00 Ret.FB-ExistDryFGD & ACI & HRI | 0 | 0 | 0 | 0 | 0 | 0 | 0
00 Ret.FB-ExistDryFGD & ACI & SNCR | 0 | 0 | 0 | 0 | 0 | 0 | 0
00 Ret.FB-ExistDryFGD & ACI & SNCR & HRI | 0 | 0 | 0 | 0 | 0 | 0 | 0
00 Ret.FB-ExistDryFGD & CCS | 0 | 0 | 0 | 0 | 0 | 0 | 0
00 Ret.FB-ExistDryFGD & HRI | 1.0593 | 1.0593 | 1.0593 | 1.0593 | 1.0593 | 1.0593 | 1.0593
00 Ret.FB-ExistDryFGD & SNCR | 0 | 0 | 0 | 0 | 0 | 0 | 0
00 Ret.FB-ExistDryFGD & SNCR & HRI | 0 | 0 | 0 | 0 | 0 | 0 | 0
00 Ret.FB-ExistDryFGD_ACI & CCS | 0 | 0 | 0 | 0 | 0 | 0 | 0
00 Ret.FB-ExistDryFGD_SNCR & ACI | 0 | 0 | 0 | 0 | 0 | 0 | 0
00 Ret.FB-ExistDryFGD_SNCR & ACI & HRI | 0 | 0 | 0 | 0 | 0 | 0 | 0
00 Ret.FB-ExistDryFGD_SNCR & CCS | 0 | 0 | 0 | 0 | 0 | 0 | 0
00 Ret.FB-ExistDryFGD_SNCR & HRI | 21.0009 | 33.9384 | 33.9384 | 33.9074 | 33.9384 | 33.9384 | 33.9384
00 Ret.FB-ExistDryFGD_SNCR & HRI & CCS | 0 | 0 | 0 | 0 | 0 | 0 | 0
00 Ret.FB-ExistDryFGD_SNCR_ACI & HRI | 0 | 14.6315 | 12.6599 | 12.7806 | 13.5826 | 14.6315 | 14.6315
00 Ret.FB-ExistWetFGD_SNCR_ACI & HRI | 0 | 0 | 0 | 0 | 0 | 0 | 6.1225
00 Ret.FB-ExistSNCR & ACI | 0.80854 | 0.80854 | 0.80854 | 0.80854 | 0.80854 | 0.80854 | 0.80854
00 Ret.FB-ExistSNCR & ACI & HRI | 0 | 0 | 0 | 0 | 0 | 0 | 0
00 Ret.FB-ExistSNCR & DryFGD | 0 | 0 | 0 | 0 | 0 | 0 | 0
00 Ret.FB-ExistSNCR & DryFGD & ACI | 0 | 0 | 0 | 0 | 0 | 0 | 0
00 Ret.FB-ExistSNCR & DryFGD & ACI & HRI | 0 | 0 | 0 | 0 | 0 | 0 | 0
00 Ret.FB-ExistSNCR & DryFGD & HRI | 5.7582 | 5.7582 | 5.7582 | 5.7582 | 5.7582 | 5.7582 | 5.7582
00 Ret.FB-ExistSNCR & HRI | 5.5884 | 5.5884 | 5.267 | 5.267 | 5.267 | 4.8813 | 5.267
00 Ret.FB-SNCR | 0 | 0 | 0 | 0 | 0 | 0 | 0
00 Ret.FB-SNCR & HRI | 0 | 0 | 0 | 0 | 0 | 0 | 0
00 Ret.HRI | 14.2474 | 16.846 | 14.2411 | 15.2521 | 14.9566 | 15.732 | 16.5092
00 Ret.Oil/Gas Steam SCR | 0.03747 | 0 | 0 | 0 | 0 | 0 | 0
00 Ret.SCR | 0 | 0 | 0 | 0 | 0 | 0 | 0
00 Ret.SCR & DryFGD | 0 | 0 | 0 | 0 | 0 | 0 | 0
00 Ret.SCR & DryFGD & ACI | 0 | 0 | 0 | 0 | 0 | 0 | 0
00 Ret.SCR & DryFGD & CCS | 0 | 0 | 0 | 0 | 0 | 0 | 0
00 Ret.SCR & DryFGD & HRI | 0 | 0 | 0 | 0 | 0 | 0 | 0
00 Ret.SCR & DryFGD & HRI & CCS | 0 | 0 | 0 | 0 | 0 | 0 | 0
00 Ret.SCR & DSI | 0 | 0 | 0 | 0 | 0 | 0 | 0
00 Ret.SCR & DSI & DryFGD | 0 | 0 | 0 | 0 | 0 | 0 | 0
00 Ret.SCR & DSI & DryFGD & HRI | 0 | 0 | 0 | 0 | 0 | 0 | 0
00 Ret.SCR & DSI & HRI | 0 | 0 | 0 | 0 | 0 | 0 | 0
00 Ret.SCR & DSI & WetFGD | 0 | 0 | 0 | 0 | 0 | 0 | 0
00 Ret.SCR & DSI & WetFGD & HRI | 0 | 0 | 0 | 0 | 0 | 0 | 0
00 Ret.SCR & HRI | 0 | 0 | 0 | 0 | 0 | 0 | 0
00 Ret.SCR & WetFGD | 0 | 0 | 0 | 0 | 0 | 0 | 0
00 Ret.SCR & WetFGD & ACI | 0 | 0 | 0 | 0 | 0 | 0 | 0
00 Ret.SCR & WetFGD & CCS | 0 | 0 | 0 | 0 | 0 | 0 | 0
00 Ret.SCR & WetFGD & HRI | 0 | 0 | 0 | 0 | 0 | 0 | 0
00 Ret.SCR & WetFGD & HRI & CCS | 0 | 0 | 0 | 0 | 0 | 0 | 0
00 Ret.SNCR | 0 | 0 | 0 | 0 | 0 | 0 | 0
00 Ret.SNCR & DryFGD | 0 | 0 | 0 | 0 | 0 | 0 | 0
00 Ret.SNCR & DryFGD & ACI | 0 | 0 | 0 | 0 | 0 | 0 | 0
00 Ret.SNCR & DryFGD & ACI & HRI | 0 | 0 | 0 | 0 | 0 | 0 | 0
00 Ret.SNCR & DryFGD & HRI | 0 | 0 | 0 | 0 | 0 | 0 | 0
00 Ret.SNCR & DSI | 0 | 0 | 0 | 0 | 0 | 0 | 0
00 Ret.SNCR & DSI & HRI | 0 | 0 | 0 | 0 | 0 | 0 | 0
00 Ret.SNCR & HRI | 0 | 0 | 0 | 0 | 0 | 0 | 0
00 Ret.SNCR & WetFGD | 0 | 0 | 0 | 0 | 0 | 0 | 0
00 Ret.SNCR & WetFGD & ACI | 0 | 0 | 0 | 0 | 0 | 0 | 0
00 Ret.SNCR & WetFGD & ACI & HRI | 0 | 0 | 0 | 0 | 0 | 0 | 0
00 Ret.SNCR & WetFGD & HRI | 0 | 0 | 0 | 0 | 0 | 0 | 0
00 Ret.WetFGD | 0 | 0 | 0 | 0 | 0 | 0 | 0
00 Ret.WetFGD & ACI & CCS | 0 | 0 | 0 | 0 | 0 | 0 | 0
00 Ret.WetFGD & ACI & HRI & CCS | 0 | 0 | 0 | 0 | 0 | 0 | 0
00 Ret.WetFGD & CCS | 0 | 0 | 0 | 0 | 0 | 0 | 0
00 Ret.WetFGD & HRI | 0.47254 | 0.47254 | 0.47254 | 0.47254 | 0.47254 | 0.47254 | 0.47254
00 Ret.WetFGD & HRI & CCS | 0 | 0 | 0 | 0 | 0 | 0 | 0
00 CC Retirement | 0 | 0 | 0 | 0 | 0 | 0 | 0
00 CT Retirement | 0 | 0 | 0 | 0 | 0 | 0 | 0
00 O/G Retirement | 0 | 0 | 0 | 0 | 0 | 0 | 0
00 Coal Retirement | 0 | 0 | 0 | 0 | 0 | 0 | 0
00 IGCC Retirement | 0 | 0 | 0 | 0 | 0 | 0 | 0
00 Nuke Retirement | 0 | 0 | 0 | 0 | 0 | 0 | 0
00 Non-Fossil Retirement | 0 | 0 | 0 | 0 | 0 | 0 | 0
Total | 13858.0305 | 14135.9234 | 14441.035 | 15031.921 | 15557.5753 | 16754.0638 | 18043.8096
(**) Ind. Boiler generation, not included in the total
14. Capacity Factor by Capacity Reporting Type [%]
00 New Combined Cycle | 71.3864 | 81.3221 | 65.3313 | 73.0445 | 77.3895 | 79.3043 | 78.2982
00 New Combined Cycle - Uncontrolled | N/A | N/A | N/A | N/A | N/A | N/A | N/A
00 New Combined Cycle with Carbon Capture | N/A | N/A | N/A | N/A | N/A | N/A | N/A
00 New Combustion Turbine | 3.6705 | 3.1054 | 5.7238 | 5.8365 | 5.4678 | 2.5717 | 2.229
00 New Hydro | N/A | N/A | N/A | N/A | N/A | N/A | N/A
00 New Nuclear | N/A | N/A | N/A | N/A | N/A | N/A | N/A
00 New Biomass | 85 | 85 | 85 | 85 | 85 | 85 | 85
00 New Geothermal | N/A | 87 | 87 | 87 | 87 | 87 | 87
00 New Landfill Gas | 90 | 90 | 90 | 90 | 90 | 90 | 90
00 New Offshore Wind | N/A | N/A | N/A | N/A | N/A | N/A | N/A
00 New Onshore Wind | 33.4537 | 33.3083 | 33.357 | 32.5021 | 32.2444 | 32.255 | 33.2906
00 New Solar PV | 18.7376 | 19.375 | 19.2073 | 19.5921 | 19.5915 | 20.0385 | 23.5217
00 New Solar Thermal | 43.0597 | 32.2958 | 32.9947 | 33.2099 | 34.0139 | 34.0139 | 34.0139
00 New Fuel Cell | N/A | N/A | N/A | N/A | N/A | N/A | N/A
00 New IGCC | N/A | N/A | N/A | N/A | N/A | N/A | N/A
00 New Advanced Coal with CCS | N/A | N/A | 85 | 85 | 85 | 85 | 85
00 New SPC - Uncontrolled | N/A | N/A | N/A | N/A | N/A | N/A | N/A
00 New SPC-WetFGD_SCR | 85 | 85 | 85 | 85 | 85 | 85 | 85
00 New Future Technology | N/A | N/A | N/A | N/A | N/A | N/A | N/A
00 Exist Combined Cycle | 53.7109 | 52.1982 | 65.0547 | 62.2647 | 56.8621 | 49.1385 | 38.9391
00 Exist Combustion Turbine | 1.6848 | 1.3238 | 1.7736 | 2.3849 | 1.7527 | 1.1167 | 0.82827
00 Exist Coal Steam_Uncontrolled | 58.9654 | 58.8262 | 52.019 | 53.1075 | 51.5592 | 53.5642 | 54.1278
00 Exist Coal Steam_ACI | 80.3725 | 35.12 | 35.12 | 35.12 | 35.12 | 35.12 | 35.12
00 Exist Coal Steam_ACI_DSI | N/A | N/A | N/A | N/A | N/A | N/A | N/A
00 Exist Coal Steam_DryFGD | 66.9612 | 48.8324 | 45.0564 | 37.7454 | 37.7172 | 32.3891 | 41.4309
00 Exist Coal Steam_DryFGD_ACI | 78.1511 | 20.6289 | 53.3812 | 53.3812 | 60.6391 | 60.6391 | 26.1267
00 Exist Coal Steam_DryFGD_SCR | 58.6971 | 60.7447 | 28.9616 | 29.7921 | 18.2021 | 13.5288 | 31.5353
00 Exist Coal Steam_DryFGD_SCR_ACI | 77.0643 | 76.0583 | 59.7929 | 61.9858 | 62.2248 | 62.7378 | 74.4819
00 Exist Coal Steam_DryFGD_SNCR | 77.5351 | 82.9789 | 82.9789 | 82.9789 | 82.9789 | 82.9789 | 82.9789
00 Exist Coal Steam_DryFGD_SNCR_ACI | N/A | N/A | N/A | N/A | N/A | N/A | N/A
00 Exist Coal Steam_DSI | N/A | N/A | N/A | N/A | N/A | N/A | N/A
00 Exist Coal Steam_SCR | 0 | 0 | 0 | 0 | 0 | 0 | 0
00 Exist Coal Steam_SCR_ACI | 0.21595 | 0 | 0 | 0 | 0 | 0 | 0
00 Exist Coal Steam_SCR_ACI_DSI | N/A | N/A | N/A | N/A | N/A | N/A | N/A
00 Exist Coal Steam_SCR_DSI | N/A | N/A | N/A | N/A | N/A | N/A | N/A
00 Exist Coal Steam_SNCR | 20.816 | 21.0335 | 20.816 | 21.4539 | 21.4539 | 21.4539 | 21.4539
00 Exist Coal Steam_SNCR_ACI | 0 | 0 | 0 | 0 | 0 | 0 | 0
00 Exist Coal Steam_SNCR_ACI_DSI | N/A | N/A | N/A | N/A | N/A | N/A | N/A
00 Exist Coal Steam_WetFGD | 83.5714 | 85.7704 | 85.5931 | 85.7704 | 78.6395 | 77.9911 | 81.847
00 Exist Coal Steam_WetFGD_ACI | 84.4901 | 23.3339 | 0 | 21.0684 | 26.6833 | 26.6833 | 0
00 Exist Coal Steam_WetFGD_SCR | 79.2625 | 79.3793 | 69.7987 | 68.7767 | 66.5624 | 67.1852 | 72.3512
00 Exist Coal Steam_WetFGD_SCR_ACI | 77.8049 | 72.8669 | 62.3316 | 64.2941 | 62.3316 | 64.0182 | 79.0046
00 Exist Coal Steam_WetFGD_SNCR | 60.1656 | 60.1656 | 41.9113 | 23.2358 | 5.055 | 5.055 | 28.0811
00 Exist Coal Steam_WetFGD_SNCR_ACI | 83.2326 | N/A | N/A | N/A | N/A | N/A | N/A
00 Exist FBC_Uncontrolled | 47.109 | 47.109 | 47.109 | 47.109 | 47.109 | 47.109 | 47.109
00 Exist FBC_ACI | N/A | N/A | N/A | N/A | N/A | N/A | N/A
00 Exist FBC_DryFGD | 77.9845 | 77.9845 | 59.6102 | 43.1752 | 62.6671 | 64.8009 | 84.7112
00 Exist FBC_DryFGD_SNCR | 73.9903 | 55.1302 | 35.1409 | 36.4736 | 36.4736 | 43.22 | 49.623
00 Exist FBC_DryFGD_SNCR_ACI | 81.903 | 82.4786 | 67.5439 | 61.4175 | 57.0177 | 34.628 | 53.6632
00 Exist FBC_SNCR | 11.2971 | 10.4435 | 11.2971 | 11.2971 | 11.2971 | 2.301 | 4.9572
00 Exist FBC_SNCR_ACI | 76.07 | 76.07 | 76.07 | 76.07 | 76.07 | 76.07 | 76.07
00 Exist FBC_WetFGD_SNCR_ACI | 26.6833 | 26.6833 | 21.0684 | 21.0684 | 21.0684 | 26.6833 | N/A
00 Exist IGCC | 80.3602 | 82.6791 | 75.7788 | 75.7788 | 75.0397 | 74.7935 | 83.4822
00 Exist Fossil_Other | 61.1509 | 61.1509 | 61.1509 | 61.1509 | 61.1509 | 61.1509 | 60.2813
00 Exist Fuel Cell | 32.0684 | 22.664 | 4.9773 | 37.3608 | 5.1738 | 4.8786 | 2.8051
00 Exist Hydro | 39.1776 | 39.1776 | 39.1776 | 39.1776 | 39.1776 | 39.1776 | 39.1756
00 Exist Non Fossil_Other | 67.4065 | 67.4065 | 67.4065 | 67.4065 | 67.4065 | 67.4065 | 67.4065
00 Exist Nuclear | 90.5633 | 90.5482 | 90.5568 | 90.5568 | 90.5377 | 91.4347 | 90.7232
00 Exist Oil/Gas Steam | 7.9159 | 7.8766 | 7.6134 | 4.7464 | 2.5082 | 0.21381 | 0.14339
00 Exist Oil/Gas Steam_SCR | 6.0361 | 6.1764 | 4.4537 | 3.1175 | 1.8965 | 0.3356 | 0.21596
00 Exist Oil/Gas Steam_SNCR | 0.87553 | 0.4943 | 0 | 0 | 0 | 0 | 0
00 Exist Biomass | 58.4992 | 54.9122 | 59.1995 | 62.9295 | 63.8169 | 64.275 | 66.6787
00 Exist Landfill Gas | 58.1955 | 58.1955 | 58.1955 | 58.1955 | 58.1955 | 58.1955 | 58.1955
00 Exist Geothermal | 73.7486 | 73.7486 | 73.7486 | 73.7486 | 73.7486 | 73.7486 | 73.7486
00 Exist Pump Storage | 5.2622 | 5.0881 | 6.1365 | 5.6548 | 5.9024 | 3.6013 | 3.0417
00 Exist Solar PV | 20.9134 | 20.9134 | 20.9134 | 20.9134 | 20.9134 | 20.9134 | 20.9134
00 Exist Solar Thermal | 16.0524 | 16.0524 | 16.0524 | 16.0524 | 16.0524 | 16.0524 | 16.0524
00 Exist Wind | 30.9837 | 30.9837 | 30.9837 | 30.9837 | 30.9837 | 30.9837 | 30.9837
00 International Imports | 53.9 | 47.6 | 35 | 3.6 | 100 | 100 | 100
00 Ret.ACI | 74.7583 | 0 | 0 | 0 | 0 | 0 | 0
00 Ret.ACI & DryFGD | N/A | N/A | N/A | N/A | N/A | N/A | N/A
00 Ret.ACI & DryFGD & HRI | 81.9285 | 81.9285 | 77.546 | 81.9285 | 81.9285 | 71.9484 | 81.9285
00 Ret.ACI & DSI | 82.449 | 60.6341 | 29.0131 | 29.7083 | 25.9543 | 25.9543 | 25.9543
00 Ret.ACI & DSI & DryFGD | N/A | N/A | N/A | N/A | N/A | N/A | N/A
00 Ret.ACI & DSI & DryFGD & HRI | N/A | N/A | N/A | N/A | N/A | N/A | N/A
00 Ret.ACI & DSI & HRI | 82.9321 | 82.9698 | 72.9126 | 76.8243 | 76.848 | 74.6285 | 82.7675
00 Ret.ACI & DSI & WetFGD & HRI | N/A | N/A | N/A | N/A | N/A | N/A | N/A
00 Ret.ACI & HRI | 82.3495 | 82.8549 | 76.8706 | 77.6395 | 77.6395 | 78.2391 | 79.4912
00 Ret.ACI & SCR | N/A | N/A | N/A | N/A | N/A | N/A | N/A
00 Ret.ACI & SCR & DryFGD & CCS | N/A | N/A | N/A | N/A | N/A | N/A | N/A
00 Ret.ACI & SCR & DryFGD & HRI | N/A | N/A | N/A | N/A | N/A | N/A | N/A
00 Ret.ACI & SCR & DryFGD & HRI & CCS | N/A | N/A | N/A | N/A | N/A | N/A | N/A
00 Ret.ACI & SCR & DSI | 81.9026 | 83.2935 | 71.542 | 81.9026 | N/A | N/A | N/A
00 Ret.ACI & SCR & DSI & DryFGD | N/A | N/A | N/A | N/A | N/A | N/A | N/A
00 Ret.ACI & SCR & DSI & DryFGD & HRI | N/A | N/A | N/A | N/A | N/A | N/A | N/A
00 Ret.ACI & SCR & DSI & HRI | 82.6047 | 82.6047 | 82.4382 | 82.5248 | 82.3848 | 82.2762 | 82.626
00 Ret.ACI & SCR & DSI & WetFGD | N/A | N/A | N/A | N/A | N/A | N/A | N/A
00 Ret.ACI & SCR & DSI & WetFGD & HRI | N/A | N/A | N/A | N/A | N/A | N/A | N/A
00 Ret.ACI & SCR & HRI | N/A | N/A | N/A | N/A | N/A | N/A | N/A
00 Ret.ACI & SCR & WetFGD & CCS | N/A | N/A | N/A | N/A | N/A | N/A | N/A
00 Ret.ACI & SCR & WetFGD & HRI | N/A | N/A | N/A | N/A | N/A | N/A | N/A
00 Ret.ACI & SCR & WetFGD & HRI & CCS | N/A | N/A | N/A | N/A | N/A | N/A | N/A
00 Ret.ACI & SNCR | N/A | N/A | N/A | N/A | N/A | N/A | N/A
00 Ret.ACI & SNCR & DSI | N/A | N/A | N/A | N/A | N/A | N/A | N/A
00 Ret.ACI & SNCR & DSI & DryFGD | N/A | N/A | N/A | N/A | N/A | N/A | N/A
00 Ret.ACI & SNCR & DSI & DryFGD & HRI | N/A | N/A | N/A | N/A | N/A | N/A | N/A
00 Ret.ACI & SNCR & DSI & HRI | N/A | N/A | N/A | N/A | N/A | N/A | N/A
00 Ret.ACI & SNCR & DSI & WetFGD | N/A | N/A | N/A | N/A | N/A | N/A | N/A
00 Ret.ACI & SNCR & DSI & WetFGD & HRI | N/A | N/A | N/A | N/A | N/A | N/A | N/A
00 Ret.ACI & SNCR & HRI | N/A | N/A | N/A | N/A | N/A | N/A | N/A
00 Ret.ACI & WetFGD | N/A | N/A | N/A | N/A | N/A | N/A | N/A
00 Ret.ACI & WetFGD & DSI | N/A | N/A | N/A | N/A | N/A | N/A | N/A
00 Ret.ACI & WetFGD & HRI | 81.9034 | 81.9643 | 77.814 | 81.9643 | 81.9643 | 77.2532 | 81.9643
00 Ret.C2G | N/A | 81.9027 | 81.9027 | 81.9027 | 81.9027 | 81.9027 | 81.9027
00 Ret.C2G & SCR | N/A | N/A | N/A | N/A | N/A | N/A | N/A
00 Ret.CCG | N/A | N/A | N/A | N/A | N/A | N/A | N/A
00 Ret.DryFGD | N/A | N/A | N/A | N/A | N/A | N/A | N/A
00 Ret.DryFGD & ACI & CCS | N/A | N/A | N/A | N/A | N/A | N/A | N/A
00 Ret.DryFGD & ACI & HRI & CCS | N/A | N/A | N/A | N/A | N/A | N/A | N/A
00 Ret.DryFGD & CCS | N/A | N/A | N/A | N/A | N/A | N/A | N/A
00 Ret.DryFGD & HRI | 83.5097 | 83.5097 | 83.5097 | 83.5097 | 83.5097 | 83.5097 | 83.5097
00 Ret.DryFGD & HRI & CCS | N/A | N/A | N/A | N/A | N/A | N/A | N/A
00 Ret.DSI | 82.6047 | 82.6047 | N/A | N/A | N/A | N/A | N/A
00 Ret.DSI & DryFGD | N/A | N/A | N/A | N/A | N/A | N/A | N/A
00 Ret.DSI & DryFGD & HRI | N/A | N/A | N/A | N/A | N/A | N/A | N/A
00 Ret.DSI & HRI | N/A | N/A | N/A | N/A | N/A | N/A | N/A
00 Ret.DSI & WetFGD | N/A | N/A | N/A | N/A | N/A | N/A | N/A
00 Ret.DSI & WetFGD & HRI | N/A | N/A | N/A | N/A | N/A | N/A | N/A
00 Ret.Exist FBC_DryFGD_SNCR_ACI & CCS | N/A | N/A | N/A | N/A | N/A | N/A | N/A
00 Ret.ExistACI & DryFGD | N/A | N/A | N/A | N/A | N/A | N/A | N/A
00 Ret.ExistACI & DryFGD & CCS | N/A | N/A | N/A | N/A | N/A | N/A | N/A
00 Ret.ExistACI & DryFGD & HRI | 83.0953 | 82.9557 | 83.0026 | 83.0371 | 83.0371 | 83.0371 | 83.0371
00 Ret.ExistACI & DryFGD & HRI & CCS | N/A | N/A | N/A | N/A | N/A | N/A | N/A
00 Ret.ExistACI & DSI | 80.1159 | 80.1159 | 69.9813 | 75.6109 | N/A | N/A | N/A
00 Ret.ExistACI & DSI & DryFGD | N/A | N/A | N/A | N/A | N/A | N/A | N/A
00 Ret.ExistACI & DSI & DryFGD & HRI | N/A | N/A | N/A | N/A | N/A | N/A | N/A
00 Ret.ExistACI & DSI & HRI | 82.6391 | 80.665 | 77.3553 | 81.6668 | 82.6129 | 82.6111 | 82.6391
00 Ret.ExistACI & DSI & WetFGD | N/A | N/A | N/A | N/A | N/A | N/A | N/A
00 Ret.ExistACI & DSI & WetFGD & HRI | N/A | N/A | N/A | N/A | N/A | N/A | N/A
00 Ret.ExistACI & HRI | 82.6047 | 84.9864 | 84.9864 | 84.9864 | 84.9864 | 84.9864 | 84.9864
00 Ret.ExistACI & HRI & WetFGD | N/A | N/A | N/A | N/A | N/A | N/A | N/A
00 Ret.ExistACI & SCR | N/A | N/A | N/A | N/A | N/A | N/A | N/A
00 Ret.ExistACI & SCR & DryFGD | N/A | N/A | N/A | N/A | N/A | N/A | N/A
00 Ret.ExistACI & SCR & DryFGD & CCS | N/A | N/A | N/A | N/A | N/A | N/A | N/A
00 Ret.ExistACI & SCR & DryFGD & HRI | N/A | N/A | N/A | N/A | N/A | N/A | N/A
00 Ret.ExistACI & SCR & DryFGD & HRI & CCS | N/A | N/A | N/A | N/A | N/A | N/A | N/A
00 Ret.ExistACI & SCR & DSI | N/A | N/A | N/A | N/A | N/A | N/A | N/A
00 Ret.ExistACI & SCR & DSI & DryFGD | N/A | N/A | N/A | N/A | N/A | N/A | N/A
00 Ret.ExistACI & SCR & DSI & HRI | 84.4138 | 84.4138 | 80.3687 | 82.1802 | 84.4138 | 84.4138 | 84.4138
00 Ret.ExistACI & SCR & DSI & DryFGD & HRI | N/A | N/A | N/A | N/A | N/A | N/A | N/A
00 Ret.ExistACI & SCR & HRI | N/A | N/A | N/A | N/A | N/A | N/A | N/A
00 Ret.ExistACI & SCR & WetFGD | N/A | N/A | N/A | N/A | N/A | N/A | N/A
00 Ret.ExistACI & SCR & WetFGD & CCS | N/A | N/A | N/A | N/A | N/A | N/A | N/A
00 Ret.ExistACI & SCR & WetFGD & HRI | 81.9027 | 81.9027 | 81.9027 | 81.9027 | 81.8976 | 81.8976 | 81.8976
00 Ret.ExistACI & SCR & WetFGD & HRI & CCS | N/A | N/A | N/A | N/A | N/A | N/A | N/A
00 Ret.ExistACI & SNCR | N/A | N/A | N/A | N/A | N/A | N/A | N/A
00 Ret.ExistACI & SNCR & DryFGD | N/A | N/A | N/A | N/A | N/A | N/A | N/A
00 Ret.ExistACI & SNCR & DryFGD & HRI | N/A | N/A | N/A | N/A | N/A | N/A | N/A
00 Ret.ExistACI & SNCR & DSI | N/A | N/A | N/A | N/A | N/A | N/A | N/A
00 Ret.ExistACI & SNCR & DSI & HRI | N/A | N/A | N/A | N/A | N/A | N/A | N/A
00 Ret.ExistACI & SNCR & HRI | N/A | N/A | N/A | N/A | N/A | N/A | N/A
00 Ret.ExistACI & SNCR & WetFGD | N/A | N/A | N/A | N/A | N/A | N/A | N/A
00 Ret.ExistACI & SNCR & WetFGD & HRI | N/A | N/A | N/A | N/A | N/A | N/A | N/A
00 Ret.ExistACI & WetFGD | 80.1159 | 80.1159 | 80.1159 | 80.1159 | N/A | N/A | N/A
00 Ret.ExistACI & WetFGD & CCS | N/A | N/A | N/A | N/A | N/A | N/A | N/A
00 Ret.ExistACI & WetFGD & HRI & CCS | N/A | N/A | N/A | N/A | N/A | N/A | N/A
00 Ret.ExistACI_DSI & DryFGD | N/A | N/A | N/A | N/A | N/A | N/A | N/A
00 Ret.ExistACI_DSI & DryFGD & HRI | N/A | N/A | N/A | N/A | N/A | N/A | N/A
00 Ret.ExistACI_DSI & HRI | N/A | N/A | N/A | N/A | N/A | N/A | N/A
00 Ret.ExistACI_DSI & SCR | N/A | N/A | N/A | N/A | N/A | N/A | N/A
00 Ret.ExistACI_DSI & SCR & DryFGD | N/A | N/A | N/A | N/A | N/A | N/A | N/A
00 Ret.ExistACI_DSI & SCR & DryFGD & HRI | N/A | N/A | N/A | N/A | N/A | N/A | N/A
00 Ret.ExistACI_DSI & SCR & HRI | N/A | N/A | N/A | N/A | N/A | N/A | N/A
00 Ret.ExistACI_DSI & SCR & WetFGD | N/A | N/A | N/A | N/A | N/A | N/A | N/A
00 Ret.ExistACI_DSI & SCR & WetFGD & HRI | N/A | N/A | N/A | N/A | N/A | N/A | N/A
00 Ret.ExistACI_DSI & WetFGD | N/A | N/A | N/A | N/A | N/A | N/A | N/A
00 Ret.ExistACI_DSI & WetFGD & HRI | N/A | N/A | N/A | N/A | N/A | N/A | N/A
00 Ret.ExistDryFGD & ACI | 84.0171 | 0 | 0 | 0 | 0 | 0 | 0
00 Ret.ExistDryFGD & ACI & CCS | N/A | N/A | N/A | N/A | N/A | N/A | N/A
00 Ret.ExistDryFGD & ACI & HRI | 82.8179 | 82.9906 | 77.4631 | 80.564 | 79.6725 | 81.9916 | 83.584
00 Ret.ExistDryFGD & ACI & HRI & CCS | N/A | N/A | N/A | N/A | N/A | N/A | N/A
00 Ret.ExistDryFGD & ACI & SCR | N/A | N/A | N/A | N/A | N/A | N/A | N/A
00 Ret.ExistDryFGD & ACI & SCR & CCS | N/A | N/A | N/A | N/A | N/A | N/A | N/A
00 Ret.ExistDryFGD & ACI & SCR & HRI | N/A | N/A | N/A | N/A | N/A | N/A | N/A
00 Ret.ExistDryFGD & ACI & SCR & HRI & CCS | N/A | N/A | N/A | N/A | N/A | N/A | N/A
00 Ret.ExistDryFGD & ACI & SNCR | N/A | N/A | N/A | N/A | N/A | N/A | N/A
00 Ret.ExistDryFGD & ACI & SNCR & HRI | N/A | N/A | N/A | N/A | N/A | N/A | N/A
00 Ret.ExistDryFGD & CCS | N/A | N/A | N/A | N/A | N/A | N/A | N/A
00 Ret.ExistDryFGD & HRI | 82.8278 | 82.6542 | 81.4568 | 82.6542 | 82.6507 | 81.7562 | 81.7616
00 Ret.ExistDryFGD & HRI & CCS | N/A | N/A | N/A | N/A | N/A | N/A | N/A
00 Ret.ExistDryFGD & SCR | N/A | N/A | N/A | N/A | N/A | N/A | N/A
00 Ret.ExistDryFGD & SCR & CCS | N/A | N/A | N/A | N/A | N/A | N/A | N/A
00 Ret.ExistDryFGD & SCR & HRI | 83.5841 | 83.5841 | 73.0107 | 73.0107 | 70.7017 | 64.4661 | 80.3825
00 Ret.ExistDryFGD & SCR & HRI & CCS | N/A | N/A | N/A | N/A | N/A | N/A | N/A
00 Ret.ExistDryFGD & SNCR | 73.3996 | 82.31 | 20.6289 | 0 | 0 | 0 | 26.1267
00 Ret.ExistDryFGD & SNCR & HRI | N/A | N/A | N/A | N/A | N/A | N/A | N/A
00 Ret.ExistDryFGD_ACI & CCS | N/A | N/A | N/A | N/A | N/A | N/A | N/A
00 Ret.ExistDryFGD_ACI & HRI | 84.3263 | 83.5588 | 74.6739 | 79.7746 | 80.174 | 79.0551 | 84.1497
00 Ret.ExistDryFGD_ACI & HRI & CCS | N/A | N/A | N/A | N/A | N/A | N/A | N/A
00 Ret.ExistDryFGD_ACI & SCR | N/A | N/A | N/A | N/A | N/A | N/A | N/A
00 Ret.ExistDryFGD_ACI & SCR & CCS | N/A | N/A | N/A | N/A | N/A | N/A | N/A
00 Ret.ExistDryFGD_ACI & SCR & HRI | 83.528 | 83.5941 | 74.9795 | 83.1378 | 83.5941 | 83.2301 | 83.6123
00 Ret.ExistDryFGD_ACI & SCR & HRI & CCS | N/A | N/A | N/A | N/A | N/A | N/A | N/A
00 Ret.ExistDryFGD_SCR & ACI & CCS | N/A | N/A | N/A | N/A | N/A | N/A | N/A
00 Ret.ExistDryFGD_SCR & ACI & HRI | 83.6686 | 83.3032 | 83.0939 | 83.3032 | 83.3032 | 83.3032 | 83.3032
00 Ret.ExistDryFGD_SCR & ACI & HRI & CCS | N/A | N/A | N/A | N/A | N/A | N/A | N/A
00 Ret.ExistDryFGD_SCR & CCS | N/A | N/A | N/A | N/A | N/A | N/A | N/A
00 Ret.ExistDryFGD_SNCR & ACI & CCS | N/A | N/A | N/A | N/A | N/A | N/A | N/A
00 Ret.ExistDryFGD_SNCR & ACI & HRI | 82.6584 | 82.6584 | 82.6584 | 82.6584 | 82.6584 | 82.6584 | 82.6584
00 Ret.ExistDryFGD_SNCR & ACI & HRI & CCS | N/A | N/A | N/A | N/A | N/A | N/A | N/A
00 Ret.ExistDryFGD_SNCR & CCS | N/A | N/A | N/A | N/A | N/A | N/A | N/A
00 Ret.ExistDSI & ACI | N/A | N/A | N/A | N/A | N/A | N/A | N/A
00 Ret.ExistDSI & ACI & HRI | N/A | N/A | N/A | N/A | N/A | N/A | N/A
00 Ret.ExistDSI & ACI & SCR | N/A | N/A | N/A | N/A | N/A | N/A | N/A
00 Ret.ExistDSI & ACI & SCR & DryFGD & CCS | N/A | N/A | N/A | N/A | N/A | N/A | N/A
00 Ret.ExistDSI & ACI & SCR & DryFGD & HRI | N/A | N/A | N/A | N/A | N/A | N/A | N/A
00 Ret.ExistDSI & ACI & SCR & DryFGD & HRI & CCS | N/A | N/A | N/A | N/A | N/A | N/A | N/A
00 Ret.ExistDSI & ACI & SCR & HRI | N/A | N/A | N/A | N/A | N/A | N/A | N/A
00 Ret.ExistDSI & DryFGD | N/A | N/A | N/A | N/A | N/A | N/A | N/A
00 Ret.ExistDSI & DryFGD & ACI | N/A | N/A | N/A | N/A | N/A | N/A | N/A
00 Ret.ExistDSI & DryFGD & ACI & CCS | N/A | N/A | N/A | N/A | N/A | N/A | N/A
00 Ret.ExistDSI & DryFGD & ACI & HRI | N/A | N/A | N/A | N/A | N/A | N/A | N/A
00 Ret.ExistDSI & DryFGD & ACI & HRI & CCS | N/A | N/A | N/A | N/A | N/A | N/A | N/A
00 Ret.ExistDSI & DryFGD & CCS | N/A | N/A | N/A | N/A | N/A | N/A | N/A
00 Ret.ExistDSI & DryFGD & HRI | N/A | N/A | N/A | N/A | N/A | N/A | N/A
00 Ret.ExistDSI & DryFGD & HRI & CCS | N/A | N/A | N/A | N/A | N/A | N/A | N/A
00 Ret.ExistDSI & HRI | N/A | N/A | N/A | N/A | N/A | N/A | N/A
00 Ret.ExistDSI & SCR | N/A | N/A | N/A | N/A | N/A | N/A | N/A
00 Ret.ExistDSI & SCR & DryFGD | N/A | N/A | N/A | N/A | N/A | N/A | N/A
00 Ret.ExistDSI & SCR & DryFGD & ACI | N/A | N/A | N/A | N/A | N/A | N/A | N/A
00 Ret.ExistDSI & SCR & DryFGD & CCS | N/A | N/A | N/A | N/A | N/A | N/A | N/A
00 Ret.ExistDSI & SCR & DryFGD & HRI | N/A | N/A | N/A | N/A | N/A | N/A | N/A
00 Ret.ExistDSI & SCR & DryFGD & HRI & CCS | N/A | N/A | N/A | N/A | N/A | N/A | N/A
00 Ret.ExistDSI & SCR & HRI | N/A | N/A | N/A | N/A | N/A | N/A | N/A
00 Ret.ExistDSI & SCR & WetFGD | N/A | N/A | N/A | N/A | N/A | N/A | N/A
00 Ret.ExistDSI & SCR & WetFGD & CCS | N/A | N/A | N/A | N/A | N/A | N/A | N/A
00 Ret.ExistDSI & SCR & WetFGD & HRI | N/A | N/A | N/A | N/A | N/A | N/A | N/A
00 Ret.ExistDSI & SCR & WetFGD & HRI & CCS | N/A | N/A | N/A | N/A | N/A | N/A | N/A
00 Ret.ExistDSI & WetFGD | N/A | N/A | N/A | N/A | N/A | N/A | N/A
00 Ret.ExistDSI & WetFGD & ACI | N/A | N/A | N/A | N/A | N/A | N/A | N/A
00 Ret.ExistDSI & WetFGD & ACI & HRI | N/A | N/A | N/A | N/A | N/A | N/A | N/A
00 Ret.ExistDSI & WetFGD & CCS | N/A | N/A | N/A | N/A | N/A | N/A | N/A
00 Ret.ExistDSI & WetFGD & HRI | N/A | N/A | N/A | N/A | N/A | N/A | N/A
00 Ret.ExistDSI & WetFGD & HRI & CCS | N/A | N/A | N/A | N/A | N/A | N/A | N/A
00 Ret.ExistIGCC & CCS | N/A | N/A | N/A | N/A | N/A | N/A | N/A
00 Ret.ExistSCR & ACI | 0 | 0 | 0 | 0 | 0 | 0 | 0
00 Ret.ExistSCR & ACI & DryFGD | 36.2904 | 55.7149 | 0 | 21.068 | 21.068 | 34.6469 | N/A
00 Ret.ExistSCR & ACI & DryFGD & HRI | 82.6047 | 82.6047 | 82.6047 | 82.6047 | 82.6047 | 82.6047 | 83.6307
00 Ret.ExistSCR & ACI & DSI | 59.7726 | 67.4207 | 23.4821 | 26.2723 | 23.3226 | 26.2723 | 26.2723
00 Ret.ExistSCR & ACI & DSI & DryFGD | N/A | N/A | N/A | N/A | N/A | N/A | N/A
00 Ret.ExistSCR & ACI & DSI & DryFGD & HRI | N/A | N/A | N/A | N/A | N/A | N/A | N/A
00 Ret.ExistSCR & ACI & DSI & HRI | 83.4141 | 83.4141 | 73.0214 | 71.9571 | 72.8592 | 81.3904 | 83.4141
00 Ret.ExistSCR & ACI & DSI & WetFGD | N/A | N/A | N/A | N/A | N/A | N/A | N/A
00 Ret.ExistSCR & ACI & DSI & WetFGD & HRI | N/A | N/A | N/A | N/A | N/A | N/A | N/A
00 Ret.ExistSCR & ACI & HRI | 84.4138 | 84.4138 | 84.4138 | 84.4138 | 84.4138 | 84.4138 | 84.4138
00 Ret.ExistSCR & ACI & WetFGD | N/A | N/A | N/A | N/A | N/A | N/A | N/A
00 Ret.ExistSCR & ACI & WetFGD & HRI | N/A | N/A | N/A | N/A | N/A | N/A | N/A
00 Ret.ExistSCR & DryFGD | N/A | N/A | N/A | N/A | N/A | N/A | N/A
00 Ret.ExistSCR & DryFGD & ACI & CCS | N/A | N/A | N/A | N/A | N/A | N/A | N/A
00 Ret.ExistSCR & DryFGD & ACI & HRI & CCS | N/A | N/A | N/A | N/A | N/A | N/A | N/A
00 Ret.ExistSCR & DryFGD & CCS | N/A | N/A | N/A | N/A | N/A | N/A | N/A
00 Ret.ExistSCR & DryFGD & HRI | N/A | N/A | N/A | N/A | N/A | N/A | N/A
00 Ret.ExistSCR & DryFGD & HRI & CCS | N/A | N/A | N/A | N/A | N/A | N/A | N/A
00 Ret.ExistSCR & DSI | N/A | N/A | N/A | N/A | N/A | N/A | N/A
00 Ret.ExistSCR & DSI & DryFGD | N/A | N/A | N/A | N/A | N/A | N/A | N/A
00 Ret.ExistSCR & DSI & DryFGD & HRI | N/A | N/A | N/A | N/A | N/A | N/A | N/A
00 Ret.ExistSCR & DSI & HRI | N/A | N/A | N/A | N/A | N/A | N/A | N/A
00 Ret.ExistSCR & DSI & WetFGD | N/A | N/A | N/A | N/A | N/A | N/A | N/A
00 Ret.ExistSCR & DSI & WetFGD & HRI | N/A | N/A | N/A | N/A | N/A | N/A | N/A
00 Ret.ExistSCR & HRI | 0 | 0 | 0 | 0 | 0 | 0 | 0
00 Ret.ExistSCR & WetFGD | N/A | N/A | N/A | N/A | N/A | N/A | N/A
00 Ret.ExistSCR & WetFGD & ACI & CCS | N/A | N/A | N/A | N/A | N/A | N/A | N/A
00 Ret.ExistSCR & WetFGD & ACI & HRI & CCS | N/A | N/A | N/A | N/A | N/A | N/A | N/A
00 Ret.ExistSCR & WetFGD & CCS | N/A | N/A | N/A | N/A | N/A | N/A | N/A
00 Ret.ExistSCR & WetFGD & HRI | 82.6047 | 82.6047 | 82.6047 | 82.6047 | 82.6047 | 82.6047 | 82.6047
00 Ret.ExistSCR & WetFGD & HRI & CCS | N/A | N/A | N/A | N/A | N/A | N/A | N/A
00 Ret.ExistSCR_ACI & DryFGD | N/A | N/A | N/A | N/A | N/A | N/A | N/A
00 Ret.ExistSCR_ACI & DryFGD & CCS | N/A | N/A | N/A | N/A | N/A | N/A | N/A
00 Ret.ExistSCR_ACI & DryFGD & HRI | 82.9243 | 82.8192 | 82.8192 | 82.8192 | 82.8192 | 82.8192 | 82.8192
00 Ret.ExistSCR_ACI & DryFGD & HRI & CCS | N/A | N/A | N/A | N/A | N/A | N/A | N/A
00 Ret.ExistSCR_ACI & DSI | N/A | N/A | N/A | N/A | N/A | N/A | N/A
00 Ret.ExistSCR_ACI & DSI & HRI | 81.4418 | 82.971 | 58.8198 | 69.9978 | 71.8335 | 71.8335 | 81.0116
00 Ret.ExistSCR_ACI & HRI | 0 | 0 | 0 | 0 | 0 | 0 | 0
00 Ret.ExistSCR_ACI & WetFGD | N/A | N/A | N/A | N/A | N/A | N/A | N/A
00 Ret.ExistSCR_ACI & WetFGD & CCS | N/A | N/A | N/A | N/A | N/A | N/A | N/A
00 Ret.ExistSCR_ACI & WetFGD & HRI | N/A | N/A | N/A | N/A | N/A | N/A | N/A
00 Ret.ExistSCR_ACI & WetFGD & HRI & CCS | N/A | N/A | N/A | N/A | N/A | N/A | N/A
00 Ret.ExistSCR_ACI_DSI & DryFGD | N/A | N/A | N/A | N/A | N/A | N/A | N/A
00 Ret.ExistSCR_ACI_DSI & DryFGD & CCS | N/A | N/A | N/A | N/A | N/A | N/A | N/A
00 Ret.ExistSCR_ACI_DSI & DryFGD & HRI | N/A | N/A | N/A | N/A | N/A | N/A | N/A
00 Ret.ExistSCR_ACI_DSI & DryFGD & HRI & CCS | N/A | N/A | N/A | N/A | N/A | N/A | N/A
00 Ret.ExistSCR_ACI_DSI & HRI | 81.9027 | 81.9027 | 71.542 | 72.146 | 71.542 | 74.9889 | 81.9027
00 Ret.ExistSCR_ACI_DSI & WetFGD | N/A | N/A | N/A | N/A | N/A | N/A | N/A
00 Ret.ExistSCR_ACI_DSI & WetFGD & CCS | N/A | N/A | N/A | N/A | N/A | N/A | N/A
00 Ret.ExistSCR_ACI_DSI & WetFGD & HRI | N/A | N/A | N/A | N/A | N/A | N/A | N/A
00 Ret.ExistSCR_ACI_DSI & WetFGD & HRI & CCS | N/A | N/A | N/A | N/A | N/A | N/A | N/A
00 Ret.ExistSCR_DryFGD & ACI | 82.1616 | N/A | N/A | N/A | N/A | N/A | N/A
00 Ret.ExistSCR_DryFGD & HRI | 82.6047 | 82.6047 | 73.1435 | 78.0243 | 82.6047 | 82.6047 | 82.6047
00 Ret.ExistSCR_DryFGD & HRI & CCS | N/A | N/A | N/A | N/A | N/A | N/A | N/A
00 Ret.ExistSCR_DryFGD_ACI & CCS | N/A | N/A | N/A | N/A | N/A | N/A | N/A
00 Ret.ExistSCR_DryFGD_ACI & HRI | 80.2769 | 81.9432 | 73.625 | 76.101 | 73.4543 | 76.6619 | 79.132
00 Ret.ExistSCR_DryFGD_ACI & HRI & CCS | N/A | N/A | N/A | N/A | N/A | N/A | N/A
00 Ret.ExistSCR_DSI & ACI | N/A | N/A | N/A | N/A | N/A | N/A | N/A
00 Ret.ExistSCR_DSI & ACI & HRI | N/A | N/A | N/A | N/A | N/A | N/A | N/A
00 Ret.ExistSCR_DSI & DryFGD | N/A | N/A | N/A | N/A | N/A | N/A | N/A
00 Ret.ExistSCR_DSI & DryFGD & ACI | N/A | N/A | N/A | N/A | N/A | N/A | N/A
00 Ret.ExistSCR_DSI & DryFGD & ACI & HRI | N/A | N/A | N/A | N/A | N/A | N/A | N/A
00 Ret.ExistSCR_DSI & DryFGD & HRI | N/A | N/A | N/A | N/A | N/A | N/A | N/A
00 Ret.ExistSCR_DSI & HRI | N/A | N/A | N/A | N/A | N/A | N/A | N/A
00 Ret.ExistSCR_DSI & WetFGD | N/A | N/A | N/A | N/A | N/A | N/A | N/A
00 Ret.ExistSCR_DSI & WetFGD & ACI | N/A | N/A | N/A | N/A | N/A | N/A | N/A
00 Ret.ExistSCR_DSI & WetFGD & ACI & HRI | N/A | N/A | N/A | N/A | N/A | N/A | N/A
00 Ret.ExistSCR_DSI & WetFGD & HRI | N/A | N/A | N/A | N/A | N/A | N/A | N/A
00 Ret.ExistSCR_WetFGD & ACI | 72.1754 | 77.8574 | 41.2824 | 26.4111 | 26.4111 | 26.4111 | 50.9433
00 Ret.ExistSCR_WetFGD & HRI | 78.7209 | 80.6043 | 73.3437 | 72.1492 | 71.4091 | 68.7196 | 78.4802
00 Ret.ExistSCR_WetFGD & HRI & CCS | N/A | N/A | N/A | N/A | N/A | N/A | N/A
00 Ret.ExistSCR_WetFGD_ACI & CCS | N/A | N/A | N/A | N/A | N/A | N/A | N/A
00 Ret.ExistSCR_WetFGD_ACI & HRI | 76.2843 | 79.2605 | 70.8707 | 75.6529 | 74.7943 | 71.7535 | 76.8789
00 Ret.ExistSCR_WetFGD_ACI & HRI & CCS | N/A | N/A | N/A | N/A | N/A | N/A | N/A
00 Ret.ExistSNCR & ACI | N/A | N/A | N/A | N/A | N/A | N/A | N/A
00 Ret.ExistSNCR & ACI & DryFGD | N/A | N/A | N/A | N/A | N/A | N/A | N/A
00 Ret.ExistSNCR & ACI & DryFGD & HRI | N/A | N/A | N/A | N/A | N/A | N/A | N/A
00 Ret.ExistSNCR & ACI & DSI | N/A | N/A | N/A | N/A | N/A | N/A | N/A
00 Ret.ExistSNCR & ACI & DSI & DryFGD | N/A | N/A | N/A | N/A | N/A | N/A | N/A
00 Ret.ExistSNCR & ACI & DSI & DryFGD & HRI | N/A | N/A | N/A | N/A | N/A | N/A | N/A
00 Ret.ExistSNCR & ACI & DSI & HRI | N/A | N/A | N/A | N/A | N/A | N/A | N/A
00 Ret.ExistSNCR & ACI & DSI & WetFGD | N/A | N/A | N/A | N/A | N/A | N/A | N/A
00 Ret.ExistSNCR & ACI & DSI & WetFGD & HRI | N/A | N/A | N/A | N/A | N/A | N/A | N/A
00 Ret.ExistSNCR & ACI & HRI | 84.9864 | 84.9864 | 84.9864 | 84.9864 | 84.9864 | 84.9864 | 84.9864
00 Ret.ExistSNCR & ACI & WetFGD | N/A | N/A | N/A | N/A | N/A | N/A | N/A
00 Ret.ExistSNCR & ACI & WetFGD & HRI | N/A | N/A | N/A | N/A | N/A | N/A | N/A
00 Ret.ExistSNCR & DryFGD | N/A | N/A | N/A | N/A | N/A | N/A | N/A
00 Ret.ExistSNCR & DryFGD & CCS | N/A | N/A | N/A | N/A | N/A | N/A | N/A
00 Ret.ExistSNCR & DryFGD & HRI | 84.9864 | 84.9864 | 84.9864 | 84.9864 | 84.9864 | 84.9864 | 84.9864
00 Ret.ExistSNCR & DryFGD & HRI & CCS | N/A | N/A | N/A | N/A | N/A | N/A | N/A
00 Ret.ExistSNCR & DSI | N/A | N/A | N/A | N/A | N/A | N/A | N/A
00 Ret.ExistSNCR & DSI & DryFGD | N/A | N/A | N/A | N/A | N/A | N/A | N/A
00 Ret.ExistSNCR & DSI & DryFGD & HRI | N/A | N/A | N/A | N/A | N/A | N/A | N/A
00 Ret.ExistSNCR & DSI & HRI | N/A | N/A | N/A | N/A | N/A | N/A | N/A
00 Ret.ExistSNCR & DSI & WetFGD | N/A | N/A | N/A | N/A | N/A | N/A | N/A
00 Ret.ExistSNCR & DSI & WetFGD & HRI | N/A | N/A | N/A | N/A | N/A | N/A | N/A
00 Ret.ExistSNCR & HRI | 84.0293 | 84.0293 | 84.0293 | 84.0293 | 84.0293 | 84.0293 | 84.0293
00 Ret.ExistSNCR & WetFGD | N/A | N/A | N/A | N/A | N/A | N/A | N/A
00 Ret.ExistSNCR & WetFGD & ACI & CCS | N/A | N/A | N/A | N/A | N/A | N/A | N/A
00 Ret.ExistSNCR & WetFGD & ACI & HRI & CCS | N/A | N/A | N/A | N/A | N/A | N/A | N/A
00 Ret.ExistSNCR & WetFGD & CCS | N/A | N/A | N/A | N/A | N/A | N/A | N/A
00 Ret.ExistSNCR & WetFGD & HRI | N/A | N/A | N/A | N/A | N/A | N/A | N/A
00 Ret.ExistSNCR & WetFGD & HRI & CCS | N/A | N/A | N/A | N/A | N/A | N/A | N/A
00 Ret.ExistSNCR_ACI & DryFGD | N/A | N/A | N/A | N/A | N/A | N/A | N/A
00 Ret.ExistSNCR_ACI & DryFGD & CCS | N/A | N/A | N/A | N/A | N/A | N/A | N/A
00 Ret.ExistSNCR_ACI & DryFGD & HRI | 82.5061 | 82.5061 | 72.0691 | 81.9463 | 82.5061 | 82.5061 | 82.5061
00 Ret.ExistSNCR_ACI & DryFGD & HRI & CCS | N/A | N/A | N/A | N/A | N/A | N/A | N/A
00 Ret.ExistSNCR_ACI & DSI | N/A | N/A | N/A | N/A | N/A | N/A | N/A
00 Ret.ExistSNCR_ACI & DSI & HRI | N/A | N/A | N/A | N/A | N/A | N/A | N/A
00 Ret.ExistSNCR_ACI & HRI | N/A | N/A | N/A | N/A | N/A | N/A | N/A
00 Ret.ExistSNCR_ACI & WetFGD | N/A | N/A | N/A | N/A | N/A | N/A | N/A
00 Ret.ExistSNCR_ACI & WetFGD & CCS | N/A | N/A | N/A | N/A | N/A | N/A | N/A
00 Ret.ExistSNCR_ACI & WetFGD & HRI | N/A | N/A | N/A | N/A | N/A | N/A | N/A
00 Ret.ExistSNCR_ACI & WetFGD & HRI & CCS | N/A | N/A | N/A | N/A | N/A | N/A | N/A
00 Ret.ExistSNCR_ACI_DSI & DryFGD | N/A | N/A | N/A | N/A | N/A | N/A | N/A
00 Ret.ExistSNCR_ACI_DSI & DryFGD & HRI | N/A | N/A | N/A | N/A | N/A | N/A | N/A
00 Ret.ExistSNCR_ACI_DSI & HRI | N/A | N/A | N/A | N/A | N/A | N/A | N/A
00 Ret.ExistSNCR_ACI_DSI & WetFGD | N/A | N/A | N/A | N/A | N/A | N/A | N/A
00 Ret.ExistSNCR_ACI_DSI & WetFGD & HRI | N/A | N/A | N/A | N/A | N/A | N/A | N/A
00 Ret.ExistSNCR_DryFGD & ACI | N/A | N/A | N/A | N/A | N/A | N/A | N/A
00 Ret.ExistSNCR_DryFGD & HRI | N/A | N/A | N/A | N/A | N/A | N/A | N/A
00 Ret.ExistSNCR_DryFGD & HRI & CCS | N/A | N/A | N/A | N/A | N/A | N/A | N/A
00 Ret.ExistSNCR_DryFGD_ACI & CCS | N/A | N/A | N/A | N/A | N/A | N/A | N/A
00 Ret.ExistSNCR_DryFGD_ACI & HRI | 79.7581 | 79.7581 | 79.7581 | 79.7581 | 79.7581 | 79.7581 | 84.4138
00 Ret.ExistSNCR_WetFGD & ACI | 69.7313 | 60.1563 | 63.4744 | 49.2324 | 49.3854 | 43.9897 | 51.688
00 Ret.ExistSNCR_WetFGD & HRI | 82.2829 | 81.8923 | 79.3112 | 74.7119 | 74.7119 | 74.7119 | 78.1038
00 Ret.ExistSNCR_WetFGD & HRI & CCS | N/A | N/A | N/A | N/A | N/A | N/A | N/A
00 Ret.ExistSNCR_WetFGD_ACI & CCS | N/A | N/A | N/A | N/A | N/A | N/A | N/A
00 Ret.ExistSNCR_WetFGD_ACI & HRI | N/A | 83.2326 | 60.0642 | 72.7037 | 65.6218 | 77.3334 | 83.2326
00 Ret.ExistSNCR_WetFGD_ACI & HRI & CCS | N/A | N/A | N/A | N/A | N/A | N/A | N/A
00 Ret.ExistWetFGD & ACI | 77.3554 | 70.9647 | 31.3313 | 25.0303 | 23.8546 | 24.9874 | 39.568
00 Ret.ExistWetFGD & ACI & CCS | N/A | N/A | N/A | N/A | N/A | N/A | N/A
00 Ret.ExistWetFGD & ACI & HRI | 77.1532 | 80.8113 | 74.6385 | 76.9366 | 75.441 | 74.567 | 77.4798
00 Ret.ExistWetFGD & ACI & HRI & CCS | N/A | N/A | N/A | N/A | N/A | N/A | N/A
00 Ret.ExistWetFGD & ACI & SCR | N/A | N/A | N/A | N/A | N/A | N/A | N/A
00 Ret.ExistWetFGD & ACI & SCR & CCS | N/A | N/A | N/A | N/A | N/A | N/A | N/A
00 Ret.ExistWetFGD & ACI & SCR & HRI | 83.2326 | 83.3787 | 83.1452 | 82.8459 | 82.8459 | 83.3787 | 83.3787
00 Ret.ExistWetFGD & ACI & SCR & HRI & CCS | N/A | N/A | N/A | N/A | N/A | N/A | N/A
00 Ret.ExistWetFGD & ACI & SNCR | N/A | N/A | N/A | N/A | N/A | N/A | N/A
00 Ret.ExistWetFGD & ACI & SNCR & HRI | N/A | N/A | N/A | N/A | N/A | N/A | N/A
00 Ret.ExistWetFGD & CCS | N/A | N/A | N/A | N/A | N/A | N/A | N/A
00 Ret.ExistWetFGD & HRI | 82.7779 | 82.4769 | 72.4572 | 76.4693 | 71.7071 | 70.4631 | 78.1539
00 Ret.ExistWetFGD & HRI & CCS | N/A | N/A | N/A | N/A | N/A | N/A | N/A
00 Ret.ExistWetFGD & SCR | 73.7355 | 73.7422 | 73.7355 | 53.8536 | 53.6913 | 51.2813 | 60.9166
00 Ret.ExistWetFGD & SCR & CCS | N/A | N/A | N/A | N/A | N/A | N/A | N/A
00 Ret.ExistWetFGD & SCR & HRI | 82.9987 | 82.7571 | 80.7393 | 82.757 | 81.2558 | 80.6627 | 81.5094
00 Ret.ExistWetFGD & SCR & HRI & CCS | N/A | N/A | N/A | N/A | N/A | N/A | N/A
00 Ret.ExistWetFGD & SNCR | N/A | N/A | N/A | N/A | N/A | N/A | N/A
00 Ret.ExistWetFGD & SNCR & HRI | N/A | N/A | N/A | N/A | N/A | N/A | N/A
00 Ret.ExistWetFGD_ACI & CCS | N/A | N/A | N/A | N/A | N/A | N/A | N/A
00 Ret.ExistWetFGD_ACI & HRI | 82.5299 | 84.6886 | 78.6004 | 81.2233 | 84.7173 | 84.7632 | 84.6744
00 Ret.ExistWetFGD_ACI & HRI & CCS | N/A | N/A | N/A | N/A | N/A | N/A | N/A
00 Ret.ExistWetFGD_ACI & SCR | N/A | N/A | N/A | N/A | N/A | N/A | N/A
00 Ret.ExistWetFGD_ACI & SCR & CCS | N/A | N/A | N/A | N/A | N/A | N/A | N/A
00 Ret.ExistWetFGD_ACI & SCR & HRI | 82.7166 | 83.4096 | 71.2581 | 76.7535 | 76.3603 | 76.167 | 78.8744
00 Ret.ExistWetFGD_ACI & SCR & HRI & CCS | N/A | N/A | N/A | N/A | N/A | N/A | N/A
00 Ret.ExistWetFGD_ACI & SNCR | N/A | N/A | N/A | N/A | N/A | N/A | N/A
00 Ret.ExistWetFGD_ACI & SNCR & HRI | N/A | N/A | N/A | N/A | N/A | N/A | N/A
00 Ret.ExistWetFGD_SCR & ACI & CCS | N/A | N/A | N/A | N/A | N/A | N/A | N/A
00 Ret.ExistWetFGD_SCR & ACI & HRI | 82.2765 | 82.2765 | 73.871 | 74.4234 | 74.7031 | 77.7008 | 82.2765
00 Ret.ExistWetFGD_SCR & ACI & HRI & CCS | N/A | N/A | N/A | N/A | N/A | N/A | N/A
00 Ret.ExistWetFGD_SCR & CCS | N/A | N/A | N/A | N/A | N/A | N/A | N/A
00 Ret.ExistWetFGD_SNCR & ACI & CCS | N/A | N/A | N/A | N/A | N/A | N/A | N/A
00 Ret.ExistWetFGD_SNCR & ACI & HRI | 76.1375 | 77.5796 | 74.2723 | 74.8579 | 74.3917 | 75.6936 | 76.1598
00 Ret.ExistWetFGD_SNCR & ACI & HRI & CCS | N/A | N/A | N/A | N/A | N/A | N/A | N/A
00 Ret.ExistWetFGD_SNCR & CCS | N/A | N/A | N/A | N/A | N/A | N/A | N/A
00 Ret.FB & ACI | 78.8085 | 85.7273 | 24.618 | 24.618 | 24.618 | 0 | 26.1267
00 Ret.FB & ACI & HRI | 83.6311 | 84.2925 | 65.8405 | 75.3353 | 68.8043 | 54.8497 | 72.8693
00 Ret.FB & HRI | 84.5476 | 84.5476 | 84.5476 | 84.5476 | 84.5476 | 84.5476 | 84.5014
00 Ret.FB DryFGD | 0 | 0 | 0 | 0 | 0 | 0 | 0
00 Ret.FB DryFGD & ACI | N/A | N/A | N/A | N/A | N/A | N/A | N/A
00 Ret.FB DryFGD & ACI & HRI | N/A | N/A | N/A | N/A | N/A | N/A | N/A
00 Ret.FB DryFGD & HRI | 79.6108 | 79.6108 | 79.6108 | 79.6108 | 79.6108 | 79.6108 | 79.6108
00 Ret.FB DryFGD & SNCR | 84.0337 | 84.0337 | 84.0337 | 84.0337 | 84.0337 | 84.0337 | 84.0337
00 Ret.FB DryFGD & SNCR & HRI | N/A | N/A | N/A | N/A | N/A | N/A | N/A
00 Ret.FB SNCR & DryFGD & ACI | N/A | N/A | N/A | N/A | N/A | N/A | N/A
00 Ret.FB SNCR & DryFGD & ACI & HRI | N/A | N/A | N/A | N/A | N/A | N/A | N/A
00 Ret.FB-ACI & SNCR | N/A | N/A | N/A | N/A | N/A | N/A | N/A
00 Ret.FB-ACI & SNCR & CCS | N/A | N/A | N/A | N/A | N/A | N/A | N/A
00 Ret.FB-ACI & SNCR & HRI | N/A | N/A | N/A | N/A | N/A | N/A | N/A
00 Ret.FB-ACI & SNCR & HRI & CCS | N/A | N/A | N/A | N/A | N/A | N/A | N/A
00 Ret.FB-Exist ACI & DryFGD | N/A | N/A | N/A | N/A | N/A | N/A | N/A
00 Ret.FB-Exist ACI & DryFGD & HRI | N/A | N/A | N/A | N/A | N/A | N/A | N/A
00 Ret.FB-Exist ACI & DryFGD & SNCR | N/A | N/A | N/A | N/A | N/A | N/A | N/A
00 Ret.FB-Exist ACI & DryFGD & SNCR & HRI | N/A | N/A | N/A | N/A | N/A | N/A | N/A
00 Ret.FB-Exist ACI & SNCR | N/A | N/A | N/A | N/A | N/A | N/A | N/A
00 Ret.FB-Exist ACI & SNCR & HRI | N/A | N/A | N/A | N/A | N/A | N/A | N/A
00 Ret.FB-ExistACI & HRI | N/A | N/A | N/A | N/A | N/A | N/A | N/A
00 Ret.FB-ExistDryFGD & ACI | N/A | N/A | N/A | N/A | N/A | N/A | N/A
00 Ret.FB-ExistDryFGD & ACI & HRI | N/A | N/A | N/A | N/A | N/A | N/A | N/A
00 Ret.FB-ExistDryFGD & ACI & SNCR | N/A | N/A | N/A | N/A | N/A | N/A | N/A
00 Ret.FB-ExistDryFGD & ACI & SNCR & HRI | N/A | N/A | N/A | N/A | N/A | N/A | N/A
00 Ret.FB-ExistDryFGD & CCS | N/A | N/A | N/A | N/A | N/A | N/A | N/A
00 Ret.FB-ExistDryFGD & HRI | 82.419 | 82.419 | 82.419 | 82.419 | 82.419 | 82.419 | 82.419
00 Ret.FB-ExistDryFGD & SNCR | N/A | N/A | N/A | N/A | N/A | N/A | N/A
00 Ret.FB-ExistDryFGD & SNCR & HRI | N/A | N/A | N/A | N/A | N/A | N/A | N/A
00 Ret.FB-ExistDryFGD_ACI & CCS | N/A | N/A | N/A | N/A | N/A | N/A | N/A
00 Ret.FB-ExistDryFGD_SNCR & ACI | N/A | N/A | N/A | N/A | N/A | N/A | N/A
00 Ret.FB-ExistDryFGD_SNCR & ACI & HRI | N/A | N/A | N/A | N/A | N/A | N/A | N/A
00 Ret.FB-ExistDryFGD_SNCR & CCS | N/A | N/A | N/A | N/A | N/A | N/A | N/A
00 Ret.FB-ExistDryFGD_SNCR & HRI | 83.2497 | 83.0026 | 83.0026 | 82.927 | 83.0026 | 83.0026 | 83.0026
00 Ret.FB-ExistDryFGD_SNCR & HRI & CCS | N/A | N/A | N/A | N/A | N/A | N/A | N/A
00 Ret.FB-ExistDryFGD_SNCR_ACI & HRI | N/A | 85.8817 | 74.3091 | 75.0177 | 79.7253 | 85.8817 | 85.8817
00 Ret.FB-ExistWetFGD_SNCR_ACI & HRI | N/A | N/A | N/A | N/A | N/A | N/A | 71.6222
00 Ret.FB-ExistSNCR & ACI | 45.11 | 45.11 | 45.11 | 45.11 | 45.11 | 45.11 | 45.11
00 Ret.FB-ExistSNCR & ACI & HRI | N/A | N/A | N/A | N/A | N/A | N/A | N/A
00 Ret.FB-ExistSNCR & DryFGD | N/A | N/A | N/A | N/A | N/A | N/A | N/A
00 Ret.FB-ExistSNCR & DryFGD & ACI | N/A | N/A | N/A | N/A | N/A | N/A | N/A
00 Ret.FB-ExistSNCR & DryFGD & ACI & HRI | N/A | N/A | N/A | N/A | N/A | N/A | N/A
00 Ret.FB-ExistSNCR & DryFGD & HRI | 84.4947 | 84.4947 | 84.4947 | 84.4947 | 84.4947 | 84.4947 | 84.4947
00 Ret.FB-ExistSNCR & HRI | 84.9864 | 84.9864 | 80.0997 | 80.0997 | 80.0997 | 74.2334 | 80.0997
00 Ret.FB-SNCR | N/A | N/A | N/A | N/A | N/A | N/A | N/A
00 Ret.FB-SNCR & HRI | N/A | N/A | N/A | N/A | N/A | N/A | N/A
00 Ret.HRI | 82.0439 | 82.1598 | 69.4556 | 74.3862 | 72.9449 | 76.7265 | 80.5173
00 Ret.Oil/Gas Steam SCR | 75.6573 | N/A | N/A | N/A | N/A | N/A | N/A
00 Ret.SCR | N/A | N/A | N/A | N/A | N/A | N/A | N/A
00 Ret.SCR & DryFGD | N/A | N/A | N/A | N/A | N/A | N/A | N/A
00 Ret.SCR & DryFGD & ACI | N/A | N/A | N/A | N/A | N/A | N/A | N/A
00 Ret.SCR & DryFGD & CCS | N/A | N/A | N/A | N/A | N/A | N/A | N/A
00 Ret.SCR & DryFGD & HRI | N/A | N/A | N/A | N/A | N/A | N/A | N/A
00 Ret.SCR & DryFGD & HRI & CCS | N/A | N/A | N/A | N/A | N/A | N/A | N/A
00 Ret.SCR & DSI | N/A | N/A | N/A | N/A | N/A | N/A | N/A
00 Ret.SCR & DSI & DryFGD | N/A | N/A | N/A | N/A | N/A | N/A | N/A
00 Ret.SCR & DSI & DryFGD & HRI | N/A | N/A | N/A | N/A | N/A | N/A | N/A
00 Ret.SCR & DSI & HRI | N/A | N/A | N/A | N/A | N/A | N/A | N/A
00 Ret.SCR & DSI & WetFGD | N/A | N/A | N/A | N/A | N/A | N/A | N/A
00 Ret.SCR & DSI & WetFGD & HRI | N/A | N/A | N/A | N/A | N/A | N/A | N/A
00 Ret.SCR & HRI | N/A | N/A | N/A | N/A | N/A | N/A | N/A
00 Ret.SCR & WetFGD | N/A | N/A | N/A | N/A | N/A | N/A | N/A
00 Ret.SCR & WetFGD & ACI | N/A | N/A | N/A | N/A | N/A | N/A | N/A
00 Ret.SCR & WetFGD & CCS | N/A | N/A | N/A | N/A | N/A | N/A | N/A
00 Ret.SCR & WetFGD & HRI | N/A | N/A | N/A | N/A | N/A | N/A | N/A
00 Ret.SCR & WetFGD & HRI & CCS | N/A | N/A | N/A | N/A | N/A | N/A | N/A
00 Ret.SNCR | N/A | N/A | N/A | N/A | N/A | N/A | N/A
00 Ret.SNCR & DryFGD | N/A | N/A | N/A | N/A | N/A | N/A | N/A
00 Ret.SNCR & DryFGD & ACI | N/A | N/A | N/A | N/A | N/A | N/A | N/A
00 Ret.SNCR & DryFGD & ACI & HRI | N/A | N/A | N/A | N/A | N/A | N/A | N/A
00 Ret.SNCR & DryFGD & HRI | N/A | N/A | N/A | N/A | N/A | N/A | N/A
00 Ret.SNCR & DSI | N/A | N/A | N/A | N/A | N/A | N/A | N/A
00 Ret.SNCR & DSI & HRI | N/A | N/A | N/A | N/A | N/A | N/A | N/A
00 Ret.SNCR & HRI | N/A | N/A | N/A | N/A | N/A | N/A | N/A
00 Ret.SNCR & WetFGD | N/A | N/A | N/A | N/A | N/A | N/A | N/A
00 Ret.SNCR & WetFGD & ACI | N/A | N/A | N/A | N/A | N/A | N/A | N/A
00 Ret.SNCR & WetFGD & ACI & HRI | N/A | N/A | N/A | N/A | N/A | N/A | N/A
00 Ret.SNCR & WetFGD & HRI | N/A | N/A | N/A | N/A | N/A | N/A | N/A
00 Ret.WetFGD | N/A | N/A | N/A | N/A | N/A | N/A | N/A
00 Ret.WetFGD & ACI & CCS | N/A | N/A | N/A | N/A | N/A | N/A | N/A
00 Ret.WetFGD & ACI & HRI & CCS | N/A | N/A | N/A | N/A | N/A | N/A | N/A
00 Ret.WetFGD & CCS | N/A | N/A | N/A | N/A | N/A | N/A | N/A
00 Ret.WetFGD & HRI | 84.9864 | 84.9864 | 84.9864 | 84.9864 | 84.9864 | 84.9864 | 84.9864
00 Ret.WetFGD & HRI & CCS | N/A | N/A | N/A | N/A | N/A | N/A | N/A
00 CC Retirement | 0 | 0 | 0 | 0 | 0 | 0 | 0
00 CT Retirement | 0 | 0 | 0 | 0 | 0 | 0 | 0
00 O/G Retirement | 0 | 0 | 0 | 0 | 0 | 0 | 0
00 Coal Retirement | 0 | 0 | 0 | 0 | 0 | 0 | 0
00 IGCC Retirement | 0 | 0 | 0 | 0 | 0 | 0 | 0
00 Nuke Retirement | 0 | 0 | 0 | 0 | 0 | 0 | 0
00 Non-Fossil Retirement | N/A | N/A | N/A | N/A | N/A | N/A | N/A
Average | 44.3947 | 44.4272 | 44.997 | 44.8465 | 44.1752 | 41.9709 | 40.3077
15. Total Annual Production Cost [MMUS$](*)
Variable O&M | 13999.4126 | 14241.6224 | 13939.5435 | 14573.3358 | 15124.0204 | 17226.7312 | 19911.6233
Fixed O&M | 49851.5484 | 51643.5397 | 52413.2181 | 55897.166 | 58493.0786 | 53288.1219 | 44346.4561
Fuel | 89165.399 | 91838.2652 | 103795.4394 | 116892.2482 | 127095.9159 | 168432.842 | 235343.812
Capital | 6066.3806 | 10130.8911 | 11776.2937 | 18465.6299 | 25516.7718 | 33722.3426 | 49205.4258
Pollutant Transport & Storage | 0 | 0 | -26.6075 | -26.6075 | -26.6075 | -26.6075 | -26.6075
Total | 159082.7406 | 167854.3183 | 181897.8871 | 205801.7724 | 226203.1791 | 272643.4302 | 348780.7097
Sales Revenue
(*) Costs include only those items that are important for determining incremental cost of pollution control
16. Emissions
CO2 MTons | 2239149.9912 | 2228879.0049 | 2162040.0748 | 2221200.8613 | 2246258.8003 | 2467928.3534 | 2820974.3569
Carbon MMTonnes | 553.9419 | 551.4009 | 534.8657 | 549.5014 | 555.7005 | 610.5392 | 697.879
HCL MTons | 5.8343 | 7.9744 | 8.8256 | 9.1186 | 9.7666 | 9.8975 | 10.1079
MER lbs | 14690.2289 | 15438.1146 | 14455.2855 | 15186.8998 | 15097.5631 | 15073.8401 | 16394.9557
NOX MTons | 1527.9093 | 1435.4673 | 1351.2503 | 1362.6223 | 1310.5659 | 1294.74 | 1399.4273
SO2 MTons | 1380.1587 | 1372.463 | 1274.0102 | 1276.1187 | 1251.7886 | 1245.4818 | 1361.1046

## Coal Pivot Tables
Coal Prices (2011$/MMBtu) | [7 empty] | Total TBtu
Coal Region | 2016 | 2018 | 2020 | 2025 | 2030 | 2040 | 2050 | 2016 | 2018 | 2020 | 2025 | 2030 | 2040 | 2050
Appalachia | 2.2527 | 2.2964 | 2.3043 | 2.5077 | 2.6895 | 3.1852 | 3.8696 | 4532.7666 | 4315.8186 | 3314.324 | 2892.3925 | 2659.8762 | 2563.222 | 2703.5923
Imports | 3.4937 |  |  | 3.1292 | 3.2308 | 3.3896 | 3.3896 | 35.55 |  |  | 60.3149 | 37.5734 | 145.4706 | 618.7764
Interior | 2.0742 | 2.0279 | 1.8279 | 1.984 | 2.0844 | 2.4815 | 3.1206 | 4653.3722 | 5208.9208 | 5381.5483 | 5810.4389 | 6082.0864 | 6137.3414 | 6385.5257
Waste Coal | 1.3847 | 1.4336 | 1.4982 | 1.5681 | 1.5849 | 1.6934 | 1.6934 | 127.2043 | 125.1598 | 125.1598 | 125.1598 | 125.1598 | 125.1598 | 125.1598
West | 0.84054 | 0.86091 | 0.86153 | 0.97759 | 1.0926 | 1.368 | 1.7379 | 8057.5321 | 7739.4946 | 6861.3851 | 7242.1493 | 7095.4447 | 7404.239 | 7798.0967
National | 1.5475 | 1.5709 | 1.5032 | 1.6271 | 1.7439 | 2.0902 | 2.6232 | 17406.4252 | 17389.3938 | 15682.4172 | 16130.4554 | 16000.1405 | 16375.4328 | 17631.1508
Coal Prices (2011$/Ton) | [7 empty] | Total Million Tons
Coal Region | 2016 | 2018 | 2020 | 2025 | 2030 | 2040 | 2050 | 2016 | 2018 | 2020 | 2025 | 2030 | 2040 | 2050
Appalachia | 56.8771 | 57.9298 | 58.0778 | 63.2207 | 67.8819 | 80.1717 | 97.1588 | 179.5268 | 171.0826 | 131.5015 | 114.7278 | 105.3863 | 101.8366 | 107.6772
Imports | 82.8009 |  |  | 74.1615 | 76.5697 | 80.3338 | 80.3338 | 1.5 |  |  | 2.5449 | 1.5854 | 6.138 | 26.1087
Interior | 41.0979 | 41.0695 | 37.7416 | 40.8884 | 42.9931 | 51.3075 | 64.4765 | 234.8566 | 257.2071 | 260.6435 | 281.9391 | 294.8723 | 296.8298 | 309.0579
Waste Coal | 16.0621 | 16.6298 | 17.3788 | 18.1903 | 18.3849 | 19.6432 | 19.6432 | 10.9659 | 10.7896 | 10.7896 | 10.7896 | 10.7896 | 10.7896 | 10.7896
West | 15.4332 | 15.726 | 15.6917 | 17.8892 | 19.9437 | 24.8896 | 31.4206 | 438.8407 | 423.6957 | 376.7155 | 395.7596 | 388.7076 | 406.963 | 431.3227
National | 31.1152 | 31.6613 | 30.2357 | 32.573 | 34.8208 | 41.6119 | 52.2631 | 865.6899 | 862.7751 | 779.6502 | 805.7611 | 801.3413 | 822.5571 | 884.9561

## Final Wholesale Price
Wholesale Electricity Price (2011$/MWh)
Region Group | 2016 | 2018 | 2020 | 2025 | 2030 | 2040 | 2050
ERCOT_Tenaska Frontier Generating Station | 38.4914 | 40.5925 | 0 | 0 | 0 | 60.9113 | 71.5243
ERCOT_Tenaska Gateway Generating Station | 38.4914 | 40.5925 | 46.3774 | 54.3927 | 56.0815 | 60.9113 | 71.5243
ERCOT_Rest | 42.1886 | 43.7154 | 48.4558 | 56.2896 | 58.027 | 62.996 | 73.9147
ERCOT_West | 41.4844 | 42.9324 | 47.615 | 55.4129 | 57.254 | 62.2981 | 72.8713
FRCC | 51.8612 | 49.8503 | 51.7857 | 62.4532 | 63.6682 | 69.1402 | 80.3553
MAPP_WAUE | 34.3634 | 37.6972 | 40.6572 | 54.0853 | 57.1566 | 61.636 | 70.0488
MISO_Iowa | 41.2079 | 44.1914 | 47.2808 | 59.6588 | 60.8225 | 65.0564 | 75.4932
MISO_Illinois | 39.0106 | 40.7336 | 46.3743 | 54.3745 | 57.0012 | 64.5445 | 75.9909
MISO_Indiana (including parts of Kentucky) | 40.0557 | 40.9715 | 47.9462 | 56.5723 | 58.1328 | 65.2255 | 75.7409
MISO_Lower Michigan | 43.0064 | 44.8454 | 50.4488 | 59.4761 | 61.5928 | 66.6128 | 76.8061
MISO_MT, SD, ND | 34.0171 | 37.1464 | 40.3587 | 53.5802 | 56.1026 | 60.9879 | 69.9917
MISO_Iowa-MidAmerican | 40.2555 | 43.3539 | 46.9818 | 58.3064 | 59.8868 | 64.398 | 74.9987
MISO_Minnesota and Western Wisconsin | 41.4555 | 44.6347 | 47.0444 | 60.3861 | 62.4047 | 67.2372 | 78.078
MISO_Missouri | 38.8952 | 40.6951 | 44.8908 | 53.9721 | 56.1416 | 64.0923 | 75.6347
MISO_Wisconsin- Upper Michigan (WUMS) | 40.1632 | 43.7821 | 43.3243 | 57.9769 | 60.9326 | 68.5727 | 79.4798
ISONE_Connecticut | 46.3736 | 48.9967 | 53.9916 | 63.5444 | 67.3547 | 74.3769 | 86.8253
ISONE_Maine | 45.0911 | 47.4271 | 52.3656 | 61.1483 | 65.3159 | 71.6894 | 82.297
ISONE_MA, VT, NH, RI (Rest of ISO New England) | 47.05 | 49.4533 | 54.5341 | 63.8985 | 67.8575 | 74.4146 | 86.9109
NY_Zones A&B | 46.395 | 48.5744 | 51.8589 | 60.4812 | 66.5066 | 72.3232 | 83.6666
NY_Zone C&E | 46.7312 | 48.847 | 52.2205 | 60.8314 | 66.019 | 72.0721 | 84.4349
NY_Zones D | 45.7528 | 47.8093 | 50.8284 | 59.3836 | 64.6014 | 70.5413 | 82.6932
NY_Zone F (Capital) | 47.7313 | 49.9006 | 53.2542 | 61.9022 | 65.5353 | 71.8287 | 84.3205
NY_Zone G-I (Downstate NY) | 49.6074 | 52.0244 | 55.5207 | 64.5651 | 67.4288 | 72.9543 | 85.0146
NY_Zone J(NYC) | 51.3665 | 53.8531 | 57.45 | 66.7551 | 69.8525 | 75.5729 | 88.6215
NY_Zone K(LI) | 51.4818 | 53.9311 | 57.5647 | 67.1187 | 70.8082 | 77.9536 | 90.5767
PJM_AP | 44.8739 | 45.7569 | 52.2429 | 59.0616 | 60.0751 | 63.6335 | 73.1271
PJM_ATSI | 45.4666 | 45.9499 | 52.4412 | 59.6396 | 60.839 | 65.3799 | 75.0445
PJM_ComEd | 41.7666 | 42.9825 | 48.9091 | 56.9162 | 59.4889 | 66.2482 | 77.2447
PJM_Dominion | 44.9725 | 46.3162 | 53.1214 | 61.0929 | 62.1357 | 67.6264 | 77.7218
PJM_EMAAC | 46.3963 | 48.0333 | 56.1985 | 64.0485 | 64.6671 | 69.3269 | 78.9817
PJM_PENELEC | 43.0871 | 44.3809 | 50.8734 | 58.1156 | 59.5261 | 65.069 | 75.0513
PJM_SWMAAC | 52.7335 | 52.0211 | 56.3206 | 64.056 | 64.8767 | 71.7035 | 82.4324
PJM West | 43.6934 | 44.8902 | 51.6524 | 59.6393 | 60.8815 | 65.4632 | 75.1056
PJM_Western MAAC | 44.8061 | 46.3708 | 54.3179 | 61.9535 | 62.8978 | 68.4507 | 77.7266
SERC_Central_Kentucky | 36.6287 | 37.4868 | 44.6133 | 53.9692 | 55.946 | 63.5142 | 74.366
SERC_Central_TVA | 41.6045 | 45.4623 | 49.7121 | 57.0285 | 58.3797 | 63.7451 | 74.7491
SERC_Delta_Amite South (including DSG) | 40.0064 | 42.3053 | 44.4783 | 53.7067 | 59.7648 | 64.6813 | 75.7582
SERC_Delta_Northern Arkansas (including AECI) | 36.684 | 38.698 | 43.3641 | 52.5236 | 54.8858 | 61.5009 | 72.5578
SERC_Delta_Rest of Delta (Central Arkansas) | 38.8862 | 41.1208 | 43.2329 | 51.8821 | 57.4725 | 63.3135 | 74.1579
SERC_Delta_WOTAB (including Western) | 40.7597 | 45.4584 | 48.9826 | 57.6576 | 58.5631 | 63.4721 | 74.4709
SERC_Southeastern | 43.7503 | 44.0349 | 48.1281 | 58.5804 | 61.5047 | 67.2059 | 78.1671
SERC_VACAR | 45.7414 | 44.7972 | 49.0754 | 59.6104 | 61.1859 | 66.9081 | 76.8157
SPP_Kiamichi Energy Facility | 38.8826 | 41.9578 | 47.6311 | 56.5984 | 57.3265 | 62.3048 | 72.1538
SPP North- (Kansas, Missouri) | 38.3112 | 41.3751 | 45.4864 | 55.7687 | 57.6499 | 63.6633 | 74.0698
SPP Nebraska | 37.3595 | 40.3443 | 43.9341 | 54.7014 | 56.6693 | 63.5383 | 73.7856
SPP Southeast- (Louisiana) | 39.3304 | 42.215 | 43.9656 | 51.7285 | 56.9844 | 64.7296 | 75.6588
SPP SPS (Texas Panhandle) | 38.1109 | 41.2659 | 43.1609 | 49.714 | 57.1934 | 62.8678 | 73.0791
SPP West (Oklahoma, Arkansas, Louisiana) | 39.5476 | 42.7689 | 47.1223 | 57.2814 | 58.6624 | 63.5928 | 73.8725
WECC_Northern California (including SMUD) | 50.32 | 55.8228 | 60.2606 | 69.4194 | 66.2232 | 75.2391 | 86.411
WECC_LADWP | 48.7989 | 54.8009 | 61.0982 | 70.0517 | 75.1044 | 78.1585 | 87.7971
WECC_San Diego Gas and Electric | 57.7646 | 60.14 | 64.7167 | 73.8333 | 73.879 | 79.5228 | 88.9369
WECC_Arizona | 38.6179 | 41.1866 | 46.1537 | 53.3522 | 61.5774 | 66.9262 | 79.7656
WECC_Colorado | 37.3088 | 44.0867 | 52.7608 | 58.786 | 59.1837 | 63.2151 | 72.6327
WECC_Idaho | 33.8849 | 38.0267 | 44.0124 | 49.6415 | 57.4289 | 63.2424 | 71.6087
WECC_Imperial Irrigation District (IID) | 48.7614 | 49.6963 | 50.7357 | 43.8669 | 38.2938 | 50.359 | 64.1831
WECC_Montana | 30.9112 | 34.4185 | 39.5999 | 45.8547 | 49.6857 | 60.7426 | 69.8874
WECC_New Mexico | 37.682 | 40.767 | 45.8673 | 52.3932 | 59.5325 | 63.1723 | 72.8248
WECC_Northern Nevada | 36.5124 | 41.1568 | 48.1996 | 53.1576 | 59.7898 | 64.9885 | 75.9658
WECC_Pacific Northwest | 35.7359 | 39.8618 | 44.4041 | 51.154 | 56.5182 | 66.6223 | 72.9956
WECC_Southern California Edison | 58.1713 | 59.8926 | 64.2499 | 73.2616 | 73.5026 | 78.8636 | 88.6375
WECC_San Francisco | 52.4295 | 58.0909 | 62.6566 | 72.0792 | 68.7909 | 75.086 | 86.2545
WECC_Southern Nevada | 39.6352 | 42.1218 | 46.6752 | 53.6177 | 61.5729 | 68.1195 | 78.9958
WECC_Utah | 35.2247 | 39.9014 | 45.6727 | 52.8597 | 56.9887 | 60.4108 | 69.7711
WECC_Wyoming | 23.7472 | 25.6132 | 33.4069 | 39.0576 | 38.0571 | 50.8241 | 56.0027
National | 43.4791 | 45.3351 | 50.0913 | 58.9454 | 61.167 | 66.9969 | 77.4178