## Summary
Re-Dispatch with Coal Cost of $40 per tonne CO2
EPA IPM Run Results
All costs and prices are in 2011-year dollars |  | Values in red are rounded to zero, not equal to zero
NATIONWIDE EMISSIONS |  | 2016 | 2018 | 2020 | 2025 | 2030 | 2040 | 2050
SO2 (million tons) |  | 1.3905 | 1.355 | 1.1271 | 1.105 | 1.0536 | 1.0378 | 1.1581
NOx (million tons) |  | 1.5114 | 1.3987 | 1.2437 | 1.2441 | 1.1759 | 1.1381 | 1.2167
CO2 (million metric tons) |  | 2020.5776 | 1987.915 | 1865.5211 | 1907.6534 | 1914.8191 | 2097.0855 | 2381.7513
Hg (tons) |  | 7.2894 | 7.53 | 6.5469 | 6.9563 | 6.8249 | 6.7162 | 7.3515
HCL (Mtons) |  | 5.709 | 7.1856 | 7.9086 | 8.4587 | 8.5794 | 9.1141 | 9.5156
TOTAL COSTS |  | 2016 | 2018 | 2020 | 2025 | 2030 | 2040 | 2050
Total Costs (billion $) |  | 161.2452 | 168.6442 | 190.6405 | 214.0958 | 235.9721 | 284.9013 | 364.1828
PRICES |  | 2016 | 2018 | 2020 | 2025 | 2030 | 2040 | 2050
National Wholesale Electricity Price (mills/kWh)
Natural Gas Prices (2011 $/MMBtu)
Henry Hub |  | 4.8319 | 4.9223 | 5.9794 | 6.4943 | 6.7487 | 7.606 | 9.3862
Delivered |  | 5.3217 | 5.3475 | 6.3479 | 6.8041 | 7.0286 | 7.8457 | 9.5722
Minemouth Coal Prices (2011 $/MMBtu)
Appalachia |  | 2.2464 | 2.2678 | 2.2638 | 2.4409 | 2.6306 | 3.0495 | 3.6611
Imports |  | 3.6766 |  |  | 3.1292 | 3.2308 | 3.3896 | 3.3896
Interior |  | 2.0496 | 2.0115 | 1.7586 | 1.853 | 1.9662 | 2.2811 | 2.8073
Waste Coal |  | 1.3847 | 1.4336 | 1.4982 | 1.5681 | 1.5849 | 1.6934 | 1.6934
West |  | 0.84381 | 0.85685 | 0.82161 | 0.93762 | 1.0478 | 1.3121 | 1.6639
National |  | 1.5529 | 1.566 | 1.4933 | 1.5757 | 1.6932 | 1.9898 | 2.4527
Emission Allowance Prices ($/Ton) |  | 2016 | 2018 | 2020 | 2025 | 2030 | 2040 | 2050
SO2 Annual (CAIR) |  | 0 | 0 | 0 | 0 | 0 | 0 | 0
NOx Annual (CAIR) |  | 0 | 0 | 0 | 0 | 0 | 0 | 0
NOx Ozone Season (CAIR) |  | 0 | 0 | 0 | 0 | 0 | 0 | 0
CO2 ($/metric ton) |  | - | - | 40 | 40 | 40 | 40 | 40
EMISSION CONSTRAINTS (Mtons) |  | 2016 | 2018 | 2020 | 2025 | 2030 | 2040 | 2050
SO2 Annual (CAIR) |  | 1033.5823 | 1009.8016 | 815.9409 | 770.0998 | 726.948 | 710.4309 | 801.4421
NOx Annual (CAIR) |  | 854.3486 | 834.1347 | 726.6976 | 684.8741 | 632.6602 | 617.9613 | 676.0572
NOx Ozone Season (CAIR) |  | 326.4717 | 320.4792 | 295.5116 | 284.768 | 267.5389 | 265.1782 | 275.5697
CO2 (metric ton) |  | - | - | - | - | - | - | -
TOTAL CAPACITY (Cumulative GW) |  | 2016 | 2018 | 2020 | 2025 | 2030 | 2040 | 2050
Hydro |  | 101.0446 | 101.0446 | 101.0446 | 101.0446 | 101.0446 | 101.0446 | 100.9846
Non-Hydro Renewables |  | 83.3447 | 92.1601 | 94.851 | 105.7293 | 110.3214 | 118.0986 | 145.6619
Biomass |  | 4.2791 | 4.551 | 5.0032 | 5.2307 | 5.4048 | 5.433 | 5.6652
Other |  | 13.2261 | 15.0277 | 16.0229 | 17.9094 | 18.2176 | 19.8066 | 30.095
Wind |  | 65.8396 | 72.5814 | 73.8249 | 82.5892 | 86.6991 | 92.8591 | 109.9017
Coal |  | 226.2882 | 220.0826 | 213.1187 | 211.8087 | 208.7287 | 207.8178 | 207.7642
PC |  | 224.6262 | 218.4206 | 211.1267 | 209.8167 | 206.7367 | 205.8258 | 205.7722
IGCC |  | 1.662 | 1.662 | 1.662 | 1.662 | 1.662 | 1.662 | 1.662
IGCC - CCS |  | 0 | 0 | 0.33 | 0.33 | 0.33 | 0.33 | 0.33
New Future Technology |  | 0 | 0 | 0 | 0 | 0 | 0 | 0
Nuclear |  | 99.3349 | 103.8099 | 103.1969 | 103.1969 | 100.529 | 59.5355 | 13.9594
Natural Gas |  | 369.6101 | 382.4903 | 393.2363 | 432.7622 | 486.9949 | 638.5794 | 769.1869
CC |  | 223.6341 | 236.2785 | 240.1229 | 269.8947 | 315.0387 | 435.9797 | 546.2536
CC - CCS |  | 0 | 0 | 0 | 0 | 0 | 0 | 0
CT |  | 145.976 | 146.2118 | 153.1133 | 162.8675 | 171.9563 | 202.5998 | 222.9333
Oil/Gas Steam |  | 89.4239 | 86.3908 | 84.7418 | 84.7293 | 84.7293 | 84.7293 | 84.7293
Other |  | 4.5364 | 4.5364 | 4.5364 | 4.5364 | 4.5364 | 4.5364 | 4.5364
Grand Total |  | 973.6206 | 990.5524 | 994.7634 | 1043.8451 | 1096.9221 | 1214.3794 | 1326.8617
NEW CAPACITY (Cumulative GW) |  | 2016 | 2018 | 2020 | 2025 | 2030 | 2040 | 2050
Non-Hydro Renewables |  | 8.5781 | 17.3935 | 20.0844 | 30.9627 | 35.5548 | 43.332 | 70.8952
Biomass |  | 0.23874 | 0.51068 | 0.96282 | 1.1903 | 1.3645 | 1.3926 | 1.6249
Other |  | 0.60021 | 2.4018 | 3.397 | 5.2835 | 5.5917 | 7.1807 | 17.4691
Wind |  | 7.7392 | 14.481 | 15.7245 | 24.4888 | 28.5987 | 34.7587 | 51.8013
Coal |  | 0.0377 | 0.0377 | 0.3677 | 0.3677 | 0.3677 | 0.3677 | 0.369
PC |  | 0.0377 | 0.0377 | 0.0377 | 0.0377 | 0.0377 | 0.0377 | 0.039
IGCC |  | 0 | 0 | 0 | 0 | 0 | 0 | 0
IGCC - CCS |  | 0 | 0 | 0.33 | 0.33 | 0.33 | 0.33 | 0.33
New Future Technology |  | 0 | 0 | 0 | 0 | 0 | 0 | 0
Nuclear |  | 0 | 0 | 0 | 0 | 0 | 0 | 6
Natural Gas |  | 5.6811 | 18.5613 | 29.3072 | 68.8332 | 123.0659 | 274.6504 | 405.3826
CC |  | 3.5197 | 16.1641 | 20.0085 | 49.7803 | 94.9243 | 215.8652 | 326.2639
CC - CCS |  | 0 | 0 | 0 | 0 | 0 | 0 | 0
CT |  | 2.1614 | 2.3972 | 9.2987 | 19.0529 | 28.1417 | 58.7852 | 79.1187
Other |  | 0 | 0 | 0 | 0 | 0 | 0 | 0
Grand Total |  | 14.2969 | 35.9924 | 49.7593 | 100.1636 | 158.9884 | 318.3501 | 482.6469
RETIREMENTS (GW) |  | 2016 | 2018 | 2020 | 2025 | 2030 | 2040 | 2050
CC Retirements |  | 1.664 | 1.664 | 1.664 | 1.664 | 1.664 | 1.664 | 1.7888
Coal Retirements |  | 64.8705 | 71.0553 | 77.7403 | 79.0503 | 82.1302 | 83.0411 | 83.0948
CT Retirements |  | 0.48913 | 0.48913 | 0.48913 | 0.48913 | 0.48913 | 0.48913 | 0.48913
Nuclear Retirements |  | 0.6173 | 0.6173 | 1.2303 | 1.2303 | 3.8982 | 44.8917 | 96.4678
O/G Retirements |  | 4.9737 | 8.0077 | 10.2657 | 10.2782 | 10.2782 | 10.2782 | 10.2782
IGCC Retirements |  | 0.045 | 0.045 | 0.045 | 0.045 | 0.045 | 0.045 | 0.045
Non-Fossil Retirements |  | 0 | 0 | 0 | 0 | 0 | 0 | 0
Grand Total |  | 72.6596 | 81.8784 | 91.4344 | 92.7569 | 98.5047 | 140.4091 | 192.1636
GENERATION MIX (thousand GWh) |  | 2016 | 2018 | 2020 | 2025 | 2030 | 2040 | 2050
Hydro |  | 281.0491 | 280.5287 | 283.6228 | 281.8886 | 281.8049 | 277.4847 | 276.4296
Non-Hydro Renewables |  | 260.7076 | 285.1358 | 300.9466 | 337.6628 | 353.1637 | 375.2876 | 460.2644
Biomass |  | 22.5445 | 23.1974 | 27.0707 | 31.0246 | 32.8139 | 33.3579 | 35.8959
Other |  | 42.6302 | 52.1297 | 56.2543 | 65.6145 | 67.555 | 70.8249 | 93.8077
Wind |  | 180.1304 | 199.6607 | 203.3142 | 227.4268 | 238.5211 | 255.6646 | 313.0239
Biomass Co-firing |  | 15.4026 | 10.148 | 14.3073 | 13.5968 | 14.2737 | 15.4402 | 17.537
Coal |  | 1576.1292 | 1542.0671 | 1239.2624 | 1233.6131 | 1167.3142 | 1123.3813 | 1237.1559
PC |  | 1564.0919 | 1530.0297 | 1225.7725 | 1220.3627 | 1154.3356 | 1110.0349 | 1223.8095
IGCC |  | 12.0373 | 12.0373 | 11.0327 | 10.7932 | 10.5214 | 10.8893 | 10.8893
IGCC - CCS |  | 0 | 0 | 2.4572 | 2.4572 | 2.4572 | 2.4572 | 2.4572
New Future Technology |  | 0 | 0 | 0 | 0 | 0 | 0 | 0
Nuclear |  | 788.0584 | 823.4228 | 818.6382 | 818.6382 | 797.3055 | 476.8603 | 110.5602
Natural Gas |  | 1086.4895 | 1141.4884 | 1529.2311 | 1686.8013 | 1922.7136 | 2633.54 | 3191.7457
CC |  | 1062.7908 | 1123.9597 | 1500.4247 | 1646.616 | 1884.3481 | 2602.469 | 3164.5728
CC - CCS |  | 0 | 0 | 0 | 0 | 0 | 0 | 0
CT |  | 23.6988 | 17.5287 | 28.8064 | 40.1853 | 38.3655 | 31.0709 | 27.1728
Oil/Gas Steam |  | 57.7048 | 54.8667 | 55.8372 | 36.9605 | 21.8881 | 6.51 | 3.1292
Other |  | 26.1512 | 26.0753 | 25.7976 | 25.3142 | 26.9366 | 26.9345 | 26.8978
Grand Total |  | 4061.1679 | 4143.7174 | 4239.3093 | 4407.5625 | 4557.1335 | 4904.8389 | 5288.9362
TOTAL CONTROLS (Cumulative GW) |  | 2016 | 2018 | 2020 | 2025 | 2030 | 2040 | 2050
FGD |  | 190.4594 | 186.9396 | 180.8616 | 179.5516 | 179.509 | 179.179 | 179.1267
Existing Scrubber |  | 183.7509 | 180.1523 | 174.0743 | 172.7643 | 172.7218 | 172.3918 | 172.3381
Existing Wet Scrubber |  | 152.0333 | 149.2701 | 145.2989 | 143.9889 | 143.9464 | 143.9464 | 143.8927
Existing Dry Scrubber |  | 31.7176 | 30.8823 | 28.7754 | 28.7754 | 28.7754 | 28.4454 | 28.4454
Retrofit Scrubber |  | 6.6709 | 6.7496 | 6.7496 | 6.7496 | 6.7496 | 6.7496 | 6.7496
Retrofit Wet Scrubber |  | 3.1974 | 3.2761 | 3.2761 | 3.2761 | 3.2761 | 3.2761 | 3.2761
Retrofit Dry Scrubber |  | 3.4735 | 3.4735 | 3.4735 | 3.4735 | 3.4735 | 3.4735 | 3.4735
New Scrubber |  | 0.0377 | 0.0377 | 0.0377 | 0.0377 | 0.0377 | 0.0377 | 0.039
New Wet Scrubber |  | 0.0377 | 0.0377 | 0.0377 | 0.0377 | 0.0377 | 0.0377 | 0.039
New Dry Scrubber |  | 0 | 0 | 0 | 0 | 0 | 0 | 0
SCR |  | 136.3656 | 137.4459 | 134.1041 | 132.7941 | 132.7291 | 132.3991 | 132.4004
Existing SCR |  | 128.7608 | 126.6015 | 123.2597 | 121.9497 | 121.9381 | 121.6081 | 121.6081
Retrofit SCR |  | 7.5671 | 10.8068 | 10.8068 | 10.8068 | 10.7533 | 10.7533 | 10.7533
New SCR |  | 0.0377 | 0.0377 | 0.0377 | 0.0377 | 0.0377 | 0.0377 | 0.039
SNCR |  | 14.8207 | 14.7598 | 14.1261 | 14.1261 | 14.1261 | 14.1261 | 14.1261
Existing SNCR |  | 14.6387 | 14.5721 | 13.9384 | 13.9384 | 13.9384 | 13.9384 | 13.9384
Retrofit SNCR |  | 0.182 | 0.18772 | 0.18772 | 0.18772 | 0.18772 | 0.18772 | 0.18772
ACI |  | 107.6796 | 104.5574 | 100.8054 | 100.8054 | 97.737 | 97.737 | 97.737
Existing ACI |  | 48.636 | 47.4652 | 45.9061 | 45.9061 | 43.3237 | 43.3237 | 43.3237
Retrofit ACI |  | 59.0436 | 57.0922 | 54.8992 | 54.8992 | 54.4132 | 54.4132 | 54.4132
New ACI |  | 0 | 0 | 0 | 0 | 0 | 0 | 0
CCS |  | 0 | 0 | 0.33 | 0.33 | 0.33 | 0.33 | 0.33
Hardwired CCS |  | 0 | 0 | 0 | 0 | 0 | 0 | 0
Retrofit CCS |  | 0 | 0 | 0 | 0 | 0 | 0 | 0
New CCS |  | 0 | 0 | 0.33 | 0.33 | 0.33 | 0.33 | 0.33
FF |  | 127.7128 | 122.8735 | 117.5821 | 117.5821 | 114.5447 | 113.6338 | 113.5802
Existing FF |  | 108.0637 | 103.2244 | 97.933 | 97.933 | 97.933 | 97.0221 | 96.9684
Retrofit FF* |  | 19.6492 | 19.6492 | 19.6492 | 19.6492 | 16.6117 | 16.6117 | 16.6117
DSI |  | 20.712 | 19.6841 | 19.4311 | 19.4311 | 16.3937 | 16.3937 | 16.3937
Existing DSI |  | 1.158 | 1.158 | 1.158 | 1.158 | 1.158 | 1.158 | 1.158
Retrofit DSI |  | 19.554 | 18.5261 | 18.2731 | 18.2731 | 15.2357 | 15.2357 | 15.2357
C2G |  | 0.6724 | 0.6734 | 1.2824 | 1.2824 | 1.2824 | 1.2824 | 1.2824
HRI |  | 127.38 | 165.9073 | 166.0414 | 166.0414 | 166.0423 | 166.0423 | 169.4671
* includes upgrades of existing fabric filters through dry FGD retrofits
RETROFITS (Cumulative GW) |  | 2016 | 2018 | 2020 | 2025 | 2030 | 2040 | 2050
FGD |  | 6.6709 | 6.7496 | 6.7496 | 6.7496 | 6.7496 | 6.7496 | 6.7496
SCR |  | 7.5671 | 10.8068 | 10.8068 | 10.8068 | 10.7533 | 10.7533 | 10.7533
SNCR |  | 0.182 | 0.18772 | 0.18772 | 0.18772 | 0.18772 | 0.18772 | 0.18772
ACI |  | 59.0436 | 57.0922 | 54.8992 | 54.8992 | 54.4132 | 54.4132 | 54.4132
CCS |  | 0 | 0 | 0 | 0 | 0 | 0 | 0
FF |  | 19.6492 | 19.6492 | 19.6492 | 19.6492 | 16.6117 | 16.6117 | 16.6117
DSI |  | 19.554 | 18.5261 | 18.2731 | 18.2731 | 15.2357 | 15.2357 | 15.2357
C2G |  | 0.6724 | 0.6734 | 1.2824 | 1.2824 | 1.2824 | 1.2824 | 1.2824
HRI |  | 127.38 | 165.9073 | 166.0414 | 166.0414 | 166.0423 | 166.0423 | 169.4671
TOTAL CONTROLS IN NEEDS
FGD |  | 210.1763
SCR |  | 143.135
SNCR |  | 29.4551
ACI |  | 61.7241
FUEL SUPPLY AND CONSUMPTION |  | 2016 | 2018 | 2020 | 2025 | 2030 | 2040 | 2050
Coal Use by Region (million tons) |  | 851.2814 | 831.1136 | 681.6443 | 700.8511 | 683.3214 | 691.9853 | 747.903
Power Sector |  | 764.7282 | 741.7846 | 588.2916 | 594.8035 | 562.888 | 542.096 | 598.0138
Appalachia |  | 156.0082 | 138.4875 | 92.2547 | 70.0768 | 67.049 | 65.7071 | 67.8151
Imports |  | 1.5 |  |  | 2.5238 | 1.0981 | 2.4845 | 7.0633
Interior |  | 202.0337 | 222.6209 | 213.8352 | 228.8899 | 213.8959 | 196.1232 | 224.7816
Waste Coal |  | 10.004 | 9.8278 | 9.8278 | 9.8278 | 9.8278 | 9.8278 | 9.8278
West |  | 395.1823 | 370.8485 | 272.3739 | 283.4853 | 271.0172 | 267.9535 | 288.526
Non-Power Sector |  | 86.5532 | 89.3289 | 93.3527 | 106.0476 | 120.4335 | 149.8892 | 149.8892
Appalachia |  | 30.3134 | 30.28 | 30.2266 | 29.3502 | 29.5122 | 29.1918 | 29.1918
Interior |  | 25.0714 | 26.7306 | 28.6105 | 34.1388 | 41.1524 | 54.1412 | 54.1412
West |  | 31.1684 | 32.3183 | 34.5157 | 42.5586 | 49.7688 | 66.5562 | 66.5562
Power Sector Coal Use by Rank (TBtu) |  | 15252.0841 | 14843.6991 | 11817.0043 | 11778.1557 | 11130.574 | 10682.4278 | 11745.6334
Bituminous |  | 8616.0363 | 8495.5317 | 7078.2335 | 6881.0595 | 6470.1278 | 6100.1289 | 6721.3797
Subbituminous |  | 5817.9329 | 5560.644 | 4199.6949 | 4304.0106 | 4092.7142 | 4035.8502 | 4304.9402
Lignite |  | 818.1148 | 787.5234 | 539.0759 | 593.0856 | 567.732 | 546.4488 | 719.3135
Natural Gas Use (Trillion cubic feet) |  | 8.3396 | 8.6018 | 11.6511 | 12.3959 | 13.5984 | 17.6593 | 20.8804
Note on A3: ICFI: All tons are SHORT tons, unless otherwise noted as metric Mtons : thousand tons

## All Constraints
Constraint Name | Constraint # | Constraint ID | Constraint Type | Neutralized | LimitType | Constraint Time Frame | Data Field | Unit of Measure | 2016-2017(RY 2016) | 2018-2018(RY 2018) | 2019-2022(RY 2020) | 2023-2027(RY 2025) | 2028-2033(RY 2030) | 2034-2045(RY 2040) | 2046-2054(RY 2050)
#1 - SO2 CAIR Annual Constraint | 1 | 5812 | Rate Constraint in MTons | FALSE | L | Annual | Seasons Included | Seasons | Winter, Summer | Winter, Summer | Winter, Summer | Winter, Summer | Winter, Summer | Winter, Summer | Winter, Summer
#1 - SO2 CAIR Annual Constraint | 1 | 5812 | Rate Constraint in MTons | FALSE | L | Annual | Standard | MTons | 12055.1892 | 3055.9311 | 3030.5454 | 3028.7501 | 3028.7501 | 3028.7501 | 3028.7501
#1 - SO2 CAIR Annual Constraint | 1 | 5812 | Rate Constraint in MTons | FALSE | L | Annual | Standard SO2 | MTons | 12055.1892 | 3055.9311 | 3030.5454 | 3028.7501 | 3028.7501 | 3028.7501 | 3028.7501
#1 - SO2 CAIR Annual Constraint | 1 | 5812 | Rate Constraint in MTons | FALSE | L | Annual | Emissions at Affected Plants SO2 | MTons | 1116.9503 | 1087.0015 | 874.1455 | 833.7316 | 788.0757 | 769.9141 | 869.1781
#1 - SO2 CAIR Annual Constraint | 1 | 5812 | Rate Constraint in MTons | FALSE | L | Annual | Allowances Purchased SO2 | MTons | 0 | 0 | 0 | 0 | 0 | 0 | 0
#1 - SO2 CAIR Annual Constraint | 1 | 5812 | Rate Constraint in MTons | FALSE | L | Annual | Allowances Sold SO2 | MTons | 0 | 0 | 0 | 0 | 0 | 0 | 0
#1 - SO2 CAIR Annual Constraint | 1 | 5812 | Rate Constraint in MTons | FALSE | L | Annual | Allowances Banked | MTons | 7589.0563 | 0 | 3785.9377 | 0 | 2240.8769 | 0 | 0
#1 - SO2 CAIR Annual Constraint | 1 | 5812 | Rate Constraint in MTons | FALSE | L | Annual | Allowances Withdrawn (1:1) | MTons | 0 | -3055.9311 | -3030.5454 | -3028.7501 | 0 | -1120.4385 | 0
#1 - SO2 CAIR Annual Constraint | 1 | 5812 | Rate Constraint in MTons | FALSE | L | Annual | Allowances Withdrawn (n:1) | MTons | 0 | 0 | 0 | 0 | 0 | 0 | 0
#1 - SO2 CAIR Annual Constraint | 1 | 5812 | Rate Constraint in MTons | FALSE | L | Annual | Net Emissions Allowance Position | MTons | 8706.0065 | -1968.9296 | 1629.5378 | -2195.0185 | 3028.9526 | -350.5243 | 869.1781
#1 - SO2 CAIR Annual Constraint | 1 | 5812 | Rate Constraint in MTons | FALSE | L | Annual | Fuel Consumed | TBtu | 19760.3253 | 19581.5483 | 19707.969 | 20170.5438 | 20639.3022 | 23883.8216 | 27728.8227
#1 - SO2 CAIR Annual Constraint | 1 | 5812 | Rate Constraint in MTons | FALSE | L | Annual | Rate | lb/MMBtu | 0.11305 | 0.11102 | 0.08871 | 0.082668 | 0.076367 | 0.064472 | 0.062691
#1 - SO2 CAIR Annual Constraint | 1 | 5812 | Rate Constraint in MTons | FALSE | L | Annual | Generation | TWh | 2220.8186 | 2232.2267 | 2304.3727 | 2406.0195 | 2532.6926 | 3093.0526 | 3668.6734
#1 - SO2 CAIR Annual Constraint | 1 | 5812 | Rate Constraint in MTons | FALSE | L | Annual | Qualifying Generation | TWh | 2220.8186 | 2232.2267 | 2304.3727 | 2406.0195 | 2532.6926 | 3093.0526 | 3668.6734
#1 - SO2 CAIR Annual Constraint | 1 | 5812 | Rate Constraint in MTons | FALSE | L | Annual | Rate | lb/MWh | 0.50295 | 0.48696 | 0.37934 | 0.34652 | 0.31116 | 0.24892 | 0.23692
#1 - SO2 CAIR Annual Constraint | 1 | 5812 | Rate Constraint in MTons | FALSE | L | Annual | Constraint Shadow Price | US$/Ton | 0 | 0 | 0 | 0 | 0 | 0 | 0
#2 - NOx CAIR Annual Constraint | 2 | 1260 | Rate Constraint in MTons | FALSE | L | Annual | Seasons Included | Seasons | Winter, Summer | Winter, Summer | Winter, Summer | Winter, Summer | Winter, Summer | Winter, Summer | Winter, Summer
#2 - NOx CAIR Annual Constraint | 2 | 1260 | Rate Constraint in MTons | FALSE | L | Annual | Standard | MTons | 1999.239 | 1241.888 | 1241.888 | 1241.888 | 1241.888 | 1241.888 | 1241.888
#2 - NOx CAIR Annual Constraint | 2 | 1260 | Rate Constraint in MTons | FALSE | L | Annual | Standard NOX | MTons | 1999.239 | 1241.888 | 1241.888 | 1241.888 | 1241.888 | 1241.888 | 1241.888
#2 - NOx CAIR Annual Constraint | 2 | 1260 | Rate Constraint in MTons | FALSE | L | Annual | Emissions at Affected Plants NOX | MTons | 854.3486 | 834.1347 | 726.6976 | 684.8741 | 632.6602 | 617.9613 | 676.0572
#2 - NOx CAIR Annual Constraint | 2 | 1260 | Rate Constraint in MTons | FALSE | L | Annual | Allowances Purchased NOX | MTons | 0 | 0 | 0 | 0 | 0 | 0 | 0
#2 - NOx CAIR Annual Constraint | 2 | 1260 | Rate Constraint in MTons | FALSE | L | Annual | Allowances Sold NOX | MTons | 0 | 0 | 0 | 0 | 0 | 0 | 0
#2 - NOx CAIR Annual Constraint | 2 | 1260 | Rate Constraint in MTons | FALSE | L | Annual | Allowances Banked | MTons | 0 | 0 | 515.2095 | 0 | 0 | 623.9459 | 0
#2 - NOx CAIR Annual Constraint | 2 | 1260 | Rate Constraint in MTons | FALSE | L | Annual | Allowances Withdrawn (1:1) | MTons | 0 | 0 | 0 | 0 | -343.473 | 0 | 0
#2 - NOx CAIR Annual Constraint | 2 | 1260 | Rate Constraint in MTons | FALSE | L | Annual | Allowances Withdrawn (n:1) | MTons | 0 | 0 | 0 | 0 | 0 | 0 | 0
#2 - NOx CAIR Annual Constraint | 2 | 1260 | Rate Constraint in MTons | FALSE | L | Annual | Net Emissions Allowance Position | MTons | 854.3486 | 834.1347 | 1241.9071 | 684.8741 | 289.1872 | 1241.9072 | 676.0572
#2 - NOx CAIR Annual Constraint | 2 | 1260 | Rate Constraint in MTons | FALSE | L | Annual | Fuel Consumed | TBtu | 17470.1842 | 17312.375 | 17460.1935 | 17785.8248 | 18176.7114 | 21138.1499 | 24665.1426
#2 - NOx CAIR Annual Constraint | 2 | 1260 | Rate Constraint in MTons | FALSE | L | Annual | Rate | lb/MMBtu | 0.097806 | 0.096363 | 0.08324 | 0.077013 | 0.069612 | 0.058469 | 0.054819
#2 - NOx CAIR Annual Constraint | 2 | 1260 | Rate Constraint in MTons | FALSE | L | Annual | Generation | TWh | 1961.7293 | 1969.3655 | 2035.7908 | 2120.7434 | 2231.6477 | 2742.1405 | 3267.438
#2 - NOx CAIR Annual Constraint | 2 | 1260 | Rate Constraint in MTons | FALSE | L | Annual | Qualifying Generation | TWh | 1961.7293 | 1969.3655 | 2035.7908 | 2120.7434 | 2231.6477 | 2742.1405 | 3267.438
#2 - NOx CAIR Annual Constraint | 2 | 1260 | Rate Constraint in MTons | FALSE | L | Annual | Rate | lb/MWh | 0.43551 | 0.42356 | 0.35696 | 0.32294 | 0.28349 | 0.22536 | 0.20691
#2 - NOx CAIR Annual Constraint | 2 | 1260 | Rate Constraint in MTons | FALSE | L | Annual | Constraint Shadow Price | US$/Ton | 0 | 0 | 0 | 0 | 0 | 0 | 0
#3 - NOx CAIR Ozone Constraint | 3 | 5811 | Rate Constraint in MTons | FALSE | L | Annual | Seasons Included | Seasons | Summer | Summer | Summer | Summer | Summer | Summer | Summer
#3 - NOx CAIR Ozone Constraint | 3 | 5811 | Rate Constraint in MTons | FALSE | L | Annual | Standard | MTons | 854.8335 | 484.506 | 484.506 | 484.506 | 484.506 | 484.506 | 484.506
#3 - NOx CAIR Ozone Constraint | 3 | 5811 | Rate Constraint in MTons | FALSE | L | Annual | Standard NOX | MTons | 854.8335 | 484.506 | 484.506 | 484.506 | 484.506 | 484.506 | 484.506
#3 - NOx CAIR Ozone Constraint | 3 | 5811 | Rate Constraint in MTons | FALSE | L | Annual | Emissions at Affected Plants NOX | MTons | 326.4717 | 320.4792 | 295.5116 | 284.768 | 267.5389 | 265.1782 | 275.5697
#3 - NOx CAIR Ozone Constraint | 3 | 5811 | Rate Constraint in MTons | FALSE | L | Annual | Allowances Purchased NOX | MTons | 0 | 0 | 0 | 0 | 0 | 0 | 0
#3 - NOx CAIR Ozone Constraint | 3 | 5811 | Rate Constraint in MTons | FALSE | L | Annual | Allowances Sold NOX | MTons | 0 | 0 | 0 | 0 | 0 | 0 | 0
#3 - NOx CAIR Ozone Constraint | 3 | 5811 | Rate Constraint in MTons | FALSE | L | Annual | Allowances Banked | MTons | 242.253 | 0 | 0 | 199.7458 | 216.9702 | 171.667 | 0
#3 - NOx CAIR Ozone Constraint | 3 | 5811 | Rate Constraint in MTons | FALSE | L | Annual | Allowances Withdrawn (1:1) | MTons | 0 | -484.506 | 0 | 0 | 0 | 0 | -484.506
#3 - NOx CAIR Ozone Constraint | 3 | 5811 | Rate Constraint in MTons | FALSE | L | Annual | Allowances Withdrawn (n:1) | MTons | 0 | 0 | 0 | 0 | 0 | 0 | 0
#3 - NOx CAIR Ozone Constraint | 3 | 5811 | Rate Constraint in MTons | FALSE | L | Annual | Net Emissions Allowance Position | MTons | 568.7247 | -164.0268 | 295.5116 | 484.5138 | 484.5092 | 436.8452 | -208.9363
#3 - NOx CAIR Ozone Constraint | 3 | 5811 | Rate Constraint in MTons | FALSE | L | Annual | Fuel Consumed | TBtu | 6648.0525 | 6635.4886 | 6794.3089 | 6942.679 | 7165.689 | 8403.635 | 9671.0716
#3 - NOx CAIR Ozone Constraint | 3 | 5811 | Rate Constraint in MTons | FALSE | L | Annual | Rate | lb/MMBtu | 0.098216 | 0.096596 | 0.086988 | 0.082034 | 0.074672 | 0.06311 | 0.056988
#3 - NOx CAIR Ozone Constraint | 3 | 5811 | Rate Constraint in MTons | FALSE | L | Annual | Generation | TWh | 746.5461 | 752.4854 | 782.0505 | 816.6812 | 865.7423 | 1070.7576 | 1266.5776
#3 - NOx CAIR Ozone Constraint | 3 | 5811 | Rate Constraint in MTons | FALSE | L | Annual | Qualifying Generation | TWh | 746.5461 | 752.4854 | 782.0505 | 816.6812 | 865.7423 | 1070.7576 | 1266.5776
#3 - NOx CAIR Ozone Constraint | 3 | 5811 | Rate Constraint in MTons | FALSE | L | Annual | Rate | lb/MWh | 0.43731 | 0.42589 | 0.37787 | 0.34869 | 0.30903 | 0.24765 | 0.21757
#3 - NOx CAIR Ozone Constraint | 3 | 5811 | Rate Constraint in MTons | FALSE | L | Annual | Constraint Shadow Price | US$/Ton | 0 | 0 | 0 | 0 | 0 | 0 | 0
#4 - NOx SIPCall Rhode Island Constraint | 4 | 1263 | Rate Constraint in MTons | FALSE | L | Annual | Seasons Included | Seasons | Summer | Summer | Summer | Summer | Summer | Summer | Summer
#4 - NOx SIPCall Rhode Island Constraint | 4 | 1263 | Rate Constraint in MTons | FALSE | L | Annual | Standard | MTons | 0.997 | 0.997 | 0.997 | 0.997 | 0.997 | 0.997 | 0.997
#4 - NOx SIPCall Rhode Island Constraint | 4 | 1263 | Rate Constraint in MTons | FALSE | L | Annual | Standard NOX | MTons | 0.997 | 0.997 | 0.997 | 0.997 | 0.997 | 0.997 | 0.997
#4 - NOx SIPCall Rhode Island Constraint | 4 | 1263 | Rate Constraint in MTons | FALSE | L | Annual | Emissions at Affected Plants NOX | MTons | 0.17532 | 0.17675 | 0.18884 | 0.18419 | 0.17408 | 0.1661 | 0.11461
#4 - NOx SIPCall Rhode Island Constraint | 4 | 1263 | Rate Constraint in MTons | FALSE | L | Annual | Allowances Purchased NOX | MTons | 0 | 0 | 0 | 0 | 0 | 0 | 0
#4 - NOx SIPCall Rhode Island Constraint | 4 | 1263 | Rate Constraint in MTons | FALSE | L | Annual | Allowances Sold NOX | MTons | 0 | 0 | 0 | 0 | 0 | 0 | 0
#4 - NOx SIPCall Rhode Island Constraint | 4 | 1263 | Rate Constraint in MTons | FALSE | L | Annual | Allowances Banked | MTons | 0.4985 | 0 | 0 | 0 | 0.82292 | 0.33629 | 0
#4 - NOx SIPCall Rhode Island Constraint | 4 | 1263 | Rate Constraint in MTons | FALSE | L | Annual | Allowances Withdrawn (1:1) | MTons | 0 | -0.997 | 0 | 0 | 0 | 0 | -0.997
#4 - NOx SIPCall Rhode Island Constraint | 4 | 1263 | Rate Constraint in MTons | FALSE | L | Annual | Allowances Withdrawn (n:1) | MTons | 0 | 0 | 0 | 0 | 0 | 0 | 0
#4 - NOx SIPCall Rhode Island Constraint | 4 | 1263 | Rate Constraint in MTons | FALSE | L | Annual | Net Emissions Allowance Position | MTons | 0.67382 | -0.82025 | 0.18884 | 0.18419 | 0.997 | 0.50239 | -0.88239
#4 - NOx SIPCall Rhode Island Constraint | 4 | 1263 | Rate Constraint in MTons | FALSE | L | Annual | Fuel Consumed | TBtu | 25.6509 | 25.7531 | 26.4924 | 25.621 | 24.8665 | 26.3788 | 24.2998
#4 - NOx SIPCall Rhode Island Constraint | 4 | 1263 | Rate Constraint in MTons | FALSE | L | Annual | Rate | lb/MMBtu | 0.01367 | 0.013727 | 0.014256 | 0.014378 | 0.014001 | 0.012594 | 0.0094332
#4 - NOx SIPCall Rhode Island Constraint | 4 | 1263 | Rate Constraint in MTons | FALSE | L | Annual | Generation | TWh | 3.4454 | 3.4583 | 3.5508 | 3.4315 | 3.3356 | 3.6309 | 3.4147
#4 - NOx SIPCall Rhode Island Constraint | 4 | 1263 | Rate Constraint in MTons | FALSE | L | Annual | Qualifying Generation | TWh | 3.4454 | 3.4583 | 3.5508 | 3.4315 | 3.3356 | 3.6309 | 3.4147
#4 - NOx SIPCall Rhode Island Constraint | 4 | 1263 | Rate Constraint in MTons | FALSE | L | Annual | Rate | lb/MWh | 0.050886 | 0.051109 | 0.053182 | 0.053675 | 0.052188 | 0.045747 | 0.033565
#4 - NOx SIPCall Rhode Island Constraint | 4 | 1263 | Rate Constraint in MTons | FALSE | L | Annual | Constraint Shadow Price | US$/Ton | 0 | 0 | 0 | 0 | 0 | 0 | 0
#6 - WRAP SO2 Policy Case Constraint | 5 | 1265 | Rate Constraint in MTons | FALSE | L | Annual | Seasons Included | Seasons |  | Winter, Summer | Winter, Summer | Winter, Summer | Winter, Summer | Winter, Summer | Winter, Summer
#6 - WRAP SO2 Policy Case Constraint | 5 | 1265 | Rate Constraint in MTons | FALSE | L | Annual | Standard | MTons | 0 | 89.572 | 89.572 | 89.572 | 89.572 | 89.572 | 89.572
#6 - WRAP SO2 Policy Case Constraint | 5 | 1265 | Rate Constraint in MTons | FALSE | L | Annual | Standard SO2 | MTons | 0 | 89.572 | 89.572 | 89.572 | 89.572 | 89.572 | 89.572
#6 - WRAP SO2 Policy Case Constraint | 5 | 1265 | Rate Constraint in MTons | FALSE | L | Annual | Emissions at Affected Plants SO2 | MTons | 0 | 47.5432 | 44.9679 | 47.3922 | 44.4974 | 42.4868 | 44.3266
#6 - WRAP SO2 Policy Case Constraint | 5 | 1265 | Rate Constraint in MTons | FALSE | L | Annual | Allowances Purchased SO2 | MTons | 0 | 0 | 0 | 0 | 0 | 0 | 0
#6 - WRAP SO2 Policy Case Constraint | 5 | 1265 | Rate Constraint in MTons | FALSE | L | Annual | Allowances Sold SO2 | MTons | 0 | 0 | 0 | 0 | 0 | 0 | 0
#6 - WRAP SO2 Policy Case Constraint | 5 | 1265 | Rate Constraint in MTons | FALSE | L | Annual | Allowances Banked | MTons | 0 | 0 | 0 | 42.1798 | 0 | 47.0852 | 0
#6 - WRAP SO2 Policy Case Constraint | 5 | 1265 | Rate Constraint in MTons | FALSE | L | Annual | Allowances Withdrawn (1:1) | MTons | 0 | 0 | 0 | 0 | -35.1498 | 0 | 0
#6 - WRAP SO2 Policy Case Constraint | 5 | 1265 | Rate Constraint in MTons | FALSE | L | Annual | Allowances Withdrawn (n:1) | MTons | 0 | 0 | 0 | 0 | 0 | 0 | 0
#6 - WRAP SO2 Policy Case Constraint | 5 | 1265 | Rate Constraint in MTons | FALSE | L | Annual | Net Emissions Allowance Position | MTons | 0 | 47.5432 | 44.9679 | 89.572 | 9.3476 | 89.572 | 44.3266
#6 - WRAP SO2 Policy Case Constraint | 5 | 1265 | Rate Constraint in MTons | FALSE | L | Annual | Fuel Consumed | TBtu | 0 | 1074.2307 | 1050.7534 | 1110.7702 | 1213.8103 | 1439.2488 | 1523.4463
#6 - WRAP SO2 Policy Case Constraint | 5 | 1265 | Rate Constraint in MTons | FALSE | L | Annual | Rate | lb/MMBtu | 0 | 0.088516 | 0.085592 | 0.085332 | 0.073319 | 0.05904 | 0.058192
#6 - WRAP SO2 Policy Case Constraint | 5 | 1265 | Rate Constraint in MTons | FALSE | L | Annual | Generation | TWh | 0 | 112.9615 | 111.1454 | 117.4619 | 137.4715 | 174.1622 | 186.0653
#6 - WRAP SO2 Policy Case Constraint | 5 | 1265 | Rate Constraint in MTons | FALSE | L | Annual | Qualifying Generation | TWh | 0 | 112.9615 | 111.1454 | 117.4619 | 137.4715 | 174.1622 | 186.0653
#6 - WRAP SO2 Policy Case Constraint | 5 | 1265 | Rate Constraint in MTons | FALSE | L | Annual | Rate | lb/MWh | 0 | 0.42088 | 0.40459 | 0.40347 | 0.32368 | 0.24395 | 0.23823
#6 - WRAP SO2 Policy Case Constraint | 5 | 1265 | Rate Constraint in MTons | FALSE | L | Annual | Constraint Shadow Price | US$/Ton | 0 | 0 | 0 | 0 | 0 | 0 | 0
#CAN - #1 National - SO2 Cap Annual v3.1 | 7 | 1731 | Rate Constraint in MTons | FALSE | L | Annual | Seasons Included | Seasons | Winter, Summer | Winter, Summer | Winter, Summer | Winter, Summer | Winter, Summer | Winter, Summer | Winter, Summer
#CAN - #1 National - SO2 Cap Annual v3.1 | 7 | 1731 | Rate Constraint in MTons | FALSE | L | Annual | Standard | MTons | 948.21 | 948.21 | 948.21 | 948.21 | 948.21 | 948.21 | 948.21
#CAN - #1 National - SO2 Cap Annual v3.1 | 7 | 1731 | Rate Constraint in MTons | FALSE | L | Annual | Standard SO2 | MTons | 948.21 | 948.21 | 948.21 | 948.21 | 948.21 | 948.21 | 948.21
#CAN - #1 National - SO2 Cap Annual v3.1 | 7 | 1731 | Rate Constraint in MTons | FALSE | L | Annual | Emissions at Affected Plants SO2 | MTons | 201.2732 | 183.9518 | 140.2036 | 163.8831 | 46.4565 | 20.6061 | 3.0895
#CAN - #1 National - SO2 Cap Annual v3.1 | 7 | 1731 | Rate Constraint in MTons | FALSE | L | Annual | Allowances Purchased SO2 | MTons | 0 | 0 | 0 | 0 | 0 | 0 | 0
#CAN - #1 National - SO2 Cap Annual v3.1 | 7 | 1731 | Rate Constraint in MTons | FALSE | L | Annual | Allowances Sold SO2 | MTons | 0 | 0 | 0 | 0 | 0 | 0 | 0
#CAN - #1 National - SO2 Cap Annual v3.1 | 7 | 1731 | Rate Constraint in MTons | FALSE | L | Annual | Allowances Banked | MTons | 0 | 0 | 0 | 0 | 0 | 0 | 0
#CAN - #1 National - SO2 Cap Annual v3.1 | 7 | 1731 | Rate Constraint in MTons | FALSE | L | Annual | Allowances Withdrawn (1:1) | MTons | 0 | 0 | 0 | 0 | 0 | 0 | 0
#CAN - #1 National - SO2 Cap Annual v3.1 | 7 | 1731 | Rate Constraint in MTons | FALSE | L | Annual | Allowances Withdrawn (n:1) | MTons | 0 | 0 | 0 | 0 | 0 | 0 | 0
#CAN - #1 National - SO2 Cap Annual v3.1 | 7 | 1731 | Rate Constraint in MTons | FALSE | L | Annual | Net Emissions Allowance Position | MTons | 201.2732 | 183.9518 | 140.2036 | 163.8831 | 46.4565 | 20.6061 | 3.0895
#CAN - #1 National - SO2 Cap Annual v3.1 | 7 | 1731 | Rate Constraint in MTons | FALSE | L | Annual | Fuel Consumed | TBtu | 896.8891 | 827.1686 | 799.5345 | 970.0106 | 1048.989 | 1284.2733 | 1690.5397
#CAN - #1 National - SO2 Cap Annual v3.1 | 7 | 1731 | Rate Constraint in MTons | FALSE | L | Annual | Rate | lb/MMBtu | 0.44883 | 0.44477 | 0.35071 | 0.3379 | 0.088574 | 0.03209 | 0.003655
#CAN - #1 National - SO2 Cap Annual v3.1 | 7 | 1731 | Rate Constraint in MTons | FALSE | L | Annual | Generation | TWh | 99.1049 | 91.9656 | 89.1168 | 108.5655 | 124.1502 | 154.1974 | 217.6339
#CAN - #1 National - SO2 Cap Annual v3.1 | 7 | 1731 | Rate Constraint in MTons | FALSE | L | Annual | Qualifying Generation | TWh | 99.1049 | 91.9656 | 89.1168 | 108.5655 | 124.1502 | 154.1974 | 217.6339
#CAN - #1 National - SO2 Cap Annual v3.1 | 7 | 1731 | Rate Constraint in MTons | FALSE | L | Annual | Rate | lb/MWh | 2.0309 | 2.0002 | 1.5733 | 1.5095 | 0.3742 | 0.13363 | 0.014196
#CAN - #1 National - SO2 Cap Annual v3.1 | 7 | 1731 | Rate Constraint in MTons | FALSE | L | Annual | Constraint Shadow Price | US$/Ton | 0 | 0 | 0 | 0 | 0 | 0 | 0
#CAN - AB - MER Cap Annual v4.12 | 8 | 2323 | Rate Constraint in MTons | FALSE | L | Annual | Seasons Included | Seasons | Winter, Summer | Winter, Summer | Winter, Summer | Winter, Summer | Winter, Summer | Winter, Summer | Winter, Summer
#CAN - AB - MER Cap Annual v4.12 | 8 | 2323 | Rate Constraint in MTons | FALSE | L | Annual | Standard | Lb | 1300.7273 | 1300.7273 | 1300.7273 | 1300.7273 | 1300.7273 | 1300.7273 | 1300.7273
#CAN - AB - MER Cap Annual v4.12 | 8 | 2323 | Rate Constraint in MTons | FALSE | L | Annual | Standard MER | lbs | 1300.7273 | 1300.7273 | 1300.7273 | 1300.7273 | 1300.7273 | 1300.7273 | 1300.7273
#CAN - AB - MER Cap Annual v4.12 | 8 | 2323 | Rate Constraint in MTons | FALSE | L | Annual | Emissions at Affected Plants MER | lbs | 1300.7273 | 1300.7273 | 1283.7874 | 1283.7874 | 724.0374 | 283.3621 | 134.599
#CAN - AB - MER Cap Annual v4.12 | 8 | 2323 | Rate Constraint in MTons | FALSE | L | Annual | Allowances Purchased MER | lbs | 0 | 0 | 0 | 0 | 0 | 0 | 0
#CAN - AB - MER Cap Annual v4.12 | 8 | 2323 | Rate Constraint in MTons | FALSE | L | Annual | Allowances Sold MER | lbs | 0 | 0 | 0 | 0 | 0 | 0 | 0
#CAN - AB - MER Cap Annual v4.12 | 8 | 2323 | Rate Constraint in MTons | FALSE | L | Annual | Allowances Banked | lbs | 0 | 0 | 0 | 0 | 0 | 0 | 0
#CAN - AB - MER Cap Annual v4.12 | 8 | 2323 | Rate Constraint in MTons | FALSE | L | Annual | Allowances Withdrawn (1:1) | lbs | 0 | 0 | 0 | 0 | 0 | 0 | 0
#CAN - AB - MER Cap Annual v4.12 | 8 | 2323 | Rate Constraint in MTons | FALSE | L | Annual | Allowances Withdrawn (n:1) | lbs | 0 | 0 | 0 | 0 | 0 | 0 | 0
#CAN - AB - MER Cap Annual v4.12 | 8 | 2323 | Rate Constraint in MTons | FALSE | L | Annual | Net Emissions Allowance Position | lbs | 1300.7273 | 1300.7273 | 1283.7874 | 1283.7874 | 724.0374 | 283.3621 | 134.599
#CAN - AB - MER Cap Annual v4.12 | 8 | 2323 | Rate Constraint in MTons | FALSE | L | Annual | Fuel Consumed | TBtu | 373.0673 | 373.0673 | 319.1593 | 319.1593 | 150.4244 | 62.7928 | 33.5311
#CAN - AB - MER Cap Annual v4.12 | 8 | 2323 | Rate Constraint in MTons | FALSE | L | Annual | Rate | lb/MMBtu | 3.4866e-06 | 3.4866e-06 | 4.0224e-06 | 4.0224e-06 | 4.8133e-06 | 4.5126e-06 | 4.0142e-06
#CAN - AB - MER Cap Annual v4.12 | 8 | 2323 | Rate Constraint in MTons | FALSE | L | Annual | Generation | TWh | 35.8483 | 35.8483 | 30.7216 | 30.7216 | 14.4834 | 6.0459 | 3.2285
#CAN - AB - MER Cap Annual v4.12 | 8 | 2323 | Rate Constraint in MTons | FALSE | L | Annual | Qualifying Generation | TWh | 35.8483 | 35.8483 | 30.7216 | 30.7216 | 14.4834 | 6.0459 | 3.2285
#CAN - AB - MER Cap Annual v4.12 | 8 | 2323 | Rate Constraint in MTons | FALSE | L | Annual | Rate | lb/MWh | 36.2842 | 36.2842 | 41.7877 | 41.7877 | 49.9909 | 46.8684 | 41.691
#CAN - AB - MER Cap Annual v4.12 | 8 | 2323 | Rate Constraint in MTons | FALSE | L | Annual | Constraint Shadow Price | US$/Lb | 206114.5178 | 135163.2548 | 0 | 0 | 0 | 0 | 0
#CAN - CNNB RPS v4.12 | 9 | 2317 | Generation Constraint in GWh | FALSE | G | Annual | Seasons Included | Seasons | Winter, Summer | Winter, Summer | Winter, Summer | Winter, Summer | Winter, Summer | Winter, Summer | Winter, Summer
#CAN - CNNB RPS v4.12 | 9 | 2317 | Generation Constraint in GWh | FALSE | G | Annual | Standard | GWh | 1468.6526 | 1480.4253 | 1503.9709 | 1533.9914 | 1565.7779 | 1603.7973 | 1649.828
#CAN - CNNB RPS v4.12 | 9 | 2317 | Generation Constraint in GWh | FALSE | G | Annual | Emissions at Affected Plants | GWh | 6279.6673 | 6279.6673 | 7377.6712 | 8117.9848 | 8117.9848 | 9897.0017 | 13088.1177
#CAN - CNNB RPS v4.12 | 9 | 2317 | Generation Constraint in GWh | FALSE | G | Annual | Allowances Purchased | GWh | 0 | 0 | 0 | 0 | 0 | 0 | 0
#CAN - CNNB RPS v4.12 | 9 | 2317 | Generation Constraint in GWh | FALSE | G | Annual | Allowances Sold | GWh | 0 | 0 | 0 | 0 | 0 | 0 | 0
#CAN - CNNB RPS v4.12 | 9 | 2317 | Generation Constraint in GWh | FALSE | G | Annual | Allowances Banked | GWh | 0 | 0 | 0 | 0 | 0 | 0 | 0
#CAN - CNNB RPS v4.12 | 9 | 2317 | Generation Constraint in GWh | FALSE | G | Annual | Allowances Withdrawn (1:1) | GWh | 0 | 0 | 0 | 0 | 0 | 0 | 0
#CAN - CNNB RPS v4.12 | 9 | 2317 | Generation Constraint in GWh | FALSE | G | Annual | Allowances Withdrawn (n:1) | GWh | 0 | 0 | 0 | 0 | 0 | 0 | 0
#CAN - CNNB RPS v4.12 | 9 | 2317 | Generation Constraint in GWh | FALSE | G | Annual | Net Emissions Allowance Position | GWh | 6279.6673 | 6279.6673 | 7377.6712 | 8117.9848 | 8117.9848 | 9897.0017 | 13088.1177
#CAN - CNNB RPS v4.12 | 9 | 2317 | Generation Constraint in GWh | FALSE | G | Annual | Fuel Consumed | TBtu | 16.3438 | 16.3438 | 16.3438 | 16.3438 | 16.3438 | 16.3438 | 30.6988
#CAN - CNNB RPS v4.12 | 9 | 2317 | Generation Constraint in GWh | FALSE | G | Annual | Heat Rate | MMBtu/MWh | 2.6027 | 2.6027 | 2.2153 | 2.0133 | 2.0133 | 1.6514 | 2.3455
#CAN - CNNB RPS v4.12 | 9 | 2317 | Generation Constraint in GWh | FALSE | G | Annual | Generation | TWh | 6.2797 | 6.2797 | 7.3777 | 8.118 | 8.118 | 9.897 | 13.0881
#CAN - CNNB RPS v4.12 | 9 | 2317 | Generation Constraint in GWh | FALSE | G | Annual | Qualifying Generation | TWh | 6.2797 | 6.2797 | 7.3777 | 8.118 | 8.118 | 9.897 | 13.0881
#CAN - CNNB RPS v4.12 | 9 | 2317 | Generation Constraint in GWh | FALSE | G | Annual | Rate | lb/MWh | 0 | 0 | 0 | 0 | 0 | 0 | 0
#CAN - CNNB RPS v4.12 | 9 | 2317 | Generation Constraint in GWh | FALSE | G | Annual | Constraint Shadow Price | US$/MWh | 0 | 0 | 0 | 0 | 0 | 0 | 0
#CAN - CNNS RPS v4.12 | 10 | 2318 | Generation Constraint in GWh | FALSE | G | Annual | Seasons Included | Seasons | Winter, Summer | Winter, Summer | Winter, Summer | Winter, Summer | Winter, Summer | Winter, Summer | Winter, Summer
#CAN - CNNS RPS v4.12 | 10 | 2318 | Generation Constraint in GWh | FALSE | G | Annual | Standard | GWh | 3038.8452 | 3053.5612 | 3090.3511 | 3138.9137 | 3200.7207 | 3309.6301 | 3442.7514
#CAN - CNNS RPS v4.12 | 10 | 2318 | Generation Constraint in GWh | FALSE | G | Annual | Emissions at Affected Plants | GWh | 3626.141 | 4511.0411 | 4511.0411 | 4511.0411 | 5044.7462 | 5044.7462 | 5044.7462
#CAN - CNNS RPS v4.12 | 10 | 2318 | Generation Constraint in GWh | FALSE | G | Annual | Allowances Purchased | GWh | 0 | 0 | 0 | 0 | 0 | 0 | 0
#CAN - CNNS RPS v4.12 | 10 | 2318 | Generation Constraint in GWh | FALSE | G | Annual | Allowances Sold | GWh | 0 | 0 | 0 | 0 | 0 | 0 | 0
#CAN - CNNS RPS v4.12 | 10 | 2318 | Generation Constraint in GWh | FALSE | G | Annual | Allowances Banked | GWh | 0 | 0 | 0 | 0 | 0 | 0 | 0
#CAN - CNNS RPS v4.12 | 10 | 2318 | Generation Constraint in GWh | FALSE | G | Annual | Allowances Withdrawn (1:1) | GWh | 0 | 0 | 0 | 0 | 0 | 0 | 0
#CAN - CNNS RPS v4.12 | 10 | 2318 | Generation Constraint in GWh | FALSE | G | Annual | Allowances Withdrawn (n:1) | GWh | 0 | 0 | 0 | 0 | 0 | 0 | 0
#CAN - CNNS RPS v4.12 | 10 | 2318 | Generation Constraint in GWh | FALSE | G | Annual | Net Emissions Allowance Position | GWh | 3626.141 | 4511.0411 | 4511.0411 | 4511.0411 | 5044.7462 | 5044.7462 | 5044.7462
#CAN - CNNS RPS v4.12 | 10 | 2318 | Generation Constraint in GWh | FALSE | G | Annual | Fuel Consumed | TBtu | 3.0832 | 11.7162 | 11.7162 | 11.7162 | 11.7162 | 11.7162 | 11.7162
#CAN - CNNS RPS v4.12 | 10 | 2318 | Generation Constraint in GWh | FALSE | G | Annual | Heat Rate | MMBtu/MWh | 0.85026 | 2.5972 | 2.5972 | 2.5972 | 2.3225 | 2.3225 | 2.3225
#CAN - CNNS RPS v4.12 | 10 | 2318 | Generation Constraint in GWh | FALSE | G | Annual | Generation | TWh | 3.6261 | 4.511 | 4.511 | 4.511 | 5.0447 | 5.0447 | 5.0447
#CAN - CNNS RPS v4.12 | 10 | 2318 | Generation Constraint in GWh | FALSE | G | Annual | Qualifying Generation | TWh | 3.6261 | 4.511 | 4.511 | 4.511 | 5.0447 | 5.0447 | 5.0447
#CAN - CNNS RPS v4.12 | 10 | 2318 | Generation Constraint in GWh | FALSE | G | Annual | Rate | lb/MWh | 0 | 0 | 0 | 0 | 0 | 0 | 0
#CAN - CNNS RPS v4.12 | 10 | 2318 | Generation Constraint in GWh | FALSE | G | Annual | Constraint Shadow Price | US$/MWh | 0 | 0 | 0 | 0 | 0 | 0 | 0
#CAN - CNPE RPS v4.12 | 11 | 2316 | Generation Constraint in GWh | FALSE | G | Annual | Seasons Included | Seasons | Winter, Summer | Winter, Summer | Winter, Summer | Winter, Summer | Winter, Summer | Winter, Summer | Winter, Summer
#CAN - CNPE RPS v4.12 | 11 | 2316 | Generation Constraint in GWh | FALSE | G | Annual | Standard | GWh | 459.1379 | 459.1379 | 467.9674 | 478.5629 | 494.4562 | 527.4094 | 568.9678
#CAN - CNPE RPS v4.12 | 11 | 2316 | Generation Constraint in GWh | FALSE | G | Annual | Emissions at Affected Plants | GWh | 464.6592 | 467.9674 | 467.9674 | 478.5629 | 494.4562 | 527.4094 | 584.2365
#CAN - CNPE RPS v4.12 | 11 | 2316 | Generation Constraint in GWh | FALSE | G | Annual | Allowances Purchased | GWh | 0 | 0 | 0 | 0 | 0 | 0 | 0
#CAN - CNPE RPS v4.12 | 11 | 2316 | Generation Constraint in GWh | FALSE | G | Annual | Allowances Sold | GWh | 0 | 0 | 0 | 0 | 0 | 0 | 0
#CAN - CNPE RPS v4.12 | 11 | 2316 | Generation Constraint in GWh | FALSE | G | Annual | Allowances Banked | GWh | 0 | 0 | 0 | 0 | 0 | 0 | 0
#CAN - CNPE RPS v4.12 | 11 | 2316 | Generation Constraint in GWh | FALSE | G | Annual | Allowances Withdrawn (1:1) | GWh | 0 | 0 | 0 | 0 | 0 | 0 | 0
#CAN - CNPE RPS v4.12 | 11 | 2316 | Generation Constraint in GWh | FALSE | G | Annual | Allowances Withdrawn (n:1) | GWh | 0 | 0 | 0 | 0 | 0 | 0 | 0
#CAN - CNPE RPS v4.12 | 11 | 2316 | Generation Constraint in GWh | FALSE | G | Annual | Net Emissions Allowance Position | GWh | 464.6592 | 467.9674 | 467.9674 | 478.5629 | 494.4562 | 527.4094 | 584.2365
#CAN - CNPE RPS v4.12 | 11 | 2316 | Generation Constraint in GWh | FALSE | G | Annual | Fuel Consumed | TBtu | 0.13214 | 0.16441 | 0.16441 | 0.26778 | 0.42283 | 0.74433 | 1.2987
#CAN - CNPE RPS v4.12 | 11 | 2316 | Generation Constraint in GWh | FALSE | G | Annual | Heat Rate | MMBtu/MWh | 0.28437 | 0.35133 | 0.35133 | 0.55955 | 0.85515 | 1.4113 | 2.223
#CAN - CNPE RPS v4.12 | 11 | 2316 | Generation Constraint in GWh | FALSE | G | Annual | Generation | TWh | 0.46466 | 0.46797 | 0.46797 | 0.47856 | 0.49446 | 0.52741 | 0.58424
#CAN - CNPE RPS v4.12 | 11 | 2316 | Generation Constraint in GWh | FALSE | G | Annual | Qualifying Generation | TWh | 0.46466 | 0.46797 | 0.46797 | 0.47856 | 0.49446 | 0.52741 | 0.58424
#CAN - CNPE RPS v4.12 | 11 | 2316 | Generation Constraint in GWh | FALSE | G | Annual | Rate | lb/MWh | 0 | 0 | 0 | 0 | 0 | 0 | 0
#CAN - CNPE RPS v4.12 | 11 | 2316 | Generation Constraint in GWh | FALSE | G | Annual | Constraint Shadow Price | US$/MWh | 0 | 0 | 5.1605 | 2.4022 | 4.7976 | 1.7939 | 0
#CAN - MB - Acid Rain - SO2 Cap Annual v3.1 | 12 | 1732 | Rate Constraint in MTons | FALSE | L | Annual | Seasons Included | Seasons | Winter, Summer | Winter, Summer | Winter, Summer | Winter, Summer | Winter, Summer | Winter, Summer | Winter, Summer
#CAN - MB - Acid Rain - SO2 Cap Annual v3.1 | 12 | 1732 | Rate Constraint in MTons | FALSE | L | Annual | Standard | MTons | 4.41 | 4.41 | 4.41 | 4.41 | 4.41 | 4.41 | 4.41
#CAN - MB - Acid Rain - SO2 Cap Annual v3.1 | 12 | 1732 | Rate Constraint in MTons | FALSE | L | Annual | Standard SO2 | MTons | 4.41 | 4.41 | 4.41 | 4.41 | 4.41 | 4.41 | 4.41
#CAN - MB - Acid Rain - SO2 Cap Annual v3.1 | 12 | 1732 | Rate Constraint in MTons | FALSE | L | Annual | Emissions at Affected Plants SO2 | MTons | 0 | 0 | 0 | 0 | 0 | 0 | 0
#CAN - MB - Acid Rain - SO2 Cap Annual v3.1 | 12 | 1732 | Rate Constraint in MTons | FALSE | L | Annual | Allowances Purchased SO2 | MTons | 0 | 0 | 0 | 0 | 0 | 0 | 0
#CAN - MB - Acid Rain - SO2 Cap Annual v3.1 | 12 | 1732 | Rate Constraint in MTons | FALSE | L | Annual | Allowances Sold SO2 | MTons | 0 | 0 | 0 | 0 | 0 | 0 | 0
#CAN - MB - Acid Rain - SO2 Cap Annual v3.1 | 12 | 1732 | Rate Constraint in MTons | FALSE | L | Annual | Allowances Banked | MTons | 0 | 0 | 0 | 0 | 0 | 0 | 0
#CAN - MB - Acid Rain - SO2 Cap Annual v3.1 | 12 | 1732 | Rate Constraint in MTons | FALSE | L | Annual | Allowances Withdrawn (1:1) | MTons | 0 | 0 | 0 | 0 | 0 | 0 | 0
#CAN - MB - Acid Rain - SO2 Cap Annual v3.1 | 12 | 1732 | Rate Constraint in MTons | FALSE | L | Annual | Allowances Withdrawn (n:1) | MTons | 0 | 0 | 0 | 0 | 0 | 0 | 0
#CAN - MB - Acid Rain - SO2 Cap Annual v3.1 | 12 | 1732 | Rate Constraint in MTons | FALSE | L | Annual | Net Emissions Allowance Position | MTons | 0 | 0 | 0 | 0 | 0 | 0 | 0
#CAN - MB - Acid Rain - SO2 Cap Annual v3.1 | 12 | 1732 | Rate Constraint in MTons | FALSE | L | Annual | Fuel Consumed | TBtu | 0 | 0 | 0 | 0 | 0 | 0 | 0.78108
#CAN - MB - Acid Rain - SO2 Cap Annual v3.1 | 12 | 1732 | Rate Constraint in MTons | FALSE | L | Annual | Rate | lb/MMBtu | 0 | 0 | 0 | 0 | 0 | 0 | 0
#CAN - MB - Acid Rain - SO2 Cap Annual v3.1 | 12 | 1732 | Rate Constraint in MTons | FALSE | L | Annual | Generation | TWh | 0 | 0 | 0 | 0 | 0 | 0 | 0.060605
#CAN - MB - Acid Rain - SO2 Cap Annual v3.1 | 12 | 1732 | Rate Constraint in MTons | FALSE | L | Annual | Qualifying Generation | TWh | 0 | 0 | 0 | 0 | 0 | 0 | 0.060605
#CAN - MB - Acid Rain - SO2 Cap Annual v3.1 | 12 | 1732 | Rate Constraint in MTons | FALSE | L | Annual | Rate | lb/MWh | 0 | 0 | 0 | 0 | 0 | 0 | 0
#CAN - MB - Acid Rain - SO2 Cap Annual v3.1 | 12 | 1732 | Rate Constraint in MTons | FALSE | L | Annual | Constraint Shadow Price | US$/Ton | 0 | 0 | 0 | 0 | 0 | 0 | 0
#CAN - NB - Acid Rain - SO2 Cap Annual v3.1 | 13 | 1733 | Rate Constraint in MTons | FALSE | L | Annual | Seasons Included | Seasons | Winter, Summer | Winter, Summer | Winter, Summer | Winter, Summer | Winter, Summer | Winter, Summer | Winter, Summer
#CAN - NB - Acid Rain - SO2 Cap Annual v3.1 | 13 | 1733 | Rate Constraint in MTons | FALSE | L | Annual | Standard | MTons | 135.58 | 135.58 | 135.58 | 135.58 | 135.58 | 135.58 | 135.58
#CAN - NB - Acid Rain - SO2 Cap Annual v3.1 | 13 | 1733 | Rate Constraint in MTons | FALSE | L | Annual | Standard SO2 | MTons | 135.58 | 135.58 | 135.58 | 135.58 | 135.58 | 135.58 | 135.58
#CAN - NB - Acid Rain - SO2 Cap Annual v3.1 | 13 | 1733 | Rate Constraint in MTons | FALSE | L | Annual | Emissions at Affected Plants SO2 | MTons | 0 | 0 | 0 | 0 | 0 | 0 | 0
#CAN - NB - Acid Rain - SO2 Cap Annual v3.1 | 13 | 1733 | Rate Constraint in MTons | FALSE | L | Annual | Allowances Purchased SO2 | MTons | 0 | 0 | 0 | 0 | 0 | 0 | 0
#CAN - NB - Acid Rain - SO2 Cap Annual v3.1 | 13 | 1733 | Rate Constraint in MTons | FALSE | L | Annual | Allowances Sold SO2 | MTons | 0 | 0 | 0 | 0 | 0 | 0 | 0
#CAN - NB - Acid Rain - SO2 Cap Annual v3.1 | 13 | 1733 | Rate Constraint in MTons | FALSE | L | Annual | Allowances Banked | MTons | 0 | 0 | 0 | 0 | 0 | 0 | 0
#CAN - NB - Acid Rain - SO2 Cap Annual v3.1 | 13 | 1733 | Rate Constraint in MTons | FALSE | L | Annual | Allowances Withdrawn (1:1) | MTons | 0 | 0 | 0 | 0 | 0 | 0 | 0
#CAN - NB - Acid Rain - SO2 Cap Annual v3.1 | 13 | 1733 | Rate Constraint in MTons | FALSE | L | Annual | Allowances Withdrawn (n:1) | MTons | 0 | 0 | 0 | 0 | 0 | 0 | 0
#CAN - NB - Acid Rain - SO2 Cap Annual v3.1 | 13 | 1733 | Rate Constraint in MTons | FALSE | L | Annual | Net Emissions Allowance Position | MTons | 0 | 0 | 0 | 0 | 0 | 0 | 0
#CAN - NB - Acid Rain - SO2 Cap Annual v3.1 | 13 | 1733 | Rate Constraint in MTons | FALSE | L | Annual | Fuel Consumed | TBtu | 6.7513 | 0.63658 | 0.43021 | 0.17724 | 2.4001 | 0.43221 | 1.264
#CAN - NB - Acid Rain - SO2 Cap Annual v3.1 | 13 | 1733 | Rate Constraint in MTons | FALSE | L | Annual | Rate | lb/MMBtu | 0 | 0 | 0 | 0 | 0 | 0 | 0
#CAN - NB - Acid Rain - SO2 Cap Annual v3.1 | 13 | 1733 | Rate Constraint in MTons | FALSE | L | Annual | Generation | TWh | 0.88833 | 0.083166 | 0.056607 | 0.023321 | 0.3158 | 0.05687 | 0.16632
#CAN - NB - Acid Rain - SO2 Cap Annual v3.1 | 13 | 1733 | Rate Constraint in MTons | FALSE | L | Annual | Qualifying Generation | TWh | 0.88833 | 0.083166 | 0.056607 | 0.023321 | 0.3158 | 0.05687 | 0.16632
#CAN - NB - Acid Rain - SO2 Cap Annual v3.1 | 13 | 1733 | Rate Constraint in MTons | FALSE | L | Annual | Rate | lb/MWh | 0 | 0 | 0 | 0 | 0 | 0 | 0
#CAN - NB - Acid Rain - SO2 Cap Annual v3.1 | 13 | 1733 | Rate Constraint in MTons | FALSE | L | Annual | Constraint Shadow Price | US$/Ton | 0 | 0 | 0 | 0 | 0 | 0 | 0
#CAN - NB - MER Cap Annual v4.12 | 14 | 2319 | Rate Constraint in MTons | FALSE | L | Annual | Seasons Included | Seasons | Winter, Summer | Winter, Summer | Winter, Summer | Winter, Summer | Winter, Summer | Winter, Summer | Winter, Summer
#CAN - NB - MER Cap Annual v4.12 | 14 | 2319 | Rate Constraint in MTons | FALSE | L | Annual | Standard | Lb | 55.1156 | 55.1156 | 55.1156 | 55.1156 | 55.1156 | 55.1156 | 55.1156
#CAN - NB - MER Cap Annual v4.12 | 14 | 2319 | Rate Constraint in MTons | FALSE | L | Annual | Standard MER | lbs | 55.1156 | 55.1156 | 55.1156 | 55.1156 | 55.1156 | 55.1156 | 55.1156
#CAN - NB - MER Cap Annual v4.12 | 14 | 2319 | Rate Constraint in MTons | FALSE | L | Annual | Emissions at Affected Plants MER | lbs | 0 | 0 | 0 | 0 | 0 | 0 | 0
#CAN - NB - MER Cap Annual v4.12 | 14 | 2319 | Rate Constraint in MTons | FALSE | L | Annual | Allowances Purchased MER | lbs | 0 | 0 | 0 | 0 | 0 | 0 | 0
#CAN - NB - MER Cap Annual v4.12 | 14 | 2319 | Rate Constraint in MTons | FALSE | L | Annual | Allowances Sold MER | lbs | 0 | 0 | 0 | 0 | 0 | 0 | 0
#CAN - NB - MER Cap Annual v4.12 | 14 | 2319 | Rate Constraint in MTons | FALSE | L | Annual | Allowances Banked | lbs | 0 | 0 | 0 | 0 | 0 | 0 | 0
#CAN - NB - MER Cap Annual v4.12 | 14 | 2319 | Rate Constraint in MTons | FALSE | L | Annual | Allowances Withdrawn (1:1) | lbs | 0 | 0 | 0 | 0 | 0 | 0 | 0
#CAN - NB - MER Cap Annual v4.12 | 14 | 2319 | Rate Constraint in MTons | FALSE | L | Annual | Allowances Withdrawn (n:1) | lbs | 0 | 0 | 0 | 0 | 0 | 0 | 0
#CAN - NB - MER Cap Annual v4.12 | 14 | 2319 | Rate Constraint in MTons | FALSE | L | Annual | Net Emissions Allowance Position | lbs | 0 | 0 | 0 | 0 | 0 | 0 | 0
#CAN - NB - MER Cap Annual v4.12 | 14 | 2319 | Rate Constraint in MTons | FALSE | L | Annual | Fuel Consumed | TBtu | 0 | 0 | 0 | 0 | 0 | 0 | 0
#CAN - NB - MER Cap Annual v4.12 | 14 | 2319 | Rate Constraint in MTons | FALSE | L | Annual | Rate | lb/MMBtu | 0 | 0 | 0 | 0 | 0 | 0 | 0
#CAN - NB - MER Cap Annual v4.12 | 14 | 2319 | Rate Constraint in MTons | FALSE | L | Annual | Generation | TWh | 0 | 0 | 0 | 0 | 0 | 0 | 0
#CAN - NB - MER Cap Annual v4.12 | 14 | 2319 | Rate Constraint in MTons | FALSE | L | Annual | Qualifying Generation | TWh | 0 | 0 | 0 | 0 | 0 | 0 | 0
#CAN - NB - MER Cap Annual v4.12 | 14 | 2319 | Rate Constraint in MTons | FALSE | L | Annual | Rate | lb/MWh | 0 | 0 | 0 | 0 | 0 | 0 | 0
#CAN - NB - MER Cap Annual v4.12 | 14 | 2319 | Rate Constraint in MTons | FALSE | L | Annual | Constraint Shadow Price | US$/Lb | 0 | 0 | 0 | 0 | 0 | 0 | 0
#CAN - NL&NF - SO2 Cap Annual v3.1 | 15 | 1734 | Rate Constraint in MTons | FALSE | L | Annual | Seasons Included | Seasons | Winter, Summer | Winter, Summer | Winter, Summer | Winter, Summer | Winter, Summer | Winter, Summer | Winter, Summer
#CAN - NL&NF - SO2 Cap Annual v3.1 | 15 | 1734 | Rate Constraint in MTons | FALSE | L | Annual | Standard | MTons | 16.53 | 16.53 | 16.53 | 16.53 | 16.53 | 16.53 | 16.53
#CAN - NL&NF - SO2 Cap Annual v3.1 | 15 | 1734 | Rate Constraint in MTons | FALSE | L | Annual | Standard SO2 | MTons | 16.53 | 16.53 | 16.53 | 16.53 | 16.53 | 16.53 | 16.53
#CAN - NL&NF - SO2 Cap Annual v3.1 | 15 | 1734 | Rate Constraint in MTons | FALSE | L | Annual | Emissions at Affected Plants SO2 | MTons | 0 | 0 | 0 | 0 | 0 | 0 | 0
#CAN - NL&NF - SO2 Cap Annual v3.1 | 15 | 1734 | Rate Constraint in MTons | FALSE | L | Annual | Allowances Purchased SO2 | MTons | 0 | 0 | 0 | 0 | 0 | 0 | 0
#CAN - NL&NF - SO2 Cap Annual v3.1 | 15 | 1734 | Rate Constraint in MTons | FALSE | L | Annual | Allowances Sold SO2 | MTons | 0 | 0 | 0 | 0 | 0 | 0 | 0
#CAN - NL&NF - SO2 Cap Annual v3.1 | 15 | 1734 | Rate Constraint in MTons | FALSE | L | Annual | Allowances Banked | MTons | 0 | 0 | 0 | 0 | 0 | 0 | 0
#CAN - NL&NF - SO2 Cap Annual v3.1 | 15 | 1734 | Rate Constraint in MTons | FALSE | L | Annual | Allowances Withdrawn (1:1) | MTons | 0 | 0 | 0 | 0 | 0 | 0 | 0
#CAN - NL&NF - SO2 Cap Annual v3.1 | 15 | 1734 | Rate Constraint in MTons | FALSE | L | Annual | Allowances Withdrawn (n:1) | MTons | 0 | 0 | 0 | 0 | 0 | 0 | 0
#CAN - NL&NF - SO2 Cap Annual v3.1 | 15 | 1734 | Rate Constraint in MTons | FALSE | L | Annual | Net Emissions Allowance Position | MTons | 0 | 0 | 0 | 0 | 0 | 0 | 0
#CAN - NL&NF - SO2 Cap Annual v3.1 | 15 | 1734 | Rate Constraint in MTons | FALSE | L | Annual | Fuel Consumed | TBtu | 0 | 0 | 0 | 0 | 0 | 0 | 0
#CAN - NL&NF - SO2 Cap Annual v3.1 | 15 | 1734 | Rate Constraint in MTons | FALSE | L | Annual | Rate | lb/MMBtu | 0 | 0 | 0 | 0 | 0 | 0 | 0
#CAN - NL&NF - SO2 Cap Annual v3.1 | 15 | 1734 | Rate Constraint in MTons | FALSE | L | Annual | Generation | TWh | 0 | 0 | 0 | 0 | 0 | 0 | 0
#CAN - NL&NF - SO2 Cap Annual v3.1 | 15 | 1734 | Rate Constraint in MTons | FALSE | L | Annual | Qualifying Generation | TWh | 0 | 0 | 0 | 0 | 0 | 0 | 0
#CAN - NL&NF - SO2 Cap Annual v3.1 | 15 | 1734 | Rate Constraint in MTons | FALSE | L | Annual | Rate | lb/MWh | 0 | 0 | 0 | 0 | 0 | 0 | 0
#CAN - NL&NF - SO2 Cap Annual v3.1 | 15 | 1734 | Rate Constraint in MTons | FALSE | L | Annual | Constraint Shadow Price | US$/Ton | 0 | 0 | 0 | 0 | 0 | 0 | 0
#CAN - NS - MER Cap Annual v4.12 | 16 | 2320 | Rate Constraint in MTons | FALSE | L | Annual | Seasons Included | Seasons | Winter, Summer | Winter, Summer | Winter, Summer | Winter, Summer | Winter, Summer | Winter, Summer | Winter, Summer
#CAN - NS - MER Cap Annual v4.12 | 16 | 2320 | Rate Constraint in MTons | FALSE | L | Annual | Standard | Lb | 143.3005 | 143.3005 | 93.6965 | 77.1618 | 77.1618 | 77.1618 | 77.1618
#CAN - NS - MER Cap Annual v4.12 | 16 | 2320 | Rate Constraint in MTons | FALSE | L | Annual | Standard MER | lbs | 143.3005 | 143.3005 | 93.6965 | 77.1618 | 77.1618 | 77.1618 | 77.1618
#CAN - NS - MER Cap Annual v4.12 | 16 | 2320 | Rate Constraint in MTons | FALSE | L | Annual | Emissions at Affected Plants MER | lbs | 93.0784 | 0 | 0 | 77.1618 | 34.2522 | 34.2522 | 0
#CAN - NS - MER Cap Annual v4.12 | 16 | 2320 | Rate Constraint in MTons | FALSE | L | Annual | Allowances Purchased MER | lbs | 0 | 0 | 0 | 0 | 0 | 0 | 0
#CAN - NS - MER Cap Annual v4.12 | 16 | 2320 | Rate Constraint in MTons | FALSE | L | Annual | Allowances Sold MER | lbs | 0 | 0 | 0 | 0 | 0 | 0 | 0
#CAN - NS - MER Cap Annual v4.12 | 16 | 2320 | Rate Constraint in MTons | FALSE | L | Annual | Allowances Banked | lbs | 0 | 0 | 0 | 0 | 0 | 0 | 0
#CAN - NS - MER Cap Annual v4.12 | 16 | 2320 | Rate Constraint in MTons | FALSE | L | Annual | Allowances Withdrawn (1:1) | lbs | 0 | 0 | 0 | 0 | 0 | 0 | 0
#CAN - NS - MER Cap Annual v4.12 | 16 | 2320 | Rate Constraint in MTons | FALSE | L | Annual | Allowances Withdrawn (n:1) | lbs | 0 | 0 | 0 | 0 | 0 | 0 | 0
#CAN - NS - MER Cap Annual v4.12 | 16 | 2320 | Rate Constraint in MTons | FALSE | L | Annual | Net Emissions Allowance Position | lbs | 93.0784 | 0 | 0 | 77.1618 | 34.2522 | 34.2522 | 0
#CAN - NS - MER Cap Annual v4.12 | 16 | 2320 | Rate Constraint in MTons | FALSE | L | Annual | Fuel Consumed | TBtu | 35.55 | 0 | 0 | 59.8134 | 26.0251 | 26.0251 | 0
#CAN - NS - MER Cap Annual v4.12 | 16 | 2320 | Rate Constraint in MTons | FALSE | L | Annual | Rate | lb/MMBtu | 2.6182e-06 | 0 | 0 | 1.29e-06 | 1.3161e-06 | 1.3161e-06 | 0
#CAN - NS - MER Cap Annual v4.12 | 16 | 2320 | Rate Constraint in MTons | FALSE | L | Annual | Generation | TWh | 3.4229 | 0 | 0 | 5.6488 | 2.3824 | 2.3824 | 0
#CAN - NS - MER Cap Annual v4.12 | 16 | 2320 | Rate Constraint in MTons | FALSE | L | Annual | Qualifying Generation | TWh | 3.4229 | 0 | 0 | 5.6488 | 2.3824 | 2.3824 | 0
#CAN - NS - MER Cap Annual v4.12 | 16 | 2320 | Rate Constraint in MTons | FALSE | L | Annual | Rate | lb/MWh | 27.193 | 0 | 0 | 13.6598 | 14.3771 | 14.3771 | 0
#CAN - NS - MER Cap Annual v4.12 | 16 | 2320 | Rate Constraint in MTons | FALSE | L | Annual | Constraint Shadow Price | US$/Lb | 0 | 0 | 0 | 193210.6954 | 0 | 0 | 0
#CAN - NS - NS Power - NOX Cap Annual v3.1 | 17 | 2311 | Rate Constraint in MTons | FALSE | L | Annual | Seasons Included | Seasons | Winter, Summer | Winter, Summer | Winter, Summer | Winter, Summer | Winter, Summer | Winter, Summer | Winter, Summer
#CAN - NS - NS Power - NOX Cap Annual v3.1 | 17 | 2311 | Rate Constraint in MTons | FALSE | L | Annual | Standard | MTons | 21.1952 | 21.1952 | 17.6626 | 16.485 | 16.485 | 16.485 | 16.485
#CAN - NS - NS Power - NOX Cap Annual v3.1 | 17 | 2311 | Rate Constraint in MTons | FALSE | L | Annual | Standard NOX | MTons | 21.1952 | 21.1952 | 17.6626 | 16.485 | 16.485 | 16.485 | 16.485
#CAN - NS - NS Power - NOX Cap Annual v3.1 | 17 | 2311 | Rate Constraint in MTons | FALSE | L | Annual | Emissions at Affected Plants NOX | MTons | 5.2333 | 1.1927 | 1.2457 | 8.7701 | 4.4618 | 4.5074 | 1.2246
#CAN - NS - NS Power - NOX Cap Annual v3.1 | 17 | 2311 | Rate Constraint in MTons | FALSE | L | Annual | Allowances Purchased NOX | MTons | 0 | 0 | 0 | 0 | 0 | 0 | 0
#CAN - NS - NS Power - NOX Cap Annual v3.1 | 17 | 2311 | Rate Constraint in MTons | FALSE | L | Annual | Allowances Sold NOX | MTons | 0 | 0 | 0 | 0 | 0 | 0 | 0
#CAN - NS - NS Power - NOX Cap Annual v3.1 | 17 | 2311 | Rate Constraint in MTons | FALSE | L | Annual | Allowances Banked | MTons | 0 | 0 | 0 | 0 | 0 | 0 | 0
#CAN - NS - NS Power - NOX Cap Annual v3.1 | 17 | 2311 | Rate Constraint in MTons | FALSE | L | Annual | Allowances Withdrawn (1:1) | MTons | 0 | 0 | 0 | 0 | 0 | 0 | 0
#CAN - NS - NS Power - NOX Cap Annual v3.1 | 17 | 2311 | Rate Constraint in MTons | FALSE | L | Annual | Allowances Withdrawn (n:1) | MTons | 0 | 0 | 0 | 0 | 0 | 0 | 0
#CAN - NS - NS Power - NOX Cap Annual v3.1 | 17 | 2311 | Rate Constraint in MTons | FALSE | L | Annual | Net Emissions Allowance Position | MTons | 5.2333 | 1.1927 | 1.2457 | 8.7701 | 4.4618 | 4.5074 | 1.2246
#CAN - NS - NS Power - NOX Cap Annual v3.1 | 17 | 2311 | Rate Constraint in MTons | FALSE | L | Annual | Fuel Consumed | TBtu | 45.2383 | 19.9132 | 20.2872 | 72.7312 | 43.1703 | 44.6494 | 48.3155
#CAN - NS - NS Power - NOX Cap Annual v3.1 | 17 | 2311 | Rate Constraint in MTons | FALSE | L | Annual | Rate | lb/MMBtu | 0.23137 | 0.11979 | 0.12281 | 0.24116 | 0.20671 | 0.2019 | 0.050692
#CAN - NS - NS Power - NOX Cap Annual v3.1 | 17 | 2311 | Rate Constraint in MTons | FALSE | L | Annual | Generation | TWh | 4.9222 | 2.7465 | 2.7839 | 7.6482 | 5.0377 | 5.2419 | 7.4632
#CAN - NS - NS Power - NOX Cap Annual v3.1 | 17 | 2311 | Rate Constraint in MTons | FALSE | L | Annual | Qualifying Generation | TWh | 4.9222 | 2.7465 | 2.7839 | 7.6482 | 5.0377 | 5.2419 | 7.4632
#CAN - NS - NS Power - NOX Cap Annual v3.1 | 17 | 2311 | Rate Constraint in MTons | FALSE | L | Annual | Rate | lb/MWh | 1.0632 | 0.43427 | 0.44747 | 1.1467 | 0.88569 | 0.85987 | 0.16409
#CAN - NS - NS Power - NOX Cap Annual v3.1 | 17 | 2311 | Rate Constraint in MTons | FALSE | L | Annual | Constraint Shadow Price | US$/Ton | 0 | 0 | 0 | 0 | 0 | 0 | 0
#CAN - NS - NS Power - SO2 Cap Annual v3.1 | 18 | 1737 | Rate Constraint in MTons | FALSE | L | Annual | Seasons Included | Seasons | Winter, Summer | Winter, Summer | Winter, Summer | Winter, Summer | Winter, Summer | Winter, Summer | Winter, Summer
#CAN - NS - NS Power - SO2 Cap Annual v3.1 | 18 | 1737 | Rate Constraint in MTons | FALSE | L | Annual | Standard | MTons | 67.1307 | 67.1307 | 46.7517 | 39.9587 | 39.9587 | 39.9587 | 39.9587
#CAN - NS - NS Power - SO2 Cap Annual v3.1 | 18 | 1737 | Rate Constraint in MTons | FALSE | L | Annual | Standard SO2 | MTons | 67.1307 | 67.1307 | 46.7517 | 39.9587 | 39.9587 | 39.9587 | 39.9587
#CAN - NS - NS Power - SO2 Cap Annual v3.1 | 18 | 1737 | Rate Constraint in MTons | FALSE | L | Annual | Emissions at Affected Plants SO2 | MTons | 17.3471 | 0.025732 | 0.024701 | 23.7042 | 6.4405 | 6.4919 | 0.10029
#CAN - NS - NS Power - SO2 Cap Annual v3.1 | 18 | 1737 | Rate Constraint in MTons | FALSE | L | Annual | Allowances Purchased SO2 | MTons | 0 | 0 | 0 | 0 | 0 | 0 | 0
#CAN - NS - NS Power - SO2 Cap Annual v3.1 | 18 | 1737 | Rate Constraint in MTons | FALSE | L | Annual | Allowances Sold SO2 | MTons | 0 | 0 | 0 | 0 | 0 | 0 | 0
#CAN - NS - NS Power - SO2 Cap Annual v3.1 | 18 | 1737 | Rate Constraint in MTons | FALSE | L | Annual | Allowances Banked | MTons | 0 | 0 | 0 | 0 | 0 | 0 | 0
#CAN - NS - NS Power - SO2 Cap Annual v3.1 | 18 | 1737 | Rate Constraint in MTons | FALSE | L | Annual | Allowances Withdrawn (1:1) | MTons | 0 | 0 | 0 | 0 | 0 | 0 | 0
#CAN - NS - NS Power - SO2 Cap Annual v3.1 | 18 | 1737 | Rate Constraint in MTons | FALSE | L | Annual | Allowances Withdrawn (n:1) | MTons | 0 | 0 | 0 | 0 | 0 | 0 | 0
#CAN - NS - NS Power - SO2 Cap Annual v3.1 | 18 | 1737 | Rate Constraint in MTons | FALSE | L | Annual | Net Emissions Allowance Position | MTons | 17.3471 | 0.025732 | 0.024701 | 23.7042 | 6.4405 | 6.4919 | 0.10029
#CAN - NS - NS Power - SO2 Cap Annual v3.1 | 18 | 1737 | Rate Constraint in MTons | FALSE | L | Annual | Fuel Consumed | TBtu | 45.2383 | 19.9132 | 20.2872 | 72.7312 | 43.1703 | 44.6494 | 48.3155
#CAN - NS - NS Power - SO2 Cap Annual v3.1 | 18 | 1737 | Rate Constraint in MTons | FALSE | L | Annual | Rate | lb/MMBtu | 0.76692 | 0.0025844 | 0.0024351 | 0.65183 | 0.29838 | 0.2908 | 0.0041516
#CAN - NS - NS Power - SO2 Cap Annual v3.1 | 18 | 1737 | Rate Constraint in MTons | FALSE | L | Annual | Generation | TWh | 4.9222 | 2.7465 | 2.7839 | 7.6482 | 5.0377 | 5.2419 | 7.4632
#CAN - NS - NS Power - SO2 Cap Annual v3.1 | 18 | 1737 | Rate Constraint in MTons | FALSE | L | Annual | Qualifying Generation | TWh | 4.9222 | 2.7465 | 2.7839 | 7.6482 | 5.0377 | 5.2419 | 7.4632
#CAN - NS - NS Power - SO2 Cap Annual v3.1 | 18 | 1737 | Rate Constraint in MTons | FALSE | L | Annual | Rate | lb/MWh | 3.5242 | 0.0093689 | 0.0088729 | 3.0993 | 1.2785 | 1.2385 | 0.013439
#CAN - NS - NS Power - SO2 Cap Annual v3.1 | 18 | 1737 | Rate Constraint in MTons | FALSE | L | Annual | Constraint Shadow Price | US$/Ton | 0 | 0 | 0 | 0 | 0 | 0 | 0
#CAN - NS - SO2 Cap Annual v3.1 | 19 | 1735 | Rate Constraint in MTons | FALSE | L | Annual | Seasons Included | Seasons | Winter, Summer | Winter, Summer | Winter, Summer | Winter, Summer | Winter, Summer | Winter, Summer | Winter, Summer
#CAN - NS - SO2 Cap Annual v3.1 | 19 | 1735 | Rate Constraint in MTons | FALSE | L | Annual | Standard | MTons | 131.2522 | 131.2522 | 131.2522 | 131.2522 | 131.2522 | 131.2522 | 131.2522
#CAN - NS - SO2 Cap Annual v3.1 | 19 | 1735 | Rate Constraint in MTons | FALSE | L | Annual | Standard SO2 | MTons | 131.2522 | 131.2522 | 131.2522 | 131.2522 | 131.2522 | 131.2522 | 131.2522
#CAN - NS - SO2 Cap Annual v3.1 | 19 | 1735 | Rate Constraint in MTons | FALSE | L | Annual | Emissions at Affected Plants SO2 | MTons | 17.3471 | 0.025732 | 0.024701 | 23.7042 | 6.4405 | 6.4919 | 0.10029
#CAN - NS - SO2 Cap Annual v3.1 | 19 | 1735 | Rate Constraint in MTons | FALSE | L | Annual | Allowances Purchased SO2 | MTons | 0 | 0 | 0 | 0 | 0 | 0 | 0
#CAN - NS - SO2 Cap Annual v3.1 | 19 | 1735 | Rate Constraint in MTons | FALSE | L | Annual | Allowances Sold SO2 | MTons | 0 | 0 | 0 | 0 | 0 | 0 | 0
#CAN - NS - SO2 Cap Annual v3.1 | 19 | 1735 | Rate Constraint in MTons | FALSE | L | Annual | Allowances Banked | MTons | 0 | 0 | 0 | 0 | 0 | 0 | 0
#CAN - NS - SO2 Cap Annual v3.1 | 19 | 1735 | Rate Constraint in MTons | FALSE | L | Annual | Allowances Withdrawn (1:1) | MTons | 0 | 0 | 0 | 0 | 0 | 0 | 0
#CAN - NS - SO2 Cap Annual v3.1 | 19 | 1735 | Rate Constraint in MTons | FALSE | L | Annual | Allowances Withdrawn (n:1) | MTons | 0 | 0 | 0 | 0 | 0 | 0 | 0
#CAN - NS - SO2 Cap Annual v3.1 | 19 | 1735 | Rate Constraint in MTons | FALSE | L | Annual | Net Emissions Allowance Position | MTons | 17.3471 | 0.025732 | 0.024701 | 23.7042 | 6.4405 | 6.4919 | 0.10029
#CAN - NS - SO2 Cap Annual v3.1 | 19 | 1735 | Rate Constraint in MTons | FALSE | L | Annual | Fuel Consumed | TBtu | 47.6846 | 22.3594 | 22.7335 | 75.1774 | 45.6166 | 47.0956 | 50.7618
#CAN - NS - SO2 Cap Annual v3.1 | 19 | 1735 | Rate Constraint in MTons | FALSE | L | Annual | Rate | lb/MMBtu | 0.72758 | 0.0023017 | 0.0021731 | 0.63062 | 0.28238 | 0.27569 | 0.0039515
#CAN - NS - SO2 Cap Annual v3.1 | 19 | 1735 | Rate Constraint in MTons | FALSE | L | Annual | Generation | TWh | 5.3027 | 3.127 | 3.1643 | 8.0287 | 5.4181 | 5.6224 | 7.8436
#CAN - NS - SO2 Cap Annual v3.1 | 19 | 1735 | Rate Constraint in MTons | FALSE | L | Annual | Qualifying Generation | TWh | 5.3027 | 3.127 | 3.1643 | 8.0287 | 5.4181 | 5.6224 | 7.8436
#CAN - NS - SO2 Cap Annual v3.1 | 19 | 1735 | Rate Constraint in MTons | FALSE | L | Annual | Rate | lb/MWh | 3.2714 | 0.0082291 | 0.0078061 | 2.9524 | 1.1887 | 1.1547 | 0.012787
#CAN - NS - SO2 Cap Annual v3.1 | 19 | 1735 | Rate Constraint in MTons | FALSE | L | Annual | Constraint Shadow Price | US$/Ton | 0 | 0 | 0 | 0 | 0 | 0 | 0
#CAN - ON - NOX Cap Annual v3.1 | 20 | 1738 | Rate Constraint in MTons | FALSE | L | Annual | Seasons Included | Seasons | Winter, Summer | Winter, Summer | Winter, Summer | Winter, Summer | Winter, Summer | Winter, Summer | Winter, Summer
#CAN - ON - NOX Cap Annual v3.1 | 20 | 1738 | Rate Constraint in MTons | FALSE | L | Annual | Standard | MTons | 47.2891 | 47.2891 | 47.2891 | 47.2891 | 47.2891 | 47.2891 | 47.2891
#CAN - ON - NOX Cap Annual v3.1 | 20 | 1738 | Rate Constraint in MTons | FALSE | L | Annual | Standard NOX | MTons | 47.2891 | 47.2891 | 47.2891 | 47.2891 | 47.2891 | 47.2891 | 47.2891
#CAN - ON - NOX Cap Annual v3.1 | 20 | 1738 | Rate Constraint in MTons | FALSE | L | Annual | Emissions at Affected Plants NOX | MTons | 2.8786 | 3.5412 | 2.0332 | 4.1084 | 4.5577 | 4.8791 | 10.9421
#CAN - ON - NOX Cap Annual v3.1 | 20 | 1738 | Rate Constraint in MTons | FALSE | L | Annual | Allowances Purchased NOX | MTons | 0 | 0 | 0 | 0 | 0 | 0 | 0
#CAN - ON - NOX Cap Annual v3.1 | 20 | 1738 | Rate Constraint in MTons | FALSE | L | Annual | Allowances Sold NOX | MTons | 0 | 0 | 0 | 0 | 0 | 0 | 0
#CAN - ON - NOX Cap Annual v3.1 | 20 | 1738 | Rate Constraint in MTons | FALSE | L | Annual | Allowances Banked | MTons | 44.4105 | 13.8899 | 45.2559 | 0 | 42.7314 | 14.1011 | 0
#CAN - ON - NOX Cap Annual v3.1 | 20 | 1738 | Rate Constraint in MTons | FALSE | L | Annual | Allowances Withdrawn (1:1) | MTons | 0 | -47.2891 | 0 | -47.2891 | 0 | 0 | -47.2891
#CAN - ON - NOX Cap Annual v3.1 | 20 | 1738 | Rate Constraint in MTons | FALSE | L | Annual | Allowances Withdrawn (n:1) | MTons | 0 | 0 | 0 | 0 | 0 | 0 | 0
#CAN - ON - NOX Cap Annual v3.1 | 20 | 1738 | Rate Constraint in MTons | FALSE | L | Annual | Net Emissions Allowance Position | MTons | 47.2891 | -29.8579 | 47.2891 | -43.1807 | 47.2891 | 18.9803 | -36.347
#CAN - ON - NOX Cap Annual v3.1 | 20 | 1738 | Rate Constraint in MTons | FALSE | L | Annual | Fuel Consumed | TBtu | 81.6349 | 88.5136 | 59.7296 | 110.4467 | 158.9506 | 233.0193 | 488.7762
#CAN - ON - NOX Cap Annual v3.1 | 20 | 1738 | Rate Constraint in MTons | FALSE | L | Annual | Rate | lb/MMBtu | 0.070525 | 0.080016 | 0.068079 | 0.074397 | 0.057348 | 0.041878 | 0.044773
#CAN - ON - NOX Cap Annual v3.1 | 20 | 1738 | Rate Constraint in MTons | FALSE | L | Annual | Generation | TWh | 11.5347 | 12.5492 | 8.3382 | 15.7173 | 22.5448 | 33.078 | 72.5315
#CAN - ON - NOX Cap Annual v3.1 | 20 | 1738 | Rate Constraint in MTons | FALSE | L | Annual | Qualifying Generation | TWh | 11.5347 | 12.5492 | 8.3382 | 15.7173 | 22.5448 | 33.078 | 72.5315
#CAN - ON - NOX Cap Annual v3.1 | 20 | 1738 | Rate Constraint in MTons | FALSE | L | Annual | Rate | lb/MWh | 0.24956 | 0.28219 | 0.24384 | 0.2614 | 0.20216 | 0.1475 | 0.15086
#CAN - ON - NOX Cap Annual v3.1 | 20 | 1738 | Rate Constraint in MTons | FALSE | L | Annual | Constraint Shadow Price | US$/Ton | 0 | 0 | 0 | 0 | 0 | 0 | 0
#CAN - ON - O3 Annex - NOX Cap Annual v3.1 | 21 | 1739 | Rate Constraint in MTons | FALSE | L | Annual | Seasons Included | Seasons | Winter, Summer | Winter, Summer | Winter, Summer | Winter, Summer | Winter, Summer | Winter, Summer | Winter, Summer
#CAN - ON - O3 Annex - NOX Cap Annual v3.1 | 21 | 1739 | Rate Constraint in MTons | FALSE | L | Annual | Standard | MTons | 42.9901 | 42.9901 | 42.9901 | 42.9901 | 42.9901 | 42.9901 | 42.9901
#CAN - ON - O3 Annex - NOX Cap Annual v3.1 | 21 | 1739 | Rate Constraint in MTons | FALSE | L | Annual | Standard NOX | MTons | 42.9901 | 42.9901 | 42.9901 | 42.9901 | 42.9901 | 42.9901 | 42.9901
#CAN - ON - O3 Annex - NOX Cap Annual v3.1 | 21 | 1739 | Rate Constraint in MTons | FALSE | L | Annual | Emissions at Affected Plants NOX | MTons | 2.8786 | 3.5412 | 2.0332 | 4.1084 | 4.5577 | 4.8791 | 10.9421
#CAN - ON - O3 Annex - NOX Cap Annual v3.1 | 21 | 1739 | Rate Constraint in MTons | FALSE | L | Annual | Allowances Purchased NOX | MTons | 0 | 0 | 0 | 0 | 0 | 0 | 0
#CAN - ON - O3 Annex - NOX Cap Annual v3.1 | 21 | 1739 | Rate Constraint in MTons | FALSE | L | Annual | Allowances Sold NOX | MTons | 0 | 0 | 0 | 0 | 0 | 0 | 0
#CAN - ON - O3 Annex - NOX Cap Annual v3.1 | 21 | 1739 | Rate Constraint in MTons | FALSE | L | Annual | Allowances Banked | MTons | 0 | 0 | 0 | 0 | 0 | 0 | 0
#CAN - ON - O3 Annex - NOX Cap Annual v3.1 | 21 | 1739 | Rate Constraint in MTons | FALSE | L | Annual | Allowances Withdrawn (1:1) | MTons | 0 | 0 | 0 | 0 | 0 | 0 | 0
#CAN - ON - O3 Annex - NOX Cap Annual v3.1 | 21 | 1739 | Rate Constraint in MTons | FALSE | L | Annual | Allowances Withdrawn (n:1) | MTons | 0 | 0 | 0 | 0 | 0 | 0 | 0
#CAN - ON - O3 Annex - NOX Cap Annual v3.1 | 21 | 1739 | Rate Constraint in MTons | FALSE | L | Annual | Net Emissions Allowance Position | MTons | 2.8786 | 3.5412 | 2.0332 | 4.1084 | 4.5577 | 4.8791 | 10.9421
#CAN - ON - O3 Annex - NOX Cap Annual v3.1 | 21 | 1739 | Rate Constraint in MTons | FALSE | L | Annual | Fuel Consumed | TBtu | 81.6349 | 88.5136 | 59.7296 | 110.4467 | 158.9506 | 233.0193 | 488.7762
#CAN - ON - O3 Annex - NOX Cap Annual v3.1 | 21 | 1739 | Rate Constraint in MTons | FALSE | L | Annual | Rate | lb/MMBtu | 0.070525 | 0.080016 | 0.068079 | 0.074397 | 0.057348 | 0.041878 | 0.044773
#CAN - ON - O3 Annex - NOX Cap Annual v3.1 | 21 | 1739 | Rate Constraint in MTons | FALSE | L | Annual | Generation | TWh | 11.5347 | 12.5492 | 8.3382 | 15.7173 | 22.5448 | 33.078 | 72.5315
#CAN - ON - O3 Annex - NOX Cap Annual v3.1 | 21 | 1739 | Rate Constraint in MTons | FALSE | L | Annual | Qualifying Generation | TWh | 11.5347 | 12.5492 | 8.3382 | 15.7173 | 22.5448 | 33.078 | 72.5315
#CAN - ON - O3 Annex - NOX Cap Annual v3.1 | 21 | 1739 | Rate Constraint in MTons | FALSE | L | Annual | Rate | lb/MWh | 0.24956 | 0.28219 | 0.24384 | 0.2614 | 0.20216 | 0.1475 | 0.15086
#CAN - ON - O3 Annex - NOX Cap Annual v3.1 | 21 | 1739 | Rate Constraint in MTons | FALSE | L | Annual | Constraint Shadow Price | US$/Ton | 0 | 0 | 0 | 0 | 0 | 0 | 0
#CAN - ON - SO2 Cap Annual v3.1 | 22 | 1740 | Rate Constraint in MTons | FALSE | L | Annual | Seasons Included | Seasons | Winter, Summer | Winter, Summer | Winter, Summer | Winter, Summer | Winter, Summer | Winter, Summer | Winter, Summer
#CAN - ON - SO2 Cap Annual v3.1 | 22 | 1740 | Rate Constraint in MTons | FALSE | L | Annual | Standard | MTons | 144.4026 | 144.4026 | 144.4026 | 144.4026 | 144.4026 | 144.4026 | 144.4026
#CAN - ON - SO2 Cap Annual v3.1 | 22 | 1740 | Rate Constraint in MTons | FALSE | L | Annual | Standard SO2 | MTons | 144.4026 | 144.4026 | 144.4026 | 144.4026 | 144.4026 | 144.4026 | 144.4026
#CAN - ON - SO2 Cap Annual v3.1 | 22 | 1740 | Rate Constraint in MTons | FALSE | L | Annual | Emissions at Affected Plants SO2 | MTons | 0.27116 | 0.27116 | 0.27116 | 0.27116 | 0.27116 | 0.27116 | 0.27116
#CAN - ON - SO2 Cap Annual v3.1 | 22 | 1740 | Rate Constraint in MTons | FALSE | L | Annual | Allowances Purchased SO2 | MTons | 0 | 0 | 0 | 0 | 0 | 0 | 0
#CAN - ON - SO2 Cap Annual v3.1 | 22 | 1740 | Rate Constraint in MTons | FALSE | L | Annual | Allowances Sold SO2 | MTons | 0 | 0 | 0 | 0 | 0 | 0 | 0
#CAN - ON - SO2 Cap Annual v3.1 | 22 | 1740 | Rate Constraint in MTons | FALSE | L | Annual | Allowances Banked | MTons | 0 | 0 | 144.1314 | 173.2831 | 0 | 0 | 0
#CAN - ON - SO2 Cap Annual v3.1 | 22 | 1740 | Rate Constraint in MTons | FALSE | L | Annual | Allowances Withdrawn (1:1) | MTons | 0 | 0 | 0 | -115.3052 | -144.4026 | 0 | 0
#CAN - ON - SO2 Cap Annual v3.1 | 22 | 1740 | Rate Constraint in MTons | FALSE | L | Annual | Allowances Withdrawn (n:1) | MTons | 0 | 0 | 0 | 0 | 0 | 0 | 0
#CAN - ON - SO2 Cap Annual v3.1 | 22 | 1740 | Rate Constraint in MTons | FALSE | L | Annual | Net Emissions Allowance Position | MTons | 0.27116 | 0.27116 | 144.4026 | 58.2491 | -144.1314 | 0.27116 | 0.27116
#CAN - ON - SO2 Cap Annual v3.1 | 22 | 1740 | Rate Constraint in MTons | FALSE | L | Annual | Fuel Consumed | TBtu | 81.6349 | 88.5136 | 59.7296 | 110.4467 | 158.9506 | 233.0193 | 488.7762
#CAN - ON - SO2 Cap Annual v3.1 | 22 | 1740 | Rate Constraint in MTons | FALSE | L | Annual | Rate | lb/MMBtu | 0.0066433 | 0.006127 | 0.0090797 | 0.0049103 | 0.0034119 | 0.0023274 | 0.0011096
#CAN - ON - SO2 Cap Annual v3.1 | 22 | 1740 | Rate Constraint in MTons | FALSE | L | Annual | Generation | TWh | 11.5347 | 12.5492 | 8.3382 | 15.7173 | 22.5448 | 33.078 | 72.5315
#CAN - ON - SO2 Cap Annual v3.1 | 22 | 1740 | Rate Constraint in MTons | FALSE | L | Annual | Qualifying Generation | TWh | 11.5347 | 12.5492 | 8.3382 | 15.7173 | 22.5448 | 33.078 | 72.5315
#CAN - ON - SO2 Cap Annual v3.1 | 22 | 1740 | Rate Constraint in MTons | FALSE | L | Annual | Rate | lb/MWh | 0.023508 | 0.021608 | 0.032521 | 0.017253 | 0.012028 | 0.0081977 | 0.0037386
#CAN - ON - SO2 Cap Annual v3.1 | 22 | 1740 | Rate Constraint in MTons | FALSE | L | Annual | Constraint Shadow Price | US$/Ton | 0 | 0 | 0 | 0 | 0 | 0 | 0
#CAN - PE - Acid Rain - SO2 Cap Annual v3.1 | 23 | 1741 | Rate Constraint in MTons | FALSE | L | Annual | Seasons Included | Seasons | Winter, Summer | Winter, Summer | Winter, Summer | Winter, Summer | Winter, Summer | Winter, Summer | Winter, Summer
#CAN - PE - Acid Rain - SO2 Cap Annual v3.1 | 23 | 1741 | Rate Constraint in MTons | FALSE | L | Annual | Standard | MTons | 3.31 | 3.31 | 3.31 | 3.31 | 3.31 | 3.31 | 3.31
#CAN - PE - Acid Rain - SO2 Cap Annual v3.1 | 23 | 1741 | Rate Constraint in MTons | FALSE | L | Annual | Standard SO2 | MTons | 3.31 | 3.31 | 3.31 | 3.31 | 3.31 | 3.31 | 3.31
#CAN - PE - Acid Rain - SO2 Cap Annual v3.1 | 23 | 1741 | Rate Constraint in MTons | FALSE | L | Annual | Emissions at Affected Plants SO2 | MTons | 0 | 0 | 0 | 0 | 0 | 0 | 0
#CAN - PE - Acid Rain - SO2 Cap Annual v3.1 | 23 | 1741 | Rate Constraint in MTons | FALSE | L | Annual | Allowances Purchased SO2 | MTons | 0 | 0 | 0 | 0 | 0 | 0 | 0
#CAN - PE - Acid Rain - SO2 Cap Annual v3.1 | 23 | 1741 | Rate Constraint in MTons | FALSE | L | Annual | Allowances Sold SO2 | MTons | 0 | 0 | 0 | 0 | 0 | 0 | 0
#CAN - PE - Acid Rain - SO2 Cap Annual v3.1 | 23 | 1741 | Rate Constraint in MTons | FALSE | L | Annual | Allowances Banked | MTons | 0 | 0 | 0 | 0 | 0 | 0 | 0
#CAN - PE - Acid Rain - SO2 Cap Annual v3.1 | 23 | 1741 | Rate Constraint in MTons | FALSE | L | Annual | Allowances Withdrawn (1:1) | MTons | 0 | 0 | 0 | 0 | 0 | 0 | 0
#CAN - PE - Acid Rain - SO2 Cap Annual v3.1 | 23 | 1741 | Rate Constraint in MTons | FALSE | L | Annual | Allowances Withdrawn (n:1) | MTons | 0 | 0 | 0 | 0 | 0 | 0 | 0
#CAN - PE - Acid Rain - SO2 Cap Annual v3.1 | 23 | 1741 | Rate Constraint in MTons | FALSE | L | Annual | Net Emissions Allowance Position | MTons | 0 | 0 | 0 | 0 | 0 | 0 | 0
#CAN - PE - Acid Rain - SO2 Cap Annual v3.1 | 23 | 1741 | Rate Constraint in MTons | FALSE | L | Annual | Fuel Consumed | TBtu | 0.70301 | 0.70341 | 0.70576 | 2.7012 | 3.776 | 4.0474 | 8.714
#CAN - PE - Acid Rain - SO2 Cap Annual v3.1 | 23 | 1741 | Rate Constraint in MTons | FALSE | L | Annual | Rate | lb/MMBtu | 0 | 0 | 0 | 0 | 0 | 0 | 0
#CAN - PE - Acid Rain - SO2 Cap Annual v3.1 | 23 | 1741 | Rate Constraint in MTons | FALSE | L | Annual | Generation | TWh | 0.10922 | 0.10925 | 0.10944 | 0.42009 | 0.58725 | 0.62946 | 1.3552
#CAN - PE - Acid Rain - SO2 Cap Annual v3.1 | 23 | 1741 | Rate Constraint in MTons | FALSE | L | Annual | Qualifying Generation | TWh | 0.10922 | 0.10925 | 0.10944 | 0.42009 | 0.58725 | 0.62946 | 1.3552
#CAN - PE - Acid Rain - SO2 Cap Annual v3.1 | 23 | 1741 | Rate Constraint in MTons | FALSE | L | Annual | Rate | lb/MWh | 0 | 0 | 0 | 0 | 0 | 0 | 0
#CAN - PE - Acid Rain - SO2 Cap Annual v3.1 | 23 | 1741 | Rate Constraint in MTons | FALSE | L | Annual | Constraint Shadow Price | US$/Ton | 0 | 0 | 0 | 0 | 0 | 0 | 0
#CAN - PQ - Acid Rain - SO2 Cap Annual v3.1 | 24 | 1742 | Rate Constraint in MTons | FALSE | L | Annual | Seasons Included | Seasons | Winter, Summer | Winter, Summer | Winter, Summer | Winter, Summer | Winter, Summer | Winter, Summer | Winter, Summer
#CAN - PQ - Acid Rain - SO2 Cap Annual v3.1 | 24 | 1742 | Rate Constraint in MTons | FALSE | L | Annual | Standard | MTons | 6.61 | 6.61 | 6.61 | 6.61 | 6.61 | 6.61 | 6.61
#CAN - PQ - Acid Rain - SO2 Cap Annual v3.1 | 24 | 1742 | Rate Constraint in MTons | FALSE | L | Annual | Standard SO2 | MTons | 6.61 | 6.61 | 6.61 | 6.61 | 6.61 | 6.61 | 6.61
#CAN - PQ - Acid Rain - SO2 Cap Annual v3.1 | 24 | 1742 | Rate Constraint in MTons | FALSE | L | Annual | Emissions at Affected Plants SO2 | MTons | 0 | 0 | 0 | 0 | 0 | 0 | 0
#CAN - PQ - Acid Rain - SO2 Cap Annual v3.1 | 24 | 1742 | Rate Constraint in MTons | FALSE | L | Annual | Allowances Purchased SO2 | MTons | 0 | 0 | 0 | 0 | 0 | 0 | 0
#CAN - PQ - Acid Rain - SO2 Cap Annual v3.1 | 24 | 1742 | Rate Constraint in MTons | FALSE | L | Annual | Allowances Sold SO2 | MTons | 0 | 0 | 0 | 0 | 0 | 0 | 0
#CAN - PQ - Acid Rain - SO2 Cap Annual v3.1 | 24 | 1742 | Rate Constraint in MTons | FALSE | L | Annual | Allowances Banked | MTons | 0 | 0 | 0 | 0 | 0 | 0 | 0
#CAN - PQ - Acid Rain - SO2 Cap Annual v3.1 | 24 | 1742 | Rate Constraint in MTons | FALSE | L | Annual | Allowances Withdrawn (1:1) | MTons | 0 | 0 | 0 | 0 | 0 | 0 | 0
#CAN - PQ - Acid Rain - SO2 Cap Annual v3.1 | 24 | 1742 | Rate Constraint in MTons | FALSE | L | Annual | Allowances Withdrawn (n:1) | MTons | 0 | 0 | 0 | 0 | 0 | 0 | 0
#CAN - PQ - Acid Rain - SO2 Cap Annual v3.1 | 24 | 1742 | Rate Constraint in MTons | FALSE | L | Annual | Net Emissions Allowance Position | MTons | 0 | 0 | 0 | 0 | 0 | 0 | 0
#CAN - PQ - Acid Rain - SO2 Cap Annual v3.1 | 24 | 1742 | Rate Constraint in MTons | FALSE | L | Annual | Fuel Consumed | TBtu | 0 | 0 | 0 | 0.16578 | 20.8745 | 16.8693 | 82.6215
#CAN - PQ - Acid Rain - SO2 Cap Annual v3.1 | 24 | 1742 | Rate Constraint in MTons | FALSE | L | Annual | Rate | lb/MMBtu | 0 | 0 | 0 | 0 | 0 | 0 | 0
#CAN - PQ - Acid Rain - SO2 Cap Annual v3.1 | 24 | 1742 | Rate Constraint in MTons | FALSE | L | Annual | Generation | TWh | 0 | 0 | 0 | 0.024343 | 3.0642 | 2.4771 | 12.6021
#CAN - PQ - Acid Rain - SO2 Cap Annual v3.1 | 24 | 1742 | Rate Constraint in MTons | FALSE | L | Annual | Qualifying Generation | TWh | 0 | 0 | 0 | 0.024343 | 3.0642 | 2.4771 | 12.6021
#CAN - PQ - Acid Rain - SO2 Cap Annual v3.1 | 24 | 1742 | Rate Constraint in MTons | FALSE | L | Annual | Rate | lb/MWh | 0 | 0 | 0 | 0 | 0 | 0 | 0
#CAN - PQ - Acid Rain - SO2 Cap Annual v3.1 | 24 | 1742 | Rate Constraint in MTons | FALSE | L | Annual | Constraint Shadow Price | US$/Ton | 0 | 0 | 0 | 0 | 0 | 0 | 0
#CAN - PQ - O3 Annex - NOX Cap Annual v3.1 | 25 | 1743 | Rate Constraint in MTons | FALSE | L | Annual | Seasons Included | Seasons | Winter, Summer | Winter, Summer | Winter, Summer | Winter, Summer | Winter, Summer | Winter, Summer | Winter, Summer
#CAN - PQ - O3 Annex - NOX Cap Annual v3.1 | 25 | 1743 | Rate Constraint in MTons | FALSE | L | Annual | Standard | MTons | 5.5115 | 5.5115 | 5.5115 | 5.5115 | 5.5115 | 5.5115 | 5.5115
#CAN - PQ - O3 Annex - NOX Cap Annual v3.1 | 25 | 1743 | Rate Constraint in MTons | FALSE | L | Annual | Standard NOX | MTons | 5.5115 | 5.5115 | 5.5115 | 5.5115 | 5.5115 | 5.5115 | 5.5115
#CAN - PQ - O3 Annex - NOX Cap Annual v3.1 | 25 | 1743 | Rate Constraint in MTons | FALSE | L | Annual | Emissions at Affected Plants NOX | MTons | 0 | 0 | 0 | 0.00091177 | 0.11481 | 0.092781 | 1.5098
#CAN - PQ - O3 Annex - NOX Cap Annual v3.1 | 25 | 1743 | Rate Constraint in MTons | FALSE | L | Annual | Allowances Purchased NOX | MTons | 0 | 0 | 0 | 0 | 0 | 0 | 0
#CAN - PQ - O3 Annex - NOX Cap Annual v3.1 | 25 | 1743 | Rate Constraint in MTons | FALSE | L | Annual | Allowances Sold NOX | MTons | 0 | 0 | 0 | 0 | 0 | 0 | 0
#CAN - PQ - O3 Annex - NOX Cap Annual v3.1 | 25 | 1743 | Rate Constraint in MTons | FALSE | L | Annual | Allowances Banked | MTons | 0 | 0 | 0 | 0 | 0 | 0 | 0
#CAN - PQ - O3 Annex - NOX Cap Annual v3.1 | 25 | 1743 | Rate Constraint in MTons | FALSE | L | Annual | Allowances Withdrawn (1:1) | MTons | 0 | 0 | 0 | 0 | 0 | 0 | 0
#CAN - PQ - O3 Annex - NOX Cap Annual v3.1 | 25 | 1743 | Rate Constraint in MTons | FALSE | L | Annual | Allowances Withdrawn (n:1) | MTons | 0 | 0 | 0 | 0 | 0 | 0 | 0
#CAN - PQ - O3 Annex - NOX Cap Annual v3.1 | 25 | 1743 | Rate Constraint in MTons | FALSE | L | Annual | Net Emissions Allowance Position | MTons | 0 | 0 | 0 | 0.00091177 | 0.11481 | 0.092781 | 1.5098
#CAN - PQ - O3 Annex - NOX Cap Annual v3.1 | 25 | 1743 | Rate Constraint in MTons | FALSE | L | Annual | Fuel Consumed | TBtu | 0 | 0 | 0 | 0.16578 | 20.8745 | 16.8693 | 82.6215
#CAN - PQ - O3 Annex - NOX Cap Annual v3.1 | 25 | 1743 | Rate Constraint in MTons | FALSE | L | Annual | Rate | lb/MMBtu | 0 | 0 | 0 | 0.011 | 0.011 | 0.011 | 0.036547
#CAN - PQ - O3 Annex - NOX Cap Annual v3.1 | 25 | 1743 | Rate Constraint in MTons | FALSE | L | Annual | Generation | TWh | 0 | 0 | 0 | 0.024343 | 3.0642 | 2.4771 | 12.6021
#CAN - PQ - O3 Annex - NOX Cap Annual v3.1 | 25 | 1743 | Rate Constraint in MTons | FALSE | L | Annual | Qualifying Generation | TWh | 0 | 0 | 0 | 0.024343 | 3.0642 | 2.4771 | 12.6021
#CAN - PQ - O3 Annex - NOX Cap Annual v3.1 | 25 | 1743 | Rate Constraint in MTons | FALSE | L | Annual | Rate | lb/MWh | 0 | 0 | 0 | 0.037455 | 0.037469 | 0.037455 | 0.11981
#CAN - PQ - O3 Annex - NOX Cap Annual v3.1 | 25 | 1743 | Rate Constraint in MTons | FALSE | L | Annual | Constraint Shadow Price | US$/Ton | 0 | 0 | 0 | 0 | 0 | 0 | 0
#CAN - SK - MER Cap Annual v4.12 | 26 | 2322 | Rate Constraint in MTons | FALSE | L | Annual | Seasons Included | Seasons | Winter, Summer | Winter, Summer | Winter, Summer | Winter, Summer | Winter, Summer | Winter, Summer | Winter, Summer
#CAN - SK - MER Cap Annual v4.12 | 26 | 2322 | Rate Constraint in MTons | FALSE | L | Annual | Standard | Lb | 947.9877 | 947.9877 | 947.9877 | 947.9877 | 947.9877 | 947.9877 | 947.9877
#CAN - SK - MER Cap Annual v4.12 | 26 | 2322 | Rate Constraint in MTons | FALSE | L | Annual | Standard MER | lbs | 947.9877 | 947.9877 | 947.9877 | 947.9877 | 947.9877 | 947.9877 | 947.9877
#CAN - SK - MER Cap Annual v4.12 | 26 | 2322 | Rate Constraint in MTons | FALSE | L | Annual | Emissions at Affected Plants MER | lbs | 931.8246 | 931.8246 | 667.1017 | 667.1017 | 164.1282 | 164.1282 | 0
#CAN - SK - MER Cap Annual v4.12 | 26 | 2322 | Rate Constraint in MTons | FALSE | L | Annual | Allowances Purchased MER | lbs | 0 | 0 | 0 | 0 | 0 | 0 | 0
#CAN - SK - MER Cap Annual v4.12 | 26 | 2322 | Rate Constraint in MTons | FALSE | L | Annual | Allowances Sold MER | lbs | 0 | 0 | 0 | 0 | 0 | 0 | 0
#CAN - SK - MER Cap Annual v4.12 | 26 | 2322 | Rate Constraint in MTons | FALSE | L | Annual | Allowances Banked | lbs | 0 | 0 | 0 | 0 | 0 | 0 | 0
#CAN - SK - MER Cap Annual v4.12 | 26 | 2322 | Rate Constraint in MTons | FALSE | L | Annual | Allowances Withdrawn (1:1) | lbs | 0 | 0 | 0 | 0 | 0 | 0 | 0
#CAN - SK - MER Cap Annual v4.12 | 26 | 2322 | Rate Constraint in MTons | FALSE | L | Annual | Allowances Withdrawn (n:1) | lbs | 0 | 0 | 0 | 0 | 0 | 0 | 0
#CAN - SK - MER Cap Annual v4.12 | 26 | 2322 | Rate Constraint in MTons | FALSE | L | Annual | Net Emissions Allowance Position | lbs | 931.8246 | 931.8246 | 667.1017 | 667.1017 | 164.1282 | 164.1282 | 0
#CAN - SK - MER Cap Annual v4.12 | 26 | 2322 | Rate Constraint in MTons | FALSE | L | Annual | Fuel Consumed | TBtu | 123.7697 | 123.7697 | 88.6078 | 88.6078 | 21.8003 | 21.8003 | 0
#CAN - SK - MER Cap Annual v4.12 | 26 | 2322 | Rate Constraint in MTons | FALSE | L | Annual | Rate | lb/MMBtu | 7.5287e-06 | 7.5287e-06 | 7.5287e-06 | 7.5287e-06 | 7.5287e-06 | 7.5287e-06 | 0
#CAN - SK - MER Cap Annual v4.12 | 26 | 2322 | Rate Constraint in MTons | FALSE | L | Annual | Generation | TWh | 11.917 | 11.917 | 8.5315 | 8.5315 | 2.099 | 2.099 | 0
#CAN - SK - MER Cap Annual v4.12 | 26 | 2322 | Rate Constraint in MTons | FALSE | L | Annual | Qualifying Generation | TWh | 11.917 | 11.917 | 8.5315 | 8.5315 | 2.099 | 2.099 | 0
#CAN - SK - MER Cap Annual v4.12 | 26 | 2322 | Rate Constraint in MTons | FALSE | L | Annual | Rate | lb/MWh | 78.1931 | 78.1931 | 78.1931 | 78.1931 | 78.1931 | 78.1931 | 0
#CAN - SK - MER Cap Annual v4.12 | 26 | 2322 | Rate Constraint in MTons | FALSE | L | Annual | Constraint Shadow Price | US$/Lb | 0 | 0 | 0 | 0 | 0 | 0 | 0
#CAN Aconi 1 - SO2 Rate Annual v3.1, Unit 3659 and retrofits | 27 | 1744 | Rate Constraint in lbs/MMBtu | FALSE | L | Annual | Seasons Included | Seasons | Winter, Summer | Winter, Summer | Winter, Summer | Winter, Summer | Winter, Summer | Winter, Summer | Winter, Summer
#CAN Aconi 1 - SO2 Rate Annual v3.1, Unit 3659 and retrofits | 27 | 1744 | Rate Constraint in lbs/MMBtu | FALSE | L | Annual | Standard | lb/MMBtu | 0.58146 | 0.58146 | 0.58146 | 0.58146 | 0.58146 | 0.58146 | 0.58146
#CAN Aconi 1 - SO2 Rate Annual v3.1, Unit 3659 and retrofits | 27 | 1744 | Rate Constraint in lbs/MMBtu | FALSE | L | Annual | Emissions at Affected Plants SO2 | MTons | 0 | 0 | 0 | 0.50225 | 0.57499 | 0.57499 | 0
#CAN Aconi 1 - SO2 Rate Annual v3.1, Unit 3659 and retrofits | 27 | 1744 | Rate Constraint in lbs/MMBtu | FALSE | L | Annual | Allowances Purchased SO2 | MTons | 0 | 0 | 0 | 0 | 0 | 0 | 0
#CAN Aconi 1 - SO2 Rate Annual v3.1, Unit 3659 and retrofits | 27 | 1744 | Rate Constraint in lbs/MMBtu | FALSE | L | Annual | Allowances Sold SO2 | MTons | 0 | 0 | 0 | 0 | 0 | 0 | 0
#CAN Aconi 1 - SO2 Rate Annual v3.1, Unit 3659 and retrofits | 27 | 1744 | Rate Constraint in lbs/MMBtu | FALSE | L | Annual | Allowances Banked | MTons | 0 | 0 | 0 | 0 | 0 | 0 | 0
#CAN Aconi 1 - SO2 Rate Annual v3.1, Unit 3659 and retrofits | 27 | 1744 | Rate Constraint in lbs/MMBtu | FALSE | L | Annual | Allowances Withdrawn (1:1) | MTons | 0 | 0 | 0 | 0 | 0 | 0 | 0
#CAN Aconi 1 - SO2 Rate Annual v3.1, Unit 3659 and retrofits | 27 | 1744 | Rate Constraint in lbs/MMBtu | FALSE | L | Annual | Allowances Withdrawn (n:1) | MTons | 0 | 0 | 0 | 0 | 0 | 0 | 0
#CAN Aconi 1 - SO2 Rate Annual v3.1, Unit 3659 and retrofits | 27 | 1744 | Rate Constraint in lbs/MMBtu | FALSE | L | Annual | Net Emissions Allowance Position | MTons | 0 | 0 | 0 | 0.50225 | 0.57499 | 0.57499 | 0
#CAN Aconi 1 - SO2 Rate Annual v3.1, Unit 3659 and retrofits | 27 | 1744 | Rate Constraint in lbs/MMBtu | FALSE | L | Annual | Fuel Consumed | TBtu | 0 | 0 | 0 | 12.2638 | 14.0398 | 14.0398 | 0
#CAN Aconi 1 - SO2 Rate Annual v3.1, Unit 3659 and retrofits | 27 | 1744 | Rate Constraint in lbs/MMBtu | FALSE | L | Annual | Rate | lb/MMBtu | 0 | 0 | 0 | 0.081908 | 0.081908 | 0.081908 | 0
#CAN Aconi 1 - SO2 Rate Annual v3.1, Unit 3659 and retrofits | 27 | 1744 | Rate Constraint in lbs/MMBtu | FALSE | L | Annual | Generation | TWh | 0 | 0 | 0 | 1.073 | 1.2284 | 1.2284 | 0
#CAN Aconi 1 - SO2 Rate Annual v3.1, Unit 3659 and retrofits | 27 | 1744 | Rate Constraint in lbs/MMBtu | FALSE | L | Annual | Qualifying Generation | TWh | 0 | 0 | 0 | 1.073 | 1.2284 | 1.2284 | 0
#CAN Aconi 1 - SO2 Rate Annual v3.1, Unit 3659 and retrofits | 27 | 1744 | Rate Constraint in lbs/MMBtu | FALSE | L | Annual | Rate | lb/MWh | 0 | 0 | 0 | 0.46807 | 0.46807 | 0.46807 | 0
#CAN Aconi 1 - SO2 Rate Annual v3.1, Unit 3659 and retrofits | 27 | 1744 | Rate Constraint in lbs/MMBtu | FALSE | L | Annual | Constraint Shadow Price | US$/Ton | 0 | 0 | 0 | 0 | 0 | 0 | 0
#CAN Lingan 1-4 - SO2 Rate Annual v3.1, Unit 3364 and retrofits | 28 | 1748 | Rate Constraint in lbs/MMBtu | FALSE | L | Annual | Seasons Included | Seasons | Winter, Summer | Winter, Summer | Winter, Summer | Winter, Summer | Winter, Summer | Winter, Summer | Winter, Summer
#CAN Lingan 1-4 - SO2 Rate Annual v3.1, Unit 3364 and retrofits | 28 | 1748 | Rate Constraint in lbs/MMBtu | FALSE | L | Annual | Standard | lb/MMBtu | 3.7214 | 3.7214 | 3.7214 | 3.7214 | 3.7214 | 3.7214 | 3.7214
#CAN Lingan 1-4 - SO2 Rate Annual v3.1, Unit 3364 and retrofits | 28 | 1748 | Rate Constraint in lbs/MMBtu | FALSE | L | Annual | Emissions at Affected Plants SO2 | MTons | 4.4988 | 0 | 0 | 2.2259 | 0 | 0 | 0
#CAN Lingan 1-4 - SO2 Rate Annual v3.1, Unit 3364 and retrofits | 28 | 1748 | Rate Constraint in lbs/MMBtu | FALSE | L | Annual | Allowances Purchased SO2 | MTons | 0 | 0 | 0 | 0 | 0 | 0 | 0
#CAN Lingan 1-4 - SO2 Rate Annual v3.1, Unit 3364 and retrofits | 28 | 1748 | Rate Constraint in lbs/MMBtu | FALSE | L | Annual | Allowances Sold SO2 | MTons | 0 | 0 | 0 | 0 | 0 | 0 | 0
#CAN Lingan 1-4 - SO2 Rate Annual v3.1, Unit 3364 and retrofits | 28 | 1748 | Rate Constraint in lbs/MMBtu | FALSE | L | Annual | Allowances Banked | MTons | 0 | 0 | 0 | 0 | 0 | 0 | 0
#CAN Lingan 1-4 - SO2 Rate Annual v3.1, Unit 3364 and retrofits | 28 | 1748 | Rate Constraint in lbs/MMBtu | FALSE | L | Annual | Allowances Withdrawn (1:1) | MTons | 0 | 0 | 0 | 0 | 0 | 0 | 0
#CAN Lingan 1-4 - SO2 Rate Annual v3.1, Unit 3364 and retrofits | 28 | 1748 | Rate Constraint in lbs/MMBtu | FALSE | L | Annual | Allowances Withdrawn (n:1) | MTons | 0 | 0 | 0 | 0 | 0 | 0 | 0
#CAN Lingan 1-4 - SO2 Rate Annual v3.1, Unit 3364 and retrofits | 28 | 1748 | Rate Constraint in lbs/MMBtu | FALSE | L | Annual | Net Emissions Allowance Position | MTons | 4.4988 | 0 | 0 | 2.2259 | 0 | 0 | 0
#CAN Lingan 1-4 - SO2 Rate Annual v3.1, Unit 3364 and retrofits | 28 | 1748 | Rate Constraint in lbs/MMBtu | FALSE | L | Annual | Fuel Consumed | TBtu | 9.2274 | 0 | 0 | 4.5655 | 0 | 0 | 0
#CAN Lingan 1-4 - SO2 Rate Annual v3.1, Unit 3364 and retrofits | 28 | 1748 | Rate Constraint in lbs/MMBtu | FALSE | L | Annual | Rate | lb/MMBtu | 0.9751 | 0 | 0 | 0.9751 | 0 | 0 | 0
#CAN Lingan 1-4 - SO2 Rate Annual v3.1, Unit 3364 and retrofits | 28 | 1748 | Rate Constraint in lbs/MMBtu | FALSE | L | Annual | Generation | TWh | 0.88845 | 0 | 0 | 0.43909 | 0 | 0 | 0
#CAN Lingan 1-4 - SO2 Rate Annual v3.1, Unit 3364 and retrofits | 28 | 1748 | Rate Constraint in lbs/MMBtu | FALSE | L | Annual | Qualifying Generation | TWh | 0.88845 | 0 | 0 | 0.43909 | 0 | 0 | 0
#CAN Lingan 1-4 - SO2 Rate Annual v3.1, Unit 3364 and retrofits | 28 | 1748 | Rate Constraint in lbs/MMBtu | FALSE | L | Annual | Rate | lb/MWh | 5.0637 | 0 | 0 | 5.0694 | 0 | 0 | 0
#CAN Lingan 1-4 - SO2 Rate Annual v3.1, Unit 3364 and retrofits | 28 | 1748 | Rate Constraint in lbs/MMBtu | FALSE | L | Annual | Constraint Shadow Price | US$/Ton | 0 | 0 | 0 | 0 | 0 | 0 | 0
#CAN Lingan 1-4 - SO2 Rate Annual v3.1, Unit 3365 and retrofits | 29 | 1748 | Rate Constraint in lbs/MMBtu | FALSE | L | Annual | Seasons Included | Seasons | Winter, Summer | Winter, Summer | Winter, Summer | Winter, Summer | Winter, Summer | Winter, Summer | Winter, Summer
#CAN Lingan 1-4 - SO2 Rate Annual v3.1, Unit 3365 and retrofits | 29 | 1748 | Rate Constraint in lbs/MMBtu | FALSE | L | Annual | Standard | lb/MMBtu | 3.7214 | 3.7214 | 3.7214 | 3.7214 | 3.7214 | 3.7214 | 3.7214
#CAN Lingan 1-4 - SO2 Rate Annual v3.1, Unit 3365 and retrofits | 29 | 1748 | Rate Constraint in lbs/MMBtu | FALSE | L | Annual | Emissions at Affected Plants SO2 | MTons | 3.3475 | 0 | 0 | 5.5241 | 0 | 0 | 0
#CAN Lingan 1-4 - SO2 Rate Annual v3.1, Unit 3365 and retrofits | 29 | 1748 | Rate Constraint in lbs/MMBtu | FALSE | L | Annual | Allowances Purchased SO2 | MTons | 0 | 0 | 0 | 0 | 0 | 0 | 0
#CAN Lingan 1-4 - SO2 Rate Annual v3.1, Unit 3365 and retrofits | 29 | 1748 | Rate Constraint in lbs/MMBtu | FALSE | L | Annual | Allowances Sold SO2 | MTons | 0 | 0 | 0 | 0 | 0 | 0 | 0
#CAN Lingan 1-4 - SO2 Rate Annual v3.1, Unit 3365 and retrofits | 29 | 1748 | Rate Constraint in lbs/MMBtu | FALSE | L | Annual | Allowances Banked | MTons | 0 | 0 | 0 | 0 | 0 | 0 | 0
#CAN Lingan 1-4 - SO2 Rate Annual v3.1, Unit 3365 and retrofits | 29 | 1748 | Rate Constraint in lbs/MMBtu | FALSE | L | Annual | Allowances Withdrawn (1:1) | MTons | 0 | 0 | 0 | 0 | 0 | 0 | 0
#CAN Lingan 1-4 - SO2 Rate Annual v3.1, Unit 3365 and retrofits | 29 | 1748 | Rate Constraint in lbs/MMBtu | FALSE | L | Annual | Allowances Withdrawn (n:1) | MTons | 0 | 0 | 0 | 0 | 0 | 0 | 0
#CAN Lingan 1-4 - SO2 Rate Annual v3.1, Unit 3365 and retrofits | 29 | 1748 | Rate Constraint in lbs/MMBtu | FALSE | L | Annual | Net Emissions Allowance Position | MTons | 3.3475 | 0 | 0 | 5.5241 | 0 | 0 | 0
#CAN Lingan 1-4 - SO2 Rate Annual v3.1, Unit 3365 and retrofits | 29 | 1748 | Rate Constraint in lbs/MMBtu | FALSE | L | Annual | Fuel Consumed | TBtu | 6.866 | 0 | 0 | 11.3302 | 0 | 0 | 0
#CAN Lingan 1-4 - SO2 Rate Annual v3.1, Unit 3365 and retrofits | 29 | 1748 | Rate Constraint in lbs/MMBtu | FALSE | L | Annual | Rate | lb/MMBtu | 0.9751 | 0 | 0 | 0.9751 | 0 | 0 | 0
#CAN Lingan 1-4 - SO2 Rate Annual v3.1, Unit 3365 and retrofits | 29 | 1748 | Rate Constraint in lbs/MMBtu | FALSE | L | Annual | Generation | TWh | 0.66108 | 0 | 0 | 1.0902 | 0 | 0 | 0
#CAN Lingan 1-4 - SO2 Rate Annual v3.1, Unit 3365 and retrofits | 29 | 1748 | Rate Constraint in lbs/MMBtu | FALSE | L | Annual | Qualifying Generation | TWh | 0.66108 | 0 | 0 | 1.0902 | 0 | 0 | 0
#CAN Lingan 1-4 - SO2 Rate Annual v3.1, Unit 3365 and retrofits | 29 | 1748 | Rate Constraint in lbs/MMBtu | FALSE | L | Annual | Rate | lb/MWh | 5.0637 | 0 | 0 | 5.0669 | 0 | 0 | 0
#CAN Lingan 1-4 - SO2 Rate Annual v3.1, Unit 3365 and retrofits | 29 | 1748 | Rate Constraint in lbs/MMBtu | FALSE | L | Annual | Constraint Shadow Price | US$/Ton | 0 | 0 | 0 | 0 | 0 | 0 | 0
#CAN Lingan 1-4 - SO2 Rate Annual v3.1, Unit 3366 and retrofits | 30 | 1748 | Rate Constraint in lbs/MMBtu | FALSE | L | Annual | Seasons Included | Seasons | Winter, Summer | Winter, Summer | Winter, Summer | Winter, Summer | Winter, Summer | Winter, Summer | Winter, Summer
#CAN Lingan 1-4 - SO2 Rate Annual v3.1, Unit 3366 and retrofits | 30 | 1748 | Rate Constraint in lbs/MMBtu | FALSE | L | Annual | Standard | lb/MMBtu | 3.7214 | 3.7214 | 3.7214 | 3.7214 | 3.7214 | 3.7214 | 3.7214
#CAN Lingan 1-4 - SO2 Rate Annual v3.1, Unit 3366 and retrofits | 30 | 1748 | Rate Constraint in lbs/MMBtu | FALSE | L | Annual | Emissions at Affected Plants SO2 | MTons | 3.8025 | 0 | 0 | 5.6549 | 0 | 0 | 0
#CAN Lingan 1-4 - SO2 Rate Annual v3.1, Unit 3366 and retrofits | 30 | 1748 | Rate Constraint in lbs/MMBtu | FALSE | L | Annual | Allowances Purchased SO2 | MTons | 0 | 0 | 0 | 0 | 0 | 0 | 0
#CAN Lingan 1-4 - SO2 Rate Annual v3.1, Unit 3366 and retrofits | 30 | 1748 | Rate Constraint in lbs/MMBtu | FALSE | L | Annual | Allowances Sold SO2 | MTons | 0 | 0 | 0 | 0 | 0 | 0 | 0
#CAN Lingan 1-4 - SO2 Rate Annual v3.1, Unit 3366 and retrofits | 30 | 1748 | Rate Constraint in lbs/MMBtu | FALSE | L | Annual | Allowances Banked | MTons | 0 | 0 | 0 | 0 | 0 | 0 | 0
#CAN Lingan 1-4 - SO2 Rate Annual v3.1, Unit 3366 and retrofits | 30 | 1748 | Rate Constraint in lbs/MMBtu | FALSE | L | Annual | Allowances Withdrawn (1:1) | MTons | 0 | 0 | 0 | 0 | 0 | 0 | 0
#CAN Lingan 1-4 - SO2 Rate Annual v3.1, Unit 3366 and retrofits | 30 | 1748 | Rate Constraint in lbs/MMBtu | FALSE | L | Annual | Allowances Withdrawn (n:1) | MTons | 0 | 0 | 0 | 0 | 0 | 0 | 0
#CAN Lingan 1-4 - SO2 Rate Annual v3.1, Unit 3366 and retrofits | 30 | 1748 | Rate Constraint in lbs/MMBtu | FALSE | L | Annual | Net Emissions Allowance Position | MTons | 3.8025 | 0 | 0 | 5.6549 | 0 | 0 | 0
#CAN Lingan 1-4 - SO2 Rate Annual v3.1, Unit 3366 and retrofits | 30 | 1748 | Rate Constraint in lbs/MMBtu | FALSE | L | Annual | Fuel Consumed | TBtu | 7.7991 | 0 | 0 | 11.5987 | 0 | 0 | 0
#CAN Lingan 1-4 - SO2 Rate Annual v3.1, Unit 3366 and retrofits | 30 | 1748 | Rate Constraint in lbs/MMBtu | FALSE | L | Annual | Rate | lb/MMBtu | 0.9751 | 0 | 0 | 0.9751 | 0 | 0 | 0
#CAN Lingan 1-4 - SO2 Rate Annual v3.1, Unit 3366 and retrofits | 30 | 1748 | Rate Constraint in lbs/MMBtu | FALSE | L | Annual | Generation | TWh | 0.75093 | 0 | 0 | 1.1155 | 0 | 0 | 0
#CAN Lingan 1-4 - SO2 Rate Annual v3.1, Unit 3366 and retrofits | 30 | 1748 | Rate Constraint in lbs/MMBtu | FALSE | L | Annual | Qualifying Generation | TWh | 0.75093 | 0 | 0 | 1.1155 | 0 | 0 | 0
#CAN Lingan 1-4 - SO2 Rate Annual v3.1, Unit 3366 and retrofits | 30 | 1748 | Rate Constraint in lbs/MMBtu | FALSE | L | Annual | Rate | lb/MWh | 5.0637 | 0 | 0 | 5.0694 | 0 | 0 | 0
#CAN Lingan 1-4 - SO2 Rate Annual v3.1, Unit 3366 and retrofits | 30 | 1748 | Rate Constraint in lbs/MMBtu | FALSE | L | Annual | Constraint Shadow Price | US$/Ton | 0 | 0 | 0 | 0 | 0 | 0 | 0
#CAN Lingan 1-4 - SO2 Rate Annual v3.1, Unit 3367 and retrofits | 31 | 1748 | Rate Constraint in lbs/MMBtu | FALSE | L | Annual | Seasons Included | Seasons | Winter, Summer | Winter, Summer | Winter, Summer | Winter, Summer | Winter, Summer | Winter, Summer | Winter, Summer
#CAN Lingan 1-4 - SO2 Rate Annual v3.1, Unit 3367 and retrofits | 31 | 1748 | Rate Constraint in lbs/MMBtu | FALSE | L | Annual | Standard | lb/MMBtu | 3.7214 | 3.7214 | 3.7214 | 3.7214 | 3.7214 | 3.7214 | 3.7214
#CAN Lingan 1-4 - SO2 Rate Annual v3.1, Unit 3367 and retrofits | 31 | 1748 | Rate Constraint in lbs/MMBtu | FALSE | L | Annual | Emissions at Affected Plants SO2 | MTons | 4.0495 | 0 | 0 | 5.0358 | 0 | 0 | 0
#CAN Lingan 1-4 - SO2 Rate Annual v3.1, Unit 3367 and retrofits | 31 | 1748 | Rate Constraint in lbs/MMBtu | FALSE | L | Annual | Allowances Purchased SO2 | MTons | 0 | 0 | 0 | 0 | 0 | 0 | 0
#CAN Lingan 1-4 - SO2 Rate Annual v3.1, Unit 3367 and retrofits | 31 | 1748 | Rate Constraint in lbs/MMBtu | FALSE | L | Annual | Allowances Sold SO2 | MTons | 0 | 0 | 0 | 0 | 0 | 0 | 0
#CAN Lingan 1-4 - SO2 Rate Annual v3.1, Unit 3367 and retrofits | 31 | 1748 | Rate Constraint in lbs/MMBtu | FALSE | L | Annual | Allowances Banked | MTons | 0 | 0 | 0 | 0 | 0 | 0 | 0
#CAN Lingan 1-4 - SO2 Rate Annual v3.1, Unit 3367 and retrofits | 31 | 1748 | Rate Constraint in lbs/MMBtu | FALSE | L | Annual | Allowances Withdrawn (1:1) | MTons | 0 | 0 | 0 | 0 | 0 | 0 | 0
#CAN Lingan 1-4 - SO2 Rate Annual v3.1, Unit 3367 and retrofits | 31 | 1748 | Rate Constraint in lbs/MMBtu | FALSE | L | Annual | Allowances Withdrawn (n:1) | MTons | 0 | 0 | 0 | 0 | 0 | 0 | 0
#CAN Lingan 1-4 - SO2 Rate Annual v3.1, Unit 3367 and retrofits | 31 | 1748 | Rate Constraint in lbs/MMBtu | FALSE | L | Annual | Net Emissions Allowance Position | MTons | 4.0495 | 0 | 0 | 5.0358 | 0 | 0 | 0
#CAN Lingan 1-4 - SO2 Rate Annual v3.1, Unit 3367 and retrofits | 31 | 1748 | Rate Constraint in lbs/MMBtu | FALSE | L | Annual | Fuel Consumed | TBtu | 8.3057 | 0 | 0 | 10.3287 | 0 | 0 | 0
#CAN Lingan 1-4 - SO2 Rate Annual v3.1, Unit 3367 and retrofits | 31 | 1748 | Rate Constraint in lbs/MMBtu | FALSE | L | Annual | Rate | lb/MMBtu | 0.9751 | 0 | 0 | 0.9751 | 0 | 0 | 0
#CAN Lingan 1-4 - SO2 Rate Annual v3.1, Unit 3367 and retrofits | 31 | 1748 | Rate Constraint in lbs/MMBtu | FALSE | L | Annual | Generation | TWh | 0.79971 | 0 | 0 | 0.99448 | 0 | 0 | 0
#CAN Lingan 1-4 - SO2 Rate Annual v3.1, Unit 3367 and retrofits | 31 | 1748 | Rate Constraint in lbs/MMBtu | FALSE | L | Annual | Qualifying Generation | TWh | 0.79971 | 0 | 0 | 0.99448 | 0 | 0 | 0
#CAN Lingan 1-4 - SO2 Rate Annual v3.1, Unit 3367 and retrofits | 31 | 1748 | Rate Constraint in lbs/MMBtu | FALSE | L | Annual | Rate | lb/MWh | 5.0637 | 0 | 0 | 5.0637 | 0 | 0 | 0
#CAN Lingan 1-4 - SO2 Rate Annual v3.1, Unit 3367 and retrofits | 31 | 1748 | Rate Constraint in lbs/MMBtu | FALSE | L | Annual | Constraint Shadow Price | US$/Ton | 0 | 0 | 0 | 0 | 0 | 0 | 0
#CAN -National CO2 Rate Limit- 2016- v5.12 | 32 | 5804 | Rate Constraint in lbs/MWh | FALSE | L | Annual | Seasons Included | Seasons | Winter, Summer | Winter, Summer | Winter, Summer | Winter, Summer | Winter, Summer | Winter, Summer | Winter, Summer
#CAN -National CO2 Rate Limit- 2016- v5.12 | 32 | 5804 | Rate Constraint in lbs/MWh | FALSE | L | Annual | Standard | lb/MWh | 925.94 | 925.94 | 925.94 | 925.94 | 925.94 | 925.94 | 925.94
#CAN -National CO2 Rate Limit- 2016- v5.12 | 32 | 5804 | Rate Constraint in lbs/MWh | FALSE | L | Annual | Emissions at Affected Plants CO2 | MTons | 0 | 0 | 0 | 0 | 0 | 0 | 0
#CAN -National CO2 Rate Limit- 2016- v5.12 | 32 | 5804 | Rate Constraint in lbs/MWh | FALSE | L | Annual | Allowances Purchased CO2 | MTons | 0 | 0 | 0 | 0 | 0 | 0 | 0
#CAN -National CO2 Rate Limit- 2016- v5.12 | 32 | 5804 | Rate Constraint in lbs/MWh | FALSE | L | Annual | Allowances Sold CO2 | MTons | 0 | 0 | 0 | 0 | 0 | 0 | 0
#CAN -National CO2 Rate Limit- 2016- v5.12 | 32 | 5804 | Rate Constraint in lbs/MWh | FALSE | L | Annual | Allowances Banked | MTons | 0 | 0 | 0 | 0 | 0 | 0 | 0
#CAN -National CO2 Rate Limit- 2016- v5.12 | 32 | 5804 | Rate Constraint in lbs/MWh | FALSE | L | Annual | Allowances Withdrawn (1:1) | MTons | 0 | 0 | 0 | 0 | 0 | 0 | 0
#CAN -National CO2 Rate Limit- 2016- v5.12 | 32 | 5804 | Rate Constraint in lbs/MWh | FALSE | L | Annual | Allowances Withdrawn (n:1) | MTons | 0 | 0 | 0 | 0 | 0 | 0 | 0
#CAN -National CO2 Rate Limit- 2016- v5.12 | 32 | 5804 | Rate Constraint in lbs/MWh | FALSE | L | Annual | Net Emissions Allowance Position | MTons | 0 | 0 | 0 | 0 | 0 | 0 | 0
#CAN -National CO2 Rate Limit- 2016- v5.12 | 32 | 5804 | Rate Constraint in lbs/MWh | FALSE | L | Annual | Fuel Consumed | TBtu | 0 | 0 | 0 | 0 | 0 | 0 | 0
#CAN -National CO2 Rate Limit- 2016- v5.12 | 32 | 5804 | Rate Constraint in lbs/MWh | FALSE | L | Annual | Rate | lb/MMBtu | 0 | 0 | 0 | 0 | 0 | 0 | 0
#CAN -National CO2 Rate Limit- 2016- v5.12 | 32 | 5804 | Rate Constraint in lbs/MWh | FALSE | L | Annual | Generation | TWh | 0 | 0 | 0 | 0 | 0 | 0 | 0
#CAN -National CO2 Rate Limit- 2016- v5.12 | 32 | 5804 | Rate Constraint in lbs/MWh | FALSE | L | Annual | Qualifying Generation | TWh | 0 | 0 | 0 | 0 | 0 | 0 | 0
#CAN -National CO2 Rate Limit- 2016- v5.12 | 32 | 5804 | Rate Constraint in lbs/MWh | FALSE | L | Annual | Constraint Shadow Price | US$/Ton | 177.452 | 382.5925 | 248.3961 | 147.6101 | 240.0786 | 211.661 | 237.4108
#CAN -National CO2 Rate Limit- 2020- v5.12 | 33 | 5805 | Rate Constraint in lbs/MWh | FALSE | L | Annual | Seasons Included | Seasons |  |  | Winter, Summer | Winter, Summer | Winter, Summer | Winter, Summer | Winter, Summer
#CAN -National CO2 Rate Limit- 2020- v5.12 | 33 | 5805 | Rate Constraint in lbs/MWh | FALSE | L | Annual | Standard | lb/MWh | 925.94 | 925.94 | 925.94 | 925.94 | 925.94 | 925.94 | 925.94
#CAN -National CO2 Rate Limit- 2020- v5.12 | 33 | 5805 | Rate Constraint in lbs/MWh | FALSE | L | Annual | Emissions at Affected Plants CO2 | MTons | 0 | 0 | 0 | 0 | 0 | 0 | 0
#CAN -National CO2 Rate Limit- 2020- v5.12 | 33 | 5805 | Rate Constraint in lbs/MWh | FALSE | L | Annual | Allowances Purchased CO2 | MTons | 0 | 0 | 0 | 0 | 0 | 0 | 0
#CAN -National CO2 Rate Limit- 2020- v5.12 | 33 | 5805 | Rate Constraint in lbs/MWh | FALSE | L | Annual | Allowances Sold CO2 | MTons | 0 | 0 | 0 | 0 | 0 | 0 | 0
#CAN -National CO2 Rate Limit- 2020- v5.12 | 33 | 5805 | Rate Constraint in lbs/MWh | FALSE | L | Annual | Allowances Banked | MTons | 0 | 0 | 0 | 0 | 0 | 0 | 0
#CAN -National CO2 Rate Limit- 2020- v5.12 | 33 | 5805 | Rate Constraint in lbs/MWh | FALSE | L | Annual | Allowances Withdrawn (1:1) | MTons | 0 | 0 | 0 | 0 | 0 | 0 | 0
#CAN -National CO2 Rate Limit- 2020- v5.12 | 33 | 5805 | Rate Constraint in lbs/MWh | FALSE | L | Annual | Allowances Withdrawn (n:1) | MTons | 0 | 0 | 0 | 0 | 0 | 0 | 0
#CAN -National CO2 Rate Limit- 2020- v5.12 | 33 | 5805 | Rate Constraint in lbs/MWh | FALSE | L | Annual | Net Emissions Allowance Position | MTons | 0 | 0 | 0 | 0 | 0 | 0 | 0
#CAN -National CO2 Rate Limit- 2020- v5.12 | 33 | 5805 | Rate Constraint in lbs/MWh | FALSE | L | Annual | Fuel Consumed | TBtu | 0 | 0 | 0 | 0 | 0 | 0 | 0
#CAN -National CO2 Rate Limit- 2020- v5.12 | 33 | 5805 | Rate Constraint in lbs/MWh | FALSE | L | Annual | Rate | lb/MMBtu | 0 | 0 | 0 | 0 | 0 | 0 | 0
#CAN -National CO2 Rate Limit- 2020- v5.12 | 33 | 5805 | Rate Constraint in lbs/MWh | FALSE | L | Annual | Generation | TWh | 0 | 0 | 0 | 0 | 0 | 0 | 0
#CAN -National CO2 Rate Limit- 2020- v5.12 | 33 | 5805 | Rate Constraint in lbs/MWh | FALSE | L | Annual | Qualifying Generation | TWh | 0 | 0 | 0 | 0 | 0 | 0 | 0
#CAN -National CO2 Rate Limit- 2020- v5.12 | 33 | 5805 | Rate Constraint in lbs/MWh | FALSE | L | Annual | Constraint Shadow Price | US$/Ton | 0 | 0 | 248.3961 | 251.936 | 3669.7977 | 1095.3925 | 1037.0201
#CAN -National CO2 Rate Limit- 2030- v5.12 | 34 | 5807 | Rate Constraint in lbs/MWh | FALSE | L | Annual | Seasons Included | Seasons |  |  |  |  | Winter, Summer | Winter, Summer | Winter, Summer
#CAN -National CO2 Rate Limit- 2030- v5.12 | 34 | 5807 | Rate Constraint in lbs/MWh | FALSE | L | Annual | Standard | lb/MWh | 925.94 | 925.94 | 925.94 | 925.94 | 925.94 | 925.94 | 925.94
#CAN -National CO2 Rate Limit- 2030- v5.12 | 34 | 5807 | Rate Constraint in lbs/MWh | FALSE | L | Annual | Emissions at Affected Plants CO2 | MTons | 0 | 0 | 0 | 0 | 0 | 0 | 0
#CAN -National CO2 Rate Limit- 2030- v5.12 | 34 | 5807 | Rate Constraint in lbs/MWh | FALSE | L | Annual | Allowances Purchased CO2 | MTons | 0 | 0 | 0 | 0 | 0 | 0 | 0
#CAN -National CO2 Rate Limit- 2030- v5.12 | 34 | 5807 | Rate Constraint in lbs/MWh | FALSE | L | Annual | Allowances Sold CO2 | MTons | 0 | 0 | 0 | 0 | 0 | 0 | 0
#CAN -National CO2 Rate Limit- 2030- v5.12 | 34 | 5807 | Rate Constraint in lbs/MWh | FALSE | L | Annual | Allowances Banked | MTons | 0 | 0 | 0 | 0 | 0 | 0 | 0
#CAN -National CO2 Rate Limit- 2030- v5.12 | 34 | 5807 | Rate Constraint in lbs/MWh | FALSE | L | Annual | Allowances Withdrawn (1:1) | MTons | 0 | 0 | 0 | 0 | 0 | 0 | 0
#CAN -National CO2 Rate Limit- 2030- v5.12 | 34 | 5807 | Rate Constraint in lbs/MWh | FALSE | L | Annual | Allowances Withdrawn (n:1) | MTons | 0 | 0 | 0 | 0 | 0 | 0 | 0
#CAN -National CO2 Rate Limit- 2030- v5.12 | 34 | 5807 | Rate Constraint in lbs/MWh | FALSE | L | Annual | Net Emissions Allowance Position | MTons | 0 | 0 | 0 | 0 | 0 | 0 | 0
#CAN -National CO2 Rate Limit- 2030- v5.12 | 34 | 5807 | Rate Constraint in lbs/MWh | FALSE | L | Annual | Fuel Consumed | TBtu | 0 | 0 | 0 | 0 | 0 | 0 | 0
#CAN -National CO2 Rate Limit- 2030- v5.12 | 34 | 5807 | Rate Constraint in lbs/MWh | FALSE | L | Annual | Rate | lb/MMBtu | 0 | 0 | 0 | 0 | 0 | 0 | 0
#CAN -National CO2 Rate Limit- 2030- v5.12 | 34 | 5807 | Rate Constraint in lbs/MWh | FALSE | L | Annual | Generation | TWh | 0 | 0 | 0 | 0 | 0 | 0 | 0
#CAN -National CO2 Rate Limit- 2030- v5.12 | 34 | 5807 | Rate Constraint in lbs/MWh | FALSE | L | Annual | Qualifying Generation | TWh | 0 | 0 | 0 | 0 | 0 | 0 | 0
#CAN -National CO2 Rate Limit- 2030- v5.12 | 34 | 5807 | Rate Constraint in lbs/MWh | FALSE | L | Annual | Constraint Shadow Price | US$/Ton | 0 | 0 | 0 | 0 | 3669.7977 | 1095.3925 | 1037.0201
#CAN -National CO2 Rate Limit- 2040- v5.12 | 35 | 5808 | Rate Constraint in lbs/MWh | FALSE | L | Annual | Seasons Included | Seasons | [5 empty] | Winter, Summer | Winter, Summer
#CAN -National CO2 Rate Limit- 2040- v5.12 | 35 | 5808 | Rate Constraint in lbs/MWh | FALSE | L | Annual | Standard | lb/MWh | 925.94 | 925.94 | 925.94 | 925.94 | 925.94 | 925.94 | 925.94
#CAN -National CO2 Rate Limit- 2040- v5.12 | 35 | 5808 | Rate Constraint in lbs/MWh | FALSE | L | Annual | Emissions at Affected Plants CO2 | MTons | 0 | 0 | 0 | 0 | 0 | 0 | 0
#CAN -National CO2 Rate Limit- 2040- v5.12 | 35 | 5808 | Rate Constraint in lbs/MWh | FALSE | L | Annual | Allowances Purchased CO2 | MTons | 0 | 0 | 0 | 0 | 0 | 0 | 0
#CAN -National CO2 Rate Limit- 2040- v5.12 | 35 | 5808 | Rate Constraint in lbs/MWh | FALSE | L | Annual | Allowances Sold CO2 | MTons | 0 | 0 | 0 | 0 | 0 | 0 | 0
#CAN -National CO2 Rate Limit- 2040- v5.12 | 35 | 5808 | Rate Constraint in lbs/MWh | FALSE | L | Annual | Allowances Banked | MTons | 0 | 0 | 0 | 0 | 0 | 0 | 0
#CAN -National CO2 Rate Limit- 2040- v5.12 | 35 | 5808 | Rate Constraint in lbs/MWh | FALSE | L | Annual | Allowances Withdrawn (1:1) | MTons | 0 | 0 | 0 | 0 | 0 | 0 | 0
#CAN -National CO2 Rate Limit- 2040- v5.12 | 35 | 5808 | Rate Constraint in lbs/MWh | FALSE | L | Annual | Allowances Withdrawn (n:1) | MTons | 0 | 0 | 0 | 0 | 0 | 0 | 0
#CAN -National CO2 Rate Limit- 2040- v5.12 | 35 | 5808 | Rate Constraint in lbs/MWh | FALSE | L | Annual | Net Emissions Allowance Position | MTons | 0 | 0 | 0 | 0 | 0 | 0 | 0
#CAN -National CO2 Rate Limit- 2040- v5.12 | 35 | 5808 | Rate Constraint in lbs/MWh | FALSE | L | Annual | Fuel Consumed | TBtu | 0 | 0 | 0 | 0 | 0 | 0 | 0
#CAN -National CO2 Rate Limit- 2040- v5.12 | 35 | 5808 | Rate Constraint in lbs/MWh | FALSE | L | Annual | Rate | lb/MMBtu | 0 | 0 | 0 | 0 | 0 | 0 | 0
#CAN -National CO2 Rate Limit- 2040- v5.12 | 35 | 5808 | Rate Constraint in lbs/MWh | FALSE | L | Annual | Generation | TWh | 0 | 0 | 0 | 0 | 0 | 0 | 0
#CAN -National CO2 Rate Limit- 2040- v5.12 | 35 | 5808 | Rate Constraint in lbs/MWh | FALSE | L | Annual | Qualifying Generation | TWh | 0 | 0 | 0 | 0 | 0 | 0 | 0
#CAN -National CO2 Rate Limit- 2040- v5.12 | 35 | 5808 | Rate Constraint in lbs/MWh | FALSE | L | Annual | Constraint Shadow Price | US$/Ton | 0 | 0 | 0 | 0 | 0 | 1095.3925 | 1037.0201
#CAN -National CO2 Rate Limit- 2050- v5.12 | 36 | 5809 | Rate Constraint in lbs/MWh | FALSE | L | Annual | Seasons Included | Seasons | [6 empty] | Winter, Summer
#CAN -National CO2 Rate Limit- 2050- v5.12 | 36 | 5809 | Rate Constraint in lbs/MWh | FALSE | L | Annual | Standard | lb/MWh | 925.94 | 925.94 | 925.94 | 925.94 | 925.94 | 925.94 | 925.94
#CAN -National CO2 Rate Limit- 2050- v5.12 | 36 | 5809 | Rate Constraint in lbs/MWh | FALSE | L | Annual | Emissions at Affected Plants CO2 | MTons | 0 | 0 | 0 | 0 | 0 | 0 | 0
#CAN -National CO2 Rate Limit- 2050- v5.12 | 36 | 5809 | Rate Constraint in lbs/MWh | FALSE | L | Annual | Allowances Purchased CO2 | MTons | 0 | 0 | 0 | 0 | 0 | 0 | 0
#CAN -National CO2 Rate Limit- 2050- v5.12 | 36 | 5809 | Rate Constraint in lbs/MWh | FALSE | L | Annual | Allowances Sold CO2 | MTons | 0 | 0 | 0 | 0 | 0 | 0 | 0
#CAN -National CO2 Rate Limit- 2050- v5.12 | 36 | 5809 | Rate Constraint in lbs/MWh | FALSE | L | Annual | Allowances Banked | MTons | 0 | 0 | 0 | 0 | 0 | 0 | 0
#CAN -National CO2 Rate Limit- 2050- v5.12 | 36 | 5809 | Rate Constraint in lbs/MWh | FALSE | L | Annual | Allowances Withdrawn (1:1) | MTons | 0 | 0 | 0 | 0 | 0 | 0 | 0
#CAN -National CO2 Rate Limit- 2050- v5.12 | 36 | 5809 | Rate Constraint in lbs/MWh | FALSE | L | Annual | Allowances Withdrawn (n:1) | MTons | 0 | 0 | 0 | 0 | 0 | 0 | 0
#CAN -National CO2 Rate Limit- 2050- v5.12 | 36 | 5809 | Rate Constraint in lbs/MWh | FALSE | L | Annual | Net Emissions Allowance Position | MTons | 0 | 0 | 0 | 0 | 0 | 0 | 0
#CAN -National CO2 Rate Limit- 2050- v5.12 | 36 | 5809 | Rate Constraint in lbs/MWh | FALSE | L | Annual | Fuel Consumed | TBtu | 0 | 0 | 0 | 0 | 0 | 0 | 0
#CAN -National CO2 Rate Limit- 2050- v5.12 | 36 | 5809 | Rate Constraint in lbs/MWh | FALSE | L | Annual | Rate | lb/MMBtu | 0 | 0 | 0 | 0 | 0 | 0 | 0
#CAN -National CO2 Rate Limit- 2050- v5.12 | 36 | 5809 | Rate Constraint in lbs/MWh | FALSE | L | Annual | Generation | TWh | 0 | 0 | 0 | 0 | 0 | 0 | 0
#CAN -National CO2 Rate Limit- 2050- v5.12 | 36 | 5809 | Rate Constraint in lbs/MWh | FALSE | L | Annual | Qualifying Generation | TWh | 0 | 0 | 0 | 0 | 0 | 0 | 0
#CAN -National CO2 Rate Limit- 2050- v5.12 | 36 | 5809 | Rate Constraint in lbs/MWh | FALSE | L | Annual | Constraint Shadow Price | US$/Ton | 0 | 0 | 0 | 0 | 0 | 0 | 386.3634
#CAN -National CO2 Rate Limit- New Units- v5.12 | 37 | 5899 | Rate Constraint in lbs/MWh | FALSE | L | Annual | Seasons Included | Seasons | Winter, Summer | Winter, Summer | Winter, Summer | Winter, Summer | Winter, Summer | Winter, Summer | Winter, Summer
#CAN -National CO2 Rate Limit- New Units- v5.12 | 37 | 5899 | Rate Constraint in lbs/MWh | FALSE | L | Annual | Standard | lb/MWh | 925.94 | 925.94 | 925.94 | 925.94 | 925.94 | 925.94 | 925.94
#CAN -National CO2 Rate Limit- New Units- v5.12 | 37 | 5899 | Rate Constraint in lbs/MWh | FALSE | L | Annual | Emissions at Affected Plants CO2 | MTons | 0 | 0 | 0 | 0 | 0 | 0 | 0
#CAN -National CO2 Rate Limit- New Units- v5.12 | 37 | 5899 | Rate Constraint in lbs/MWh | FALSE | L | Annual | Allowances Purchased CO2 | MTons | 0 | 0 | 0 | 0 | 0 | 0 | 0
#CAN -National CO2 Rate Limit- New Units- v5.12 | 37 | 5899 | Rate Constraint in lbs/MWh | FALSE | L | Annual | Allowances Sold CO2 | MTons | 0 | 0 | 0 | 0 | 0 | 0 | 0
#CAN -National CO2 Rate Limit- New Units- v5.12 | 37 | 5899 | Rate Constraint in lbs/MWh | FALSE | L | Annual | Allowances Banked | MTons | 0 | 0 | 0 | 0 | 0 | 0 | 0
#CAN -National CO2 Rate Limit- New Units- v5.12 | 37 | 5899 | Rate Constraint in lbs/MWh | FALSE | L | Annual | Allowances Withdrawn (1:1) | MTons | 0 | 0 | 0 | 0 | 0 | 0 | 0
#CAN -National CO2 Rate Limit- New Units- v5.12 | 37 | 5899 | Rate Constraint in lbs/MWh | FALSE | L | Annual | Allowances Withdrawn (n:1) | MTons | 0 | 0 | 0 | 0 | 0 | 0 | 0
#CAN -National CO2 Rate Limit- New Units- v5.12 | 37 | 5899 | Rate Constraint in lbs/MWh | FALSE | L | Annual | Net Emissions Allowance Position | MTons | 0 | 0 | 0 | 0 | 0 | 0 | 0
#CAN -National CO2 Rate Limit- New Units- v5.12 | 37 | 5899 | Rate Constraint in lbs/MWh | FALSE | L | Annual | Fuel Consumed | TBtu | 0 | 0 | 0 | 0 | 0 | 0 | 0
#CAN -National CO2 Rate Limit- New Units- v5.12 | 37 | 5899 | Rate Constraint in lbs/MWh | FALSE | L | Annual | Rate | lb/MMBtu | 0 | 0 | 0 | 0 | 0 | 0 | 0
#CAN -National CO2 Rate Limit- New Units- v5.12 | 37 | 5899 | Rate Constraint in lbs/MWh | FALSE | L | Annual | Generation | TWh | 0 | 0 | 0 | 0 | 0 | 0 | 0
#CAN -National CO2 Rate Limit- New Units- v5.12 | 37 | 5899 | Rate Constraint in lbs/MWh | FALSE | L | Annual | Qualifying Generation | TWh | 0 | 0 | 0 | 0 | 0 | 0 | 0
#CAN -National CO2 Rate Limit- New Units- v5.12 | 37 | 5899 | Rate Constraint in lbs/MWh | FALSE | L | Annual | Constraint Shadow Price | US$/Ton | 173.8567 | 260.8241 | 113.9951 | 98.7097 | 82.6475 | 72.9189 | 66.156
#CAN -National NOx Rate Limit v4.12 | 38 | 2313 | Rate Constraint in lbs/MWh | FALSE | L | Annual | Seasons Included | Seasons | Winter, Summer | Winter, Summer | Winter, Summer | Winter, Summer | Winter, Summer | Winter, Summer | Winter, Summer
#CAN -National NOx Rate Limit v4.12 | 38 | 2313 | Rate Constraint in lbs/MWh | FALSE | L | Annual | Standard | lb/MWh | 1.5212 | 1.5212 | 1.5212 | 1.5212 | 1.5212 | 1.5212 | 1.5212
#CAN -National NOx Rate Limit v4.12 | 38 | 2313 | Rate Constraint in lbs/MWh | FALSE | L | Annual | Emissions at Affected Plants NOX | MTons | 16.3009 | 15.884 | 17.4902 | 19.7224 | 23.9197 | 26.7561 | 36.6669
#CAN -National NOx Rate Limit v4.12 | 38 | 2313 | Rate Constraint in lbs/MWh | FALSE | L | Annual | Allowances Purchased NOX | MTons | 0 | 0 | 0 | 0 | 0 | 0 | 0
#CAN -National NOx Rate Limit v4.12 | 38 | 2313 | Rate Constraint in lbs/MWh | FALSE | L | Annual | Allowances Sold NOX | MTons | 0 | 0 | 0 | 0 | 0 | 0 | 0
#CAN -National NOx Rate Limit v4.12 | 38 | 2313 | Rate Constraint in lbs/MWh | FALSE | L | Annual | Allowances Banked | MTons | 0 | 0 | 0 | 0 | 0 | 0 | 0
#CAN -National NOx Rate Limit v4.12 | 38 | 2313 | Rate Constraint in lbs/MWh | FALSE | L | Annual | Allowances Withdrawn (1:1) | MTons | 0 | 0 | 0 | 0 | 0 | 0 | 0
#CAN -National NOx Rate Limit v4.12 | 38 | 2313 | Rate Constraint in lbs/MWh | FALSE | L | Annual | Allowances Withdrawn (n:1) | MTons | 0 | 0 | 0 | 0 | 0 | 0 | 0
#CAN -National NOx Rate Limit v4.12 | 38 | 2313 | Rate Constraint in lbs/MWh | FALSE | L | Annual | Net Emissions Allowance Position | MTons | 16.3009 | 15.884 | 17.4902 | 19.7224 | 23.9197 | 26.7561 | 36.6669
#CAN -National NOx Rate Limit v4.12 | 38 | 2313 | Rate Constraint in lbs/MWh | FALSE | L | Annual | Fuel Consumed | TBtu | 262.0471 | 254.8125 | 284.3631 | 362.1359 | 670.8568 | 1000.1053 | 1483.4352
#CAN -National NOx Rate Limit v4.12 | 38 | 2313 | Rate Constraint in lbs/MWh | FALSE | L | Annual | Rate | lb/MMBtu | 0.12441 | 0.12467 | 0.12301 | 0.10892 | 0.071311 | 0.053507 | 0.049435
#CAN -National NOx Rate Limit v4.12 | 38 | 2313 | Rate Constraint in lbs/MWh | FALSE | L | Annual | Generation | TWh | 34.3485 | 33.5684 | 36.2882 | 45.9505 | 83.1179 | 122.4646 | 193.2496
#CAN -National NOx Rate Limit v4.12 | 38 | 2313 | Rate Constraint in lbs/MWh | FALSE | L | Annual | Qualifying Generation | TWh | 34.3485 | 33.5684 | 36.2882 | 45.9505 | 83.1179 | 122.4646 | 193.2496
#CAN -National NOx Rate Limit v4.12 | 38 | 2313 | Rate Constraint in lbs/MWh | FALSE | L | Annual | Constraint Shadow Price | US$/Ton | 0 | 0 | 0 | 0 | 0 | 0 | 0
#CAN -National SO2 Rate Limit v4.12 | 39 | 2314 | Rate Constraint in lbs/MWh | FALSE | L | Annual | Seasons Included | Seasons | Winter, Summer | Winter, Summer | Winter, Summer | Winter, Summer | Winter, Summer | Winter, Summer | Winter, Summer
#CAN -National SO2 Rate Limit v4.12 | 39 | 2314 | Rate Constraint in lbs/MWh | FALSE | L | Annual | Standard | lb/MWh | 9.3476 | 9.3476 | 9.3476 | 9.3476 | 9.3476 | 9.3476 | 9.3476
#CAN -National SO2 Rate Limit v4.12 | 39 | 2314 | Rate Constraint in lbs/MWh | FALSE | L | Annual | Emissions at Affected Plants SO2 | MTons | 4.1941 | 4.1941 | 3.5595 | 3.5595 | 3.2879 | 3.0246 | 2.9665
#CAN -National SO2 Rate Limit v4.12 | 39 | 2314 | Rate Constraint in lbs/MWh | FALSE | L | Annual | Allowances Purchased SO2 | MTons | 0 | 0 | 0 | 0 | 0 | 0 | 0
#CAN -National SO2 Rate Limit v4.12 | 39 | 2314 | Rate Constraint in lbs/MWh | FALSE | L | Annual | Allowances Sold SO2 | MTons | 0 | 0 | 0 | 0 | 0 | 0 | 0
#CAN -National SO2 Rate Limit v4.12 | 39 | 2314 | Rate Constraint in lbs/MWh | FALSE | L | Annual | Allowances Banked | MTons | 0 | 0 | 0 | 0 | 0 | 0 | 0
#CAN -National SO2 Rate Limit v4.12 | 39 | 2314 | Rate Constraint in lbs/MWh | FALSE | L | Annual | Allowances Withdrawn (1:1) | MTons | 0 | 0 | 0 | 0 | 0 | 0 | 0
#CAN -National SO2 Rate Limit v4.12 | 39 | 2314 | Rate Constraint in lbs/MWh | FALSE | L | Annual | Allowances Withdrawn (n:1) | MTons | 0 | 0 | 0 | 0 | 0 | 0 | 0
#CAN -National SO2 Rate Limit v4.12 | 39 | 2314 | Rate Constraint in lbs/MWh | FALSE | L | Annual | Net Emissions Allowance Position | MTons | 4.1941 | 4.1941 | 3.5595 | 3.5595 | 3.2879 | 3.0246 | 2.9665
#CAN -National SO2 Rate Limit v4.12 | 39 | 2314 | Rate Constraint in lbs/MWh | FALSE | L | Annual | Fuel Consumed | TBtu | 262.0471 | 254.8125 | 284.3631 | 362.1359 | 670.8568 | 1000.1053 | 1483.4352
#CAN -National SO2 Rate Limit v4.12 | 39 | 2314 | Rate Constraint in lbs/MWh | FALSE | L | Annual | Rate | lb/MMBtu | 0.03201 | 0.032919 | 0.025035 | 0.019658 | 0.009802 | 0.0060485 | 0.0039994
#CAN -National SO2 Rate Limit v4.12 | 39 | 2314 | Rate Constraint in lbs/MWh | FALSE | L | Annual | Generation | TWh | 34.3485 | 33.5684 | 36.2882 | 45.9505 | 83.1179 | 122.4646 | 193.2496
#CAN -National SO2 Rate Limit v4.12 | 39 | 2314 | Rate Constraint in lbs/MWh | FALSE | L | Annual | Qualifying Generation | TWh | 34.3485 | 33.5684 | 36.2882 | 45.9505 | 83.1179 | 122.4646 | 193.2496
#CAN -National SO2 Rate Limit v4.12 | 39 | 2314 | Rate Constraint in lbs/MWh | FALSE | L | Annual | Constraint Shadow Price | US$/Ton | 0 | 0 | 0 | 0 | 0 | 0 | 0
#CAN Trenton 1-2 - SO2 Rate Annual v3.1, Unit 3369 and retrofits | 40 | 1751 | Rate Constraint in lbs/MMBtu | FALSE | L | Annual | Seasons Included | Seasons | Winter, Summer | Winter, Summer | Winter, Summer | Winter, Summer | Winter, Summer | Winter, Summer | Winter, Summer
#CAN Trenton 1-2 - SO2 Rate Annual v3.1, Unit 3369 and retrofits | 40 | 1751 | Rate Constraint in lbs/MMBtu | FALSE | L | Annual | Standard | lb/MMBtu | 3.2097 | 3.2097 | 3.2097 | 3.2097 | 3.2097 | 3.2097 | 3.2097
#CAN Trenton 1-2 - SO2 Rate Annual v3.1, Unit 3369 and retrofits | 40 | 1751 | Rate Constraint in lbs/MMBtu | FALSE | L | Annual | Emissions at Affected Plants SO2 | MTons | 0 | 0 | 0 | 0 | 0 | 0 | 0
#CAN Trenton 1-2 - SO2 Rate Annual v3.1, Unit 3369 and retrofits | 40 | 1751 | Rate Constraint in lbs/MMBtu | FALSE | L | Annual | Allowances Purchased SO2 | MTons | 0 | 0 | 0 | 0 | 0 | 0 | 0
#CAN Trenton 1-2 - SO2 Rate Annual v3.1, Unit 3369 and retrofits | 40 | 1751 | Rate Constraint in lbs/MMBtu | FALSE | L | Annual | Allowances Sold SO2 | MTons | 0 | 0 | 0 | 0 | 0 | 0 | 0
#CAN Trenton 1-2 - SO2 Rate Annual v3.1, Unit 3369 and retrofits | 40 | 1751 | Rate Constraint in lbs/MMBtu | FALSE | L | Annual | Allowances Banked | MTons | 0 | 0 | 0 | 0 | 0 | 0 | 0
#CAN Trenton 1-2 - SO2 Rate Annual v3.1, Unit 3369 and retrofits | 40 | 1751 | Rate Constraint in lbs/MMBtu | FALSE | L | Annual | Allowances Withdrawn (1:1) | MTons | 0 | 0 | 0 | 0 | 0 | 0 | 0
#CAN Trenton 1-2 - SO2 Rate Annual v3.1, Unit 3369 and retrofits | 40 | 1751 | Rate Constraint in lbs/MMBtu | FALSE | L | Annual | Allowances Withdrawn (n:1) | MTons | 0 | 0 | 0 | 0 | 0 | 0 | 0
#CAN Trenton 1-2 - SO2 Rate Annual v3.1, Unit 3369 and retrofits | 40 | 1751 | Rate Constraint in lbs/MMBtu | FALSE | L | Annual | Net Emissions Allowance Position | MTons | 0 | 0 | 0 | 0 | 0 | 0 | 0
#CAN Trenton 1-2 - SO2 Rate Annual v3.1, Unit 3369 and retrofits | 40 | 1751 | Rate Constraint in lbs/MMBtu | FALSE | L | Annual | Fuel Consumed | TBtu | 0 | 0 | 0 | 0 | 0 | 0 | 0
#CAN Trenton 1-2 - SO2 Rate Annual v3.1, Unit 3369 and retrofits | 40 | 1751 | Rate Constraint in lbs/MMBtu | FALSE | L | Annual | Rate | lb/MMBtu | 0 | 0 | 0 | 0 | 0 | 0 | 0
#CAN Trenton 1-2 - SO2 Rate Annual v3.1, Unit 3369 and retrofits | 40 | 1751 | Rate Constraint in lbs/MMBtu | FALSE | L | Annual | Generation | TWh | 0 | 0 | 0 | 0 | 0 | 0 | 0
#CAN Trenton 1-2 - SO2 Rate Annual v3.1, Unit 3369 and retrofits | 40 | 1751 | Rate Constraint in lbs/MMBtu | FALSE | L | Annual | Qualifying Generation | TWh | 0 | 0 | 0 | 0 | 0 | 0 | 0
#CAN Trenton 1-2 - SO2 Rate Annual v3.1, Unit 3369 and retrofits | 40 | 1751 | Rate Constraint in lbs/MMBtu | FALSE | L | Annual | Rate | lb/MWh | 0 | 0 | 0 | 0 | 0 | 0 | 0
#CAN Trenton 1-2 - SO2 Rate Annual v3.1, Unit 3369 and retrofits | 40 | 1751 | Rate Constraint in lbs/MMBtu | FALSE | L | Annual | Constraint Shadow Price | US$/Ton | 0 | 0 | 0 | 0 | 0 | 0 | 0
#CAN Trenton 1-2 - SO2 Rate Annual v3.1, Unit 3370 and retrofits | 41 | 1751 | Rate Constraint in lbs/MMBtu | FALSE | L | Annual | Seasons Included | Seasons | Winter, Summer | Winter, Summer | Winter, Summer | Winter, Summer | Winter, Summer | Winter, Summer | Winter, Summer
#CAN Trenton 1-2 - SO2 Rate Annual v3.1, Unit 3370 and retrofits | 41 | 1751 | Rate Constraint in lbs/MMBtu | FALSE | L | Annual | Standard | lb/MMBtu | 3.2097 | 3.2097 | 3.2097 | 3.2097 | 3.2097 | 3.2097 | 3.2097
#CAN Trenton 1-2 - SO2 Rate Annual v3.1, Unit 3370 and retrofits | 41 | 1751 | Rate Constraint in lbs/MMBtu | FALSE | L | Annual | Emissions at Affected Plants SO2 | MTons | 1.6341 | 0 | 0 | 4.7422 | 5.8434 | 5.8434 | 0
#CAN Trenton 1-2 - SO2 Rate Annual v3.1, Unit 3370 and retrofits | 41 | 1751 | Rate Constraint in lbs/MMBtu | FALSE | L | Annual | Allowances Purchased SO2 | MTons | 0 | 0 | 0 | 0 | 0 | 0 | 0
#CAN Trenton 1-2 - SO2 Rate Annual v3.1, Unit 3370 and retrofits | 41 | 1751 | Rate Constraint in lbs/MMBtu | FALSE | L | Annual | Allowances Sold SO2 | MTons | 0 | 0 | 0 | 0 | 0 | 0 | 0
#CAN Trenton 1-2 - SO2 Rate Annual v3.1, Unit 3370 and retrofits | 41 | 1751 | Rate Constraint in lbs/MMBtu | FALSE | L | Annual | Allowances Banked | MTons | 0 | 0 | 0 | 0 | 0 | 0 | 0
#CAN Trenton 1-2 - SO2 Rate Annual v3.1, Unit 3370 and retrofits | 41 | 1751 | Rate Constraint in lbs/MMBtu | FALSE | L | Annual | Allowances Withdrawn (1:1) | MTons | 0 | 0 | 0 | 0 | 0 | 0 | 0
#CAN Trenton 1-2 - SO2 Rate Annual v3.1, Unit 3370 and retrofits | 41 | 1751 | Rate Constraint in lbs/MMBtu | FALSE | L | Annual | Allowances Withdrawn (n:1) | MTons | 0 | 0 | 0 | 0 | 0 | 0 | 0
#CAN Trenton 1-2 - SO2 Rate Annual v3.1, Unit 3370 and retrofits | 41 | 1751 | Rate Constraint in lbs/MMBtu | FALSE | L | Annual | Net Emissions Allowance Position | MTons | 1.6341 | 0 | 0 | 4.7422 | 5.8434 | 5.8434 | 0
#CAN Trenton 1-2 - SO2 Rate Annual v3.1, Unit 3370 and retrofits | 41 | 1751 | Rate Constraint in lbs/MMBtu | FALSE | L | Annual | Fuel Consumed | TBtu | 3.3517 | 0 | 0 | 9.7265 | 11.9853 | 11.9853 | 0
#CAN Trenton 1-2 - SO2 Rate Annual v3.1, Unit 3370 and retrofits | 41 | 1751 | Rate Constraint in lbs/MMBtu | FALSE | L | Annual | Rate | lb/MMBtu | 0.9751 | 0 | 0 | 0.9751 | 0.9751 | 0.9751 | 0
#CAN Trenton 1-2 - SO2 Rate Annual v3.1, Unit 3370 and retrofits | 41 | 1751 | Rate Constraint in lbs/MMBtu | FALSE | L | Annual | Generation | TWh | 0.32271 | 0 | 0 | 0.9365 | 1.154 | 1.154 | 0
#CAN Trenton 1-2 - SO2 Rate Annual v3.1, Unit 3370 and retrofits | 41 | 1751 | Rate Constraint in lbs/MMBtu | FALSE | L | Annual | Qualifying Generation | TWh | 0.32271 | 0 | 0 | 0.9365 | 1.154 | 1.154 | 0
#CAN Trenton 1-2 - SO2 Rate Annual v3.1, Unit 3370 and retrofits | 41 | 1751 | Rate Constraint in lbs/MMBtu | FALSE | L | Annual | Rate | lb/MWh | 5.0637 | 0 | 0 | 5.0637 | 5.0637 | 5.0637 | 0
#CAN Trenton 1-2 - SO2 Rate Annual v3.1, Unit 3370 and retrofits | 41 | 1751 | Rate Constraint in lbs/MMBtu | FALSE | L | Annual | Constraint Shadow Price | US$/Ton | 0 | 0 | 0 | 0 | 0 | 0 | 0
#CAN Tupper 1 - SO2 Rate Annual v3.1, Unit 3368 and retrofits | 42 | 1752 | Rate Constraint in lbs/MMBtu | FALSE | L | Annual | Seasons Included | Seasons | Winter, Summer | Winter, Summer | Winter, Summer | Winter, Summer | Winter, Summer | Winter, Summer | Winter, Summer
#CAN Tupper 1 - SO2 Rate Annual v3.1, Unit 3368 and retrofits | 42 | 1752 | Rate Constraint in lbs/MMBtu | FALSE | L | Annual | Standard | lb/MMBtu | 2.2096 | 2.2096 | 2.2096 | 2.2096 | 2.2096 | 2.2096 | 2.2096
#CAN Tupper 1 - SO2 Rate Annual v3.1, Unit 3368 and retrofits | 42 | 1752 | Rate Constraint in lbs/MMBtu | FALSE | L | Annual | Emissions at Affected Plants SO2 | MTons | 0 | 0 | 0 | 0 | 0 | 0 | 0
#CAN Tupper 1 - SO2 Rate Annual v3.1, Unit 3368 and retrofits | 42 | 1752 | Rate Constraint in lbs/MMBtu | FALSE | L | Annual | Allowances Purchased SO2 | MTons | 0 | 0 | 0 | 0 | 0 | 0 | 0
#CAN Tupper 1 - SO2 Rate Annual v3.1, Unit 3368 and retrofits | 42 | 1752 | Rate Constraint in lbs/MMBtu | FALSE | L | Annual | Allowances Sold SO2 | MTons | 0 | 0 | 0 | 0 | 0 | 0 | 0
#CAN Tupper 1 - SO2 Rate Annual v3.1, Unit 3368 and retrofits | 42 | 1752 | Rate Constraint in lbs/MMBtu | FALSE | L | Annual | Allowances Banked | MTons | 0 | 0 | 0 | 0 | 0 | 0 | 0
#CAN Tupper 1 - SO2 Rate Annual v3.1, Unit 3368 and retrofits | 42 | 1752 | Rate Constraint in lbs/MMBtu | FALSE | L | Annual | Allowances Withdrawn (1:1) | MTons | 0 | 0 | 0 | 0 | 0 | 0 | 0
#CAN Tupper 1 - SO2 Rate Annual v3.1, Unit 3368 and retrofits | 42 | 1752 | Rate Constraint in lbs/MMBtu | FALSE | L | Annual | Allowances Withdrawn (n:1) | MTons | 0 | 0 | 0 | 0 | 0 | 0 | 0
#CAN Tupper 1 - SO2 Rate Annual v3.1, Unit 3368 and retrofits | 42 | 1752 | Rate Constraint in lbs/MMBtu | FALSE | L | Annual | Net Emissions Allowance Position | MTons | 0 | 0 | 0 | 0 | 0 | 0 | 0
#CAN Tupper 1 - SO2 Rate Annual v3.1, Unit 3368 and retrofits | 42 | 1752 | Rate Constraint in lbs/MMBtu | FALSE | L | Annual | Fuel Consumed | TBtu | 0 | 0 | 0 | 0 | 0 | 0 | 0
#CAN Tupper 1 - SO2 Rate Annual v3.1, Unit 3368 and retrofits | 42 | 1752 | Rate Constraint in lbs/MMBtu | FALSE | L | Annual | Rate | lb/MMBtu | 0 | 0 | 0 | 0 | 0 | 0 | 0
#CAN Tupper 1 - SO2 Rate Annual v3.1, Unit 3368 and retrofits | 42 | 1752 | Rate Constraint in lbs/MMBtu | FALSE | L | Annual | Generation | TWh | 0 | 0 | 0 | 0 | 0 | 0 | 0
#CAN Tupper 1 - SO2 Rate Annual v3.1, Unit 3368 and retrofits | 42 | 1752 | Rate Constraint in lbs/MMBtu | FALSE | L | Annual | Qualifying Generation | TWh | 0 | 0 | 0 | 0 | 0 | 0 | 0
#CAN Tupper 1 - SO2 Rate Annual v3.1, Unit 3368 and retrofits | 42 | 1752 | Rate Constraint in lbs/MMBtu | FALSE | L | Annual | Rate | lb/MWh | 0 | 0 | 0 | 0 | 0 | 0 | 0
#CAN Tupper 1 - SO2 Rate Annual v3.1, Unit 3368 and retrofits | 42 | 1752 | Rate Constraint in lbs/MMBtu | FALSE | L | Annual | Constraint Shadow Price | US$/Ton | 0 | 0 | 0 | 0 | 0 | 0 | 0
#MATS - HCL Rate in 2015 | 43 | 2407 | MACT Fuel Choice Floor in lbs/MMBtu | FALSE | L | Annual | Seasons Included | Seasons | Winter, Summer | Winter, Summer | Winter, Summer | Winter, Summer | Winter, Summer | Winter, Summer | Winter, Summer
#MATS - HCL Rate in 2015 | 43 | 2407 | MACT Fuel Choice Floor in lbs/MMBtu | FALSE | L | Annual | Emission Floor | lb/MMBtu | 0.002 | 0.002 | 0.002 | 0.002 | 0.002 | 0.002 | 0.002
#MATS - HCL Rate in 2015 | 43 | 2407 | MACT Fuel Choice Floor in lbs/MMBtu | FALSE | L | Annual | Emissions at Affected Plants HCL | MTons | 3.6228 | 3.8884 | 3.2742 | 3.1599 | 3.0239 | 2.9482 | 2.9445
#MATS - HCL Rate in 2015 | 43 | 2407 | MACT Fuel Choice Floor in lbs/MMBtu | FALSE | L | Annual | Allowances Purchased HCL | MTons | 0 | 0 | 0 | 0 | 0 | 0 | 0
#MATS - HCL Rate in 2015 | 43 | 2407 | MACT Fuel Choice Floor in lbs/MMBtu | FALSE | L | Annual | Allowances Sold HCL | MTons | 0 | 0 | 0 | 0 | 0 | 0 | 0
#MATS - HCL Rate in 2015 | 43 | 2407 | MACT Fuel Choice Floor in lbs/MMBtu | FALSE | L | Annual | Allowances Banked | MTons | 0 | 0 | 0 | 0 | 0 | 0 | 0
#MATS - HCL Rate in 2015 | 43 | 2407 | MACT Fuel Choice Floor in lbs/MMBtu | FALSE | L | Annual | Allowances Withdrawn (1:1) | MTons | 0 | 0 | 0 | 0 | 0 | 0 | 0
#MATS - HCL Rate in 2015 | 43 | 2407 | MACT Fuel Choice Floor in lbs/MMBtu | FALSE | L | Annual | Allowances Withdrawn (n:1) | MTons | 0 | 0 | 0 | 0 | 0 | 0 | 0
#MATS - HCL Rate in 2015 | 43 | 2407 | MACT Fuel Choice Floor in lbs/MMBtu | FALSE | L | Annual | Net Emissions Allowance Position | MTons | 3.6228 | 3.8884 | 3.2742 | 3.1599 | 3.0239 | 2.9482 | 2.9445
#MATS - HCL Rate in 2015 | 43 | 2407 | MACT Fuel Choice Floor in lbs/MMBtu | FALSE | L | Annual | Fuel Consumed | TBtu | 15314.7325 | 14851.4437 | 11822.1583 | 11774.2019 | 11142.3529 | 10712.6634 | 11803.067
#MATS - HCL Rate in 2015 | 43 | 2407 | MACT Fuel Choice Floor in lbs/MMBtu | FALSE | L | Annual | Rate | lb/MMBtu | 0.00047311 | 0.00052364 | 0.0005539 | 0.00053675 | 0.00054277 | 0.00055041 | 0.00049893
#MATS - HCL Rate in 2015 | 43 | 2407 | MACT Fuel Choice Floor in lbs/MMBtu | FALSE | L | Annual | Generation | TWh | 1549.1776 | 1517.0006 | 1213.7877 | 1207.9012 | 1142.2627 | 1097.8369 | 1209.517
#MATS - HCL Rate in 2015 | 43 | 2407 | MACT Fuel Choice Floor in lbs/MMBtu | FALSE | L | Annual | Qualifying Generation | TWh | 1549.1776 | 1517.0006 | 1213.7877 | 1207.9012 | 1142.2627 | 1097.8369 | 1209.517
#MATS - HCL Rate in 2015 | 43 | 2407 | MACT Fuel Choice Floor in lbs/MMBtu | FALSE | L | Annual | Constraint Shadow Price | US$/Ton | 0 | 0 | 0 | 0 | 0 | 0 | 0
#MATS - HCL Rate in 2015 (IGCC) | 44 | 2409 | MACT Fuel Choice Floor in lbs/MMBtu | FALSE | L | Annual | Seasons Included | Seasons | Winter, Summer | Winter, Summer | Winter, Summer | Winter, Summer | Winter, Summer | Winter, Summer | Winter, Summer
#MATS - HCL Rate in 2015 (IGCC) | 44 | 2409 | MACT Fuel Choice Floor in lbs/MMBtu | FALSE | L | Annual | Emission Floor | lb/MMBtu | 0.0005 | 0.0005 | 0.0005 | 0.0005 | 0.0005 | 0.0005 | 0.0005
#MATS - HCL Rate in 2015 (IGCC) | 44 | 2409 | MACT Fuel Choice Floor in lbs/MMBtu | FALSE | L | Annual | Emissions at Affected Plants HCL | MTons | 0.011887 | 0.010924 | 0.0082193 | 0.0079834 | 0.0077155 | 0.0079221 | 0.0079326
#MATS - HCL Rate in 2015 (IGCC) | 44 | 2409 | MACT Fuel Choice Floor in lbs/MMBtu | FALSE | L | Annual | Allowances Purchased HCL | MTons | 0 | 0 | 0 | 0 | 0 | 0 | 0
#MATS - HCL Rate in 2015 (IGCC) | 44 | 2409 | MACT Fuel Choice Floor in lbs/MMBtu | FALSE | L | Annual | Allowances Sold HCL | MTons | 0 | 0 | 0 | 0 | 0 | 0 | 0
#MATS - HCL Rate in 2015 (IGCC) | 44 | 2409 | MACT Fuel Choice Floor in lbs/MMBtu | FALSE | L | Annual | Allowances Banked | MTons | 0 | 0 | 0 | 0 | 0 | 0 | 0
#MATS - HCL Rate in 2015 (IGCC) | 44 | 2409 | MACT Fuel Choice Floor in lbs/MMBtu | FALSE | L | Annual | Allowances Withdrawn (1:1) | MTons | 0 | 0 | 0 | 0 | 0 | 0 | 0
#MATS - HCL Rate in 2015 (IGCC) | 44 | 2409 | MACT Fuel Choice Floor in lbs/MMBtu | FALSE | L | Annual | Allowances Withdrawn (n:1) | MTons | 0 | 0 | 0 | 0 | 0 | 0 | 0
#MATS - HCL Rate in 2015 (IGCC) | 44 | 2409 | MACT Fuel Choice Floor in lbs/MMBtu | FALSE | L | Annual | Net Emissions Allowance Position | MTons | 0.011887 | 0.010924 | 0.0082193 | 0.0079834 | 0.0077155 | 0.0079221 | 0.0079326
#MATS - HCL Rate in 2015 (IGCC) | 44 | 2409 | MACT Fuel Choice Floor in lbs/MMBtu | FALSE | L | Annual | Fuel Consumed | TBtu | 112.3629 | 112.3629 | 128.2368 | 125.7531 | 122.9339 | 126.7493 | 126.7493
#MATS - HCL Rate in 2015 (IGCC) | 44 | 2409 | MACT Fuel Choice Floor in lbs/MMBtu | FALSE | L | Annual | Rate | lb/MMBtu | 0.00021158 | 0.00019444 | 0.00012819 | 0.00012697 | 0.00012552 | 0.000125 | 0.00012517
#MATS - HCL Rate in 2015 (IGCC) | 44 | 2409 | MACT Fuel Choice Floor in lbs/MMBtu | FALSE | L | Annual | Generation | TWh | 12.0373 | 12.0373 | 13.4899 | 13.2504 | 12.9785 | 13.3465 | 13.3465
#MATS - HCL Rate in 2015 (IGCC) | 44 | 2409 | MACT Fuel Choice Floor in lbs/MMBtu | FALSE | L | Annual | Qualifying Generation | TWh | 12.0373 | 12.0373 | 13.4899 | 13.2504 | 12.9785 | 13.3465 | 13.3465
#MATS - HCL Rate in 2015 (IGCC) | 44 | 2409 | MACT Fuel Choice Floor in lbs/MMBtu | FALSE | L | Annual | Constraint Shadow Price | US$/Ton | 0 | 0 | 0 | 0 | 0 | 0 | 0
#MATS - HCL Rate in 2015 (PK) | 45 | 2408 | MACT Fuel Choice Floor in lbs/MMBtu | FALSE | L | Annual | Seasons Included | Seasons | Winter, Summer | Winter, Summer | Winter, Summer | Winter, Summer | Winter, Summer | Winter, Summer | Winter, Summer
#MATS - HCL Rate in 2015 (PK) | 45 | 2408 | MACT Fuel Choice Floor in lbs/MMBtu | FALSE | L | Annual | Emission Floor | lb/MMBtu | 0.005 | 0.005 | 0.005 | 0.005 | 0.005 | 0.005 | 0.005
#MATS - HCL Rate in 2015 (PK) | 45 | 2408 | MACT Fuel Choice Floor in lbs/MMBtu | FALSE | L | Annual | Emissions at Affected Plants HCL | MTons | 0.0088633 | 0.0068235 | 0.0026863 | 0.0027261 | 0.0028666 | 0.003932 | 0.0070777
#MATS - HCL Rate in 2015 (PK) | 45 | 2408 | MACT Fuel Choice Floor in lbs/MMBtu | FALSE | L | Annual | Allowances Purchased HCL | MTons | 0 | 0 | 0 | 0 | 0 | 0 | 0
#MATS - HCL Rate in 2015 (PK) | 45 | 2408 | MACT Fuel Choice Floor in lbs/MMBtu | FALSE | L | Annual | Allowances Sold HCL | MTons | 0 | 0 | 0 | 0 | 0 | 0 | 0
#MATS - HCL Rate in 2015 (PK) | 45 | 2408 | MACT Fuel Choice Floor in lbs/MMBtu | FALSE | L | Annual | Allowances Banked | MTons | 0 | 0 | 0 | 0 | 0 | 0 | 0
#MATS - HCL Rate in 2015 (PK) | 45 | 2408 | MACT Fuel Choice Floor in lbs/MMBtu | FALSE | L | Annual | Allowances Withdrawn (1:1) | MTons | 0 | 0 | 0 | 0 | 0 | 0 | 0
#MATS - HCL Rate in 2015 (PK) | 45 | 2408 | MACT Fuel Choice Floor in lbs/MMBtu | FALSE | L | Annual | Allowances Withdrawn (n:1) | MTons | 0 | 0 | 0 | 0 | 0 | 0 | 0
#MATS - HCL Rate in 2015 (PK) | 45 | 2408 | MACT Fuel Choice Floor in lbs/MMBtu | FALSE | L | Annual | Net Emissions Allowance Position | MTons | 0.0088633 | 0.0068235 | 0.0026863 | 0.0027261 | 0.0028666 | 0.003932 | 0.0070777
#MATS - HCL Rate in 2015 (PK) | 45 | 2408 | MACT Fuel Choice Floor in lbs/MMBtu | FALSE | L | Annual | Fuel Consumed | TBtu | 91.0419 | 71.8889 | 31.3837 | 30.0317 | 31.1832 | 39.1732 | 68.8942
#MATS - HCL Rate in 2015 (PK) | 45 | 2408 | MACT Fuel Choice Floor in lbs/MMBtu | FALSE | L | Annual | Rate | lb/MMBtu | 0.00019471 | 0.00018984 | 0.00017119 | 0.00018155 | 0.00018385 | 0.00020075 | 0.00020547
#MATS - HCL Rate in 2015 (PK) | 45 | 2408 | MACT Fuel Choice Floor in lbs/MMBtu | FALSE | L | Annual | Generation | TWh | 8.675 | 6.8472 | 3.0123 | 2.8859 | 2.9848 | 3.7437 | 6.5653
#MATS - HCL Rate in 2015 (PK) | 45 | 2408 | MACT Fuel Choice Floor in lbs/MMBtu | FALSE | L | Annual | Qualifying Generation | TWh | 8.675 | 6.8472 | 3.0123 | 2.8859 | 2.9848 | 3.7437 | 6.5653
#MATS - HCL Rate in 2015 (PK) | 45 | 2408 | MACT Fuel Choice Floor in lbs/MMBtu | FALSE | L | Annual | Constraint Shadow Price | US$/Ton | 0 | 0 | 0 | 0 | 0 | 0 | 0
#MATS - MER Rate in 2015 (Bit and Subbit) | 46 | 2403 | MACT Fuel Choice Floor in lbs/MMBtu | FALSE | L | Annual | Seasons Included | Seasons | Winter, Summer | Winter, Summer | Winter, Summer | Winter, Summer | Winter, Summer | Winter, Summer | Winter, Summer
#MATS - MER Rate in 2015 (Bit and Subbit) | 46 | 2403 | MACT Fuel Choice Floor in lbs/MMBtu | FALSE | L | Annual | Emission Floor | lbs/MMBtu | 1.2e-06 | 1.2e-06 | 1.2e-06 | 1.2e-06 | 1.2e-06 | 1.2e-06 | 1.2e-06
#MATS - MER Rate in 2015 (Bit and Subbit) | 46 | 2403 | MACT Fuel Choice Floor in lbs/MMBtu | FALSE | L | Annual | Emissions at Affected Plants MER | lbs | 9284.1154 | 8929.61 | 7087.1248 | 6918.9615 | 6495.5216 | 6214.4689 | 6946.2226
#MATS - MER Rate in 2015 (Bit and Subbit) | 46 | 2403 | MACT Fuel Choice Floor in lbs/MMBtu | FALSE | L | Annual | Allowances Purchased MER | lbs | 0 | 0 | 0 | 0 | 0 | 0 | 0
#MATS - MER Rate in 2015 (Bit and Subbit) | 46 | 2403 | MACT Fuel Choice Floor in lbs/MMBtu | FALSE | L | Annual | Allowances Sold MER | lbs | 0 | 0 | 0 | 0 | 0 | 0 | 0
#MATS - MER Rate in 2015 (Bit and Subbit) | 46 | 2403 | MACT Fuel Choice Floor in lbs/MMBtu | FALSE | L | Annual | Allowances Banked | lbs | 0 | 0 | 0 | 0 | 0 | 0 | 0
#MATS - MER Rate in 2015 (Bit and Subbit) | 46 | 2403 | MACT Fuel Choice Floor in lbs/MMBtu | FALSE | L | Annual | Allowances Withdrawn (1:1) | lbs | 0 | 0 | 0 | 0 | 0 | 0 | 0
#MATS - MER Rate in 2015 (Bit and Subbit) | 46 | 2403 | MACT Fuel Choice Floor in lbs/MMBtu | FALSE | L | Annual | Allowances Withdrawn (n:1) | lbs | 0 | 0 | 0 | 0 | 0 | 0 | 0
#MATS - MER Rate in 2015 (Bit and Subbit) | 46 | 2403 | MACT Fuel Choice Floor in lbs/MMBtu | FALSE | L | Annual | Net Emissions Allowance Position | lbs | 9284.1154 | 8929.61 | 7087.1248 | 6918.9615 | 6495.5216 | 6214.4689 | 6946.2226
#MATS - MER Rate in 2015 (Bit and Subbit) | 46 | 2403 | MACT Fuel Choice Floor in lbs/MMBtu | FALSE | L | Annual | Fuel Consumed | TBtu | 14071.7105 | 13645.2895 | 10921.7325 | 10819.6125 | 10213.1026 | 9804.6973 | 10722.2361
#MATS - MER Rate in 2015 (Bit and Subbit) | 46 | 2403 | MACT Fuel Choice Floor in lbs/MMBtu | FALSE | L | Annual | Rate | lb/MMBtu | 6.5977e-07 | 6.5441e-07 | 6.489e-07 | 6.3948e-07 | 6.36e-07 | 6.3383e-07 | 6.4783e-07
#MATS - MER Rate in 2015 (Bit and Subbit) | 46 | 2403 | MACT Fuel Choice Floor in lbs/MMBtu | FALSE | L | Annual | Generation | TWh | 1433.8645 | 1401.7051 | 1126.8558 | 1115.7717 | 1052.4918 | 1010.0527 | 1105.3382
#MATS - MER Rate in 2015 (Bit and Subbit) | 46 | 2403 | MACT Fuel Choice Floor in lbs/MMBtu | FALSE | L | Annual | Qualifying Generation | TWh | 1433.8645 | 1401.7051 | 1126.8558 | 1115.7717 | 1052.4918 | 1010.0527 | 1105.3382
#MATS - MER Rate in 2015 (Bit and Subbit) | 46 | 2403 | MACT Fuel Choice Floor in lbs/MMBtu | FALSE | L | Annual | Constraint Shadow Price | US$/Lb | 0 | 0 | 0 | 0 | 0 | 0 | 0
#MATS - MER Rate in 2015 (IGCC) | 47 | 2406 | MACT Fuel Choice Floor in lbs/MMBtu | FALSE | L | Annual | Seasons Included | Seasons | Winter, Summer | Winter, Summer | Winter, Summer | Winter, Summer | Winter, Summer | Winter, Summer | Winter, Summer
#MATS - MER Rate in 2015 (IGCC) | 47 | 2406 | MACT Fuel Choice Floor in lbs/MMBtu | FALSE | L | Annual | Emission Floor | lbs/MMBtu | 3e-06 | 3e-06 | 3e-06 | 3e-06 | 3e-06 | 3e-06 | 3e-06
#MATS - MER Rate in 2015 (IGCC) | 47 | 2406 | MACT Fuel Choice Floor in lbs/MMBtu | FALSE | L | Annual | Emissions at Affected Plants MER | lbs | 104.0211 | 103.8286 | 108.4829 | 106.717 | 104.7125 | 106.2734 | 106.621
#MATS - MER Rate in 2015 (IGCC) | 47 | 2406 | MACT Fuel Choice Floor in lbs/MMBtu | FALSE | L | Annual | Allowances Purchased MER | lbs | 0 | 0 | 0 | 0 | 0 | 0 | 0
#MATS - MER Rate in 2015 (IGCC) | 47 | 2406 | MACT Fuel Choice Floor in lbs/MMBtu | FALSE | L | Annual | Allowances Sold MER | lbs | 0 | 0 | 0 | 0 | 0 | 0 | 0
#MATS - MER Rate in 2015 (IGCC) | 47 | 2406 | MACT Fuel Choice Floor in lbs/MMBtu | FALSE | L | Annual | Allowances Banked | lbs | 0 | 0 | 0 | 0 | 0 | 0 | 0
#MATS - MER Rate in 2015 (IGCC) | 47 | 2406 | MACT Fuel Choice Floor in lbs/MMBtu | FALSE | L | Annual | Allowances Withdrawn (1:1) | lbs | 0 | 0 | 0 | 0 | 0 | 0 | 0
#MATS - MER Rate in 2015 (IGCC) | 47 | 2406 | MACT Fuel Choice Floor in lbs/MMBtu | FALSE | L | Annual | Allowances Withdrawn (n:1) | lbs | 0 | 0 | 0 | 0 | 0 | 0 | 0
#MATS - MER Rate in 2015 (IGCC) | 47 | 2406 | MACT Fuel Choice Floor in lbs/MMBtu | FALSE | L | Annual | Net Emissions Allowance Position | lbs | 104.0211 | 103.8286 | 108.4829 | 106.717 | 104.7125 | 106.2734 | 106.621
#MATS - MER Rate in 2015 (IGCC) | 47 | 2406 | MACT Fuel Choice Floor in lbs/MMBtu | FALSE | L | Annual | Fuel Consumed | TBtu | 112.3629 | 112.3629 | 128.2368 | 125.7531 | 122.9339 | 126.7493 | 126.7493
#MATS - MER Rate in 2015 (IGCC) | 47 | 2406 | MACT Fuel Choice Floor in lbs/MMBtu | FALSE | L | Annual | Rate | lb/MMBtu | 9.2576e-07 | 9.2405e-07 | 8.4596e-07 | 8.4862e-07 | 8.5178e-07 | 8.3845e-07 | 8.412e-07
#MATS - MER Rate in 2015 (IGCC) | 47 | 2406 | MACT Fuel Choice Floor in lbs/MMBtu | FALSE | L | Annual | Generation | TWh | 12.0373 | 12.0373 | 13.4899 | 13.2504 | 12.9785 | 13.3465 | 13.3465
#MATS - MER Rate in 2015 (IGCC) | 47 | 2406 | MACT Fuel Choice Floor in lbs/MMBtu | FALSE | L | Annual | Qualifying Generation | TWh | 12.0373 | 12.0373 | 13.4899 | 13.2504 | 12.9785 | 13.3465 | 13.3465
#MATS - MER Rate in 2015 (IGCC) | 47 | 2406 | MACT Fuel Choice Floor in lbs/MMBtu | FALSE | L | Annual | Constraint Shadow Price | US$/Lb | 0 | 0 | 0 | 0 | 0 | 0 | 0
#MATS - MER Rate in 2015 (Lig) | 48 | 2404 | MACT Fuel Choice Floor in lbs/MMBtu | FALSE | L | Annual | Seasons Included | Seasons | Winter, Summer | Winter, Summer | Winter, Summer | Winter, Summer | Winter, Summer | Winter, Summer | Winter, Summer
#MATS - MER Rate in 2015 (Lig) | 48 | 2404 | MACT Fuel Choice Floor in lbs/MMBtu | FALSE | L | Annual | Emission Floor | lbs/MMBtu | 4e-06 | 4e-06 | 4e-06 | 4e-06 | 4e-06 | 4e-06 | 4e-06
#MATS - MER Rate in 2015 (Lig) | 48 | 2404 | MACT Fuel Choice Floor in lbs/MMBtu | FALSE | L | Annual | Emissions at Affected Plants MER | lbs | 2441.0078 | 2386.9611 | 1845.3167 | 1920.6404 | 1882.2137 | 1877.2894 | 2252.7423
#MATS - MER Rate in 2015 (Lig) | 48 | 2404 | MACT Fuel Choice Floor in lbs/MMBtu | FALSE | L | Annual | Allowances Purchased MER | lbs | 0 | 0 | 0 | 0 | 0 | 0 | 0
#MATS - MER Rate in 2015 (Lig) | 48 | 2404 | MACT Fuel Choice Floor in lbs/MMBtu | FALSE | L | Annual | Allowances Sold MER | lbs | 0 | 0 | 0 | 0 | 0 | 0 | 0
#MATS - MER Rate in 2015 (Lig) | 48 | 2404 | MACT Fuel Choice Floor in lbs/MMBtu | FALSE | L | Annual | Allowances Banked | lbs | 0 | 0 | 0 | 0 | 0 | 0 | 0
#MATS - MER Rate in 2015 (Lig) | 48 | 2404 | MACT Fuel Choice Floor in lbs/MMBtu | FALSE | L | Annual | Allowances Withdrawn (1:1) | lbs | 0 | 0 | 0 | 0 | 0 | 0 | 0
#MATS - MER Rate in 2015 (Lig) | 48 | 2404 | MACT Fuel Choice Floor in lbs/MMBtu | FALSE | L | Annual | Allowances Withdrawn (n:1) | lbs | 0 | 0 | 0 | 0 | 0 | 0 | 0
#MATS - MER Rate in 2015 (Lig) | 48 | 2404 | MACT Fuel Choice Floor in lbs/MMBtu | FALSE | L | Annual | Net Emissions Allowance Position | lbs | 2441.0078 | 2386.9611 | 1845.3167 | 1920.6404 | 1882.2137 | 1877.2894 | 2252.7423
#MATS - MER Rate in 2015 (Lig) | 48 | 2404 | MACT Fuel Choice Floor in lbs/MMBtu | FALSE | L | Annual | Fuel Consumed | TBtu | 1243.0221 | 1206.1542 | 900.4258 | 954.5894 | 929.2503 | 907.9662 | 1080.8309
#MATS - MER Rate in 2015 (Lig) | 48 | 2404 | MACT Fuel Choice Floor in lbs/MMBtu | FALSE | L | Annual | Rate | lb/MMBtu | 1.9638e-06 | 1.979e-06 | 2.0494e-06 | 2.012e-06 | 2.0255e-06 | 2.0676e-06 | 2.0843e-06
#MATS - MER Rate in 2015 (Lig) | 48 | 2404 | MACT Fuel Choice Floor in lbs/MMBtu | FALSE | L | Annual | Generation | TWh | 115.3131 | 115.2955 | 86.9319 | 92.1295 | 89.771 | 87.7843 | 104.1788
#MATS - MER Rate in 2015 (Lig) | 48 | 2404 | MACT Fuel Choice Floor in lbs/MMBtu | FALSE | L | Annual | Qualifying Generation | TWh | 115.3131 | 115.2955 | 86.9319 | 92.1295 | 89.771 | 87.7843 | 104.1788
#MATS - MER Rate in 2015 (Lig) | 48 | 2404 | MACT Fuel Choice Floor in lbs/MMBtu | FALSE | L | Annual | Constraint Shadow Price | US$/Lb | 0 | 0 | 0 | 0 | 0 | 0 | 0
#MATS - MER Rate in 2015 (PK) | 49 | 2405 | MACT Fuel Choice Floor in lbs/MMBtu | FALSE | L | Annual | Seasons Included | Seasons | Winter, Summer | Winter, Summer | Winter, Summer | Winter, Summer | Winter, Summer | Winter, Summer | Winter, Summer
#MATS - MER Rate in 2015 (PK) | 49 | 2405 | MACT Fuel Choice Floor in lbs/MMBtu | FALSE | L | Annual | Emission Floor | lbs/MMBtu | 2e-07 | 2e-07 | 2e-07 | 2e-07 | 2e-07 | 2e-07 | 2e-07
#MATS - MER Rate in 2015 (PK) | 49 | 2405 | MACT Fuel Choice Floor in lbs/MMBtu | FALSE | L | Annual | Emissions at Affected Plants MER | lbs | 20.6632 | 17.0969 | 8.7418 | 7.8438 | 8.1053 | 9.0528 | 14.5315
#MATS - MER Rate in 2015 (PK) | 49 | 2405 | MACT Fuel Choice Floor in lbs/MMBtu | FALSE | L | Annual | Allowances Purchased MER | lbs | 0 | 0 | 0 | 0 | 0 | 0 | 0
#MATS - MER Rate in 2015 (PK) | 49 | 2405 | MACT Fuel Choice Floor in lbs/MMBtu | FALSE | L | Annual | Allowances Sold MER | lbs | 0 | 0 | 0 | 0 | 0 | 0 | 0
#MATS - MER Rate in 2015 (PK) | 49 | 2405 | MACT Fuel Choice Floor in lbs/MMBtu | FALSE | L | Annual | Allowances Banked | lbs | 0 | 0 | 0 | 0 | 0 | 0 | 0
#MATS - MER Rate in 2015 (PK) | 49 | 2405 | MACT Fuel Choice Floor in lbs/MMBtu | FALSE | L | Annual | Allowances Withdrawn (1:1) | lbs | 0 | 0 | 0 | 0 | 0 | 0 | 0
#MATS - MER Rate in 2015 (PK) | 49 | 2405 | MACT Fuel Choice Floor in lbs/MMBtu | FALSE | L | Annual | Allowances Withdrawn (n:1) | lbs | 0 | 0 | 0 | 0 | 0 | 0 | 0
#MATS - MER Rate in 2015 (PK) | 49 | 2405 | MACT Fuel Choice Floor in lbs/MMBtu | FALSE | L | Annual | Net Emissions Allowance Position | lbs | 20.6632 | 17.0969 | 8.7418 | 7.8438 | 8.1053 | 9.0528 | 14.5315
#MATS - MER Rate in 2015 (PK) | 49 | 2405 | MACT Fuel Choice Floor in lbs/MMBtu | FALSE | L | Annual | Fuel Consumed | TBtu | 91.0419 | 71.8889 | 31.3837 | 30.0317 | 31.1832 | 39.1732 | 68.8942
#MATS - MER Rate in 2015 (PK) | 49 | 2405 | MACT Fuel Choice Floor in lbs/MMBtu | FALSE | L | Annual | Rate | lb/MMBtu | 2.2696e-07 | 2.3782e-07 | 2.7855e-07 | 2.6119e-07 | 2.5993e-07 | 2.311e-07 | 2.1092e-07
#MATS - MER Rate in 2015 (PK) | 49 | 2405 | MACT Fuel Choice Floor in lbs/MMBtu | FALSE | L | Annual | Generation | TWh | 8.675 | 6.8472 | 3.0123 | 2.8859 | 2.9848 | 3.7437 | 6.5653
#MATS - MER Rate in 2015 (PK) | 49 | 2405 | MACT Fuel Choice Floor in lbs/MMBtu | FALSE | L | Annual | Qualifying Generation | TWh | 8.675 | 6.8472 | 3.0123 | 2.8859 | 2.9848 | 3.7437 | 6.5653
#MATS - MER Rate in 2015 (PK) | 49 | 2405 | MACT Fuel Choice Floor in lbs/MMBtu | FALSE | L | Annual | Constraint Shadow Price | US$/Lb | 0 | 0 | 0 | 0 | 0 | 0 | 0
#NSPS - CO2 Constraint AB32 | 50 | 6045 | Rate Constraint in MTons | FALSE | L | Annual | Seasons Included | Seasons |  |  | Winter, Summer | Winter, Summer | Winter, Summer | Winter, Summer | Winter, Summer
#NSPS - CO2 Constraint AB32 | 50 | 6045 | Rate Constraint in MTons | FALSE | L | Annual | Standard | MTons | 0 | 0 | 0 | 0 | 0 | 0 | 0
#NSPS - CO2 Constraint AB32 | 50 | 6045 | Rate Constraint in MTons | FALSE | L | Annual | Standard CO2 | MTons | 0 | 0 | 0 | 0 | 0 | 0 | 0
#NSPS - CO2 Constraint AB32 | 50 | 6045 | Rate Constraint in MTons | FALSE | L | Annual | Emissions at Affected Plants CO2 | MTons | 0 | 0 | 1146.9703 | 249.0287 | 0 | 0 | 0
#NSPS - CO2 Constraint AB32 | 50 | 6045 | Rate Constraint in MTons | FALSE | L | Annual | Allowances Purchased CO2 | MTons | 0 | 0 | -1146.9703 | -249.0287 | 0 | 0 | 0
#NSPS - CO2 Constraint AB32 | 50 | 6045 | Rate Constraint in MTons | FALSE | L | Annual | Allowances Sold CO2 | MTons | 0 | 0 | 0 | 0 | 0 | 0 | 0
#NSPS - CO2 Constraint AB32 | 50 | 6045 | Rate Constraint in MTons | FALSE | L | Annual | Allowances Banked | MTons | 0 | 0 | 0 | 0 | 0 | 0 | 0
#NSPS - CO2 Constraint AB32 | 50 | 6045 | Rate Constraint in MTons | FALSE | L | Annual | Allowances Withdrawn (1:1) | MTons | 0 | 0 | 0 | 0 | 0 | 0 | 0
#NSPS - CO2 Constraint AB32 | 50 | 6045 | Rate Constraint in MTons | FALSE | L | Annual | Allowances Withdrawn (n:1) | MTons | 0 | 0 | 0 | 0 | 0 | 0 | 0
#NSPS - CO2 Constraint AB32 | 50 | 6045 | Rate Constraint in MTons | FALSE | L | Annual | Net Emissions Allowance Position | MTons | 0 | 0 | -3.5885e-06 | -8.7287e-07 | 0 | 0 | 0
#NSPS - CO2 Constraint AB32 | 50 | 6045 | Rate Constraint in MTons | FALSE | L | Annual | Fuel Consumed | TBtu | 0 | 0 | 19.5929 | 4.254 | 0 | 0 | 0
#NSPS - CO2 Constraint AB32 | 50 | 6045 | Rate Constraint in MTons | FALSE | L | Annual | Rate | lb/MMBtu | 0 | 0 | 117.08 | 117.08 | 0 | 0 | 0
#NSPS - CO2 Constraint AB32 | 50 | 6045 | Rate Constraint in MTons | FALSE | L | Annual | Generation | TWh | 0 | 0 | 1.7777 | 0.36491 | 0 | 0 | 0
#NSPS - CO2 Constraint AB32 | 50 | 6045 | Rate Constraint in MTons | FALSE | L | Annual | Qualifying Generation | TWh | 0 | 0 | 1.7777 | 0.36491 | 0 | 0 | 0
#NSPS - CO2 Constraint AB32 | 50 | 6045 | Rate Constraint in MTons | FALSE | L | Annual | Rate | lb/MWh | 0 | 0 | 645.1832 | 682.4355 | 0 | 0 | 0
#NSPS - CO2 Constraint AB32 | 50 | 6045 | Rate Constraint in MTons | FALSE | L | Annual | Constraint Shadow Price | US$/Ton | 0 | 0 | 23.9538 | 23.9541 | 23.9545 | 23.9542 | 23.9539
#NSPS - CO2 Constraint National | 51 | 6043 | Rate Constraint in MTons | FALSE | L | Annual | Seasons Included | Seasons |  |  | Winter, Summer | Winter, Summer | Winter, Summer | Winter, Summer | Winter, Summer
#NSPS - CO2 Constraint National | 51 | 6043 | Rate Constraint in MTons | FALSE | L | Annual | Standard | MTons | 0 | 0 | 0 | 0 | 0 | 0 | 0
#NSPS - CO2 Constraint National | 51 | 6043 | Rate Constraint in MTons | FALSE | L | Annual | Standard CO2 | MTons | 0 | 0 | 0 | 0 | 0 | 0 | 0
#NSPS - CO2 Constraint National | 51 | 6043 | Rate Constraint in MTons | FALSE | L | Annual | Emissions at Affected Plants CO2 | MTons | 0 | 0 | 1261448.0621 | 1246364.8168 | 1172850.4178 | 1123244.742 | 1234624.3559
#NSPS - CO2 Constraint National | 51 | 6043 | Rate Constraint in MTons | FALSE | L | Annual | Allowances Purchased CO2 | MTons | 0 | 0 | -1261448.062 | -1246364.817 | -1172850.418 | -1123244.742 | -1234624.356
#NSPS - CO2 Constraint National | 51 | 6043 | Rate Constraint in MTons | FALSE | L | Annual | Allowances Sold CO2 | MTons | 0 | 0 | 0 | 0 | 0 | 0 | 0
#NSPS - CO2 Constraint National | 51 | 6043 | Rate Constraint in MTons | FALSE | L | Annual | Allowances Banked | MTons | 0 | 0 | 0 | 0 | 0 | 0 | 0
#NSPS - CO2 Constraint National | 51 | 6043 | Rate Constraint in MTons | FALSE | L | Annual | Allowances Withdrawn (1:1) | MTons | 0 | 0 | 0 | 0 | 0 | 0 | 0
#NSPS - CO2 Constraint National | 51 | 6043 | Rate Constraint in MTons | FALSE | L | Annual | Allowances Withdrawn (n:1) | MTons | 0 | 0 | 0 | 0 | 0 | 0 | 0
#NSPS - CO2 Constraint National | 51 | 6043 | Rate Constraint in MTons | FALSE | L | Annual | Net Emissions Allowance Position | MTons | 0 | 0 | 0.00011298 | -0.00021188 | -0.00018572 | -1.4853e-05 | -8.8173e-05
#NSPS - CO2 Constraint National | 51 | 6043 | Rate Constraint in MTons | FALSE | L | Annual | Fuel Consumed | TBtu | 0 | 0 | 12226.015 | 12004.7467 | 11231.2078 | 10683.3381 | 11741.8404
#NSPS - CO2 Constraint National | 51 | 6043 | Rate Constraint in MTons | FALSE | L | Annual | Rate | lb/MMBtu | 0 | 0 | 206.3547 | 207.6453 | 208.8556 | 210.2797 | 210.2949
#NSPS - CO2 Constraint National | 51 | 6043 | Rate Constraint in MTons | FALSE | L | Annual | Generation | TWh | 0 | 0 | 1248.9067 | 1227.7011 | 1149.9392 | 1095.1075 | 1203.6443
#NSPS - CO2 Constraint National | 51 | 6043 | Rate Constraint in MTons | FALSE | L | Annual | Qualifying Generation | TWh | 0 | 0 | 1248.9067 | 1227.7011 | 1149.9392 | 1095.1075 | 1203.6443
#NSPS - CO2 Constraint National | 51 | 6043 | Rate Constraint in MTons | FALSE | L | Annual | Rate | lb/MWh | 0 | 0 | 1010.0418 | 1015.2021 | 1019.9238 | 1025.6936 | 1025.7385
#NSPS - CO2 Constraint National | 51 | 6043 | Rate Constraint in MTons | FALSE | L | Annual | Constraint Shadow Price | US$/Ton | 0 | 0 | 36.2876 | 36.2876 | 36.2878 | 36.2875 | 36.2877
#NSPS - CO2 Constraint RGGI | 52 | 6044 | Rate Constraint in MTons | FALSE | L | Annual | Seasons Included | Seasons |  |  | Winter, Summer | Winter, Summer | Winter, Summer | Winter, Summer | Winter, Summer
#NSPS - CO2 Constraint RGGI | 52 | 6044 | Rate Constraint in MTons | FALSE | L | Annual | Standard | MTons | 0 | 0 | 0 | 0 | 0 | 0 | 0
#NSPS - CO2 Constraint RGGI | 52 | 6044 | Rate Constraint in MTons | FALSE | L | Annual | Standard CO2 | MTons | 0 | 0 | 0 | 0 | 0 | 0 | 0
#NSPS - CO2 Constraint RGGI | 52 | 6044 | Rate Constraint in MTons | FALSE | L | Annual | Emissions at Affected Plants CO2 | MTons | 0 | 0 | 18833.508 | 17271.6629 | 14424.5484 | 10090.4797 | 15422.1838
#NSPS - CO2 Constraint RGGI | 52 | 6044 | Rate Constraint in MTons | FALSE | L | Annual | Allowances Purchased CO2 | MTons | 0 | 0 | -18833.508 | -17271.6629 | -14424.5484 | -10090.4797 | -15422.1838
#NSPS - CO2 Constraint RGGI | 52 | 6044 | Rate Constraint in MTons | FALSE | L | Annual | Allowances Sold CO2 | MTons | 0 | 0 | 0 | 0 | 0 | 0 | 0
#NSPS - CO2 Constraint RGGI | 52 | 6044 | Rate Constraint in MTons | FALSE | L | Annual | Allowances Banked | MTons | 0 | 0 | 0 | 0 | 0 | 0 | 0
#NSPS - CO2 Constraint RGGI | 52 | 6044 | Rate Constraint in MTons | FALSE | L | Annual | Allowances Withdrawn (1:1) | MTons | 0 | 0 | 0 | 0 | 0 | 0 | 0
#NSPS - CO2 Constraint RGGI | 52 | 6044 | Rate Constraint in MTons | FALSE | L | Annual | Allowances Withdrawn (n:1) | MTons | 0 | 0 | 0 | 0 | 0 | 0 | 0
#NSPS - CO2 Constraint RGGI | 52 | 6044 | Rate Constraint in MTons | FALSE | L | Annual | Net Emissions Allowance Position | MTons | 0 | 0 | -7.2912e-06 | 3.1291e-06 | -7.2872e-06 | -7.1717e-06 | 4.0475e-06
#NSPS - CO2 Constraint RGGI | 52 | 6044 | Rate Constraint in MTons | FALSE | L | Annual | Fuel Consumed | TBtu | 0 | 0 | 204.9665 | 176.6717 | 144.6187 | 99.667 | 150.2669
#NSPS - CO2 Constraint RGGI | 52 | 6044 | Rate Constraint in MTons | FALSE | L | Annual | Rate | lb/MMBtu | 0 | 0 | 183.7715 | 195.5227 | 199.4839 | 202.4839 | 205.2639
#NSPS - CO2 Constraint RGGI | 52 | 6044 | Rate Constraint in MTons | FALSE | L | Annual | Generation | TWh | 0 | 0 | 20.3855 | 17.8421 | 14.7438 | 10.3634 | 15.2854
#NSPS - CO2 Constraint RGGI | 52 | 6044 | Rate Constraint in MTons | FALSE | L | Annual | Qualifying Generation | TWh | 0 | 0 | 20.3855 | 17.8421 | 14.7438 | 10.3634 | 15.2854
#NSPS - CO2 Constraint RGGI | 52 | 6044 | Rate Constraint in MTons | FALSE | L | Annual | Rate | lb/MWh | 0 | 0 | 923.8671 | 968.0276 | 978.3486 | 973.6665 | 1008.9459
#NSPS - CO2 Constraint RGGI | 52 | 6044 | Rate Constraint in MTons | FALSE | L | Annual | Constraint Shadow Price | US$/Ton | 0 | 0 | 31.4223 | 30.2924 | 28.549 | 24.6307 | 17.166
#NSPS - State GWh Constraint- AL | 53 | 6067 | Generation Constraint in GWh | FALSE | G | Annual | Seasons Included | Seasons |  |  | Winter, Summer | Winter, Summer | Winter, Summer | Winter, Summer | Winter, Summer
#NSPS - State GWh Constraint- AL | 53 | 6067 | Generation Constraint in GWh | FALSE | G | Annual | Standard | GWh | 0 | 0 | 93946.661 | 92793.7329 | 85718.9962 | 70763.8326 | 67925.7905
#NSPS - State GWh Constraint- AL | 53 | 6067 | Generation Constraint in GWh | FALSE | G | Annual | Emissions at Affected Plants | GWh | 0 | 0 | 93946.661 | 92793.7329 | 85718.9962 | 70763.8326 | 67925.7905
#NSPS - State GWh Constraint- AL | 53 | 6067 | Generation Constraint in GWh | FALSE | G | Annual | Allowances Purchased | GWh | 0 | 0 | 0 | 0 | 0 | 0 | 0
#NSPS - State GWh Constraint- AL | 53 | 6067 | Generation Constraint in GWh | FALSE | G | Annual | Allowances Sold | GWh | 0 | 0 | 0 | 0 | 0 | 0 | 0
#NSPS - State GWh Constraint- AL | 53 | 6067 | Generation Constraint in GWh | FALSE | G | Annual | Allowances Banked | GWh | 0 | 0 | 0 | 0 | 0 | 0 | 0
#NSPS - State GWh Constraint- AL | 53 | 6067 | Generation Constraint in GWh | FALSE | G | Annual | Allowances Withdrawn (1:1) | GWh | 0 | 0 | 0 | 0 | 0 | 0 | 0
#NSPS - State GWh Constraint- AL | 53 | 6067 | Generation Constraint in GWh | FALSE | G | Annual | Allowances Withdrawn (n:1) | GWh | 0 | 0 | 0 | 0 | 0 | 0 | 0
#NSPS - State GWh Constraint- AL | 53 | 6067 | Generation Constraint in GWh | FALSE | G | Annual | Net Emissions Allowance Position | GWh | 0 | 0 | 93946.661 | 92793.7329 | 85718.9962 | 70763.8326 | 67925.7905
#NSPS - State GWh Constraint- AL | 53 | 6067 | Generation Constraint in GWh | FALSE | G | Annual | Fuel Consumed | TBtu | 0 | 0 | 748.9024 | 737.7217 | 670.2383 | 547.4198 | 541.8428
#NSPS - State GWh Constraint- AL | 53 | 6067 | Generation Constraint in GWh | FALSE | G | Annual | Heat Rate | MMBtu/MWh | 0 | 0 | 7.9716 | 7.9501 | 7.819 | 7.7359 | 7.977
#NSPS - State GWh Constraint- AL | 53 | 6067 | Generation Constraint in GWh | FALSE | G | Annual | Generation | TWh | 0 | 0 | 93.9467 | 92.7937 | 85.719 | 70.7638 | 67.9258
#NSPS - State GWh Constraint- AL | 53 | 6067 | Generation Constraint in GWh | FALSE | G | Annual | Qualifying Generation | TWh | 0 | 0 | 93.9467 | 92.7937 | 85.719 | 70.7638 | 67.9258
#NSPS - State GWh Constraint- AL | 53 | 6067 | Generation Constraint in GWh | FALSE | G | Annual | Rate | lb/MWh | 0 | 0 | 0 | 0 | 0 | 0 | 0
#NSPS - State GWh Constraint- AL | 53 | 6067 | Generation Constraint in GWh | FALSE | G | Annual | Constraint Shadow Price | US$/MWh | 0 | 0 | 33.5962 | 21.3737 | 14.7532 | 6.17 | 7.131
#NSPS - State GWh Constraint- AR | 54 | 6076 | Generation Constraint in GWh | FALSE | G | Annual | Seasons Included | Seasons |  |  | Winter, Summer | Winter, Summer | Winter, Summer | Winter, Summer | Winter, Summer
#NSPS - State GWh Constraint- AR | 54 | 6076 | Generation Constraint in GWh | FALSE | G | Annual | Standard | GWh | 0 | 0 | 61108.5928 | 63699.632 | 63423.5776 | 57343.3467 | 51621.8017
#NSPS - State GWh Constraint- AR | 54 | 6076 | Generation Constraint in GWh | FALSE | G | Annual | Emissions at Affected Plants | GWh | 0 | 0 | 61108.5928 | 63699.632 | 63423.5776 | 57343.3467 | 51621.8017
#NSPS - State GWh Constraint- AR | 54 | 6076 | Generation Constraint in GWh | FALSE | G | Annual | Allowances Purchased | GWh | 0 | 0 | 0 | 0 | 0 | 0 | 0
#NSPS - State GWh Constraint- AR | 54 | 6076 | Generation Constraint in GWh | FALSE | G | Annual | Allowances Sold | GWh | 0 | 0 | 0 | 0 | 0 | 0 | 0
#NSPS - State GWh Constraint- AR | 54 | 6076 | Generation Constraint in GWh | FALSE | G | Annual | Allowances Banked | GWh | 0 | 0 | 0 | 0 | 0 | 0 | 0
#NSPS - State GWh Constraint- AR | 54 | 6076 | Generation Constraint in GWh | FALSE | G | Annual | Allowances Withdrawn (1:1) | GWh | 0 | 0 | 0 | 0 | 0 | 0 | 0
#NSPS - State GWh Constraint- AR | 54 | 6076 | Generation Constraint in GWh | FALSE | G | Annual | Allowances Withdrawn (n:1) | GWh | 0 | 0 | 0 | 0 | 0 | 0 | 0
#NSPS - State GWh Constraint- AR | 54 | 6076 | Generation Constraint in GWh | FALSE | G | Annual | Net Emissions Allowance Position | GWh | 0 | 0 | 61108.5928 | 63699.632 | 63423.5776 | 57343.3467 | 51621.8017
#NSPS - State GWh Constraint- AR | 54 | 6076 | Generation Constraint in GWh | FALSE | G | Annual | Fuel Consumed | TBtu | 0 | 0 | 516.0706 | 541.185 | 538.4427 | 478.6714 | 426.6627
#NSPS - State GWh Constraint- AR | 54 | 6076 | Generation Constraint in GWh | FALSE | G | Annual | Heat Rate | MMBtu/MWh | 0 | 0 | 8.4451 | 8.4959 | 8.4896 | 8.3475 | 8.2652
#NSPS - State GWh Constraint- AR | 54 | 6076 | Generation Constraint in GWh | FALSE | G | Annual | Generation | TWh | 0 | 0 | 61.1086 | 63.6996 | 63.4236 | 57.3433 | 51.6218
#NSPS - State GWh Constraint- AR | 54 | 6076 | Generation Constraint in GWh | FALSE | G | Annual | Qualifying Generation | TWh | 0 | 0 | 61.1086 | 63.6996 | 63.4236 | 57.3433 | 51.6218
#NSPS - State GWh Constraint- AR | 54 | 6076 | Generation Constraint in GWh | FALSE | G | Annual | Rate | lb/MWh | 0 | 0 | 0 | 0 | 0 | 0 | 0
#NSPS - State GWh Constraint- AR | 54 | 6076 | Generation Constraint in GWh | FALSE | G | Annual | Constraint Shadow Price | US$/MWh | 0 | 0 | 32.8963 | 27.9205 | 26.4814 | 21.2364 | 14.971
#NSPS - State GWh Constraint- AZ | 55 | 6046 | Generation Constraint in GWh | FALSE | G | Annual | Seasons Included | Seasons |  |  | Winter, Summer | Winter, Summer | Winter, Summer | Winter, Summer | Winter, Summer
#NSPS - State GWh Constraint- AZ | 55 | 6046 | Generation Constraint in GWh | FALSE | G | Annual | Standard | GWh | 0 | 0 | 65875.8014 | 68180.9921 | 60612.5935 | 63405.9773 | 59579.6651
#NSPS - State GWh Constraint- AZ | 55 | 6046 | Generation Constraint in GWh | FALSE | G | Annual | Emissions at Affected Plants | GWh | 0 | 0 | 65875.8014 | 68180.9921 | 60612.5935 | 63405.9773 | 59579.6651
#NSPS - State GWh Constraint- AZ | 55 | 6046 | Generation Constraint in GWh | FALSE | G | Annual | Allowances Purchased | GWh | 0 | 0 | 0 | 0 | 0 | 0 | 0
#NSPS - State GWh Constraint- AZ | 55 | 6046 | Generation Constraint in GWh | FALSE | G | Annual | Allowances Sold | GWh | 0 | 0 | 0 | 0 | 0 | 0 | 0
#NSPS - State GWh Constraint- AZ | 55 | 6046 | Generation Constraint in GWh | FALSE | G | Annual | Allowances Banked | GWh | 0 | 0 | 0 | 0 | 0 | 0 | 0
#NSPS - State GWh Constraint- AZ | 55 | 6046 | Generation Constraint in GWh | FALSE | G | Annual | Allowances Withdrawn (1:1) | GWh | 0 | 0 | 0 | 0 | 0 | 0 | 0
#NSPS - State GWh Constraint- AZ | 55 | 6046 | Generation Constraint in GWh | FALSE | G | Annual | Allowances Withdrawn (n:1) | GWh | 0 | 0 | 0 | 0 | 0 | 0 | 0
#NSPS - State GWh Constraint- AZ | 55 | 6046 | Generation Constraint in GWh | FALSE | G | Annual | Net Emissions Allowance Position | GWh | 0 | 0 | 65875.8014 | 68180.9921 | 60612.5935 | 63405.9773 | 59579.6651
#NSPS - State GWh Constraint- AZ | 55 | 6046 | Generation Constraint in GWh | FALSE | G | Annual | Fuel Consumed | TBtu | 0 | 0 | 503.4459 | 546.9561 | 493.335 | 520.2064 | 517.6439
#NSPS - State GWh Constraint- AZ | 55 | 6046 | Generation Constraint in GWh | FALSE | G | Annual | Heat Rate | MMBtu/MWh | 0 | 0 | 7.6423 | 8.0221 | 8.1391 | 8.2044 | 8.6883
#NSPS - State GWh Constraint- AZ | 55 | 6046 | Generation Constraint in GWh | FALSE | G | Annual | Generation | TWh | 0 | 0 | 65.8758 | 68.181 | 60.6126 | 63.406 | 59.5797
#NSPS - State GWh Constraint- AZ | 55 | 6046 | Generation Constraint in GWh | FALSE | G | Annual | Qualifying Generation | TWh | 0 | 0 | 65.8758 | 68.181 | 60.6126 | 63.406 | 59.5797
#NSPS - State GWh Constraint- AZ | 55 | 6046 | Generation Constraint in GWh | FALSE | G | Annual | Rate | lb/MWh | 0 | 0 | 0 | 0 | 0 | 0 | 0
#NSPS - State GWh Constraint- AZ | 55 | 6046 | Generation Constraint in GWh | FALSE | G | Annual | Constraint Shadow Price | US$/MWh | 0 | 0 | 4.076 | 3.3799 | 5.0085 | 9.5646 | 7.3284
#NSPS - State GWh Constraint- CA | 56 | 6047 | Generation Constraint in GWh | FALSE | G | Annual | Seasons Included | Seasons |  |  | Winter, Summer | Winter, Summer | Winter, Summer | Winter, Summer | Winter, Summer
#NSPS - State GWh Constraint- CA | 56 | 6047 | Generation Constraint in GWh | FALSE | G | Annual | Standard | GWh | 0 | 0 | 126969.9821 | 126299.31 | 119338.1053 | 105980.9475 | 84774.9631
#NSPS - State GWh Constraint- CA | 56 | 6047 | Generation Constraint in GWh | FALSE | G | Annual | Emissions at Affected Plants | GWh | 0 | 0 | 126969.9821 | 126299.31 | 119338.1053 | 105980.9475 | 84774.9631
#NSPS - State GWh Constraint- CA | 56 | 6047 | Generation Constraint in GWh | FALSE | G | Annual | Allowances Purchased | GWh | 0 | 0 | 0 | 0 | 0 | 0 | 0
#NSPS - State GWh Constraint- CA | 56 | 6047 | Generation Constraint in GWh | FALSE | G | Annual | Allowances Sold | GWh | 0 | 0 | 0 | 0 | 0 | 0 | 0
#NSPS - State GWh Constraint- CA | 56 | 6047 | Generation Constraint in GWh | FALSE | G | Annual | Allowances Banked | GWh | 0 | 0 | 0 | 0 | 0 | 0 | 0
#NSPS - State GWh Constraint- CA | 56 | 6047 | Generation Constraint in GWh | FALSE | G | Annual | Allowances Withdrawn (1:1) | GWh | 0 | 0 | 0 | 0 | 0 | 0 | 0
#NSPS - State GWh Constraint- CA | 56 | 6047 | Generation Constraint in GWh | FALSE | G | Annual | Allowances Withdrawn (n:1) | GWh | 0 | 0 | 0 | 0 | 0 | 0 | 0
#NSPS - State GWh Constraint- CA | 56 | 6047 | Generation Constraint in GWh | FALSE | G | Annual | Net Emissions Allowance Position | GWh | 0 | 0 | 126969.9821 | 126299.31 | 119338.1053 | 105980.9475 | 84774.9631
#NSPS - State GWh Constraint- CA | 56 | 6047 | Generation Constraint in GWh | FALSE | G | Annual | Fuel Consumed | TBtu | 0 | 0 | 910.0746 | 902.2649 | 847.0027 | 745.2121 | 587.1434
#NSPS - State GWh Constraint- CA | 56 | 6047 | Generation Constraint in GWh | FALSE | G | Annual | Heat Rate | MMBtu/MWh | 0 | 0 | 7.1676 | 7.1439 | 7.0975 | 7.0316 | 6.9259
#NSPS - State GWh Constraint- CA | 56 | 6047 | Generation Constraint in GWh | FALSE | G | Annual | Generation | TWh | 0 | 0 | 126.97 | 126.2993 | 119.3381 | 105.9809 | 84.775
#NSPS - State GWh Constraint- CA | 56 | 6047 | Generation Constraint in GWh | FALSE | G | Annual | Qualifying Generation | TWh | 0 | 0 | 126.97 | 126.2993 | 119.3381 | 105.9809 | 84.775
#NSPS - State GWh Constraint- CA | 56 | 6047 | Generation Constraint in GWh | FALSE | G | Annual | Rate | lb/MWh | 0 | 0 | 0 | 0 | 0 | 0 | 0
#NSPS - State GWh Constraint- CA | 56 | 6047 | Generation Constraint in GWh | FALSE | G | Annual | Constraint Shadow Price | US$/MWh | 0 | 0 | 1.8795 | 7.0619 | 1.4752 | 0.79824 | 0.55078
#NSPS - State GWh Constraint- CO | 57 | 6064 | Generation Constraint in GWh | FALSE | G | Annual | Seasons Included | Seasons |  |  | Winter, Summer | Winter, Summer | Winter, Summer | Winter, Summer | Winter, Summer
#NSPS - State GWh Constraint- CO | 57 | 6064 | Generation Constraint in GWh | FALSE | G | Annual | Standard | GWh | 0 | 0 | 39030.2234 | 39968.3494 | 39601.8899 | 37669.8043 | 37938.4589
#NSPS - State GWh Constraint- CO | 57 | 6064 | Generation Constraint in GWh | FALSE | G | Annual | Emissions at Affected Plants | GWh | 0 | 0 | 39030.2234 | 39968.3494 | 39601.8899 | 37669.8043 | 37938.4589
#NSPS - State GWh Constraint- CO | 57 | 6064 | Generation Constraint in GWh | FALSE | G | Annual | Allowances Purchased | GWh | 0 | 0 | 0 | 0 | 0 | 0 | 0
#NSPS - State GWh Constraint- CO | 57 | 6064 | Generation Constraint in GWh | FALSE | G | Annual | Allowances Sold | GWh | 0 | 0 | 0 | 0 | 0 | 0 | 0
#NSPS - State GWh Constraint- CO | 57 | 6064 | Generation Constraint in GWh | FALSE | G | Annual | Allowances Banked | GWh | 0 | 0 | 0 | 0 | 0 | 0 | 0
#NSPS - State GWh Constraint- CO | 57 | 6064 | Generation Constraint in GWh | FALSE | G | Annual | Allowances Withdrawn (1:1) | GWh | 0 | 0 | 0 | 0 | 0 | 0 | 0
#NSPS - State GWh Constraint- CO | 57 | 6064 | Generation Constraint in GWh | FALSE | G | Annual | Allowances Withdrawn (n:1) | GWh | 0 | 0 | 0 | 0 | 0 | 0 | 0
#NSPS - State GWh Constraint- CO | 57 | 6064 | Generation Constraint in GWh | FALSE | G | Annual | Net Emissions Allowance Position | GWh | 0 | 0 | 39030.2234 | 39968.3494 | 39601.8899 | 37669.8043 | 37938.4589
#NSPS - State GWh Constraint- CO | 57 | 6064 | Generation Constraint in GWh | FALSE | G | Annual | Fuel Consumed | TBtu | 0 | 0 | 341.9561 | 352.5872 | 349.1265 | 329.9636 | 342.6979
#NSPS - State GWh Constraint- CO | 57 | 6064 | Generation Constraint in GWh | FALSE | G | Annual | Heat Rate | MMBtu/MWh | 0 | 0 | 8.7613 | 8.8217 | 8.8159 | 8.7594 | 9.033
#NSPS - State GWh Constraint- CO | 57 | 6064 | Generation Constraint in GWh | FALSE | G | Annual | Generation | TWh | 0 | 0 | 39.0302 | 39.9683 | 39.6019 | 37.6698 | 37.9385
#NSPS - State GWh Constraint- CO | 57 | 6064 | Generation Constraint in GWh | FALSE | G | Annual | Qualifying Generation | TWh | 0 | 0 | 39.0302 | 39.9683 | 39.6019 | 37.6698 | 37.9385
#NSPS - State GWh Constraint- CO | 57 | 6064 | Generation Constraint in GWh | FALSE | G | Annual | Rate | lb/MWh | 0 | 0 | 0 | 0 | 0 | 0 | 0
#NSPS - State GWh Constraint- CO | 57 | 6064 | Generation Constraint in GWh | FALSE | G | Annual | Constraint Shadow Price | US$/MWh | 0 | 0 | 11.7962 | 12.7485 | 13.5666 | 11.9504 | 9.9769
#NSPS - State GWh Constraint- CT | 58 | 6058 | Generation Constraint in GWh | FALSE | G | Annual | Seasons Included | Seasons |  |  | Winter, Summer | Winter, Summer | Winter, Summer | Winter, Summer | Winter, Summer
#NSPS - State GWh Constraint- CT | 58 | 6058 | Generation Constraint in GWh | FALSE | G | Annual | Standard | GWh | 0 | 0 | 15877.4731 | 15367.6362 | 15703.8569 | 12755.4801 | 10774.6367
#NSPS - State GWh Constraint- CT | 58 | 6058 | Generation Constraint in GWh | FALSE | G | Annual | Emissions at Affected Plants | GWh | 0 | 0 | 15877.4731 | 15367.6362 | 15703.8569 | 12755.4801 | 10870.8475
#NSPS - State GWh Constraint- CT | 58 | 6058 | Generation Constraint in GWh | FALSE | G | Annual | Allowances Purchased | GWh | 0 | 0 | 0 | 0 | 0 | 0 | 0
#NSPS - State GWh Constraint- CT | 58 | 6058 | Generation Constraint in GWh | FALSE | G | Annual | Allowances Sold | GWh | 0 | 0 | 0 | 0 | 0 | 0 | 0
#NSPS - State GWh Constraint- CT | 58 | 6058 | Generation Constraint in GWh | FALSE | G | Annual | Allowances Banked | GWh | 0 | 0 | 0 | 0 | 0 | 0 | 0
#NSPS - State GWh Constraint- CT | 58 | 6058 | Generation Constraint in GWh | FALSE | G | Annual | Allowances Withdrawn (1:1) | GWh | 0 | 0 | 0 | 0 | 0 | 0 | 0
#NSPS - State GWh Constraint- CT | 58 | 6058 | Generation Constraint in GWh | FALSE | G | Annual | Allowances Withdrawn (n:1) | GWh | 0 | 0 | 0 | 0 | 0 | 0 | 0
#NSPS - State GWh Constraint- CT | 58 | 6058 | Generation Constraint in GWh | FALSE | G | Annual | Net Emissions Allowance Position | GWh | 0 | 0 | 15877.4731 | 15367.6362 | 15703.8569 | 12755.4801 | 10870.8475
#NSPS - State GWh Constraint- CT | 58 | 6058 | Generation Constraint in GWh | FALSE | G | Annual | Fuel Consumed | TBtu | 0 | 0 | 114.944 | 111.1748 | 113.6594 | 91.9038 | 77.9132
#NSPS - State GWh Constraint- CT | 58 | 6058 | Generation Constraint in GWh | FALSE | G | Annual | Heat Rate | MMBtu/MWh | 0 | 0 | 7.2394 | 7.2343 | 7.2377 | 7.205 | 7.1672
#NSPS - State GWh Constraint- CT | 58 | 6058 | Generation Constraint in GWh | FALSE | G | Annual | Generation | TWh | 0 | 0 | 15.8775 | 15.3676 | 15.7039 | 12.7555 | 10.8708
#NSPS - State GWh Constraint- CT | 58 | 6058 | Generation Constraint in GWh | FALSE | G | Annual | Qualifying Generation | TWh | 0 | 0 | 15.8775 | 15.3676 | 15.7039 | 12.7555 | 10.8708
#NSPS - State GWh Constraint- CT | 58 | 6058 | Generation Constraint in GWh | FALSE | G | Annual | Rate | lb/MWh | 0 | 0 | 0 | 0 | 0 | 0 | 0
#NSPS - State GWh Constraint- CT | 58 | 6058 | Generation Constraint in GWh | FALSE | G | Annual | Constraint Shadow Price | US$/MWh | 0 | 0 | 5.3939 | 2.3437 | 2.41 | 0.95316 | 0
#NSPS - State GWh Constraint- DE | 59 | 6053 | Generation Constraint in GWh | FALSE | G | Annual | Seasons Included | Seasons |  |  | Winter, Summer | Winter, Summer | Winter, Summer | Winter, Summer | Winter, Summer
#NSPS - State GWh Constraint- DE | 59 | 6053 | Generation Constraint in GWh | FALSE | G | Annual | Standard | GWh | 0 | 0 | 1644.9931 | 1099.6056 | 802.7233 | 186.4005 | 186.4005
#NSPS - State GWh Constraint- DE | 59 | 6053 | Generation Constraint in GWh | FALSE | G | Annual | Emissions at Affected Plants | GWh | 0 | 0 | 1644.9931 | 1099.6056 | 802.7233 | 302.5843 | 186.4005
#NSPS - State GWh Constraint- DE | 59 | 6053 | Generation Constraint in GWh | FALSE | G | Annual | Allowances Purchased | GWh | 0 | 0 | 0 | 0 | 0 | 0 | 0
#NSPS - State GWh Constraint- DE | 59 | 6053 | Generation Constraint in GWh | FALSE | G | Annual | Allowances Sold | GWh | 0 | 0 | 0 | 0 | 0 | 0 | 0
#NSPS - State GWh Constraint- DE | 59 | 6053 | Generation Constraint in GWh | FALSE | G | Annual | Allowances Banked | GWh | 0 | 0 | 0 | 0 | 0 | 0 | 0
#NSPS - State GWh Constraint- DE | 59 | 6053 | Generation Constraint in GWh | FALSE | G | Annual | Allowances Withdrawn (1:1) | GWh | 0 | 0 | 0 | 0 | 0 | 0 | 0
#NSPS - State GWh Constraint- DE | 59 | 6053 | Generation Constraint in GWh | FALSE | G | Annual | Allowances Withdrawn (n:1) | GWh | 0 | 0 | 0 | 0 | 0 | 0 | 0
#NSPS - State GWh Constraint- DE | 59 | 6053 | Generation Constraint in GWh | FALSE | G | Annual | Net Emissions Allowance Position | GWh | 0 | 0 | 1644.9931 | 1099.6056 | 802.7233 | 302.5843 | 186.4005
#NSPS - State GWh Constraint- DE | 59 | 6053 | Generation Constraint in GWh | FALSE | G | Annual | Fuel Consumed | TBtu | 0 | 0 | 13.7143 | 9.1674 | 6.6923 | 2.5226 | 1.554
#NSPS - State GWh Constraint- DE | 59 | 6053 | Generation Constraint in GWh | FALSE | G | Annual | Heat Rate | MMBtu/MWh | 0 | 0 | 8.337 | 8.337 | 8.337 | 8.337 | 8.337
#NSPS - State GWh Constraint- DE | 59 | 6053 | Generation Constraint in GWh | FALSE | G | Annual | Generation | TWh | 0 | 0 | 1.645 | 1.0996 | 0.80272 | 0.30258 | 0.1864
#NSPS - State GWh Constraint- DE | 59 | 6053 | Generation Constraint in GWh | FALSE | G | Annual | Qualifying Generation | TWh | 0 | 0 | 1.645 | 1.0996 | 0.80272 | 0.30258 | 0.1864
#NSPS - State GWh Constraint- DE | 59 | 6053 | Generation Constraint in GWh | FALSE | G | Annual | Rate | lb/MWh | 0 | 0 | 0 | 0 | 0 | 0 | 0
#NSPS - State GWh Constraint- DE | 59 | 6053 | Generation Constraint in GWh | FALSE | G | Annual | Constraint Shadow Price | US$/MWh | 0 | 0 | 3.8744 | 2.0198 | 0 | 0 | 0
#NSPS - State GWh Constraint- FL | 60 | 6052 | Generation Constraint in GWh | FALSE | G | Annual | Seasons Included | Seasons |  |  | Winter, Summer | Winter, Summer | Winter, Summer | Winter, Summer | Winter, Summer
#NSPS - State GWh Constraint- FL | 60 | 6052 | Generation Constraint in GWh | FALSE | G | Annual | Standard | GWh | 0 | 0 | 208835.2518 | 183097.4457 | 150941.9202 | 118381.6979 | 104685.0769
#NSPS - State GWh Constraint- FL | 60 | 6052 | Generation Constraint in GWh | FALSE | G | Annual | Emissions at Affected Plants | GWh | 0 | 0 | 208835.2518 | 183097.4457 | 150941.9202 | 118381.6979 | 104685.0769
#NSPS - State GWh Constraint- FL | 60 | 6052 | Generation Constraint in GWh | FALSE | G | Annual | Allowances Purchased | GWh | 0 | 0 | 0 | 0 | 0 | 0 | 0
#NSPS - State GWh Constraint- FL | 60 | 6052 | Generation Constraint in GWh | FALSE | G | Annual | Allowances Sold | GWh | 0 | 0 | 0 | 0 | 0 | 0 | 0
#NSPS - State GWh Constraint- FL | 60 | 6052 | Generation Constraint in GWh | FALSE | G | Annual | Allowances Banked | GWh | 0 | 0 | 0 | 0 | 0 | 0 | 0
#NSPS - State GWh Constraint- FL | 60 | 6052 | Generation Constraint in GWh | FALSE | G | Annual | Allowances Withdrawn (1:1) | GWh | 0 | 0 | 0 | 0 | 0 | 0 | 0
#NSPS - State GWh Constraint- FL | 60 | 6052 | Generation Constraint in GWh | FALSE | G | Annual | Allowances Withdrawn (n:1) | GWh | 0 | 0 | 0 | 0 | 0 | 0 | 0
#NSPS - State GWh Constraint- FL | 60 | 6052 | Generation Constraint in GWh | FALSE | G | Annual | Net Emissions Allowance Position | GWh | 0 | 0 | 208835.2518 | 183097.4457 | 150941.9202 | 118381.6979 | 104685.0769
#NSPS - State GWh Constraint- FL | 60 | 6052 | Generation Constraint in GWh | FALSE | G | Annual | Fuel Consumed | TBtu | 0 | 0 | 1632.9908 | 1389.7074 | 1128.6519 | 878.1173 | 800.6619
#NSPS - State GWh Constraint- FL | 60 | 6052 | Generation Constraint in GWh | FALSE | G | Annual | Heat Rate | MMBtu/MWh | 0 | 0 | 7.8195 | 7.59 | 7.4774 | 7.4177 | 7.6483
#NSPS - State GWh Constraint- FL | 60 | 6052 | Generation Constraint in GWh | FALSE | G | Annual | Generation | TWh | 0 | 0 | 208.8353 | 183.0974 | 150.9419 | 118.3817 | 104.6851
#NSPS - State GWh Constraint- FL | 60 | 6052 | Generation Constraint in GWh | FALSE | G | Annual | Qualifying Generation | TWh | 0 | 0 | 208.8353 | 183.0974 | 150.9419 | 118.3817 | 104.6851
#NSPS - State GWh Constraint- FL | 60 | 6052 | Generation Constraint in GWh | FALSE | G | Annual | Rate | lb/MWh | 0 | 0 | 0 | 0 | 0 | 0 | 0
#NSPS - State GWh Constraint- FL | 60 | 6052 | Generation Constraint in GWh | FALSE | G | Annual | Constraint Shadow Price | US$/MWh | 0 | 0 | 30.2929 | 12.0907 | 6.0344 | 5.8326 | 6.8288
#NSPS - State GWh Constraint- GA | 61 | 6066 | Generation Constraint in GWh | FALSE | G | Annual | Seasons Included | Seasons |  |  | Winter, Summer | Winter, Summer | Winter, Summer | Winter, Summer | Winter, Summer
#NSPS - State GWh Constraint- GA | 61 | 6066 | Generation Constraint in GWh | FALSE | G | Annual | Standard | GWh | 0 | 0 | 97558.2305 | 106678.0512 | 101058.5793 | 84317.1333 | 86772.421
#NSPS - State GWh Constraint- GA | 61 | 6066 | Generation Constraint in GWh | FALSE | G | Annual | Emissions at Affected Plants | GWh | 0 | 0 | 97558.2305 | 106678.0512 | 101058.5793 | 84317.1333 | 86772.4211
#NSPS - State GWh Constraint- GA | 61 | 6066 | Generation Constraint in GWh | FALSE | G | Annual | Allowances Purchased | GWh | 0 | 0 | 0 | 0 | 0 | 0 | 0
#NSPS - State GWh Constraint- GA | 61 | 6066 | Generation Constraint in GWh | FALSE | G | Annual | Allowances Sold | GWh | 0 | 0 | 0 | 0 | 0 | 0 | 0
#NSPS - State GWh Constraint- GA | 61 | 6066 | Generation Constraint in GWh | FALSE | G | Annual | Allowances Banked | GWh | 0 | 0 | 0 | 0 | 0 | 0 | 0
#NSPS - State GWh Constraint- GA | 61 | 6066 | Generation Constraint in GWh | FALSE | G | Annual | Allowances Withdrawn (1:1) | GWh | 0 | 0 | 0 | 0 | 0 | 0 | 0
#NSPS - State GWh Constraint- GA | 61 | 6066 | Generation Constraint in GWh | FALSE | G | Annual | Allowances Withdrawn (n:1) | GWh | 0 | 0 | 0 | 0 | 0 | 0 | 0
#NSPS - State GWh Constraint- GA | 61 | 6066 | Generation Constraint in GWh | FALSE | G | Annual | Net Emissions Allowance Position | GWh | 0 | 0 | 97558.2305 | 106678.0512 | 101058.5793 | 84317.1333 | 86772.4211
#NSPS - State GWh Constraint- GA | 61 | 6066 | Generation Constraint in GWh | FALSE | G | Annual | Fuel Consumed | TBtu | 0 | 0 | 790.6095 | 876.4249 | 823.5592 | 666.5139 | 699.4347
#NSPS - State GWh Constraint- GA | 61 | 6066 | Generation Constraint in GWh | FALSE | G | Annual | Heat Rate | MMBtu/MWh | 0 | 0 | 8.104 | 8.2156 | 8.1493 | 7.9048 | 8.0606
#NSPS - State GWh Constraint- GA | 61 | 6066 | Generation Constraint in GWh | FALSE | G | Annual | Generation | TWh | 0 | 0 | 97.5582 | 106.6781 | 101.0586 | 84.3171 | 86.7724
#NSPS - State GWh Constraint- GA | 61 | 6066 | Generation Constraint in GWh | FALSE | G | Annual | Qualifying Generation | TWh | 0 | 0 | 97.5582 | 106.6781 | 101.0586 | 84.3171 | 86.7724
#NSPS - State GWh Constraint- GA | 61 | 6066 | Generation Constraint in GWh | FALSE | G | Annual | Rate | lb/MWh | 0 | 0 | 0 | 0 | 0 | 0 | 0
#NSPS - State GWh Constraint- GA | 61 | 6066 | Generation Constraint in GWh | FALSE | G | Annual | Constraint Shadow Price | US$/MWh | 0 | 0 | 32.8686 | 26.0831 | 20.1786 | 10.0503 | 9.8795
#NSPS - State GWh Constraint- IA | 62 | 6078 | Generation Constraint in GWh | FALSE | G | Annual | Seasons Included | Seasons |  |  | Winter, Summer | Winter, Summer | Winter, Summer | Winter, Summer | Winter, Summer
#NSPS - State GWh Constraint- IA | 62 | 6078 | Generation Constraint in GWh | FALSE | G | Annual | Standard | GWh | 0 | 0 | 29496.3832 | 29043.9881 | 29310.1179 | 30373.0102 | 29776.549
#NSPS - State GWh Constraint- IA | 62 | 6078 | Generation Constraint in GWh | FALSE | G | Annual | Emissions at Affected Plants | GWh | 0 | 0 | 29496.3832 | 29043.9882 | 29310.1179 | 30373.0102 | 29776.549
#NSPS - State GWh Constraint- IA | 62 | 6078 | Generation Constraint in GWh | FALSE | G | Annual | Allowances Purchased | GWh | 0 | 0 | 0 | 0 | 0 | 0 | 0
#NSPS - State GWh Constraint- IA | 62 | 6078 | Generation Constraint in GWh | FALSE | G | Annual | Allowances Sold | GWh | 0 | 0 | 0 | 0 | 0 | 0 | 0
#NSPS - State GWh Constraint- IA | 62 | 6078 | Generation Constraint in GWh | FALSE | G | Annual | Allowances Banked | GWh | 0 | 0 | 0 | 0 | 0 | 0 | 0
#NSPS - State GWh Constraint- IA | 62 | 6078 | Generation Constraint in GWh | FALSE | G | Annual | Allowances Withdrawn (1:1) | GWh | 0 | 0 | 0 | 0 | 0 | 0 | 0
#NSPS - State GWh Constraint- IA | 62 | 6078 | Generation Constraint in GWh | FALSE | G | Annual | Allowances Withdrawn (n:1) | GWh | 0 | 0 | 0 | 0 | 0 | 0 | 0
#NSPS - State GWh Constraint- IA | 62 | 6078 | Generation Constraint in GWh | FALSE | G | Annual | Net Emissions Allowance Position | GWh | 0 | 0 | 29496.3832 | 29043.9882 | 29310.1179 | 30373.0102 | 29776.549
#NSPS - State GWh Constraint- IA | 62 | 6078 | Generation Constraint in GWh | FALSE | G | Annual | Fuel Consumed | TBtu | 0 | 0 | 272.8327 | 268.2886 | 270.8576 | 281.4088 | 275.4481
#NSPS - State GWh Constraint- IA | 62 | 6078 | Generation Constraint in GWh | FALSE | G | Annual | Heat Rate | MMBtu/MWh | 0 | 0 | 9.2497 | 9.2373 | 9.2411 | 9.2651 | 9.2505
#NSPS - State GWh Constraint- IA | 62 | 6078 | Generation Constraint in GWh | FALSE | G | Annual | Generation | TWh | 0 | 0 | 29.4964 | 29.044 | 29.3101 | 30.373 | 29.7765
#NSPS - State GWh Constraint- IA | 62 | 6078 | Generation Constraint in GWh | FALSE | G | Annual | Qualifying Generation | TWh | 0 | 0 | 29.4964 | 29.044 | 29.3101 | 30.373 | 29.7765
#NSPS - State GWh Constraint- IA | 62 | 6078 | Generation Constraint in GWh | FALSE | G | Annual | Rate | lb/MWh | 0 | 0 | 0 | 0 | 0 | 0 | 0
#NSPS - State GWh Constraint- IA | 62 | 6078 | Generation Constraint in GWh | FALSE | G | Annual | Constraint Shadow Price | US$/MWh | 0 | 0 | 29.5583 | 23.7213 | 23.6342 | 24.1195 | 16.2775
#NSPS - State GWh Constraint- ID | 63 | 6059 | Generation Constraint in GWh | FALSE | G | Annual | Seasons Included | Seasons |  |  | Winter, Summer | Winter, Summer | Winter, Summer | Winter, Summer | Winter, Summer
#NSPS - State GWh Constraint- ID | 63 | 6059 | Generation Constraint in GWh | FALSE | G | Annual | Standard | GWh | 0 | 0 | 2565.4456 | 3554.4259 | 3453.1198 | 3354.2065 | 3750.1293
#NSPS - State GWh Constraint- ID | 63 | 6059 | Generation Constraint in GWh | FALSE | G | Annual | Emissions at Affected Plants | GWh | 0 | 0 | 2565.4456 | 3554.4259 | 3453.1198 | 3750.1293 | 3750.1293
#NSPS - State GWh Constraint- ID | 63 | 6059 | Generation Constraint in GWh | FALSE | G | Annual | Allowances Purchased | GWh | 0 | 0 | 0 | 0 | 0 | 0 | 0
#NSPS - State GWh Constraint- ID | 63 | 6059 | Generation Constraint in GWh | FALSE | G | Annual | Allowances Sold | GWh | 0 | 0 | 0 | 0 | 0 | 0 | 0
#NSPS - State GWh Constraint- ID | 63 | 6059 | Generation Constraint in GWh | FALSE | G | Annual | Allowances Banked | GWh | 0 | 0 | 0 | 0 | 0 | 0 | 0
#NSPS - State GWh Constraint- ID | 63 | 6059 | Generation Constraint in GWh | FALSE | G | Annual | Allowances Withdrawn (1:1) | GWh | 0 | 0 | 0 | 0 | 0 | 0 | 0
#NSPS - State GWh Constraint- ID | 63 | 6059 | Generation Constraint in GWh | FALSE | G | Annual | Allowances Withdrawn (n:1) | GWh | 0 | 0 | 0 | 0 | 0 | 0 | 0
#NSPS - State GWh Constraint- ID | 63 | 6059 | Generation Constraint in GWh | FALSE | G | Annual | Net Emissions Allowance Position | GWh | 0 | 0 | 2565.4456 | 3554.4259 | 3453.1198 | 3750.1293 | 3750.1293
#NSPS - State GWh Constraint- ID | 63 | 6059 | Generation Constraint in GWh | FALSE | G | Annual | Fuel Consumed | TBtu | 0 | 0 | 17.9545 | 24.9268 | 24.2126 | 26.3065 | 26.3065
#NSPS - State GWh Constraint- ID | 63 | 6059 | Generation Constraint in GWh | FALSE | G | Annual | Heat Rate | MMBtu/MWh | 0 | 0 | 6.9986 | 7.0129 | 7.0118 | 7.0148 | 7.0148
#NSPS - State GWh Constraint- ID | 63 | 6059 | Generation Constraint in GWh | FALSE | G | Annual | Generation | TWh | 0 | 0 | 2.5654 | 3.5544 | 3.4531 | 3.7501 | 3.7501
#NSPS - State GWh Constraint- ID | 63 | 6059 | Generation Constraint in GWh | FALSE | G | Annual | Qualifying Generation | TWh | 0 | 0 | 2.5654 | 3.5544 | 3.4531 | 3.7501 | 3.7501
#NSPS - State GWh Constraint- ID | 63 | 6059 | Generation Constraint in GWh | FALSE | G | Annual | Rate | lb/MWh | 0 | 0 | 0 | 0 | 0 | 0 | 0
#NSPS - State GWh Constraint- ID | 63 | 6059 | Generation Constraint in GWh | FALSE | G | Annual | Constraint Shadow Price | US$/MWh | 0 | 0 | 0.36702 | 0.15961 | 1.8586 | 0 | 0.39906
#NSPS - State GWh Constraint- IL | 64 | 6048 | Generation Constraint in GWh | FALSE | G | Annual | Seasons Included | Seasons |  |  | Winter, Summer | Winter, Summer | Winter, Summer | Winter, Summer | Winter, Summer
#NSPS - State GWh Constraint- IL | 64 | 6048 | Generation Constraint in GWh | FALSE | G | Annual | Standard | GWh | 0 | 0 | 86745.0474 | 88180.3867 | 87606.7175 | 88651.7899 | 88154.9339
#NSPS - State GWh Constraint- IL | 64 | 6048 | Generation Constraint in GWh | FALSE | G | Annual | Emissions at Affected Plants | GWh | 0 | 0 | 86745.0474 | 88180.3868 | 87606.7175 | 88651.7899 | 88154.9339
#NSPS - State GWh Constraint- IL | 64 | 6048 | Generation Constraint in GWh | FALSE | G | Annual | Allowances Purchased | GWh | 0 | 0 | 0 | 0 | 0 | 0 | 0
#NSPS - State GWh Constraint- IL | 64 | 6048 | Generation Constraint in GWh | FALSE | G | Annual | Allowances Sold | GWh | 0 | 0 | 0 | 0 | 0 | 0 | 0
#NSPS - State GWh Constraint- IL | 64 | 6048 | Generation Constraint in GWh | FALSE | G | Annual | Allowances Banked | GWh | 0 | 0 | 0 | 0 | 0 | 0 | 0
#NSPS - State GWh Constraint- IL | 64 | 6048 | Generation Constraint in GWh | FALSE | G | Annual | Allowances Withdrawn (1:1) | GWh | 0 | 0 | 0 | 0 | 0 | 0 | 0
#NSPS - State GWh Constraint- IL | 64 | 6048 | Generation Constraint in GWh | FALSE | G | Annual | Allowances Withdrawn (n:1) | GWh | 0 | 0 | 0 | 0 | 0 | 0 | 0
#NSPS - State GWh Constraint- IL | 64 | 6048 | Generation Constraint in GWh | FALSE | G | Annual | Net Emissions Allowance Position | GWh | 0 | 0 | 86745.0474 | 88180.3868 | 87606.7175 | 88651.7899 | 88154.9339
#NSPS - State GWh Constraint- IL | 64 | 6048 | Generation Constraint in GWh | FALSE | G | Annual | Fuel Consumed | TBtu | 0 | 0 | 792.9178 | 807.0296 | 801.3814 | 811.9515 | 810.0689
#NSPS - State GWh Constraint- IL | 64 | 6048 | Generation Constraint in GWh | FALSE | G | Annual | Heat Rate | MMBtu/MWh | 0 | 0 | 9.1408 | 9.152 | 9.1475 | 9.1589 | 9.1892
#NSPS - State GWh Constraint- IL | 64 | 6048 | Generation Constraint in GWh | FALSE | G | Annual | Generation | TWh | 0 | 0 | 86.745 | 88.1804 | 87.6067 | 88.6518 | 88.1549
#NSPS - State GWh Constraint- IL | 64 | 6048 | Generation Constraint in GWh | FALSE | G | Annual | Qualifying Generation | TWh | 0 | 0 | 86.745 | 88.1804 | 87.6067 | 88.6518 | 88.1549
#NSPS - State GWh Constraint- IL | 64 | 6048 | Generation Constraint in GWh | FALSE | G | Annual | Rate | lb/MWh | 0 | 0 | 0 | 0 | 0 | 0 | 0
#NSPS - State GWh Constraint- IL | 64 | 6048 | Generation Constraint in GWh | FALSE | G | Annual | Constraint Shadow Price | US$/MWh | 0 | 0 | 28.9311 | 25.6378 | 25.2194 | 22.8092 | 17.1547
#NSPS - State GWh Constraint- IN | 65 | 6062 | Generation Constraint in GWh | FALSE | G | Annual | Seasons Included | Seasons |  |  | Winter, Summer | Winter, Summer | Winter, Summer | Winter, Summer | Winter, Summer
#NSPS - State GWh Constraint- IN | 65 | 6062 | Generation Constraint in GWh | FALSE | G | Annual | Standard | GWh | 0 | 0 | 113334.5254 | 115714.9372 | 97161.9767 | 94324.3239 | 98315.1064
#NSPS - State GWh Constraint- IN | 65 | 6062 | Generation Constraint in GWh | FALSE | G | Annual | Emissions at Affected Plants | GWh | 0 | 0 | 113334.5254 | 115714.9372 | 97161.9766 | 94324.3239 | 98315.1064
#NSPS - State GWh Constraint- IN | 65 | 6062 | Generation Constraint in GWh | FALSE | G | Annual | Allowances Purchased | GWh | 0 | 0 | 0 | 0 | 0 | 0 | 0
#NSPS - State GWh Constraint- IN | 65 | 6062 | Generation Constraint in GWh | FALSE | G | Annual | Allowances Sold | GWh | 0 | 0 | 0 | 0 | 0 | 0 | 0
#NSPS - State GWh Constraint- IN | 65 | 6062 | Generation Constraint in GWh | FALSE | G | Annual | Allowances Banked | GWh | 0 | 0 | 0 | 0 | 0 | 0 | 0
#NSPS - State GWh Constraint- IN | 65 | 6062 | Generation Constraint in GWh | FALSE | G | Annual | Allowances Withdrawn (1:1) | GWh | 0 | 0 | 0 | 0 | 0 | 0 | 0
#NSPS - State GWh Constraint- IN | 65 | 6062 | Generation Constraint in GWh | FALSE | G | Annual | Allowances Withdrawn (n:1) | GWh | 0 | 0 | 0 | 0 | 0 | 0 | 0
#NSPS - State GWh Constraint- IN | 65 | 6062 | Generation Constraint in GWh | FALSE | G | Annual | Net Emissions Allowance Position | GWh | 0 | 0 | 113334.5254 | 115714.9372 | 97161.9766 | 94324.3239 | 98315.1064
#NSPS - State GWh Constraint- IN | 65 | 6062 | Generation Constraint in GWh | FALSE | G | Annual | Fuel Consumed | TBtu | 0 | 0 | 1076.7309 | 1100.2818 | 923.8023 | 897.3069 | 937.5352
#NSPS - State GWh Constraint- IN | 65 | 6062 | Generation Constraint in GWh | FALSE | G | Annual | Heat Rate | MMBtu/MWh | 0 | 0 | 9.5005 | 9.5086 | 9.5079 | 9.513 | 9.536
#NSPS - State GWh Constraint- IN | 65 | 6062 | Generation Constraint in GWh | FALSE | G | Annual | Generation | TWh | 0 | 0 | 113.3345 | 115.7149 | 97.162 | 94.3243 | 98.3151
#NSPS - State GWh Constraint- IN | 65 | 6062 | Generation Constraint in GWh | FALSE | G | Annual | Qualifying Generation | TWh | 0 | 0 | 113.3345 | 115.7149 | 97.162 | 94.3243 | 98.3151
#NSPS - State GWh Constraint- IN | 65 | 6062 | Generation Constraint in GWh | FALSE | G | Annual | Rate | lb/MWh | 0 | 0 | 0 | 0 | 0 | 0 | 0
#NSPS - State GWh Constraint- IN | 65 | 6062 | Generation Constraint in GWh | FALSE | G | Annual | Constraint Shadow Price | US$/MWh | 0 | 0 | 28.6219 | 24.4983 | 23.9512 | 20.615 | 18.3423
#NSPS - State GWh Constraint- KS | 66 | 6088 | Generation Constraint in GWh | FALSE | G | Annual | Seasons Included | Seasons |  |  | Winter, Summer | Winter, Summer | Winter, Summer | Winter, Summer | Winter, Summer
#NSPS - State GWh Constraint- KS | 66 | 6088 | Generation Constraint in GWh | FALSE | G | Annual | Standard | GWh | 0 | 0 | 36584.7384 | 36172.3846 | 35809.0653 | 35809.0653 | 35809.0653
#NSPS - State GWh Constraint- KS | 66 | 6088 | Generation Constraint in GWh | FALSE | G | Annual | Emissions at Affected Plants | GWh | 0 | 0 | 36584.7384 | 36172.3846 | 35809.0653 | 35809.0653 | 35809.0653
#NSPS - State GWh Constraint- KS | 66 | 6088 | Generation Constraint in GWh | FALSE | G | Annual | Allowances Purchased | GWh | 0 | 0 | 0 | 0 | 0 | 0 | 0
#NSPS - State GWh Constraint- KS | 66 | 6088 | Generation Constraint in GWh | FALSE | G | Annual | Allowances Sold | GWh | 0 | 0 | 0 | 0 | 0 | 0 | 0
#NSPS - State GWh Constraint- KS | 66 | 6088 | Generation Constraint in GWh | FALSE | G | Annual | Allowances Banked | GWh | 0 | 0 | 0 | 0 | 0 | 0 | 0
#NSPS - State GWh Constraint- KS | 66 | 6088 | Generation Constraint in GWh | FALSE | G | Annual | Allowances Withdrawn (1:1) | GWh | 0 | 0 | 0 | 0 | 0 | 0 | 0
#NSPS - State GWh Constraint- KS | 66 | 6088 | Generation Constraint in GWh | FALSE | G | Annual | Allowances Withdrawn (n:1) | GWh | 0 | 0 | 0 | 0 | 0 | 0 | 0
#NSPS - State GWh Constraint- KS | 66 | 6088 | Generation Constraint in GWh | FALSE | G | Annual | Net Emissions Allowance Position | GWh | 0 | 0 | 36584.7384 | 36172.3846 | 35809.0653 | 35809.0653 | 35809.0653
#NSPS - State GWh Constraint- KS | 66 | 6088 | Generation Constraint in GWh | FALSE | G | Annual | Fuel Consumed | TBtu | 0 | 0 | 373.5799 | 368.5152 | 364.2458 | 364.1558 | 364.1521
#NSPS - State GWh Constraint- KS | 66 | 6088 | Generation Constraint in GWh | FALSE | G | Annual | Heat Rate | MMBtu/MWh | 0 | 0 | 10.2114 | 10.1878 | 10.1719 | 10.1694 | 10.1693
#NSPS - State GWh Constraint- KS | 66 | 6088 | Generation Constraint in GWh | FALSE | G | Annual | Generation | TWh | 0 | 0 | 36.5847 | 36.1724 | 35.8091 | 35.8091 | 35.8091
#NSPS - State GWh Constraint- KS | 66 | 6088 | Generation Constraint in GWh | FALSE | G | Annual | Qualifying Generation | TWh | 0 | 0 | 36.5847 | 36.1724 | 35.8091 | 35.8091 | 35.8091
#NSPS - State GWh Constraint- KS | 66 | 6088 | Generation Constraint in GWh | FALSE | G | Annual | Rate | lb/MWh | 0 | 0 | 0 | 0 | 0 | 0 | 0
#NSPS - State GWh Constraint- KS | 66 | 6088 | Generation Constraint in GWh | FALSE | G | Annual | Constraint Shadow Price | US$/MWh | 0 | 0 | 36.6072 | 29.039 | 28.8154 | 28.0482 | 31.5534
#NSPS - State GWh Constraint- KY | 67 | 6087 | Generation Constraint in GWh | FALSE | G | Annual | Seasons Included | Seasons |  |  | Winter, Summer | Winter, Summer | Winter, Summer | Winter, Summer | Winter, Summer
#NSPS - State GWh Constraint- KY | 67 | 6087 | Generation Constraint in GWh | FALSE | G | Annual | Standard | GWh | 0 | 0 | 75280.0269 | 77211.538 | 78037.3281 | 78571.1884 | 80809.1015
#NSPS - State GWh Constraint- KY | 67 | 6087 | Generation Constraint in GWh | FALSE | G | Annual | Emissions at Affected Plants | GWh | 0 | 0 | 75280.0269 | 77211.538 | 78037.3281 | 78571.1884 | 80809.1015
#NSPS - State GWh Constraint- KY | 67 | 6087 | Generation Constraint in GWh | FALSE | G | Annual | Allowances Purchased | GWh | 0 | 0 | 0 | 0 | 0 | 0 | 0
#NSPS - State GWh Constraint- KY | 67 | 6087 | Generation Constraint in GWh | FALSE | G | Annual | Allowances Sold | GWh | 0 | 0 | 0 | 0 | 0 | 0 | 0
#NSPS - State GWh Constraint- KY | 67 | 6087 | Generation Constraint in GWh | FALSE | G | Annual | Allowances Banked | GWh | 0 | 0 | 0 | 0 | 0 | 0 | 0
#NSPS - State GWh Constraint- KY | 67 | 6087 | Generation Constraint in GWh | FALSE | G | Annual | Allowances Withdrawn (1:1) | GWh | 0 | 0 | 0 | 0 | 0 | 0 | 0
#NSPS - State GWh Constraint- KY | 67 | 6087 | Generation Constraint in GWh | FALSE | G | Annual | Allowances Withdrawn (n:1) | GWh | 0 | 0 | 0 | 0 | 0 | 0 | 0
#NSPS - State GWh Constraint- KY | 67 | 6087 | Generation Constraint in GWh | FALSE | G | Annual | Net Emissions Allowance Position | GWh | 0 | 0 | 75280.0269 | 77211.538 | 78037.3281 | 78571.1884 | 80809.1015
#NSPS - State GWh Constraint- KY | 67 | 6087 | Generation Constraint in GWh | FALSE | G | Annual | Fuel Consumed | TBtu | 0 | 0 | 746.4791 | 766.4675 | 774.9854 | 780.4634 | 803.6724
#NSPS - State GWh Constraint- KY | 67 | 6087 | Generation Constraint in GWh | FALSE | G | Annual | Heat Rate | MMBtu/MWh | 0 | 0 | 9.916 | 9.9269 | 9.931 | 9.9332 | 9.9453
#NSPS - State GWh Constraint- KY | 67 | 6087 | Generation Constraint in GWh | FALSE | G | Annual | Generation | TWh | 0 | 0 | 75.28 | 77.2115 | 78.0373 | 78.5712 | 80.8091
#NSPS - State GWh Constraint- KY | 67 | 6087 | Generation Constraint in GWh | FALSE | G | Annual | Qualifying Generation | TWh | 0 | 0 | 75.28 | 77.2115 | 78.0373 | 78.5712 | 80.8091
#NSPS - State GWh Constraint- KY | 67 | 6087 | Generation Constraint in GWh | FALSE | G | Annual | Rate | lb/MWh | 0 | 0 | 0 | 0 | 0 | 0 | 0
#NSPS - State GWh Constraint- KY | 67 | 6087 | Generation Constraint in GWh | FALSE | G | Annual | Constraint Shadow Price | US$/MWh | 0 | 0 | 31.3047 | 27.8537 | 28.438 | 23.1774 | 19.0787
#NSPS - State GWh Constraint- LA | 68 | 6051 | Generation Constraint in GWh | FALSE | G | Annual | Seasons Included | Seasons |  |  | Winter, Summer | Winter, Summer | Winter, Summer | Winter, Summer | Winter, Summer
#NSPS - State GWh Constraint- LA | 68 | 6051 | Generation Constraint in GWh | FALSE | G | Annual | Standard | GWh | 0 | 0 | 48890.7621 | 50885.4612 | 45762.6928 | 40657.314 | 36748.5795
#NSPS - State GWh Constraint- LA | 68 | 6051 | Generation Constraint in GWh | FALSE | G | Annual | Emissions at Affected Plants | GWh | 0 | 0 | 48890.7621 | 50885.4612 | 45762.6928 | 40657.314 | 36748.5795
#NSPS - State GWh Constraint- LA | 68 | 6051 | Generation Constraint in GWh | FALSE | G | Annual | Allowances Purchased | GWh | 0 | 0 | 0 | 0 | 0 | 0 | 0
#NSPS - State GWh Constraint- LA | 68 | 6051 | Generation Constraint in GWh | FALSE | G | Annual | Allowances Sold | GWh | 0 | 0 | 0 | 0 | 0 | 0 | 0
#NSPS - State GWh Constraint- LA | 68 | 6051 | Generation Constraint in GWh | FALSE | G | Annual | Allowances Banked | GWh | 0 | 0 | 0 | 0 | 0 | 0 | 0
#NSPS - State GWh Constraint- LA | 68 | 6051 | Generation Constraint in GWh | FALSE | G | Annual | Allowances Withdrawn (1:1) | GWh | 0 | 0 | 0 | 0 | 0 | 0 | 0
#NSPS - State GWh Constraint- LA | 68 | 6051 | Generation Constraint in GWh | FALSE | G | Annual | Allowances Withdrawn (n:1) | GWh | 0 | 0 | 0 | 0 | 0 | 0 | 0
#NSPS - State GWh Constraint- LA | 68 | 6051 | Generation Constraint in GWh | FALSE | G | Annual | Net Emissions Allowance Position | GWh | 0 | 0 | 48890.7621 | 50885.4612 | 45762.6928 | 40657.314 | 36748.5795
#NSPS - State GWh Constraint- LA | 68 | 6051 | Generation Constraint in GWh | FALSE | G | Annual | Fuel Consumed | TBtu | 0 | 0 | 392.5033 | 397.6535 | 349.8826 | 301.9397 | 272.478
#NSPS - State GWh Constraint- LA | 68 | 6051 | Generation Constraint in GWh | FALSE | G | Annual | Heat Rate | MMBtu/MWh | 0 | 0 | 8.0282 | 7.8147 | 7.6456 | 7.4265 | 7.4147
#NSPS - State GWh Constraint- LA | 68 | 6051 | Generation Constraint in GWh | FALSE | G | Annual | Generation | TWh | 0 | 0 | 48.8908 | 50.8855 | 45.7627 | 40.6573 | 36.7486
#NSPS - State GWh Constraint- LA | 68 | 6051 | Generation Constraint in GWh | FALSE | G | Annual | Qualifying Generation | TWh | 0 | 0 | 48.8908 | 50.8855 | 45.7627 | 40.6573 | 36.7486
#NSPS - State GWh Constraint- LA | 68 | 6051 | Generation Constraint in GWh | FALSE | G | Annual | Rate | lb/MWh | 0 | 0 | 0 | 0 | 0 | 0 | 0
#NSPS - State GWh Constraint- LA | 68 | 6051 | Generation Constraint in GWh | FALSE | G | Annual | Constraint Shadow Price | US$/MWh | 0 | 0 | 12.945 | 8.4992 | 6.041 | 7.1645 | 8.9119
#NSPS - State GWh Constraint- MA | 69 | 6082 | Generation Constraint in GWh | FALSE | G | Annual | Seasons Included | Seasons |  |  | Winter, Summer | Winter, Summer | Winter, Summer | Winter, Summer | Winter, Summer
#NSPS - State GWh Constraint- MA | 69 | 6082 | Generation Constraint in GWh | FALSE | G | Annual | Standard | GWh | 0 | 0 | 28664.1832 | 28432.0438 | 28904.7061 | 24606.4617 | 19267.9362
#NSPS - State GWh Constraint- MA | 69 | 6082 | Generation Constraint in GWh | FALSE | G | Annual | Emissions at Affected Plants | GWh | 0 | 0 | 28664.1832 | 28432.0437 | 28904.7061 | 24606.4617 | 19267.9362
#NSPS - State GWh Constraint- MA | 69 | 6082 | Generation Constraint in GWh | FALSE | G | Annual | Allowances Purchased | GWh | 0 | 0 | 0 | 0 | 0 | 0 | 0
#NSPS - State GWh Constraint- MA | 69 | 6082 | Generation Constraint in GWh | FALSE | G | Annual | Allowances Sold | GWh | 0 | 0 | 0 | 0 | 0 | 0 | 0
#NSPS - State GWh Constraint- MA | 69 | 6082 | Generation Constraint in GWh | FALSE | G | Annual | Allowances Banked | GWh | 0 | 0 | 0 | 0 | 0 | 0 | 0
#NSPS - State GWh Constraint- MA | 69 | 6082 | Generation Constraint in GWh | FALSE | G | Annual | Allowances Withdrawn (1:1) | GWh | 0 | 0 | 0 | 0 | 0 | 0 | 0
#NSPS - State GWh Constraint- MA | 69 | 6082 | Generation Constraint in GWh | FALSE | G | Annual | Allowances Withdrawn (n:1) | GWh | 0 | 0 | 0 | 0 | 0 | 0 | 0
#NSPS - State GWh Constraint- MA | 69 | 6082 | Generation Constraint in GWh | FALSE | G | Annual | Net Emissions Allowance Position | GWh | 0 | 0 | 28664.1832 | 28432.0437 | 28904.7061 | 24606.4617 | 19267.9362
#NSPS - State GWh Constraint- MA | 69 | 6082 | Generation Constraint in GWh | FALSE | G | Annual | Fuel Consumed | TBtu | 0 | 0 | 213.7504 | 211.951 | 215.5975 | 182.4205 | 142.2502
#NSPS - State GWh Constraint- MA | 69 | 6082 | Generation Constraint in GWh | FALSE | G | Annual | Heat Rate | MMBtu/MWh | 0 | 0 | 7.4571 | 7.4547 | 7.4589 | 7.4135 | 7.3827
#NSPS - State GWh Constraint- MA | 69 | 6082 | Generation Constraint in GWh | FALSE | G | Annual | Generation | TWh | 0 | 0 | 28.6642 | 28.432 | 28.9047 | 24.6065 | 19.2679
#NSPS - State GWh Constraint- MA | 69 | 6082 | Generation Constraint in GWh | FALSE | G | Annual | Qualifying Generation | TWh | 0 | 0 | 28.6642 | 28.432 | 28.9047 | 24.6065 | 19.2679
#NSPS - State GWh Constraint- MA | 69 | 6082 | Generation Constraint in GWh | FALSE | G | Annual | Rate | lb/MWh | 0 | 0 | 0 | 0 | 0 | 0 | 0
#NSPS - State GWh Constraint- MA | 69 | 6082 | Generation Constraint in GWh | FALSE | G | Annual | Constraint Shadow Price | US$/MWh | 0 | 0 | 5.4287 | 2.4368 | 2.2866 | 3.0678 | 0.49008
#NSPS - State GWh Constraint- MD | 70 | 6056 | Generation Constraint in GWh | FALSE | G | Annual | Seasons Included | Seasons |  |  | Winter, Summer | Winter, Summer | Winter, Summer | Winter, Summer | Winter, Summer
#NSPS - State GWh Constraint- MD | 70 | 6056 | Generation Constraint in GWh | FALSE | G | Annual | Standard | GWh | 0 | 0 | 17756.6513 | 17703.9427 | 15586.4882 | 11571.6318 | 15556.9561
#NSPS - State GWh Constraint- MD | 70 | 6056 | Generation Constraint in GWh | FALSE | G | Annual | Emissions at Affected Plants | GWh | 0 | 0 | 17756.6513 | 17703.9427 | 15586.4882 | 11571.6318 | 15556.9561
#NSPS - State GWh Constraint- MD | 70 | 6056 | Generation Constraint in GWh | FALSE | G | Annual | Allowances Purchased | GWh | 0 | 0 | 0 | 0 | 0 | 0 | 0
#NSPS - State GWh Constraint- MD | 70 | 6056 | Generation Constraint in GWh | FALSE | G | Annual | Allowances Sold | GWh | 0 | 0 | 0 | 0 | 0 | 0 | 0
#NSPS - State GWh Constraint- MD | 70 | 6056 | Generation Constraint in GWh | FALSE | G | Annual | Allowances Banked | GWh | 0 | 0 | 0 | 0 | 0 | 0 | 0
#NSPS - State GWh Constraint- MD | 70 | 6056 | Generation Constraint in GWh | FALSE | G | Annual | Allowances Withdrawn (1:1) | GWh | 0 | 0 | 0 | 0 | 0 | 0 | 0
#NSPS - State GWh Constraint- MD | 70 | 6056 | Generation Constraint in GWh | FALSE | G | Annual | Allowances Withdrawn (n:1) | GWh | 0 | 0 | 0 | 0 | 0 | 0 | 0
#NSPS - State GWh Constraint- MD | 70 | 6056 | Generation Constraint in GWh | FALSE | G | Annual | Net Emissions Allowance Position | GWh | 0 | 0 | 17756.6513 | 17703.9427 | 15586.4882 | 11571.6318 | 15556.9561
#NSPS - State GWh Constraint- MD | 70 | 6056 | Generation Constraint in GWh | FALSE | G | Annual | Fuel Consumed | TBtu | 0 | 0 | 170.7012 | 170.1972 | 148.6515 | 108.3509 | 152.0528
#NSPS - State GWh Constraint- MD | 70 | 6056 | Generation Constraint in GWh | FALSE | G | Annual | Heat Rate | MMBtu/MWh | 0 | 0 | 9.6134 | 9.6135 | 9.5372 | 9.3635 | 9.7739
#NSPS - State GWh Constraint- MD | 70 | 6056 | Generation Constraint in GWh | FALSE | G | Annual | Generation | TWh | 0 | 0 | 17.7567 | 17.7039 | 15.5865 | 11.5716 | 15.557
#NSPS - State GWh Constraint- MD | 70 | 6056 | Generation Constraint in GWh | FALSE | G | Annual | Qualifying Generation | TWh | 0 | 0 | 17.7567 | 17.7039 | 15.5865 | 11.5716 | 15.557
#NSPS - State GWh Constraint- MD | 70 | 6056 | Generation Constraint in GWh | FALSE | G | Annual | Rate | lb/MWh | 0 | 0 | 0 | 0 | 0 | 0 | 0
#NSPS - State GWh Constraint- MD | 70 | 6056 | Generation Constraint in GWh | FALSE | G | Annual | Constraint Shadow Price | US$/MWh | 0 | 0 | 24.8763 | 20.4257 | 17.5769 | 12.0028 | 9.3809
#NSPS - State GWh Constraint- ME | 71 | 6085 | Generation Constraint in GWh | FALSE | G | Annual | Seasons Included | Seasons |  |  | Winter, Summer | Winter, Summer | Winter, Summer | Winter, Summer | Winter, Summer
#NSPS - State GWh Constraint- ME | 71 | 6085 | Generation Constraint in GWh | FALSE | G | Annual | Standard | GWh | 0 | 0 | 8660.2346 | 8381.1576 | 8483.3669 | 8303.9594 | 4327.8968
#NSPS - State GWh Constraint- ME | 71 | 6085 | Generation Constraint in GWh | FALSE | G | Annual | Emissions at Affected Plants | GWh | 0 | 0 | 8660.2346 | 8381.1576 | 8483.3669 | 8303.9594 | 4327.8968
#NSPS - State GWh Constraint- ME | 71 | 6085 | Generation Constraint in GWh | FALSE | G | Annual | Allowances Purchased | GWh | 0 | 0 | 0 | 0 | 0 | 0 | 0
#NSPS - State GWh Constraint- ME | 71 | 6085 | Generation Constraint in GWh | FALSE | G | Annual | Allowances Sold | GWh | 0 | 0 | 0 | 0 | 0 | 0 | 0
#NSPS - State GWh Constraint- ME | 71 | 6085 | Generation Constraint in GWh | FALSE | G | Annual | Allowances Banked | GWh | 0 | 0 | 0 | 0 | 0 | 0 | 0
#NSPS - State GWh Constraint- ME | 71 | 6085 | Generation Constraint in GWh | FALSE | G | Annual | Allowances Withdrawn (1:1) | GWh | 0 | 0 | 0 | 0 | 0 | 0 | 0
#NSPS - State GWh Constraint- ME | 71 | 6085 | Generation Constraint in GWh | FALSE | G | Annual | Allowances Withdrawn (n:1) | GWh | 0 | 0 | 0 | 0 | 0 | 0 | 0
#NSPS - State GWh Constraint- ME | 71 | 6085 | Generation Constraint in GWh | FALSE | G | Annual | Net Emissions Allowance Position | GWh | 0 | 0 | 8660.2346 | 8381.1576 | 8483.3669 | 8303.9594 | 4327.8968
#NSPS - State GWh Constraint- ME | 71 | 6085 | Generation Constraint in GWh | FALSE | G | Annual | Fuel Consumed | TBtu | 0 | 0 | 63.1107 | 61.0086 | 61.744 | 60.3326 | 31.4607
#NSPS - State GWh Constraint- ME | 71 | 6085 | Generation Constraint in GWh | FALSE | G | Annual | Heat Rate | MMBtu/MWh | 0 | 0 | 7.2874 | 7.2793 | 7.2782 | 7.2655 | 7.2693
#NSPS - State GWh Constraint- ME | 71 | 6085 | Generation Constraint in GWh | FALSE | G | Annual | Generation | TWh | 0 | 0 | 8.6602 | 8.3812 | 8.4834 | 8.304 | 4.3279
#NSPS - State GWh Constraint- ME | 71 | 6085 | Generation Constraint in GWh | FALSE | G | Annual | Qualifying Generation | TWh | 0 | 0 | 8.6602 | 8.3812 | 8.4834 | 8.304 | 4.3279
#NSPS - State GWh Constraint- ME | 71 | 6085 | Generation Constraint in GWh | FALSE | G | Annual | Rate | lb/MWh | 0 | 0 | 0 | 0 | 0 | 0 | 0
#NSPS - State GWh Constraint- ME | 71 | 6085 | Generation Constraint in GWh | FALSE | G | Annual | Constraint Shadow Price | US$/MWh | 0 | 0 | 4.9499 | 1.3228 | 1.1712 | 2.6664 | 0.48719
#NSPS - State GWh Constraint- MI | 72 | 6057 | Generation Constraint in GWh | FALSE | G | Annual | Seasons Included | Seasons |  |  | Winter, Summer | Winter, Summer | Winter, Summer | Winter, Summer | Winter, Summer
#NSPS - State GWh Constraint- MI | 72 | 6057 | Generation Constraint in GWh | FALSE | G | Annual | Standard | GWh | 0 | 0 | 78662.2041 | 75285.2674 | 75555.699 | 76618.8172 | 76239.8263
#NSPS - State GWh Constraint- MI | 72 | 6057 | Generation Constraint in GWh | FALSE | G | Annual | Emissions at Affected Plants | GWh | 0 | 0 | 78662.2041 | 75285.2674 | 75555.699 | 76618.8172 | 76239.8263
#NSPS - State GWh Constraint- MI | 72 | 6057 | Generation Constraint in GWh | FALSE | G | Annual | Allowances Purchased | GWh | 0 | 0 | 0 | 0 | 0 | 0 | 0
#NSPS - State GWh Constraint- MI | 72 | 6057 | Generation Constraint in GWh | FALSE | G | Annual | Allowances Sold | GWh | 0 | 0 | 0 | 0 | 0 | 0 | 0
#NSPS - State GWh Constraint- MI | 72 | 6057 | Generation Constraint in GWh | FALSE | G | Annual | Allowances Banked | GWh | 0 | 0 | 0 | 0 | 0 | 0 | 0
#NSPS - State GWh Constraint- MI | 72 | 6057 | Generation Constraint in GWh | FALSE | G | Annual | Allowances Withdrawn (1:1) | GWh | 0 | 0 | 0 | 0 | 0 | 0 | 0
#NSPS - State GWh Constraint- MI | 72 | 6057 | Generation Constraint in GWh | FALSE | G | Annual | Allowances Withdrawn (n:1) | GWh | 0 | 0 | 0 | 0 | 0 | 0 | 0
#NSPS - State GWh Constraint- MI | 72 | 6057 | Generation Constraint in GWh | FALSE | G | Annual | Net Emissions Allowance Position | GWh | 0 | 0 | 78662.2041 | 75285.2674 | 75555.699 | 76618.8172 | 76239.8263
#NSPS - State GWh Constraint- MI | 72 | 6057 | Generation Constraint in GWh | FALSE | G | Annual | Fuel Consumed | TBtu | 0 | 0 | 697.4465 | 664.2601 | 666.9096 | 680.5688 | 681.1978
#NSPS - State GWh Constraint- MI | 72 | 6057 | Generation Constraint in GWh | FALSE | G | Annual | Heat Rate | MMBtu/MWh | 0 | 0 | 8.8663 | 8.8232 | 8.8267 | 8.8825 | 8.9349
#NSPS - State GWh Constraint- MI | 72 | 6057 | Generation Constraint in GWh | FALSE | G | Annual | Generation | TWh | 0 | 0 | 78.6622 | 75.2853 | 75.5557 | 76.6188 | 76.2398
#NSPS - State GWh Constraint- MI | 72 | 6057 | Generation Constraint in GWh | FALSE | G | Annual | Qualifying Generation | TWh | 0 | 0 | 78.6622 | 75.2853 | 75.5557 | 76.6188 | 76.2398
#NSPS - State GWh Constraint- MI | 72 | 6057 | Generation Constraint in GWh | FALSE | G | Annual | Rate | lb/MWh | 0 | 0 | 0 | 0 | 0 | 0 | 0
#NSPS - State GWh Constraint- MI | 72 | 6057 | Generation Constraint in GWh | FALSE | G | Annual | Constraint Shadow Price | US$/MWh | 0 | 0 | 24.0496 | 16.9796 | 17.4479 | 15.5703 | 11.0247
#NSPS - State GWh Constraint- MN | 73 | 6079 | Generation Constraint in GWh | FALSE | G | Annual | Seasons Included | Seasons |  |  | Winter, Summer | Winter, Summer | Winter, Summer | Winter, Summer | Winter, Summer
#NSPS - State GWh Constraint- MN | 73 | 6079 | Generation Constraint in GWh | FALSE | G | Annual | Standard | GWh | 0 | 0 | 30716.5288 | 31914.5468 | 31370.7777 | 30855.0853 | 30404.515
#NSPS - State GWh Constraint- MN | 73 | 6079 | Generation Constraint in GWh | FALSE | G | Annual | Emissions at Affected Plants | GWh | 0 | 0 | 30716.5288 | 31914.5468 | 31370.7777 | 30855.0853 | 30404.515
#NSPS - State GWh Constraint- MN | 73 | 6079 | Generation Constraint in GWh | FALSE | G | Annual | Allowances Purchased | GWh | 0 | 0 | 0 | 0 | 0 | 0 | 0
#NSPS - State GWh Constraint- MN | 73 | 6079 | Generation Constraint in GWh | FALSE | G | Annual | Allowances Sold | GWh | 0 | 0 | 0 | 0 | 0 | 0 | 0
#NSPS - State GWh Constraint- MN | 73 | 6079 | Generation Constraint in GWh | FALSE | G | Annual | Allowances Banked | GWh | 0 | 0 | 0 | 0 | 0 | 0 | 0
#NSPS - State GWh Constraint- MN | 73 | 6079 | Generation Constraint in GWh | FALSE | G | Annual | Allowances Withdrawn (1:1) | GWh | 0 | 0 | 0 | 0 | 0 | 0 | 0
#NSPS - State GWh Constraint- MN | 73 | 6079 | Generation Constraint in GWh | FALSE | G | Annual | Allowances Withdrawn (n:1) | GWh | 0 | 0 | 0 | 0 | 0 | 0 | 0
#NSPS - State GWh Constraint- MN | 73 | 6079 | Generation Constraint in GWh | FALSE | G | Annual | Net Emissions Allowance Position | GWh | 0 | 0 | 30716.5288 | 31914.5468 | 31370.7777 | 30855.0853 | 30404.515
#NSPS - State GWh Constraint- MN | 73 | 6079 | Generation Constraint in GWh | FALSE | G | Annual | Fuel Consumed | TBtu | 0 | 0 | 278.5283 | 290.596 | 284.9748 | 279.6659 | 280.4701
#NSPS - State GWh Constraint- MN | 73 | 6079 | Generation Constraint in GWh | FALSE | G | Annual | Heat Rate | MMBtu/MWh | 0 | 0 | 9.0677 | 9.1054 | 9.0841 | 9.0639 | 9.2246
#NSPS - State GWh Constraint- MN | 73 | 6079 | Generation Constraint in GWh | FALSE | G | Annual | Generation | TWh | 0 | 0 | 30.7165 | 31.9145 | 31.3708 | 30.8551 | 30.4045
#NSPS - State GWh Constraint- MN | 73 | 6079 | Generation Constraint in GWh | FALSE | G | Annual | Qualifying Generation | TWh | 0 | 0 | 30.7165 | 31.9145 | 31.3708 | 30.8551 | 30.4045
#NSPS - State GWh Constraint- MN | 73 | 6079 | Generation Constraint in GWh | FALSE | G | Annual | Rate | lb/MWh | 0 | 0 | 0 | 0 | 0 | 0 | 0
#NSPS - State GWh Constraint- MN | 73 | 6079 | Generation Constraint in GWh | FALSE | G | Annual | Constraint Shadow Price | US$/MWh | 0 | 0 | 22.745 | 18.5981 | 17.5639 | 13.6236 | 12.6038
#NSPS - State GWh Constraint- MO | 74 | 6069 | Generation Constraint in GWh | FALSE | G | Annual | Seasons Included | Seasons |  |  | Winter, Summer | Winter, Summer | Winter, Summer | Winter, Summer | Winter, Summer
#NSPS - State GWh Constraint- MO | 74 | 6069 | Generation Constraint in GWh | FALSE | G | Annual | Standard | GWh | 0 | 0 | 85993.3619 | 86844.2807 | 86844.2807 | 86680.4572 | 86044.5886
#NSPS - State GWh Constraint- MO | 74 | 6069 | Generation Constraint in GWh | FALSE | G | Annual | Emissions at Affected Plants | GWh | 0 | 0 | 85993.3619 | 86844.2808 | 86844.2808 | 86680.4572 | 86044.5886
#NSPS - State GWh Constraint- MO | 74 | 6069 | Generation Constraint in GWh | FALSE | G | Annual | Allowances Purchased | GWh | 0 | 0 | 0 | 0 | 0 | 0 | 0
#NSPS - State GWh Constraint- MO | 74 | 6069 | Generation Constraint in GWh | FALSE | G | Annual | Allowances Sold | GWh | 0 | 0 | 0 | 0 | 0 | 0 | 0
#NSPS - State GWh Constraint- MO | 74 | 6069 | Generation Constraint in GWh | FALSE | G | Annual | Allowances Banked | GWh | 0 | 0 | 0 | 0 | 0 | 0 | 0
#NSPS - State GWh Constraint- MO | 74 | 6069 | Generation Constraint in GWh | FALSE | G | Annual | Allowances Withdrawn (1:1) | GWh | 0 | 0 | 0 | 0 | 0 | 0 | 0
#NSPS - State GWh Constraint- MO | 74 | 6069 | Generation Constraint in GWh | FALSE | G | Annual | Allowances Withdrawn (n:1) | GWh | 0 | 0 | 0 | 0 | 0 | 0 | 0
#NSPS - State GWh Constraint- MO | 74 | 6069 | Generation Constraint in GWh | FALSE | G | Annual | Net Emissions Allowance Position | GWh | 0 | 0 | 85993.3619 | 86844.2808 | 86844.2808 | 86680.4572 | 86044.5886
#NSPS - State GWh Constraint- MO | 74 | 6069 | Generation Constraint in GWh | FALSE | G | Annual | Fuel Consumed | TBtu | 0 | 0 | 799.2244 | 807.4959 | 807.6801 | 805.7835 | 800.843
#NSPS - State GWh Constraint- MO | 74 | 6069 | Generation Constraint in GWh | FALSE | G | Annual | Heat Rate | MMBtu/MWh | 0 | 0 | 9.294 | 9.2982 | 9.3003 | 9.296 | 9.3073
#NSPS - State GWh Constraint- MO | 74 | 6069 | Generation Constraint in GWh | FALSE | G | Annual | Generation | TWh | 0 | 0 | 85.9934 | 86.8443 | 86.8443 | 86.6805 | 86.0446
#NSPS - State GWh Constraint- MO | 74 | 6069 | Generation Constraint in GWh | FALSE | G | Annual | Qualifying Generation | TWh | 0 | 0 | 85.9934 | 86.8443 | 86.8443 | 86.6805 | 86.0446
#NSPS - State GWh Constraint- MO | 74 | 6069 | Generation Constraint in GWh | FALSE | G | Annual | Rate | lb/MWh | 0 | 0 | 0 | 0 | 0 | 0 | 0
#NSPS - State GWh Constraint- MO | 74 | 6069 | Generation Constraint in GWh | FALSE | G | Annual | Constraint Shadow Price | US$/MWh | 0 | 0 | 30.6507 | 25.7246 | 25.6707 | 21.7208 | 14.1292
#NSPS - State GWh Constraint- MS | 75 | 6068 | Generation Constraint in GWh | FALSE | G | Annual | Seasons Included | Seasons |  |  | Winter, Summer | Winter, Summer | Winter, Summer | Winter, Summer | Winter, Summer
#NSPS - State GWh Constraint- MS | 75 | 6068 | Generation Constraint in GWh | FALSE | G | Annual | Standard | GWh | 0 | 0 | 48817.9273 | 42747.7061 | 31733.9102 | 25668.5983 | 21110.6874
#NSPS - State GWh Constraint- MS | 75 | 6068 | Generation Constraint in GWh | FALSE | G | Annual | Emissions at Affected Plants | GWh | 0 | 0 | 48817.9273 | 42747.7061 | 31733.9102 | 25668.5983 | 21110.6874
#NSPS - State GWh Constraint- MS | 75 | 6068 | Generation Constraint in GWh | FALSE | G | Annual | Allowances Purchased | GWh | 0 | 0 | 0 | 0 | 0 | 0 | 0
#NSPS - State GWh Constraint- MS | 75 | 6068 | Generation Constraint in GWh | FALSE | G | Annual | Allowances Sold | GWh | 0 | 0 | 0 | 0 | 0 | 0 | 0
#NSPS - State GWh Constraint- MS | 75 | 6068 | Generation Constraint in GWh | FALSE | G | Annual | Allowances Banked | GWh | 0 | 0 | 0 | 0 | 0 | 0 | 0
#NSPS - State GWh Constraint- MS | 75 | 6068 | Generation Constraint in GWh | FALSE | G | Annual | Allowances Withdrawn (1:1) | GWh | 0 | 0 | 0 | 0 | 0 | 0 | 0
#NSPS - State GWh Constraint- MS | 75 | 6068 | Generation Constraint in GWh | FALSE | G | Annual | Allowances Withdrawn (n:1) | GWh | 0 | 0 | 0 | 0 | 0 | 0 | 0
#NSPS - State GWh Constraint- MS | 75 | 6068 | Generation Constraint in GWh | FALSE | G | Annual | Net Emissions Allowance Position | GWh | 0 | 0 | 48817.9273 | 42747.7061 | 31733.9102 | 25668.5983 | 21110.6874
#NSPS - State GWh Constraint- MS | 75 | 6068 | Generation Constraint in GWh | FALSE | G | Annual | Fuel Consumed | TBtu | 0 | 0 | 380.0418 | 329.0368 | 243.9386 | 196.7135 | 164.2299
#NSPS - State GWh Constraint- MS | 75 | 6068 | Generation Constraint in GWh | FALSE | G | Annual | Heat Rate | MMBtu/MWh | 0 | 0 | 7.7849 | 7.6972 | 7.687 | 7.6636 | 7.7795
#NSPS - State GWh Constraint- MS | 75 | 6068 | Generation Constraint in GWh | FALSE | G | Annual | Generation | TWh | 0 | 0 | 48.8179 | 42.7477 | 31.7339 | 25.6686 | 21.1107
#NSPS - State GWh Constraint- MS | 75 | 6068 | Generation Constraint in GWh | FALSE | G | Annual | Qualifying Generation | TWh | 0 | 0 | 48.8179 | 42.7477 | 31.7339 | 25.6686 | 21.1107
#NSPS - State GWh Constraint- MS | 75 | 6068 | Generation Constraint in GWh | FALSE | G | Annual | Rate | lb/MWh | 0 | 0 | 0 | 0 | 0 | 0 | 0
#NSPS - State GWh Constraint- MS | 75 | 6068 | Generation Constraint in GWh | FALSE | G | Annual | Constraint Shadow Price | US$/MWh | 0 | 0 | 16.0782 | 8.389 | 4.9634 | 3.353 | 4.9048
#NSPS - State GWh Constraint- MT | 76 | 6091 | Generation Constraint in GWh | FALSE | G | Annual | Seasons Included | Seasons |  |  | Winter, Summer | Winter, Summer | Winter, Summer | Winter, Summer | Winter, Summer
#NSPS - State GWh Constraint- MT | 76 | 6091 | Generation Constraint in GWh | FALSE | G | Annual | Standard | GWh | 0 | 0 | 17625.6933 | 17625.6933 | 17646.5555 | 17646.5555 | 17646.5555
#NSPS - State GWh Constraint- MT | 76 | 6091 | Generation Constraint in GWh | FALSE | G | Annual | Emissions at Affected Plants | GWh | 0 | 0 | 17625.6933 | 17625.6933 | 17646.5555 | 17646.5555 | 17646.5555
#NSPS - State GWh Constraint- MT | 76 | 6091 | Generation Constraint in GWh | FALSE | G | Annual | Allowances Purchased | GWh | 0 | 0 | 0 | 0 | 0 | 0 | 0
#NSPS - State GWh Constraint- MT | 76 | 6091 | Generation Constraint in GWh | FALSE | G | Annual | Allowances Sold | GWh | 0 | 0 | 0 | 0 | 0 | 0 | 0
#NSPS - State GWh Constraint- MT | 76 | 6091 | Generation Constraint in GWh | FALSE | G | Annual | Allowances Banked | GWh | 0 | 0 | 0 | 0 | 0 | 0 | 0
#NSPS - State GWh Constraint- MT | 76 | 6091 | Generation Constraint in GWh | FALSE | G | Annual | Allowances Withdrawn (1:1) | GWh | 0 | 0 | 0 | 0 | 0 | 0 | 0
#NSPS - State GWh Constraint- MT | 76 | 6091 | Generation Constraint in GWh | FALSE | G | Annual | Allowances Withdrawn (n:1) | GWh | 0 | 0 | 0 | 0 | 0 | 0 | 0
#NSPS - State GWh Constraint- MT | 76 | 6091 | Generation Constraint in GWh | FALSE | G | Annual | Net Emissions Allowance Position | GWh | 0 | 0 | 17625.6933 | 17625.6933 | 17646.5555 | 17646.5555 | 17646.5555
#NSPS - State GWh Constraint- MT | 76 | 6091 | Generation Constraint in GWh | FALSE | G | Annual | Fuel Consumed | TBtu | 0 | 0 | 182.6644 | 182.6644 | 182.9146 | 182.9146 | 182.9146
#NSPS - State GWh Constraint- MT | 76 | 6091 | Generation Constraint in GWh | FALSE | G | Annual | Heat Rate | MMBtu/MWh | 0 | 0 | 10.3635 | 10.3635 | 10.3655 | 10.3655 | 10.3655
#NSPS - State GWh Constraint- MT | 76 | 6091 | Generation Constraint in GWh | FALSE | G | Annual | Generation | TWh | 0 | 0 | 17.6257 | 17.6257 | 17.6466 | 17.6466 | 17.6466
#NSPS - State GWh Constraint- MT | 76 | 6091 | Generation Constraint in GWh | FALSE | G | Annual | Qualifying Generation | TWh | 0 | 0 | 17.6257 | 17.6257 | 17.6466 | 17.6466 | 17.6466
#NSPS - State GWh Constraint- MT | 76 | 6091 | Generation Constraint in GWh | FALSE | G | Annual | Rate | lb/MWh | 0 | 0 | 0 | 0 | 0 | 0 | 0
#NSPS - State GWh Constraint- MT | 76 | 6091 | Generation Constraint in GWh | FALSE | G | Annual | Constraint Shadow Price | US$/MWh | 0 | 0 | 43.2305 | 37.7021 | 42.4036 | 35.9302 | 29.1664
#NSPS - State GWh Constraint- NC | 77 | 6072 | Generation Constraint in GWh | FALSE | G | Annual | Seasons Included | Seasons |  |  | Winter, Summer | Winter, Summer | Winter, Summer | Winter, Summer | Winter, Summer
#NSPS - State GWh Constraint- NC | 77 | 6072 | Generation Constraint in GWh | FALSE | G | Annual | Standard | GWh | 0 | 0 | 91956.2491 | 81449.454 | 79865.7558 | 71856.9062 | 82530.931
#NSPS - State GWh Constraint- NC | 77 | 6072 | Generation Constraint in GWh | FALSE | G | Annual | Emissions at Affected Plants | GWh | 0 | 0 | 91956.2491 | 81449.454 | 79865.7558 | 71856.9062 | 82530.931
#NSPS - State GWh Constraint- NC | 77 | 6072 | Generation Constraint in GWh | FALSE | G | Annual | Allowances Purchased | GWh | 0 | 0 | 0 | 0 | 0 | 0 | 0
#NSPS - State GWh Constraint- NC | 77 | 6072 | Generation Constraint in GWh | FALSE | G | Annual | Allowances Sold | GWh | 0 | 0 | 0 | 0 | 0 | 0 | 0
#NSPS - State GWh Constraint- NC | 77 | 6072 | Generation Constraint in GWh | FALSE | G | Annual | Allowances Banked | GWh | 0 | 0 | 0 | 0 | 0 | 0 | 0
#NSPS - State GWh Constraint- NC | 77 | 6072 | Generation Constraint in GWh | FALSE | G | Annual | Allowances Withdrawn (1:1) | GWh | 0 | 0 | 0 | 0 | 0 | 0 | 0
#NSPS - State GWh Constraint- NC | 77 | 6072 | Generation Constraint in GWh | FALSE | G | Annual | Allowances Withdrawn (n:1) | GWh | 0 | 0 | 0 | 0 | 0 | 0 | 0
#NSPS - State GWh Constraint- NC | 77 | 6072 | Generation Constraint in GWh | FALSE | G | Annual | Net Emissions Allowance Position | GWh | 0 | 0 | 91956.2491 | 81449.454 | 79865.7558 | 71856.9062 | 82530.931
#NSPS - State GWh Constraint- NC | 77 | 6072 | Generation Constraint in GWh | FALSE | G | Annual | Fuel Consumed | TBtu | 0 | 0 | 771.1894 | 668.7395 | 653.477 | 576.9038 | 677.8325
#NSPS - State GWh Constraint- NC | 77 | 6072 | Generation Constraint in GWh | FALSE | G | Annual | Heat Rate | MMBtu/MWh | 0 | 0 | 8.3865 | 8.2105 | 8.1822 | 8.0285 | 8.2131
#NSPS - State GWh Constraint- NC | 77 | 6072 | Generation Constraint in GWh | FALSE | G | Annual | Generation | TWh | 0 | 0 | 91.9562 | 81.4495 | 79.8658 | 71.8569 | 82.5309
#NSPS - State GWh Constraint- NC | 77 | 6072 | Generation Constraint in GWh | FALSE | G | Annual | Qualifying Generation | TWh | 0 | 0 | 91.9562 | 81.4495 | 79.8658 | 71.8569 | 82.5309
#NSPS - State GWh Constraint- NC | 77 | 6072 | Generation Constraint in GWh | FALSE | G | Annual | Rate | lb/MWh | 0 | 0 | 0 | 0 | 0 | 0 | 0
#NSPS - State GWh Constraint- NC | 77 | 6072 | Generation Constraint in GWh | FALSE | G | Annual | Constraint Shadow Price | US$/MWh | 0 | 0 | 36.0763 | 22.4163 | 21.7756 | 15.4638 | 17.5
#NSPS - State GWh Constraint- ND | 78 | 6090 | Generation Constraint in GWh | FALSE | G | Annual | Seasons Included | Seasons |  |  | Winter, Summer | Winter, Summer | Winter, Summer | Winter, Summer | Winter, Summer
#NSPS - State GWh Constraint- ND | 78 | 6090 | Generation Constraint in GWh | FALSE | G | Annual | Standard | GWh | 0 | 0 | 30437.5683 | 30613.5553 | 30613.5553 | 30613.5553 | 30613.5553
#NSPS - State GWh Constraint- ND | 78 | 6090 | Generation Constraint in GWh | FALSE | G | Annual | Emissions at Affected Plants | GWh | 0 | 0 | 30437.5683 | 30613.5553 | 30613.5553 | 30613.5553 | 30613.5553
#NSPS - State GWh Constraint- ND | 78 | 6090 | Generation Constraint in GWh | FALSE | G | Annual | Allowances Purchased | GWh | 0 | 0 | 0 | 0 | 0 | 0 | 0
#NSPS - State GWh Constraint- ND | 78 | 6090 | Generation Constraint in GWh | FALSE | G | Annual | Allowances Sold | GWh | 0 | 0 | 0 | 0 | 0 | 0 | 0
#NSPS - State GWh Constraint- ND | 78 | 6090 | Generation Constraint in GWh | FALSE | G | Annual | Allowances Banked | GWh | 0 | 0 | 0 | 0 | 0 | 0 | 0
#NSPS - State GWh Constraint- ND | 78 | 6090 | Generation Constraint in GWh | FALSE | G | Annual | Allowances Withdrawn (1:1) | GWh | 0 | 0 | 0 | 0 | 0 | 0 | 0
#NSPS - State GWh Constraint- ND | 78 | 6090 | Generation Constraint in GWh | FALSE | G | Annual | Allowances Withdrawn (n:1) | GWh | 0 | 0 | 0 | 0 | 0 | 0 | 0
#NSPS - State GWh Constraint- ND | 78 | 6090 | Generation Constraint in GWh | FALSE | G | Annual | Net Emissions Allowance Position | GWh | 0 | 0 | 30437.5683 | 30613.5553 | 30613.5553 | 30613.5553 | 30613.5553
#NSPS - State GWh Constraint- ND | 78 | 6090 | Generation Constraint in GWh | FALSE | G | Annual | Fuel Consumed | TBtu | 0 | 0 | 321.0466 | 322.9428 | 322.9436 | 322.9424 | 322.9424
#NSPS - State GWh Constraint- ND | 78 | 6090 | Generation Constraint in GWh | FALSE | G | Annual | Heat Rate | MMBtu/MWh | 0 | 0 | 10.5477 | 10.549 | 10.549 | 10.549 | 10.549
#NSPS - State GWh Constraint- ND | 78 | 6090 | Generation Constraint in GWh | FALSE | G | Annual | Generation | TWh | 0 | 0 | 30.4376 | 30.6136 | 30.6136 | 30.6136 | 30.6136
#NSPS - State GWh Constraint- ND | 78 | 6090 | Generation Constraint in GWh | FALSE | G | Annual | Qualifying Generation | TWh | 0 | 0 | 30.4376 | 30.6136 | 30.6136 | 30.6136 | 30.6136
#NSPS - State GWh Constraint- ND | 78 | 6090 | Generation Constraint in GWh | FALSE | G | Annual | Rate | lb/MWh | 0 | 0 | 0 | 0 | 0 | 0 | 0
#NSPS - State GWh Constraint- ND | 78 | 6090 | Generation Constraint in GWh | FALSE | G | Annual | Constraint Shadow Price | US$/MWh | 0 | 0 | 40.7765 | 36.6334 | 36.1647 | 31.4049 | 27.5829
#NSPS - State GWh Constraint- NE | 79 | 6081 | Generation Constraint in GWh | FALSE | G | Annual | Seasons Included | Seasons |  |  | Winter, Summer | Winter, Summer | Winter, Summer | Winter, Summer | Winter, Summer
#NSPS - State GWh Constraint- NE | 79 | 6081 | Generation Constraint in GWh | FALSE | G | Annual | Standard | GWh | 0 | 0 | 29900.7117 | 30183.9536 | 30183.9536 | 30157.8086 | 30157.8086
#NSPS - State GWh Constraint- NE | 79 | 6081 | Generation Constraint in GWh | FALSE | G | Annual | Emissions at Affected Plants | GWh | 0 | 0 | 29900.7117 | 30183.9536 | 30183.9536 | 30157.8086 | 30157.8086
#NSPS - State GWh Constraint- NE | 79 | 6081 | Generation Constraint in GWh | FALSE | G | Annual | Allowances Purchased | GWh | 0 | 0 | 0 | 0 | 0 | 0 | 0
#NSPS - State GWh Constraint- NE | 79 | 6081 | Generation Constraint in GWh | FALSE | G | Annual | Allowances Sold | GWh | 0 | 0 | 0 | 0 | 0 | 0 | 0
#NSPS - State GWh Constraint- NE | 79 | 6081 | Generation Constraint in GWh | FALSE | G | Annual | Allowances Banked | GWh | 0 | 0 | 0 | 0 | 0 | 0 | 0
#NSPS - State GWh Constraint- NE | 79 | 6081 | Generation Constraint in GWh | FALSE | G | Annual | Allowances Withdrawn (1:1) | GWh | 0 | 0 | 0 | 0 | 0 | 0 | 0
#NSPS - State GWh Constraint- NE | 79 | 6081 | Generation Constraint in GWh | FALSE | G | Annual | Allowances Withdrawn (n:1) | GWh | 0 | 0 | 0 | 0 | 0 | 0 | 0
#NSPS - State GWh Constraint- NE | 79 | 6081 | Generation Constraint in GWh | FALSE | G | Annual | Net Emissions Allowance Position | GWh | 0 | 0 | 29900.7117 | 30183.9536 | 30183.9536 | 30157.8086 | 30157.8086
#NSPS - State GWh Constraint- NE | 79 | 6081 | Generation Constraint in GWh | FALSE | G | Annual | Fuel Consumed | TBtu | 0 | 0 | 292.2125 | 295.1748 | 295.1748 | 294.9886 | 296.4769
#NSPS - State GWh Constraint- NE | 79 | 6081 | Generation Constraint in GWh | FALSE | G | Annual | Heat Rate | MMBtu/MWh | 0 | 0 | 9.7728 | 9.7792 | 9.7792 | 9.7815 | 9.8309
#NSPS - State GWh Constraint- NE | 79 | 6081 | Generation Constraint in GWh | FALSE | G | Annual | Generation | TWh | 0 | 0 | 29.9007 | 30.184 | 30.184 | 30.1578 | 30.1578
#NSPS - State GWh Constraint- NE | 79 | 6081 | Generation Constraint in GWh | FALSE | G | Annual | Qualifying Generation | TWh | 0 | 0 | 29.9007 | 30.184 | 30.184 | 30.1578 | 30.1578
#NSPS - State GWh Constraint- NE | 79 | 6081 | Generation Constraint in GWh | FALSE | G | Annual | Rate | lb/MWh | 0 | 0 | 0 | 0 | 0 | 0 | 0
#NSPS - State GWh Constraint- NE | 79 | 6081 | Generation Constraint in GWh | FALSE | G | Annual | Constraint Shadow Price | US$/MWh | 0 | 0 | 29.429 | 22.5991 | 22.5002 | 19.9837 | 16.0833
#NSPS - State GWh Constraint- NH | 80 | 6083 | Generation Constraint in GWh | FALSE | G | Annual | Seasons Included | Seasons |  |  | Winter, Summer | Winter, Summer | Winter, Summer | Winter, Summer | Winter, Summer
#NSPS - State GWh Constraint- NH | 80 | 6083 | Generation Constraint in GWh | FALSE | G | Annual | Standard | GWh | 0 | 0 | 9153.3768 | 9153.3768 | 9153.3768 | 8154.7228 | 6053.2126
#NSPS - State GWh Constraint- NH | 80 | 6083 | Generation Constraint in GWh | FALSE | G | Annual | Emissions at Affected Plants | GWh | 0 | 0 | 9153.3768 | 9153.3768 | 9153.3768 | 8154.7228 | 6053.2126
#NSPS - State GWh Constraint- NH | 80 | 6083 | Generation Constraint in GWh | FALSE | G | Annual | Allowances Purchased | GWh | 0 | 0 | 0 | 0 | 0 | 0 | 0
#NSPS - State GWh Constraint- NH | 80 | 6083 | Generation Constraint in GWh | FALSE | G | Annual | Allowances Sold | GWh | 0 | 0 | 0 | 0 | 0 | 0 | 0
#NSPS - State GWh Constraint- NH | 80 | 6083 | Generation Constraint in GWh | FALSE | G | Annual | Allowances Banked | GWh | 0 | 0 | 0 | 0 | 0 | 0 | 0
#NSPS - State GWh Constraint- NH | 80 | 6083 | Generation Constraint in GWh | FALSE | G | Annual | Allowances Withdrawn (1:1) | GWh | 0 | 0 | 0 | 0 | 0 | 0 | 0
#NSPS - State GWh Constraint- NH | 80 | 6083 | Generation Constraint in GWh | FALSE | G | Annual | Allowances Withdrawn (n:1) | GWh | 0 | 0 | 0 | 0 | 0 | 0 | 0
#NSPS - State GWh Constraint- NH | 80 | 6083 | Generation Constraint in GWh | FALSE | G | Annual | Net Emissions Allowance Position | GWh | 0 | 0 | 9153.3768 | 9153.3768 | 9153.3768 | 8154.7228 | 6053.2126
#NSPS - State GWh Constraint- NH | 80 | 6083 | Generation Constraint in GWh | FALSE | G | Annual | Fuel Consumed | TBtu | 0 | 0 | 67.2689 | 67.2689 | 67.2689 | 59.78 | 44.0208
#NSPS - State GWh Constraint- NH | 80 | 6083 | Generation Constraint in GWh | FALSE | G | Annual | Heat Rate | MMBtu/MWh | 0 | 0 | 7.3491 | 7.3491 | 7.3491 | 7.3307 | 7.2723
#NSPS - State GWh Constraint- NH | 80 | 6083 | Generation Constraint in GWh | FALSE | G | Annual | Generation | TWh | 0 | 0 | 9.1534 | 9.1534 | 9.1534 | 8.1547 | 6.0532
#NSPS - State GWh Constraint- NH | 80 | 6083 | Generation Constraint in GWh | FALSE | G | Annual | Qualifying Generation | TWh | 0 | 0 | 9.1534 | 9.1534 | 9.1534 | 8.1547 | 6.0532
#NSPS - State GWh Constraint- NH | 80 | 6083 | Generation Constraint in GWh | FALSE | G | Annual | Rate | lb/MWh | 0 | 0 | 0 | 0 | 0 | 0 | 0
#NSPS - State GWh Constraint- NH | 80 | 6083 | Generation Constraint in GWh | FALSE | G | Annual | Constraint Shadow Price | US$/MWh | 0 | 0 | 5.1202 | 2.0884 | 1.9526 | 2.8804 | 0
#NSPS - State GWh Constraint- NJ | 81 | 6055 | Generation Constraint in GWh | FALSE | G | Annual | Seasons Included | Seasons |  |  | Winter, Summer | Winter, Summer | Winter, Summer | Winter, Summer | Winter, Summer
#NSPS - State GWh Constraint- NJ | 81 | 6055 | Generation Constraint in GWh | FALSE | G | Annual | Standard | GWh | 0 | 0 | 25823.5143 | 22251.1786 | 21172.3919 | 20732.7887 | 22490.1294
#NSPS - State GWh Constraint- NJ | 81 | 6055 | Generation Constraint in GWh | FALSE | G | Annual | Emissions at Affected Plants | GWh | 0 | 0 | 25823.5143 | 22251.1786 | 21172.3919 | 20732.7887 | 22490.1294
#NSPS - State GWh Constraint- NJ | 81 | 6055 | Generation Constraint in GWh | FALSE | G | Annual | Allowances Purchased | GWh | 0 | 0 | 0 | 0 | 0 | 0 | 0
#NSPS - State GWh Constraint- NJ | 81 | 6055 | Generation Constraint in GWh | FALSE | G | Annual | Allowances Sold | GWh | 0 | 0 | 0 | 0 | 0 | 0 | 0
#NSPS - State GWh Constraint- NJ | 81 | 6055 | Generation Constraint in GWh | FALSE | G | Annual | Allowances Banked | GWh | 0 | 0 | 0 | 0 | 0 | 0 | 0
#NSPS - State GWh Constraint- NJ | 81 | 6055 | Generation Constraint in GWh | FALSE | G | Annual | Allowances Withdrawn (1:1) | GWh | 0 | 0 | 0 | 0 | 0 | 0 | 0
#NSPS - State GWh Constraint- NJ | 81 | 6055 | Generation Constraint in GWh | FALSE | G | Annual | Allowances Withdrawn (n:1) | GWh | 0 | 0 | 0 | 0 | 0 | 0 | 0
#NSPS - State GWh Constraint- NJ | 81 | 6055 | Generation Constraint in GWh | FALSE | G | Annual | Net Emissions Allowance Position | GWh | 0 | 0 | 25823.5143 | 22251.1786 | 21172.3919 | 20732.7887 | 22490.1294
#NSPS - State GWh Constraint- NJ | 81 | 6055 | Generation Constraint in GWh | FALSE | G | Annual | Fuel Consumed | TBtu | 0 | 0 | 194.3882 | 166.7007 | 157.5543 | 154.0425 | 167.2111
#NSPS - State GWh Constraint- NJ | 81 | 6055 | Generation Constraint in GWh | FALSE | G | Annual | Heat Rate | MMBtu/MWh | 0 | 0 | 7.5276 | 7.4918 | 7.4415 | 7.4299 | 7.4349
#NSPS - State GWh Constraint- NJ | 81 | 6055 | Generation Constraint in GWh | FALSE | G | Annual | Generation | TWh | 0 | 0 | 25.8235 | 22.2512 | 21.1724 | 20.7328 | 22.4901
#NSPS - State GWh Constraint- NJ | 81 | 6055 | Generation Constraint in GWh | FALSE | G | Annual | Qualifying Generation | TWh | 0 | 0 | 25.8235 | 22.2512 | 21.1724 | 20.7328 | 22.4901
#NSPS - State GWh Constraint- NJ | 81 | 6055 | Generation Constraint in GWh | FALSE | G | Annual | Rate | lb/MWh | 0 | 0 | 0 | 0 | 0 | 0 | 0
#NSPS - State GWh Constraint- NJ | 81 | 6055 | Generation Constraint in GWh | FALSE | G | Annual | Constraint Shadow Price | US$/MWh | 0 | 0 | 10.9054 | 5.4878 | 4.3829 | 4.9352 | 7.7071
#NSPS - State GWh Constraint- NM | 82 | 6075 | Generation Constraint in GWh | FALSE | G | Annual | Seasons Included | Seasons |  |  | Winter, Summer | Winter, Summer | Winter, Summer | Winter, Summer | Winter, Summer
#NSPS - State GWh Constraint- NM | 82 | 6075 | Generation Constraint in GWh | FALSE | G | Annual | Standard | GWh | 0 | 0 | 29633.093 | 31799.3818 | 26859.1004 | 24699.6088 | 24610.0941
#NSPS - State GWh Constraint- NM | 82 | 6075 | Generation Constraint in GWh | FALSE | G | Annual | Emissions at Affected Plants | GWh | 0 | 0 | 29633.093 | 31799.3818 | 26859.1004 | 24699.6088 | 24610.0941
#NSPS - State GWh Constraint- NM | 82 | 6075 | Generation Constraint in GWh | FALSE | G | Annual | Allowances Purchased | GWh | 0 | 0 | 0 | 0 | 0 | 0 | 0
#NSPS - State GWh Constraint- NM | 82 | 6075 | Generation Constraint in GWh | FALSE | G | Annual | Allowances Sold | GWh | 0 | 0 | 0 | 0 | 0 | 0 | 0
#NSPS - State GWh Constraint- NM | 82 | 6075 | Generation Constraint in GWh | FALSE | G | Annual | Allowances Banked | GWh | 0 | 0 | 0 | 0 | 0 | 0 | 0
#NSPS - State GWh Constraint- NM | 82 | 6075 | Generation Constraint in GWh | FALSE | G | Annual | Allowances Withdrawn (1:1) | GWh | 0 | 0 | 0 | 0 | 0 | 0 | 0
#NSPS - State GWh Constraint- NM | 82 | 6075 | Generation Constraint in GWh | FALSE | G | Annual | Allowances Withdrawn (n:1) | GWh | 0 | 0 | 0 | 0 | 0 | 0 | 0
#NSPS - State GWh Constraint- NM | 82 | 6075 | Generation Constraint in GWh | FALSE | G | Annual | Net Emissions Allowance Position | GWh | 0 | 0 | 29633.093 | 31799.3818 | 26859.1004 | 24699.6088 | 24610.0941
#NSPS - State GWh Constraint- NM | 82 | 6075 | Generation Constraint in GWh | FALSE | G | Annual | Fuel Consumed | TBtu | 0 | 0 | 268.9489 | 290.267 | 239.6649 | 219.5881 | 226.1133
#NSPS - State GWh Constraint- NM | 82 | 6075 | Generation Constraint in GWh | FALSE | G | Annual | Heat Rate | MMBtu/MWh | 0 | 0 | 9.076 | 9.1281 | 8.923 | 8.8903 | 9.1878
#NSPS - State GWh Constraint- NM | 82 | 6075 | Generation Constraint in GWh | FALSE | G | Annual | Generation | TWh | 0 | 0 | 29.6331 | 31.7994 | 26.8591 | 24.6996 | 24.6101
#NSPS - State GWh Constraint- NM | 82 | 6075 | Generation Constraint in GWh | FALSE | G | Annual | Qualifying Generation | TWh | 0 | 0 | 29.6331 | 31.7994 | 26.8591 | 24.6996 | 24.6101
#NSPS - State GWh Constraint- NM | 82 | 6075 | Generation Constraint in GWh | FALSE | G | Annual | Rate | lb/MWh | 0 | 0 | 0 | 0 | 0 | 0 | 0
#NSPS - State GWh Constraint- NM | 82 | 6075 | Generation Constraint in GWh | FALSE | G | Annual | Constraint Shadow Price | US$/MWh | 0 | 0 | 11.1767 | 13.953 | 10.8633 | 12.336 | 10.7111
#NSPS - State GWh Constraint- NV | 83 | 6065 | Generation Constraint in GWh | FALSE | G | Annual | Seasons Included | Seasons |  |  | Winter, Summer | Winter, Summer | Winter, Summer | Winter, Summer | Winter, Summer
#NSPS - State GWh Constraint- NV | 83 | 6065 | Generation Constraint in GWh | FALSE | G | Annual | Standard | GWh | 0 | 0 | 23304.2605 | 20978.3425 | 15674.0372 | 13217.9528 | 12078.0759
#NSPS - State GWh Constraint- NV | 83 | 6065 | Generation Constraint in GWh | FALSE | G | Annual | Emissions at Affected Plants | GWh | 0 | 0 | 23304.2605 | 20978.3425 | 15674.0372 | 13217.9528 | 12078.0759
#NSPS - State GWh Constraint- NV | 83 | 6065 | Generation Constraint in GWh | FALSE | G | Annual | Allowances Purchased | GWh | 0 | 0 | 0 | 0 | 0 | 0 | 0
#NSPS - State GWh Constraint- NV | 83 | 6065 | Generation Constraint in GWh | FALSE | G | Annual | Allowances Sold | GWh | 0 | 0 | 0 | 0 | 0 | 0 | 0
#NSPS - State GWh Constraint- NV | 83 | 6065 | Generation Constraint in GWh | FALSE | G | Annual | Allowances Banked | GWh | 0 | 0 | 0 | 0 | 0 | 0 | 0
#NSPS - State GWh Constraint- NV | 83 | 6065 | Generation Constraint in GWh | FALSE | G | Annual | Allowances Withdrawn (1:1) | GWh | 0 | 0 | 0 | 0 | 0 | 0 | 0
#NSPS - State GWh Constraint- NV | 83 | 6065 | Generation Constraint in GWh | FALSE | G | Annual | Allowances Withdrawn (n:1) | GWh | 0 | 0 | 0 | 0 | 0 | 0 | 0
#NSPS - State GWh Constraint- NV | 83 | 6065 | Generation Constraint in GWh | FALSE | G | Annual | Net Emissions Allowance Position | GWh | 0 | 0 | 23304.2605 | 20978.3425 | 15674.0372 | 13217.9528 | 12078.0759
#NSPS - State GWh Constraint- NV | 83 | 6065 | Generation Constraint in GWh | FALSE | G | Annual | Fuel Consumed | TBtu | 0 | 0 | 171.5949 | 154.5436 | 116.4851 | 99.2577 | 89.3359
#NSPS - State GWh Constraint- NV | 83 | 6065 | Generation Constraint in GWh | FALSE | G | Annual | Heat Rate | MMBtu/MWh | 0 | 0 | 7.3632 | 7.3668 | 7.4317 | 7.5093 | 7.3965
#NSPS - State GWh Constraint- NV | 83 | 6065 | Generation Constraint in GWh | FALSE | G | Annual | Generation | TWh | 0 | 0 | 23.3043 | 20.9783 | 15.674 | 13.218 | 12.0781
#NSPS - State GWh Constraint- NV | 83 | 6065 | Generation Constraint in GWh | FALSE | G | Annual | Qualifying Generation | TWh | 0 | 0 | 23.3043 | 20.9783 | 15.674 | 13.218 | 12.0781
#NSPS - State GWh Constraint- NV | 83 | 6065 | Generation Constraint in GWh | FALSE | G | Annual | Rate | lb/MWh | 0 | 0 | 0 | 0 | 0 | 0 | 0
#NSPS - State GWh Constraint- NV | 83 | 6065 | Generation Constraint in GWh | FALSE | G | Annual | Constraint Shadow Price | US$/MWh | 0 | 0 | 2.3727 | 1.6998 | 3.0089 | 4.9291 | 3.92
#NSPS - State GWh Constraint- NY | 84 | 6049 | Generation Constraint in GWh | FALSE | G | Annual | Seasons Included | Seasons |  |  | Winter, Summer | Winter, Summer | Winter, Summer | Winter, Summer | Winter, Summer
#NSPS - State GWh Constraint- NY | 84 | 6049 | Generation Constraint in GWh | FALSE | G | Annual | Standard | GWh | 0 | 0 | 54621.9388 | 46909.4124 | 38913.08 | 29458.8886 | 22440.8545
#NSPS - State GWh Constraint- NY | 84 | 6049 | Generation Constraint in GWh | FALSE | G | Annual | Emissions at Affected Plants | GWh | 0 | 0 | 54621.9388 | 46909.4124 | 38913.08 | 29458.8886 | 22440.8545
#NSPS - State GWh Constraint- NY | 84 | 6049 | Generation Constraint in GWh | FALSE | G | Annual | Allowances Purchased | GWh | 0 | 0 | 0 | 0 | 0 | 0 | 0
#NSPS - State GWh Constraint- NY | 84 | 6049 | Generation Constraint in GWh | FALSE | G | Annual | Allowances Sold | GWh | 0 | 0 | 0 | 0 | 0 | 0 | 0
#NSPS - State GWh Constraint- NY | 84 | 6049 | Generation Constraint in GWh | FALSE | G | Annual | Allowances Banked | GWh | 0 | 0 | 0 | 0 | 0 | 0 | 0
#NSPS - State GWh Constraint- NY | 84 | 6049 | Generation Constraint in GWh | FALSE | G | Annual | Allowances Withdrawn (1:1) | GWh | 0 | 0 | 0 | 0 | 0 | 0 | 0
#NSPS - State GWh Constraint- NY | 84 | 6049 | Generation Constraint in GWh | FALSE | G | Annual | Allowances Withdrawn (n:1) | GWh | 0 | 0 | 0 | 0 | 0 | 0 | 0
#NSPS - State GWh Constraint- NY | 84 | 6049 | Generation Constraint in GWh | FALSE | G | Annual | Net Emissions Allowance Position | GWh | 0 | 0 | 54621.9388 | 46909.4124 | 38913.08 | 29458.8886 | 22440.8545
#NSPS - State GWh Constraint- NY | 84 | 6049 | Generation Constraint in GWh | FALSE | G | Annual | Fuel Consumed | TBtu | 0 | 0 | 423.0624 | 352.2475 | 288.4864 | 214.7863 | 163.0102
#NSPS - State GWh Constraint- NY | 84 | 6049 | Generation Constraint in GWh | FALSE | G | Annual | Heat Rate | MMBtu/MWh | 0 | 0 | 7.7453 | 7.5091 | 7.4136 | 7.2911 | 7.264
#NSPS - State GWh Constraint- NY | 84 | 6049 | Generation Constraint in GWh | FALSE | G | Annual | Generation | TWh | 0 | 0 | 54.6219 | 46.9094 | 38.9131 | 29.4589 | 22.4409
#NSPS - State GWh Constraint- NY | 84 | 6049 | Generation Constraint in GWh | FALSE | G | Annual | Qualifying Generation | TWh | 0 | 0 | 54.6219 | 46.9094 | 38.9131 | 29.4589 | 22.4409
#NSPS - State GWh Constraint- NY | 84 | 6049 | Generation Constraint in GWh | FALSE | G | Annual | Rate | lb/MWh | 0 | 0 | 0 | 0 | 0 | 0 | 0
#NSPS - State GWh Constraint- NY | 84 | 6049 | Generation Constraint in GWh | FALSE | G | Annual | Constraint Shadow Price | US$/MWh | 0 | 0 | 11.2906 | 3.8841 | 2.5981 | 1.9644 | 2.0434
#NSPS - State GWh Constraint- OH | 85 | 6063 | Generation Constraint in GWh | FALSE | G | Annual | Seasons Included | Seasons |  |  | Winter, Summer | Winter, Summer | Winter, Summer | Winter, Summer | Winter, Summer
#NSPS - State GWh Constraint- OH | 85 | 6063 | Generation Constraint in GWh | FALSE | G | Annual | Standard | GWh | 0 | 0 | 118210.8734 | 105072.013 | 102936.2029 | 102321.6476 | 100944.0259
#NSPS - State GWh Constraint- OH | 85 | 6063 | Generation Constraint in GWh | FALSE | G | Annual | Emissions at Affected Plants | GWh | 0 | 0 | 118210.8734 | 105072.0129 | 102936.2029 | 102321.6475 | 100944.0259
#NSPS - State GWh Constraint- OH | 85 | 6063 | Generation Constraint in GWh | FALSE | G | Annual | Allowances Purchased | GWh | 0 | 0 | 0 | 0 | 0 | 0 | 0
#NSPS - State GWh Constraint- OH | 85 | 6063 | Generation Constraint in GWh | FALSE | G | Annual | Allowances Sold | GWh | 0 | 0 | 0 | 0 | 0 | 0 | 0
#NSPS - State GWh Constraint- OH | 85 | 6063 | Generation Constraint in GWh | FALSE | G | Annual | Allowances Banked | GWh | 0 | 0 | 0 | 0 | 0 | 0 | 0
#NSPS - State GWh Constraint- OH | 85 | 6063 | Generation Constraint in GWh | FALSE | G | Annual | Allowances Withdrawn (1:1) | GWh | 0 | 0 | 0 | 0 | 0 | 0 | 0
#NSPS - State GWh Constraint- OH | 85 | 6063 | Generation Constraint in GWh | FALSE | G | Annual | Allowances Withdrawn (n:1) | GWh | 0 | 0 | 0 | 0 | 0 | 0 | 0
#NSPS - State GWh Constraint- OH | 85 | 6063 | Generation Constraint in GWh | FALSE | G | Annual | Net Emissions Allowance Position | GWh | 0 | 0 | 118210.8734 | 105072.0129 | 102936.2029 | 102321.6475 | 100944.0259
#NSPS - State GWh Constraint- OH | 85 | 6063 | Generation Constraint in GWh | FALSE | G | Annual | Fuel Consumed | TBtu | 0 | 0 | 1067.0497 | 940.1939 | 920.0185 | 913.5917 | 900.4228
#NSPS - State GWh Constraint- OH | 85 | 6063 | Generation Constraint in GWh | FALSE | G | Annual | Heat Rate | MMBtu/MWh | 0 | 0 | 9.0267 | 8.9481 | 8.9378 | 8.9286 | 8.92
#NSPS - State GWh Constraint- OH | 85 | 6063 | Generation Constraint in GWh | FALSE | G | Annual | Generation | TWh | 0 | 0 | 118.2109 | 105.072 | 102.9362 | 102.3216 | 100.944
#NSPS - State GWh Constraint- OH | 85 | 6063 | Generation Constraint in GWh | FALSE | G | Annual | Qualifying Generation | TWh | 0 | 0 | 118.2109 | 105.072 | 102.9362 | 102.3216 | 100.944
#NSPS - State GWh Constraint- OH | 85 | 6063 | Generation Constraint in GWh | FALSE | G | Annual | Rate | lb/MWh | 0 | 0 | 0 | 0 | 0 | 0 | 0
#NSPS - State GWh Constraint- OH | 85 | 6063 | Generation Constraint in GWh | FALSE | G | Annual | Constraint Shadow Price | US$/MWh | 0 | 0 | 26.0362 | 17.869 | 17.527 | 15.4028 | 10.3577
#NSPS - State GWh Constraint- OK | 86 | 6077 | Generation Constraint in GWh | FALSE | G | Annual | Seasons Included | Seasons |  |  | Winter, Summer | Winter, Summer | Winter, Summer | Winter, Summer | Winter, Summer
#NSPS - State GWh Constraint- OK | 86 | 6077 | Generation Constraint in GWh | FALSE | G | Annual | Standard | GWh | 0 | 0 | 68963.4539 | 72164.7946 | 66187.9524 | 54669.5371 | 47236.462
#NSPS - State GWh Constraint- OK | 86 | 6077 | Generation Constraint in GWh | FALSE | G | Annual | Emissions at Affected Plants | GWh | 0 | 0 | 68963.454 | 72164.7946 | 66187.9524 | 54669.5371 | 47236.462
#NSPS - State GWh Constraint- OK | 86 | 6077 | Generation Constraint in GWh | FALSE | G | Annual | Allowances Purchased | GWh | 0 | 0 | 0 | 0 | 0 | 0 | 0
#NSPS - State GWh Constraint- OK | 86 | 6077 | Generation Constraint in GWh | FALSE | G | Annual | Allowances Sold | GWh | 0 | 0 | 0 | 0 | 0 | 0 | 0
#NSPS - State GWh Constraint- OK | 86 | 6077 | Generation Constraint in GWh | FALSE | G | Annual | Allowances Banked | GWh | 0 | 0 | 0 | 0 | 0 | 0 | 0
#NSPS - State GWh Constraint- OK | 86 | 6077 | Generation Constraint in GWh | FALSE | G | Annual | Allowances Withdrawn (1:1) | GWh | 0 | 0 | 0 | 0 | 0 | 0 | 0
#NSPS - State GWh Constraint- OK | 86 | 6077 | Generation Constraint in GWh | FALSE | G | Annual | Allowances Withdrawn (n:1) | GWh | 0 | 0 | 0 | 0 | 0 | 0 | 0
#NSPS - State GWh Constraint- OK | 86 | 6077 | Generation Constraint in GWh | FALSE | G | Annual | Net Emissions Allowance Position | GWh | 0 | 0 | 68963.454 | 72164.7946 | 66187.9524 | 54669.5371 | 47236.462
#NSPS - State GWh Constraint- OK | 86 | 6077 | Generation Constraint in GWh | FALSE | G | Annual | Fuel Consumed | TBtu | 0 | 0 | 575.0962 | 605.9789 | 543.2649 | 425.6803 | 366.2857
#NSPS - State GWh Constraint- OK | 86 | 6077 | Generation Constraint in GWh | FALSE | G | Annual | Heat Rate | MMBtu/MWh | 0 | 0 | 8.3391 | 8.3972 | 8.2079 | 7.7864 | 7.7543
#NSPS - State GWh Constraint- OK | 86 | 6077 | Generation Constraint in GWh | FALSE | G | Annual | Generation | TWh | 0 | 0 | 68.9635 | 72.1648 | 66.188 | 54.6695 | 47.2365
#NSPS - State GWh Constraint- OK | 86 | 6077 | Generation Constraint in GWh | FALSE | G | Annual | Qualifying Generation | TWh | 0 | 0 | 68.9635 | 72.1648 | 66.188 | 54.6695 | 47.2365
#NSPS - State GWh Constraint- OK | 86 | 6077 | Generation Constraint in GWh | FALSE | G | Annual | Rate | lb/MWh | 0 | 0 | 0 | 0 | 0 | 0 | 0
#NSPS - State GWh Constraint- OK | 86 | 6077 | Generation Constraint in GWh | FALSE | G | Annual | Constraint Shadow Price | US$/MWh | 0 | 0 | 26.0155 | 23.5419 | 21.3825 | 13.6917 | 9.0211
#NSPS - State GWh Constraint- OR | 87 | 6060 | Generation Constraint in GWh | FALSE | G | Annual | Seasons Included | Seasons |  |  | Winter, Summer | Winter, Summer | Winter, Summer | Winter, Summer | Winter, Summer
#NSPS - State GWh Constraint- OR | 87 | 6060 | Generation Constraint in GWh | FALSE | G | Annual | Standard | GWh | 0 | 0 | 10297.0679 | 10297.0679 | 13012.8796 | 11701.1314 | 15388.7329
#NSPS - State GWh Constraint- OR | 87 | 6060 | Generation Constraint in GWh | FALSE | G | Annual | Emissions at Affected Plants | GWh | 0 | 0 | 10297.0679 | 10317.6095 | 13012.8796 | 12859.4136 | 15388.7329
#NSPS - State GWh Constraint- OR | 87 | 6060 | Generation Constraint in GWh | FALSE | G | Annual | Allowances Purchased | GWh | 0 | 0 | 0 | 0 | 0 | 0 | 0
#NSPS - State GWh Constraint- OR | 87 | 6060 | Generation Constraint in GWh | FALSE | G | Annual | Allowances Sold | GWh | 0 | 0 | 0 | 0 | 0 | 0 | 0
#NSPS - State GWh Constraint- OR | 87 | 6060 | Generation Constraint in GWh | FALSE | G | Annual | Allowances Banked | GWh | 0 | 0 | 0 | 0 | 0 | 0 | 0
#NSPS - State GWh Constraint- OR | 87 | 6060 | Generation Constraint in GWh | FALSE | G | Annual | Allowances Withdrawn (1:1) | GWh | 0 | 0 | 0 | 0 | 0 | 0 | 0
#NSPS - State GWh Constraint- OR | 87 | 6060 | Generation Constraint in GWh | FALSE | G | Annual | Allowances Withdrawn (n:1) | GWh | 0 | 0 | 0 | 0 | 0 | 0 | 0
#NSPS - State GWh Constraint- OR | 87 | 6060 | Generation Constraint in GWh | FALSE | G | Annual | Net Emissions Allowance Position | GWh | 0 | 0 | 10297.0679 | 10317.6095 | 13012.8796 | 12859.4136 | 15388.7329
#NSPS - State GWh Constraint- OR | 87 | 6060 | Generation Constraint in GWh | FALSE | G | Annual | Fuel Consumed | TBtu | 0 | 0 | 73.0727 | 73.6875 | 92.4236 | 91.3407 | 109.3711
#NSPS - State GWh Constraint- OR | 87 | 6060 | Generation Constraint in GWh | FALSE | G | Annual | Heat Rate | MMBtu/MWh | 0 | 0 | 7.0965 | 7.1419 | 7.1025 | 7.103 | 7.1072
#NSPS - State GWh Constraint- OR | 87 | 6060 | Generation Constraint in GWh | FALSE | G | Annual | Generation | TWh | 0 | 0 | 10.2971 | 10.3176 | 13.0129 | 12.8594 | 15.3887
#NSPS - State GWh Constraint- OR | 87 | 6060 | Generation Constraint in GWh | FALSE | G | Annual | Qualifying Generation | TWh | 0 | 0 | 10.2971 | 10.3176 | 13.0129 | 12.8594 | 15.3887
#NSPS - State GWh Constraint- OR | 87 | 6060 | Generation Constraint in GWh | FALSE | G | Annual | Rate | lb/MWh | 0 | 0 | 0 | 0 | 0 | 0 | 0
#NSPS - State GWh Constraint- OR | 87 | 6060 | Generation Constraint in GWh | FALSE | G | Annual | Constraint Shadow Price | US$/MWh | 0 | 0 | 1.2541 | 0 | 3.9953 | 0 | 0.069295
#NSPS - State GWh Constraint- PA | 88 | 6054 | Generation Constraint in GWh | FALSE | G | Annual | Seasons Included | Seasons |  |  | Winter, Summer | Winter, Summer | Winter, Summer | Winter, Summer | Winter, Summer
#NSPS - State GWh Constraint- PA | 88 | 6054 | Generation Constraint in GWh | FALSE | G | Annual | Standard | GWh | 0 | 0 | 140696.8167 | 127421.9657 | 118970.7321 | 118752.6083 | 115087.6734
#NSPS - State GWh Constraint- PA | 88 | 6054 | Generation Constraint in GWh | FALSE | G | Annual | Emissions at Affected Plants | GWh | 0 | 0 | 140696.8167 | 127421.9657 | 118970.7321 | 118752.6083 | 115087.6734
#NSPS - State GWh Constraint- PA | 88 | 6054 | Generation Constraint in GWh | FALSE | G | Annual | Allowances Purchased | GWh | 0 | 0 | 0 | 0 | 0 | 0 | 0
#NSPS - State GWh Constraint- PA | 88 | 6054 | Generation Constraint in GWh | FALSE | G | Annual | Allowances Sold | GWh | 0 | 0 | 0 | 0 | 0 | 0 | 0
#NSPS - State GWh Constraint- PA | 88 | 6054 | Generation Constraint in GWh | FALSE | G | Annual | Allowances Banked | GWh | 0 | 0 | 0 | 0 | 0 | 0 | 0
#NSPS - State GWh Constraint- PA | 88 | 6054 | Generation Constraint in GWh | FALSE | G | Annual | Allowances Withdrawn (1:1) | GWh | 0 | 0 | 0 | 0 | 0 | 0 | 0
#NSPS - State GWh Constraint- PA | 88 | 6054 | Generation Constraint in GWh | FALSE | G | Annual | Allowances Withdrawn (n:1) | GWh | 0 | 0 | 0 | 0 | 0 | 0 | 0
#NSPS - State GWh Constraint- PA | 88 | 6054 | Generation Constraint in GWh | FALSE | G | Annual | Net Emissions Allowance Position | GWh | 0 | 0 | 140696.8167 | 127421.9657 | 118970.7321 | 118752.6083 | 115087.6734
#NSPS - State GWh Constraint- PA | 88 | 6054 | Generation Constraint in GWh | FALSE | G | Annual | Fuel Consumed | TBtu | 0 | 0 | 1230.0468 | 1102.2508 | 1021.3627 | 1019.106 | 992.9802
#NSPS - State GWh Constraint- PA | 88 | 6054 | Generation Constraint in GWh | FALSE | G | Annual | Heat Rate | MMBtu/MWh | 0 | 0 | 8.7425 | 8.6504 | 8.585 | 8.5818 | 8.628
#NSPS - State GWh Constraint- PA | 88 | 6054 | Generation Constraint in GWh | FALSE | G | Annual | Generation | TWh | 0 | 0 | 140.6968 | 127.422 | 118.9707 | 118.7526 | 115.0877
#NSPS - State GWh Constraint- PA | 88 | 6054 | Generation Constraint in GWh | FALSE | G | Annual | Qualifying Generation | TWh | 0 | 0 | 140.6968 | 127.422 | 118.9707 | 118.7526 | 115.0877
#NSPS - State GWh Constraint- PA | 88 | 6054 | Generation Constraint in GWh | FALSE | G | Annual | Rate | lb/MWh | 0 | 0 | 0 | 0 | 0 | 0 | 0
#NSPS - State GWh Constraint- PA | 88 | 6054 | Generation Constraint in GWh | FALSE | G | Annual | Constraint Shadow Price | US$/MWh | 0 | 0 | 25.8277 | 17.3414 | 15.4304 | 12.8057 | 9.7349
#NSPS - State GWh Constraint- RI | 89 | 6084 | Generation Constraint in GWh | FALSE | G | Annual | Seasons Included | Seasons |  |  | Winter, Summer | Winter, Summer | Winter, Summer | Winter, Summer | Winter, Summer
#NSPS - State GWh Constraint- RI | 89 | 6084 | Generation Constraint in GWh | FALSE | G | Annual | Standard | GWh | 0 | 0 | 7259.997 | 6821.2825 | 6692.8754 | 6268.0295 | 6075.6849
#NSPS - State GWh Constraint- RI | 89 | 6084 | Generation Constraint in GWh | FALSE | G | Annual | Emissions at Affected Plants | GWh | 0 | 0 | 7259.997 | 6821.2825 | 6692.8754 | 6268.0295 | 6075.6849
#NSPS - State GWh Constraint- RI | 89 | 6084 | Generation Constraint in GWh | FALSE | G | Annual | Allowances Purchased | GWh | 0 | 0 | 0 | 0 | 0 | 0 | 0
#NSPS - State GWh Constraint- RI | 89 | 6084 | Generation Constraint in GWh | FALSE | G | Annual | Allowances Sold | GWh | 0 | 0 | 0 | 0 | 0 | 0 | 0
#NSPS - State GWh Constraint- RI | 89 | 6084 | Generation Constraint in GWh | FALSE | G | Annual | Allowances Banked | GWh | 0 | 0 | 0 | 0 | 0 | 0 | 0
#NSPS - State GWh Constraint- RI | 89 | 6084 | Generation Constraint in GWh | FALSE | G | Annual | Allowances Withdrawn (1:1) | GWh | 0 | 0 | 0 | 0 | 0 | 0 | 0
#NSPS - State GWh Constraint- RI | 89 | 6084 | Generation Constraint in GWh | FALSE | G | Annual | Allowances Withdrawn (n:1) | GWh | 0 | 0 | 0 | 0 | 0 | 0 | 0
#NSPS - State GWh Constraint- RI | 89 | 6084 | Generation Constraint in GWh | FALSE | G | Annual | Net Emissions Allowance Position | GWh | 0 | 0 | 7259.997 | 6821.2825 | 6692.8754 | 6268.0295 | 6075.6849
#NSPS - State GWh Constraint- RI | 89 | 6084 | Generation Constraint in GWh | FALSE | G | Annual | Fuel Consumed | TBtu | 0 | 0 | 53.6188 | 50.354 | 49.3535 | 45.9318 | 44.0954
#NSPS - State GWh Constraint- RI | 89 | 6084 | Generation Constraint in GWh | FALSE | G | Annual | Heat Rate | MMBtu/MWh | 0 | 0 | 7.3855 | 7.3819 | 7.374 | 7.328 | 7.2577
#NSPS - State GWh Constraint- RI | 89 | 6084 | Generation Constraint in GWh | FALSE | G | Annual | Generation | TWh | 0 | 0 | 7.26 | 6.8213 | 6.6929 | 6.268 | 6.0757
#NSPS - State GWh Constraint- RI | 89 | 6084 | Generation Constraint in GWh | FALSE | G | Annual | Qualifying Generation | TWh | 0 | 0 | 7.26 | 6.8213 | 6.6929 | 6.268 | 6.0757
#NSPS - State GWh Constraint- RI | 89 | 6084 | Generation Constraint in GWh | FALSE | G | Annual | Rate | lb/MWh | 0 | 0 | 0 | 0 | 0 | 0 | 0
#NSPS - State GWh Constraint- RI | 89 | 6084 | Generation Constraint in GWh | FALSE | G | Annual | Constraint Shadow Price | US$/MWh | 0 | 0 | 4.832 | 0.65049 | 0.5208 | 1.3014 | 0.29291
#NSPS - State GWh Constraint- SC | 90 | 6071 | Generation Constraint in GWh | FALSE | G | Annual | Seasons Included | Seasons |  |  | Winter, Summer | Winter, Summer | Winter, Summer | Winter, Summer | Winter, Summer
#NSPS - State GWh Constraint- SC | 90 | 6071 | Generation Constraint in GWh | FALSE | G | Annual | Standard | GWh | 0 | 0 | 26714.6936 | 28862.1619 | 26458.6303 | 24776.7593 | 31867.3546
#NSPS - State GWh Constraint- SC | 90 | 6071 | Generation Constraint in GWh | FALSE | G | Annual | Emissions at Affected Plants | GWh | 0 | 0 | 26714.6936 | 28862.1619 | 26458.6303 | 24776.7594 | 31867.3546
#NSPS - State GWh Constraint- SC | 90 | 6071 | Generation Constraint in GWh | FALSE | G | Annual | Allowances Purchased | GWh | 0 | 0 | 0 | 0 | 0 | 0 | 0
#NSPS - State GWh Constraint- SC | 90 | 6071 | Generation Constraint in GWh | FALSE | G | Annual | Allowances Sold | GWh | 0 | 0 | 0 | 0 | 0 | 0 | 0
#NSPS - State GWh Constraint- SC | 90 | 6071 | Generation Constraint in GWh | FALSE | G | Annual | Allowances Banked | GWh | 0 | 0 | 0 | 0 | 0 | 0 | 0
#NSPS - State GWh Constraint- SC | 90 | 6071 | Generation Constraint in GWh | FALSE | G | Annual | Allowances Withdrawn (1:1) | GWh | 0 | 0 | 0 | 0 | 0 | 0 | 0
#NSPS - State GWh Constraint- SC | 90 | 6071 | Generation Constraint in GWh | FALSE | G | Annual | Allowances Withdrawn (n:1) | GWh | 0 | 0 | 0 | 0 | 0 | 0 | 0
#NSPS - State GWh Constraint- SC | 90 | 6071 | Generation Constraint in GWh | FALSE | G | Annual | Net Emissions Allowance Position | GWh | 0 | 0 | 26714.6936 | 28862.1619 | 26458.6303 | 24776.7594 | 31867.3546
#NSPS - State GWh Constraint- SC | 90 | 6071 | Generation Constraint in GWh | FALSE | G | Annual | Fuel Consumed | TBtu | 0 | 0 | 226.9474 | 247.5878 | 224.6793 | 209.2395 | 277.766
#NSPS - State GWh Constraint- SC | 90 | 6071 | Generation Constraint in GWh | FALSE | G | Annual | Heat Rate | MMBtu/MWh | 0 | 0 | 8.4952 | 8.5783 | 8.4917 | 8.445 | 8.7163
#NSPS - State GWh Constraint- SC | 90 | 6071 | Generation Constraint in GWh | FALSE | G | Annual | Generation | TWh | 0 | 0 | 26.7147 | 28.8622 | 26.4586 | 24.7768 | 31.8674
#NSPS - State GWh Constraint- SC | 90 | 6071 | Generation Constraint in GWh | FALSE | G | Annual | Qualifying Generation | TWh | 0 | 0 | 26.7147 | 28.8622 | 26.4586 | 24.7768 | 31.8674
#NSPS - State GWh Constraint- SC | 90 | 6071 | Generation Constraint in GWh | FALSE | G | Annual | Rate | lb/MWh | 0 | 0 | 0 | 0 | 0 | 0 | 0
#NSPS - State GWh Constraint- SC | 90 | 6071 | Generation Constraint in GWh | FALSE | G | Annual | Constraint Shadow Price | US$/MWh | 0 | 0 | 29.1552 | 21.2076 | 19.7803 | 14.5829 | 16.1511
#NSPS - State GWh Constraint- SD | 91 | 6080 | Generation Constraint in GWh | FALSE | G | Annual | Seasons Included | Seasons |  |  | Winter, Summer | Winter, Summer | Winter, Summer | Winter, Summer | Winter, Summer
#NSPS - State GWh Constraint- SD | 91 | 6080 | Generation Constraint in GWh | FALSE | G | Annual | Standard | GWh | 0 | 0 | 5131.8017 | 5211.8109 | 5161.5181 | 5221.5224 | 4809.3878
#NSPS - State GWh Constraint- SD | 91 | 6080 | Generation Constraint in GWh | FALSE | G | Annual | Emissions at Affected Plants | GWh | 0 | 0 | 5131.8017 | 5211.8109 | 5161.5181 | 5221.5224 | 4809.3878
#NSPS - State GWh Constraint- SD | 91 | 6080 | Generation Constraint in GWh | FALSE | G | Annual | Allowances Purchased | GWh | 0 | 0 | 0 | 0 | 0 | 0 | 0
#NSPS - State GWh Constraint- SD | 91 | 6080 | Generation Constraint in GWh | FALSE | G | Annual | Allowances Sold | GWh | 0 | 0 | 0 | 0 | 0 | 0 | 0
#NSPS - State GWh Constraint- SD | 91 | 6080 | Generation Constraint in GWh | FALSE | G | Annual | Allowances Banked | GWh | 0 | 0 | 0 | 0 | 0 | 0 | 0
#NSPS - State GWh Constraint- SD | 91 | 6080 | Generation Constraint in GWh | FALSE | G | Annual | Allowances Withdrawn (1:1) | GWh | 0 | 0 | 0 | 0 | 0 | 0 | 0
#NSPS - State GWh Constraint- SD | 91 | 6080 | Generation Constraint in GWh | FALSE | G | Annual | Allowances Withdrawn (n:1) | GWh | 0 | 0 | 0 | 0 | 0 | 0 | 0
#NSPS - State GWh Constraint- SD | 91 | 6080 | Generation Constraint in GWh | FALSE | G | Annual | Net Emissions Allowance Position | GWh | 0 | 0 | 5131.8017 | 5211.8109 | 5161.5181 | 5221.5224 | 4809.3878
#NSPS - State GWh Constraint- SD | 91 | 6080 | Generation Constraint in GWh | FALSE | G | Annual | Fuel Consumed | TBtu | 0 | 0 | 45.2113 | 46.029 | 45.515 | 46.1283 | 41.9162
#NSPS - State GWh Constraint- SD | 91 | 6080 | Generation Constraint in GWh | FALSE | G | Annual | Heat Rate | MMBtu/MWh | 0 | 0 | 8.81 | 8.8317 | 8.8182 | 8.8343 | 8.7155
#NSPS - State GWh Constraint- SD | 91 | 6080 | Generation Constraint in GWh | FALSE | G | Annual | Generation | TWh | 0 | 0 | 5.1318 | 5.2118 | 5.1615 | 5.2215 | 4.8094
#NSPS - State GWh Constraint- SD | 91 | 6080 | Generation Constraint in GWh | FALSE | G | Annual | Qualifying Generation | TWh | 0 | 0 | 5.1318 | 5.2118 | 5.1615 | 5.2215 | 4.8094
#NSPS - State GWh Constraint- SD | 91 | 6080 | Generation Constraint in GWh | FALSE | G | Annual | Rate | lb/MWh | 0 | 0 | 0 | 0 | 0 | 0 | 0
#NSPS - State GWh Constraint- SD | 91 | 6080 | Generation Constraint in GWh | FALSE | G | Annual | Constraint Shadow Price | US$/MWh | 0 | 0 | 25.3665 | 18.3622 | 15.9512 | 16.5107 | 10.6772
#NSPS - State GWh Constraint- TN | 92 | 6070 | Generation Constraint in GWh | FALSE | G | Annual | Seasons Included | Seasons |  |  | Winter, Summer | Winter, Summer | Winter, Summer | Winter, Summer | Winter, Summer
#NSPS - State GWh Constraint- TN | 92 | 6070 | Generation Constraint in GWh | FALSE | G | Annual | Standard | GWh | 0 | 0 | 46902.099 | 47173.3048 | 45506.2096 | 39840.6978 | 41157.7994
#NSPS - State GWh Constraint- TN | 92 | 6070 | Generation Constraint in GWh | FALSE | G | Annual | Emissions at Affected Plants | GWh | 0 | 0 | 46902.099 | 47173.3048 | 45506.2096 | 39840.6978 | 41157.7994
#NSPS - State GWh Constraint- TN | 92 | 6070 | Generation Constraint in GWh | FALSE | G | Annual | Allowances Purchased | GWh | 0 | 0 | 0 | 0 | 0 | 0 | 0
#NSPS - State GWh Constraint- TN | 92 | 6070 | Generation Constraint in GWh | FALSE | G | Annual | Allowances Sold | GWh | 0 | 0 | 0 | 0 | 0 | 0 | 0
#NSPS - State GWh Constraint- TN | 92 | 6070 | Generation Constraint in GWh | FALSE | G | Annual | Allowances Banked | GWh | 0 | 0 | 0 | 0 | 0 | 0 | 0
#NSPS - State GWh Constraint- TN | 92 | 6070 | Generation Constraint in GWh | FALSE | G | Annual | Allowances Withdrawn (1:1) | GWh | 0 | 0 | 0 | 0 | 0 | 0 | 0
#NSPS - State GWh Constraint- TN | 92 | 6070 | Generation Constraint in GWh | FALSE | G | Annual | Allowances Withdrawn (n:1) | GWh | 0 | 0 | 0 | 0 | 0 | 0 | 0
#NSPS - State GWh Constraint- TN | 92 | 6070 | Generation Constraint in GWh | FALSE | G | Annual | Net Emissions Allowance Position | GWh | 0 | 0 | 46902.099 | 47173.3048 | 45506.2096 | 39840.6978 | 41157.7994
#NSPS - State GWh Constraint- TN | 92 | 6070 | Generation Constraint in GWh | FALSE | G | Annual | Fuel Consumed | TBtu | 0 | 0 | 428.9356 | 431.3063 | 415.3658 | 362.4023 | 375.0919
#NSPS - State GWh Constraint- TN | 92 | 6070 | Generation Constraint in GWh | FALSE | G | Annual | Heat Rate | MMBtu/MWh | 0 | 0 | 9.1453 | 9.143 | 9.1277 | 9.0963 | 9.1135
#NSPS - State GWh Constraint- TN | 92 | 6070 | Generation Constraint in GWh | FALSE | G | Annual | Generation | TWh | 0 | 0 | 46.9021 | 47.1733 | 45.5062 | 39.8407 | 41.1578
#NSPS - State GWh Constraint- TN | 92 | 6070 | Generation Constraint in GWh | FALSE | G | Annual | Qualifying Generation | TWh | 0 | 0 | 46.9021 | 47.1733 | 45.5062 | 39.8407 | 41.1578
#NSPS - State GWh Constraint- TN | 92 | 6070 | Generation Constraint in GWh | FALSE | G | Annual | Rate | lb/MWh | 0 | 0 | 0 | 0 | 0 | 0 | 0
#NSPS - State GWh Constraint- TN | 92 | 6070 | Generation Constraint in GWh | FALSE | G | Annual | Constraint Shadow Price | US$/MWh | 0 | 0 | 29.5127 | 22.8756 | 21.5272 | 15.7963 | 11.6803
#NSPS - State GWh Constraint- TX | 93 | 6050 | Generation Constraint in GWh | FALSE | G | Annual | Seasons Included | Seasons |  |  | Winter, Summer | Winter, Summer | Winter, Summer | Winter, Summer | Winter, Summer
#NSPS - State GWh Constraint- TX | 93 | 6050 | Generation Constraint in GWh | FALSE | G | Annual | Standard | GWh | 0 | 0 | 311759.7277 | 302969.58 | 288949.5774 | 254513.0962 | 244711.7822
#NSPS - State GWh Constraint- TX | 93 | 6050 | Generation Constraint in GWh | FALSE | G | Annual | Emissions at Affected Plants | GWh | 0 | 0 | 311759.7277 | 302969.58 | 288949.5774 | 254513.0961 | 244711.7822
#NSPS - State GWh Constraint- TX | 93 | 6050 | Generation Constraint in GWh | FALSE | G | Annual | Allowances Purchased | GWh | 0 | 0 | 0 | 0 | 0 | 0 | 0
#NSPS - State GWh Constraint- TX | 93 | 6050 | Generation Constraint in GWh | FALSE | G | Annual | Allowances Sold | GWh | 0 | 0 | 0 | 0 | 0 | 0 | 0
#NSPS - State GWh Constraint- TX | 93 | 6050 | Generation Constraint in GWh | FALSE | G | Annual | Allowances Banked | GWh | 0 | 0 | 0 | 0 | 0 | 0 | 0
#NSPS - State GWh Constraint- TX | 93 | 6050 | Generation Constraint in GWh | FALSE | G | Annual | Allowances Withdrawn (1:1) | GWh | 0 | 0 | 0 | 0 | 0 | 0 | 0
#NSPS - State GWh Constraint- TX | 93 | 6050 | Generation Constraint in GWh | FALSE | G | Annual | Allowances Withdrawn (n:1) | GWh | 0 | 0 | 0 | 0 | 0 | 0 | 0
#NSPS - State GWh Constraint- TX | 93 | 6050 | Generation Constraint in GWh | FALSE | G | Annual | Net Emissions Allowance Position | GWh | 0 | 0 | 311759.7277 | 302969.58 | 288949.5774 | 254513.0961 | 244711.7822
#NSPS - State GWh Constraint- TX | 93 | 6050 | Generation Constraint in GWh | FALSE | G | Annual | Fuel Consumed | TBtu | 0 | 0 | 2570.0737 | 2476.927 | 2331.8492 | 2027.2213 | 2002.4818
#NSPS - State GWh Constraint- TX | 93 | 6050 | Generation Constraint in GWh | FALSE | G | Annual | Heat Rate | MMBtu/MWh | 0 | 0 | 8.2438 | 8.1755 | 8.0701 | 7.9651 | 8.183
#NSPS - State GWh Constraint- TX | 93 | 6050 | Generation Constraint in GWh | FALSE | G | Annual | Generation | TWh | 0 | 0 | 311.7597 | 302.9696 | 288.9496 | 254.5131 | 244.7118
#NSPS - State GWh Constraint- TX | 93 | 6050 | Generation Constraint in GWh | FALSE | G | Annual | Qualifying Generation | TWh | 0 | 0 | 311.7597 | 302.9696 | 288.9496 | 254.5131 | 244.7118
#NSPS - State GWh Constraint- TX | 93 | 6050 | Generation Constraint in GWh | FALSE | G | Annual | Rate | lb/MWh | 0 | 0 | 0 | 0 | 0 | 0 | 0
#NSPS - State GWh Constraint- TX | 93 | 6050 | Generation Constraint in GWh | FALSE | G | Annual | Constraint Shadow Price | US$/MWh | 0 | 0 | 25.3221 | 17.5284 | 13.8418 | 8.7742 | 8.6161
#NSPS - State GWh Constraint- UT | 94 | 6086 | Generation Constraint in GWh | FALSE | G | Annual | Seasons Included | Seasons |  |  | Winter, Summer | Winter, Summer | Winter, Summer | Winter, Summer | Winter, Summer
#NSPS - State GWh Constraint- UT | 94 | 6086 | Generation Constraint in GWh | FALSE | G | Annual | Standard | GWh | 0 | 0 | 38973.4492 | 42121.0076 | 39912.9422 | 38803.4571 | 38762.257
#NSPS - State GWh Constraint- UT | 94 | 6086 | Generation Constraint in GWh | FALSE | G | Annual | Emissions at Affected Plants | GWh | 0 | 0 | 38973.4492 | 42121.0076 | 39912.9422 | 38803.4571 | 38762.257
#NSPS - State GWh Constraint- UT | 94 | 6086 | Generation Constraint in GWh | FALSE | G | Annual | Allowances Purchased | GWh | 0 | 0 | 0 | 0 | 0 | 0 | 0
#NSPS - State GWh Constraint- UT | 94 | 6086 | Generation Constraint in GWh | FALSE | G | Annual | Allowances Sold | GWh | 0 | 0 | 0 | 0 | 0 | 0 | 0
#NSPS - State GWh Constraint- UT | 94 | 6086 | Generation Constraint in GWh | FALSE | G | Annual | Allowances Banked | GWh | 0 | 0 | 0 | 0 | 0 | 0 | 0
#NSPS - State GWh Constraint- UT | 94 | 6086 | Generation Constraint in GWh | FALSE | G | Annual | Allowances Withdrawn (1:1) | GWh | 0 | 0 | 0 | 0 | 0 | 0 | 0
#NSPS - State GWh Constraint- UT | 94 | 6086 | Generation Constraint in GWh | FALSE | G | Annual | Allowances Withdrawn (n:1) | GWh | 0 | 0 | 0 | 0 | 0 | 0 | 0
#NSPS - State GWh Constraint- UT | 94 | 6086 | Generation Constraint in GWh | FALSE | G | Annual | Net Emissions Allowance Position | GWh | 0 | 0 | 38973.4492 | 42121.0076 | 39912.9422 | 38803.4571 | 38762.257
#NSPS - State GWh Constraint- UT | 94 | 6086 | Generation Constraint in GWh | FALSE | G | Annual | Fuel Consumed | TBtu | 0 | 0 | 356.9225 | 387.9334 | 366.2796 | 355.2878 | 354.6859
#NSPS - State GWh Constraint- UT | 94 | 6086 | Generation Constraint in GWh | FALSE | G | Annual | Heat Rate | MMBtu/MWh | 0 | 0 | 9.1581 | 9.21 | 9.177 | 9.1561 | 9.1503
#NSPS - State GWh Constraint- UT | 94 | 6086 | Generation Constraint in GWh | FALSE | G | Annual | Generation | TWh | 0 | 0 | 38.9734 | 42.121 | 39.9129 | 38.8035 | 38.7623
#NSPS - State GWh Constraint- UT | 94 | 6086 | Generation Constraint in GWh | FALSE | G | Annual | Qualifying Generation | TWh | 0 | 0 | 38.9734 | 42.121 | 39.9129 | 38.8035 | 38.7623
#NSPS - State GWh Constraint- UT | 94 | 6086 | Generation Constraint in GWh | FALSE | G | Annual | Rate | lb/MWh | 0 | 0 | 0 | 0 | 0 | 0 | 0
#NSPS - State GWh Constraint- UT | 94 | 6086 | Generation Constraint in GWh | FALSE | G | Annual | Constraint Shadow Price | US$/MWh | 0 | 0 | 13.9336 | 15.8662 | 16.8932 | 19.3679 | 15.5562
#NSPS - State GWh Constraint- VA | 95 | 6073 | Generation Constraint in GWh | FALSE | G | Annual | Seasons Included | Seasons |  |  | Winter, Summer | Winter, Summer | Winter, Summer | Winter, Summer | Winter, Summer
#NSPS - State GWh Constraint- VA | 95 | 6073 | Generation Constraint in GWh | FALSE | G | Annual | Standard | GWh | 0 | 0 | 34163.7043 | 28577.8948 | 22255.3741 | 21110.7594 | 20842.1508
#NSPS - State GWh Constraint- VA | 95 | 6073 | Generation Constraint in GWh | FALSE | G | Annual | Emissions at Affected Plants | GWh | 0 | 0 | 34163.7043 | 28577.8948 | 22255.3741 | 21110.7594 | 20842.1508
#NSPS - State GWh Constraint- VA | 95 | 6073 | Generation Constraint in GWh | FALSE | G | Annual | Allowances Purchased | GWh | 0 | 0 | 0 | 0 | 0 | 0 | 0
#NSPS - State GWh Constraint- VA | 95 | 6073 | Generation Constraint in GWh | FALSE | G | Annual | Allowances Sold | GWh | 0 | 0 | 0 | 0 | 0 | 0 | 0
#NSPS - State GWh Constraint- VA | 95 | 6073 | Generation Constraint in GWh | FALSE | G | Annual | Allowances Banked | GWh | 0 | 0 | 0 | 0 | 0 | 0 | 0
#NSPS - State GWh Constraint- VA | 95 | 6073 | Generation Constraint in GWh | FALSE | G | Annual | Allowances Withdrawn (1:1) | GWh | 0 | 0 | 0 | 0 | 0 | 0 | 0
#NSPS - State GWh Constraint- VA | 95 | 6073 | Generation Constraint in GWh | FALSE | G | Annual | Allowances Withdrawn (n:1) | GWh | 0 | 0 | 0 | 0 | 0 | 0 | 0
#NSPS - State GWh Constraint- VA | 95 | 6073 | Generation Constraint in GWh | FALSE | G | Annual | Net Emissions Allowance Position | GWh | 0 | 0 | 34163.7043 | 28577.8948 | 22255.3741 | 21110.7594 | 20842.1508
#NSPS - State GWh Constraint- VA | 95 | 6073 | Generation Constraint in GWh | FALSE | G | Annual | Fuel Consumed | TBtu | 0 | 0 | 266.0279 | 217.0926 | 166.2158 | 156.3822 | 155.3679
#NSPS - State GWh Constraint- VA | 95 | 6073 | Generation Constraint in GWh | FALSE | G | Annual | Heat Rate | MMBtu/MWh | 0 | 0 | 7.7869 | 7.5965 | 7.4686 | 7.4077 | 7.4545
#NSPS - State GWh Constraint- VA | 95 | 6073 | Generation Constraint in GWh | FALSE | G | Annual | Generation | TWh | 0 | 0 | 34.1637 | 28.5779 | 22.2554 | 21.1108 | 20.8422
#NSPS - State GWh Constraint- VA | 95 | 6073 | Generation Constraint in GWh | FALSE | G | Annual | Qualifying Generation | TWh | 0 | 0 | 34.1637 | 28.5779 | 22.2554 | 21.1108 | 20.8422
#NSPS - State GWh Constraint- VA | 95 | 6073 | Generation Constraint in GWh | FALSE | G | Annual | Rate | lb/MWh | 0 | 0 | 0 | 0 | 0 | 0 | 0
#NSPS - State GWh Constraint- VA | 95 | 6073 | Generation Constraint in GWh | FALSE | G | Annual | Constraint Shadow Price | US$/MWh | 0 | 0 | 17.751 | 12.0018 | 6.7133 | 6.1685 | 5.149
#NSPS - State GWh Constraint- WA | 96 | 6061 | Generation Constraint in GWh | FALSE | G | Annual | Seasons Included | Seasons |  |  | Winter, Summer | Winter, Summer | Winter, Summer | Winter, Summer | Winter, Summer
#NSPS - State GWh Constraint- WA | 96 | 6061 | Generation Constraint in GWh | FALSE | G | Annual | Standard | GWh | 0 | 0 | 6792.7082 | 11604.9874 | 13541.6259 | 12797.7027 | 17139.1492
#NSPS - State GWh Constraint- WA | 96 | 6061 | Generation Constraint in GWh | FALSE | G | Annual | Emissions at Affected Plants | GWh | 0 | 0 | 6792.7082 | 11604.9874 | 13541.6259 | 12797.7027 | 17139.1492
#NSPS - State GWh Constraint- WA | 96 | 6061 | Generation Constraint in GWh | FALSE | G | Annual | Allowances Purchased | GWh | 0 | 0 | 0 | 0 | 0 | 0 | 0
#NSPS - State GWh Constraint- WA | 96 | 6061 | Generation Constraint in GWh | FALSE | G | Annual | Allowances Sold | GWh | 0 | 0 | 0 | 0 | 0 | 0 | 0
#NSPS - State GWh Constraint- WA | 96 | 6061 | Generation Constraint in GWh | FALSE | G | Annual | Allowances Banked | GWh | 0 | 0 | 0 | 0 | 0 | 0 | 0
#NSPS - State GWh Constraint- WA | 96 | 6061 | Generation Constraint in GWh | FALSE | G | Annual | Allowances Withdrawn (1:1) | GWh | 0 | 0 | 0 | 0 | 0 | 0 | 0
#NSPS - State GWh Constraint- WA | 96 | 6061 | Generation Constraint in GWh | FALSE | G | Annual | Allowances Withdrawn (n:1) | GWh | 0 | 0 | 0 | 0 | 0 | 0 | 0
#NSPS - State GWh Constraint- WA | 96 | 6061 | Generation Constraint in GWh | FALSE | G | Annual | Net Emissions Allowance Position | GWh | 0 | 0 | 6792.7082 | 11604.9874 | 13541.6259 | 12797.7027 | 17139.1492
#NSPS - State GWh Constraint- WA | 96 | 6061 | Generation Constraint in GWh | FALSE | G | Annual | Fuel Consumed | TBtu | 0 | 0 | 47.1026 | 82.6766 | 97.0717 | 91.782 | 123.0915
#NSPS - State GWh Constraint- WA | 96 | 6061 | Generation Constraint in GWh | FALSE | G | Annual | Heat Rate | MMBtu/MWh | 0 | 0 | 6.9343 | 7.1242 | 7.1684 | 7.1718 | 7.1819
#NSPS - State GWh Constraint- WA | 96 | 6061 | Generation Constraint in GWh | FALSE | G | Annual | Generation | TWh | 0 | 0 | 6.7927 | 11.605 | 13.5416 | 12.7977 | 17.1391
#NSPS - State GWh Constraint- WA | 96 | 6061 | Generation Constraint in GWh | FALSE | G | Annual | Qualifying Generation | TWh | 0 | 0 | 6.7927 | 11.605 | 13.5416 | 12.7977 | 17.1391
#NSPS - State GWh Constraint- WA | 96 | 6061 | Generation Constraint in GWh | FALSE | G | Annual | Rate | lb/MWh | 0 | 0 | 0 | 0 | 0 | 0 | 0
#NSPS - State GWh Constraint- WA | 96 | 6061 | Generation Constraint in GWh | FALSE | G | Annual | Constraint Shadow Price | US$/MWh | 0 | 0 | 1.4413 | 0.58189 | 3.6329 | 0 | 0.49057
#NSPS - State GWh Constraint- WI | 97 | 6074 | Generation Constraint in GWh | FALSE | G | Annual | Seasons Included | Seasons |  |  | Winter, Summer | Winter, Summer | Winter, Summer | Winter, Summer | Winter, Summer
#NSPS - State GWh Constraint- WI | 97 | 6074 | Generation Constraint in GWh | FALSE | G | Annual | Standard | GWh | 0 | 0 | 48942.925 | 49594.7052 | 50064.2134 | 50834.3855 | 51372.1047
#NSPS - State GWh Constraint- WI | 97 | 6074 | Generation Constraint in GWh | FALSE | G | Annual | Emissions at Affected Plants | GWh | 0 | 0 | 48942.925 | 49594.7052 | 50064.2134 | 50834.3855 | 51372.1047
#NSPS - State GWh Constraint- WI | 97 | 6074 | Generation Constraint in GWh | FALSE | G | Annual | Allowances Purchased | GWh | 0 | 0 | 0 | 0 | 0 | 0 | 0
#NSPS - State GWh Constraint- WI | 97 | 6074 | Generation Constraint in GWh | FALSE | G | Annual | Allowances Sold | GWh | 0 | 0 | 0 | 0 | 0 | 0 | 0
#NSPS - State GWh Constraint- WI | 97 | 6074 | Generation Constraint in GWh | FALSE | G | Annual | Allowances Banked | GWh | 0 | 0 | 0 | 0 | 0 | 0 | 0
#NSPS - State GWh Constraint- WI | 97 | 6074 | Generation Constraint in GWh | FALSE | G | Annual | Allowances Withdrawn (1:1) | GWh | 0 | 0 | 0 | 0 | 0 | 0 | 0
#NSPS - State GWh Constraint- WI | 97 | 6074 | Generation Constraint in GWh | FALSE | G | Annual | Allowances Withdrawn (n:1) | GWh | 0 | 0 | 0 | 0 | 0 | 0 | 0
#NSPS - State GWh Constraint- WI | 97 | 6074 | Generation Constraint in GWh | FALSE | G | Annual | Net Emissions Allowance Position | GWh | 0 | 0 | 48942.925 | 49594.7052 | 50064.2134 | 50834.3855 | 51372.1047
#NSPS - State GWh Constraint- WI | 97 | 6074 | Generation Constraint in GWh | FALSE | G | Annual | Fuel Consumed | TBtu | 0 | 0 | 426.8502 | 433.1128 | 437.7947 | 444.8342 | 449.9717
#NSPS - State GWh Constraint- WI | 97 | 6074 | Generation Constraint in GWh | FALSE | G | Annual | Heat Rate | MMBtu/MWh | 0 | 0 | 8.7214 | 8.733 | 8.7447 | 8.7507 | 8.7591
#NSPS - State GWh Constraint- WI | 97 | 6074 | Generation Constraint in GWh | FALSE | G | Annual | Generation | TWh | 0 | 0 | 48.9429 | 49.5947 | 50.0642 | 50.8344 | 51.3721
#NSPS - State GWh Constraint- WI | 97 | 6074 | Generation Constraint in GWh | FALSE | G | Annual | Qualifying Generation | TWh | 0 | 0 | 48.9429 | 49.5947 | 50.0642 | 50.8344 | 51.3721
#NSPS - State GWh Constraint- WI | 97 | 6074 | Generation Constraint in GWh | FALSE | G | Annual | Rate | lb/MWh | 0 | 0 | 0 | 0 | 0 | 0 | 0
#NSPS - State GWh Constraint- WI | 97 | 6074 | Generation Constraint in GWh | FALSE | G | Annual | Constraint Shadow Price | US$/MWh | 0 | 0 | 27.8026 | 23.0277 | 22.3075 | 19.1655 | 13.9049
#NSPS - State GWh Constraint- WV | 98 | 6092 | Generation Constraint in GWh | FALSE | G | Annual | Seasons Included | Seasons |  |  | Winter, Summer | Winter, Summer | Winter, Summer | Winter, Summer | Winter, Summer
#NSPS - State GWh Constraint- WV | 98 | 6092 | Generation Constraint in GWh | FALSE | G | Annual | Standard | GWh | 0 | 0 | 86133.8331 | 86133.8331 | 86133.8331 | 86133.8331 | 86133.8331
#NSPS - State GWh Constraint- WV | 98 | 6092 | Generation Constraint in GWh | FALSE | G | Annual | Emissions at Affected Plants | GWh | 0 | 0 | 86133.8331 | 86133.8331 | 86133.8331 | 86133.8331 | 86133.8331
#NSPS - State GWh Constraint- WV | 98 | 6092 | Generation Constraint in GWh | FALSE | G | Annual | Allowances Purchased | GWh | 0 | 0 | 0 | 0 | 0 | 0 | 0
#NSPS - State GWh Constraint- WV | 98 | 6092 | Generation Constraint in GWh | FALSE | G | Annual | Allowances Sold | GWh | 0 | 0 | 0 | 0 | 0 | 0 | 0
#NSPS - State GWh Constraint- WV | 98 | 6092 | Generation Constraint in GWh | FALSE | G | Annual | Allowances Banked | GWh | 0 | 0 | 0 | 0 | 0 | 0 | 0
#NSPS - State GWh Constraint- WV | 98 | 6092 | Generation Constraint in GWh | FALSE | G | Annual | Allowances Withdrawn (1:1) | GWh | 0 | 0 | 0 | 0 | 0 | 0 | 0
#NSPS - State GWh Constraint- WV | 98 | 6092 | Generation Constraint in GWh | FALSE | G | Annual | Allowances Withdrawn (n:1) | GWh | 0 | 0 | 0 | 0 | 0 | 0 | 0
#NSPS - State GWh Constraint- WV | 98 | 6092 | Generation Constraint in GWh | FALSE | G | Annual | Net Emissions Allowance Position | GWh | 0 | 0 | 86133.8331 | 86133.8331 | 86133.8331 | 86133.8331 | 86133.8331
#NSPS - State GWh Constraint- WV | 98 | 6092 | Generation Constraint in GWh | FALSE | G | Annual | Fuel Consumed | TBtu | 0 | 0 | 818.0338 | 818.0338 | 818.0338 | 818.0351 | 818.4773
#NSPS - State GWh Constraint- WV | 98 | 6092 | Generation Constraint in GWh | FALSE | G | Annual | Heat Rate | MMBtu/MWh | 0 | 0 | 9.4972 | 9.4972 | 9.4972 | 9.4973 | 9.5024
#NSPS - State GWh Constraint- WV | 98 | 6092 | Generation Constraint in GWh | FALSE | G | Annual | Generation | TWh | 0 | 0 | 86.1338 | 86.1338 | 86.1338 | 86.1338 | 86.1338
#NSPS - State GWh Constraint- WV | 98 | 6092 | Generation Constraint in GWh | FALSE | G | Annual | Qualifying Generation | TWh | 0 | 0 | 86.1338 | 86.1338 | 86.1338 | 86.1338 | 86.1338
#NSPS - State GWh Constraint- WV | 98 | 6092 | Generation Constraint in GWh | FALSE | G | Annual | Rate | lb/MWh | 0 | 0 | 0 | 0 | 0 | 0 | 0
#NSPS - State GWh Constraint- WV | 98 | 6092 | Generation Constraint in GWh | FALSE | G | Annual | Constraint Shadow Price | US$/MWh | 0 | 0 | 28.5838 | 25.0019 | 23.7426 | 20.0223 | 15.7036
#NSPS - State GWh Constraint- WY | 99 | 6089 | Generation Constraint in GWh | FALSE | G | Annual | Seasons Included | Seasons |  |  | Winter, Summer | Winter, Summer | Winter, Summer | Winter, Summer | Winter, Summer
#NSPS - State GWh Constraint- WY | 99 | 6089 | Generation Constraint in GWh | FALSE | G | Annual | Standard | GWh | 0 | 0 | 42364.255 | 42588.8289 | 42701.3093 | 42822.8683 | 43145.9019
#NSPS - State GWh Constraint- WY | 99 | 6089 | Generation Constraint in GWh | FALSE | G | Annual | Emissions at Affected Plants | GWh | 0 | 0 | 42364.255 | 42588.8289 | 42701.3093 | 42822.8683 | 43145.9018
#NSPS - State GWh Constraint- WY | 99 | 6089 | Generation Constraint in GWh | FALSE | G | Annual | Allowances Purchased | GWh | 0 | 0 | 0 | 0 | 0 | 0 | 0
#NSPS - State GWh Constraint- WY | 99 | 6089 | Generation Constraint in GWh | FALSE | G | Annual | Allowances Sold | GWh | 0 | 0 | 0 | 0 | 0 | 0 | 0
#NSPS - State GWh Constraint- WY | 99 | 6089 | Generation Constraint in GWh | FALSE | G | Annual | Allowances Banked | GWh | 0 | 0 | 0 | 0 | 0 | 0 | 0
#NSPS - State GWh Constraint- WY | 99 | 6089 | Generation Constraint in GWh | FALSE | G | Annual | Allowances Withdrawn (1:1) | GWh | 0 | 0 | 0 | 0 | 0 | 0 | 0
#NSPS - State GWh Constraint- WY | 99 | 6089 | Generation Constraint in GWh | FALSE | G | Annual | Allowances Withdrawn (n:1) | GWh | 0 | 0 | 0 | 0 | 0 | 0 | 0
#NSPS - State GWh Constraint- WY | 99 | 6089 | Generation Constraint in GWh | FALSE | G | Annual | Net Emissions Allowance Position | GWh | 0 | 0 | 42364.255 | 42588.8289 | 42701.3093 | 42822.8683 | 43145.9018
#NSPS - State GWh Constraint- WY | 99 | 6089 | Generation Constraint in GWh | FALSE | G | Annual | Fuel Consumed | TBtu | 0 | 0 | 422.9866 | 425.173 | 426.268 | 427.3706 | 430.5226
#NSPS - State GWh Constraint- WY | 99 | 6089 | Generation Constraint in GWh | FALSE | G | Annual | Heat Rate | MMBtu/MWh | 0 | 0 | 9.9845 | 9.9832 | 9.9826 | 9.98 | 9.9783
#NSPS - State GWh Constraint- WY | 99 | 6089 | Generation Constraint in GWh | FALSE | G | Annual | Generation | TWh | 0 | 0 | 42.3643 | 42.5888 | 42.7013 | 42.8229 | 43.1459
#NSPS - State GWh Constraint- WY | 99 | 6089 | Generation Constraint in GWh | FALSE | G | Annual | Qualifying Generation | TWh | 0 | 0 | 42.3643 | 42.5888 | 42.7013 | 42.8229 | 43.1459
#NSPS - State GWh Constraint- WY | 99 | 6089 | Generation Constraint in GWh | FALSE | G | Annual | Rate | lb/MWh | 0 | 0 | 0 | 0 | 0 | 0 | 0
#NSPS - State GWh Constraint- WY | 99 | 6089 | Generation Constraint in GWh | FALSE | G | Annual | Constraint Shadow Price | US$/MWh | 0 | 0 | 33.9669 | 31.9676 | 33.8265 | 30.6411 | 28.8851
AES Cayuga MER Rate Limit v3.1 | 100 | 2036 | Rate Constraint in lbs/MMBtu | FALSE | L | Annual | Seasons Included | Seasons | Winter, Summer | Winter, Summer | Winter, Summer | Winter, Summer | Winter, Summer | Winter, Summer | Winter, Summer
AES Cayuga MER Rate Limit v3.1 | 100 | 2036 | Rate Constraint in lbs/MMBtu | FALSE | L | Annual | Standard | lb/MMBtu | 6e-07 | 6e-07 | 6e-07 | 6e-07 | 6e-07 | 6e-07 | 6e-07
AES Cayuga MER Rate Limit v3.1 | 100 | 2036 | Rate Constraint in lbs/MMBtu | FALSE | L | Annual | Emissions at Affected Plants MER | lbs | 0 | 0 | 0 | 0 | 0 | 0 | 0
AES Cayuga MER Rate Limit v3.1 | 100 | 2036 | Rate Constraint in lbs/MMBtu | FALSE | L | Annual | Allowances Purchased MER | lbs | 0 | 0 | 0 | 0 | 0 | 0 | 0
AES Cayuga MER Rate Limit v3.1 | 100 | 2036 | Rate Constraint in lbs/MMBtu | FALSE | L | Annual | Allowances Sold MER | lbs | 0 | 0 | 0 | 0 | 0 | 0 | 0
AES Cayuga MER Rate Limit v3.1 | 100 | 2036 | Rate Constraint in lbs/MMBtu | FALSE | L | Annual | Allowances Banked | lbs | 0 | 0 | 0 | 0 | 0 | 0 | 0
AES Cayuga MER Rate Limit v3.1 | 100 | 2036 | Rate Constraint in lbs/MMBtu | FALSE | L | Annual | Allowances Withdrawn (1:1) | lbs | 0 | 0 | 0 | 0 | 0 | 0 | 0
AES Cayuga MER Rate Limit v3.1 | 100 | 2036 | Rate Constraint in lbs/MMBtu | FALSE | L | Annual | Allowances Withdrawn (n:1) | lbs | 0 | 0 | 0 | 0 | 0 | 0 | 0
AES Cayuga MER Rate Limit v3.1 | 100 | 2036 | Rate Constraint in lbs/MMBtu | FALSE | L | Annual | Net Emissions Allowance Position | lbs | 0 | 0 | 0 | 0 | 0 | 0 | 0
AES Cayuga MER Rate Limit v3.1 | 100 | 2036 | Rate Constraint in lbs/MMBtu | FALSE | L | Annual | Fuel Consumed | TBtu | 0 | 0 | 0 | 0 | 0 | 0 | 0
AES Cayuga MER Rate Limit v3.1 | 100 | 2036 | Rate Constraint in lbs/MMBtu | FALSE | L | Annual | Rate | lb/MMBtu | 0 | 0 | 0 | 0 | 0 | 0 | 0
AES Cayuga MER Rate Limit v3.1 | 100 | 2036 | Rate Constraint in lbs/MMBtu | FALSE | L | Annual | Generation | TWh | 0 | 0 | 0 | 0 | 0 | 0 | 0
AES Cayuga MER Rate Limit v3.1 | 100 | 2036 | Rate Constraint in lbs/MMBtu | FALSE | L | Annual | Qualifying Generation | TWh | 0 | 0 | 0 | 0 | 0 | 0 | 0
AES Cayuga MER Rate Limit v3.1 | 100 | 2036 | Rate Constraint in lbs/MMBtu | FALSE | L | Annual | Rate | lb/MWh | 0 | 0 | 0 | 0 | 0 | 0 | 0
AES Cayuga MER Rate Limit v3.1 | 100 | 2036 | Rate Constraint in lbs/MMBtu | FALSE | L | Annual | Constraint Shadow Price | US$/Lb | 1362343.5456 | 1853061.2995 | 1120980.5903 | 1685711.8093 | 1857896.8499 | 2584137.1937 | 2508655.2017
AES Greenidge MER Rate Limit v3.1 | 101 | 2037 | Rate Constraint in lbs/MMBtu | FALSE | L | Annual | Seasons Included | Seasons | Winter, Summer | Winter, Summer | Winter, Summer | Winter, Summer | Winter, Summer | Winter, Summer | Winter, Summer
AES Greenidge MER Rate Limit v3.1 | 101 | 2037 | Rate Constraint in lbs/MMBtu | FALSE | L | Annual | Standard | lb/MMBtu | 6e-07 | 6e-07 | 6e-07 | 6e-07 | 6e-07 | 6e-07 | 6e-07
AES Greenidge MER Rate Limit v3.1 | 101 | 2037 | Rate Constraint in lbs/MMBtu | FALSE | L | Annual | Emissions at Affected Plants MER | lbs | 0 | 0 | 0 | 0 | 0 | 0 | 0
AES Greenidge MER Rate Limit v3.1 | 101 | 2037 | Rate Constraint in lbs/MMBtu | FALSE | L | Annual | Allowances Purchased MER | lbs | 0 | 0 | 0 | 0 | 0 | 0 | 0
AES Greenidge MER Rate Limit v3.1 | 101 | 2037 | Rate Constraint in lbs/MMBtu | FALSE | L | Annual | Allowances Sold MER | lbs | 0 | 0 | 0 | 0 | 0 | 0 | 0
AES Greenidge MER Rate Limit v3.1 | 101 | 2037 | Rate Constraint in lbs/MMBtu | FALSE | L | Annual | Allowances Banked | lbs | 0 | 0 | 0 | 0 | 0 | 0 | 0
AES Greenidge MER Rate Limit v3.1 | 101 | 2037 | Rate Constraint in lbs/MMBtu | FALSE | L | Annual | Allowances Withdrawn (1:1) | lbs | 0 | 0 | 0 | 0 | 0 | 0 | 0
AES Greenidge MER Rate Limit v3.1 | 101 | 2037 | Rate Constraint in lbs/MMBtu | FALSE | L | Annual | Allowances Withdrawn (n:1) | lbs | 0 | 0 | 0 | 0 | 0 | 0 | 0
AES Greenidge MER Rate Limit v3.1 | 101 | 2037 | Rate Constraint in lbs/MMBtu | FALSE | L | Annual | Net Emissions Allowance Position | lbs | 0 | 0 | 0 | 0 | 0 | 0 | 0
AES Greenidge MER Rate Limit v3.1 | 101 | 2037 | Rate Constraint in lbs/MMBtu | FALSE | L | Annual | Fuel Consumed | TBtu | 0 | 0 | 0 | 0 | 0 | 0 | 0
AES Greenidge MER Rate Limit v3.1 | 101 | 2037 | Rate Constraint in lbs/MMBtu | FALSE | L | Annual | Rate | lb/MMBtu | 0 | 0 | 0 | 0 | 0 | 0 | 0
AES Greenidge MER Rate Limit v3.1 | 101 | 2037 | Rate Constraint in lbs/MMBtu | FALSE | L | Annual | Generation | TWh | 0 | 0 | 0 | 0 | 0 | 0 | 0
AES Greenidge MER Rate Limit v3.1 | 101 | 2037 | Rate Constraint in lbs/MMBtu | FALSE | L | Annual | Qualifying Generation | TWh | 0 | 0 | 0 | 0 | 0 | 0 | 0
AES Greenidge MER Rate Limit v3.1 | 101 | 2037 | Rate Constraint in lbs/MMBtu | FALSE | L | Annual | Rate | lb/MWh | 0 | 0 | 0 | 0 | 0 | 0 | 0
AES Greenidge MER Rate Limit v3.1 | 101 | 2037 | Rate Constraint in lbs/MMBtu | FALSE | L | Annual | Constraint Shadow Price | US$/Lb | 1173531.9913 | 1235461.9906 | 208410.7812 | 408412.3361 | 208411.3013 | 1117790.7086 | 0
AES Somerset MER Rate Limit v3.1 | 102 | 2038 | Rate Constraint in lbs/MMBtu | FALSE | L | Annual | Seasons Included | Seasons | Winter, Summer | Winter, Summer | Winter, Summer | Winter, Summer | Winter, Summer | Winter, Summer | Winter, Summer
AES Somerset MER Rate Limit v3.1 | 102 | 2038 | Rate Constraint in lbs/MMBtu | FALSE | L | Annual | Standard | lb/MMBtu | 6e-07 | 6e-07 | 6e-07 | 6e-07 | 6e-07 | 6e-07 | 6e-07
AES Somerset MER Rate Limit v3.1 | 102 | 2038 | Rate Constraint in lbs/MMBtu | FALSE | L | Annual | Emissions at Affected Plants MER | lbs | 3.4411 | 0 | 0 | 0 | 0 | 0 | 0
AES Somerset MER Rate Limit v3.1 | 102 | 2038 | Rate Constraint in lbs/MMBtu | FALSE | L | Annual | Allowances Purchased MER | lbs | 0 | 0 | 0 | 0 | 0 | 0 | 0
AES Somerset MER Rate Limit v3.1 | 102 | 2038 | Rate Constraint in lbs/MMBtu | FALSE | L | Annual | Allowances Sold MER | lbs | 0 | 0 | 0 | 0 | 0 | 0 | 0
AES Somerset MER Rate Limit v3.1 | 102 | 2038 | Rate Constraint in lbs/MMBtu | FALSE | L | Annual | Allowances Banked | lbs | 0 | 0 | 0 | 0 | 0 | 0 | 0
AES Somerset MER Rate Limit v3.1 | 102 | 2038 | Rate Constraint in lbs/MMBtu | FALSE | L | Annual | Allowances Withdrawn (1:1) | lbs | 0 | 0 | 0 | 0 | 0 | 0 | 0
AES Somerset MER Rate Limit v3.1 | 102 | 2038 | Rate Constraint in lbs/MMBtu | FALSE | L | Annual | Allowances Withdrawn (n:1) | lbs | 0 | 0 | 0 | 0 | 0 | 0 | 0
AES Somerset MER Rate Limit v3.1 | 102 | 2038 | Rate Constraint in lbs/MMBtu | FALSE | L | Annual | Net Emissions Allowance Position | lbs | 3.4411 | 0 | 0 | 0 | 0 | 0 | 0
AES Somerset MER Rate Limit v3.1 | 102 | 2038 | Rate Constraint in lbs/MMBtu | FALSE | L | Annual | Fuel Consumed | TBtu | 5.7352 | 0 | 0 | 0 | 0 | 0 | 0
AES Somerset MER Rate Limit v3.1 | 102 | 2038 | Rate Constraint in lbs/MMBtu | FALSE | L | Annual | Rate | lb/MMBtu | 6e-07 | 0 | 0 | 0 | 0 | 0 | 0
AES Somerset MER Rate Limit v3.1 | 102 | 2038 | Rate Constraint in lbs/MMBtu | FALSE | L | Annual | Generation | TWh | 0.59303 | 0 | 0 | 0 | 0 | 0 | 0
AES Somerset MER Rate Limit v3.1 | 102 | 2038 | Rate Constraint in lbs/MMBtu | FALSE | L | Annual | Qualifying Generation | TWh | 0.59303 | 0 | 0 | 0 | 0 | 0 | 0
AES Somerset MER Rate Limit v3.1 | 102 | 2038 | Rate Constraint in lbs/MMBtu | FALSE | L | Annual | Rate | lb/MWh | 5.8025 | 0 | 0 | 0 | 0 | 0 | 0
AES Somerset MER Rate Limit v3.1 | 102 | 2038 | Rate Constraint in lbs/MMBtu | FALSE | L | Annual | Constraint Shadow Price | US$/Lb | 727757.6475 | 717869.9494 | 742517.3968 | 759978.2536 | 1642096.596 | 1121594.3788 | 2045042.2662
AES Westover MER Rate Limit v3.1 | 103 | 2039 | Rate Constraint in lbs/MMBtu | FALSE | L | Annual | Seasons Included | Seasons | Winter, Summer | Winter, Summer | Winter, Summer | Winter, Summer | Winter, Summer | Winter, Summer | Winter, Summer
AES Westover MER Rate Limit v3.1 | 103 | 2039 | Rate Constraint in lbs/MMBtu | FALSE | L | Annual | Standard | lb/MMBtu | 6e-07 | 6e-07 | 6e-07 | 6e-07 | 6e-07 | 6e-07 | 6e-07
AES Westover MER Rate Limit v3.1 | 103 | 2039 | Rate Constraint in lbs/MMBtu | FALSE | L | Annual | Emissions at Affected Plants MER | lbs | 0 | 0 | 0 | 0 | 0 | 0 | 0
AES Westover MER Rate Limit v3.1 | 103 | 2039 | Rate Constraint in lbs/MMBtu | FALSE | L | Annual | Allowances Purchased MER | lbs | 0 | 0 | 0 | 0 | 0 | 0 | 0
AES Westover MER Rate Limit v3.1 | 103 | 2039 | Rate Constraint in lbs/MMBtu | FALSE | L | Annual | Allowances Sold MER | lbs | 0 | 0 | 0 | 0 | 0 | 0 | 0
AES Westover MER Rate Limit v3.1 | 103 | 2039 | Rate Constraint in lbs/MMBtu | FALSE | L | Annual | Allowances Banked | lbs | 0 | 0 | 0 | 0 | 0 | 0 | 0
AES Westover MER Rate Limit v3.1 | 103 | 2039 | Rate Constraint in lbs/MMBtu | FALSE | L | Annual | Allowances Withdrawn (1:1) | lbs | 0 | 0 | 0 | 0 | 0 | 0 | 0
AES Westover MER Rate Limit v3.1 | 103 | 2039 | Rate Constraint in lbs/MMBtu | FALSE | L | Annual | Allowances Withdrawn (n:1) | lbs | 0 | 0 | 0 | 0 | 0 | 0 | 0
AES Westover MER Rate Limit v3.1 | 103 | 2039 | Rate Constraint in lbs/MMBtu | FALSE | L | Annual | Net Emissions Allowance Position | lbs | 0 | 0 | 0 | 0 | 0 | 0 | 0
AES Westover MER Rate Limit v3.1 | 103 | 2039 | Rate Constraint in lbs/MMBtu | FALSE | L | Annual | Fuel Consumed | TBtu | 0 | 0 | 0 | 0 | 0 | 0 | 0
AES Westover MER Rate Limit v3.1 | 103 | 2039 | Rate Constraint in lbs/MMBtu | FALSE | L | Annual | Rate | lb/MMBtu | 0 | 0 | 0 | 0 | 0 | 0 | 0
AES Westover MER Rate Limit v3.1 | 103 | 2039 | Rate Constraint in lbs/MMBtu | FALSE | L | Annual | Generation | TWh | 0 | 0 | 0 | 0 | 0 | 0 | 0
AES Westover MER Rate Limit v3.1 | 103 | 2039 | Rate Constraint in lbs/MMBtu | FALSE | L | Annual | Qualifying Generation | TWh | 0 | 0 | 0 | 0 | 0 | 0 | 0
AES Westover MER Rate Limit v3.1 | 103 | 2039 | Rate Constraint in lbs/MMBtu | FALSE | L | Annual | Rate | lb/MWh | 0 | 0 | 0 | 0 | 0 | 0 | 0
AES Westover MER Rate Limit v3.1 | 103 | 2039 | Rate Constraint in lbs/MMBtu | FALSE | L | Annual | Constraint Shadow Price | US$/Lb | 0 | 15958.2815 | 0 | 0 | 0 | 0 | 0
AZ Hg Rule - MER Removal Annual v3.1 | 104 | 1513 | MACT Fuel Choice Floor in lbs/MMBtu | FALSE | L | Annual | Seasons Included | Seasons |  | Winter, Summer | Winter, Summer | Winter, Summer | Winter, Summer | Winter, Summer | Winter, Summer
AZ Hg Rule - MER Removal Annual v3.1 | 104 | 1513 | MACT Fuel Choice Floor in lbs/MMBtu | FALSE | L | Annual | Emission Floor | lbs/MMBtu | 4.22e-07 | 8.44e-07 | 8.44e-07 | 8.44e-07 | 8.44e-07 | 8.44e-07 | 8.44e-07
AZ Hg Rule - MER Removal Annual v3.1 | 104 | 1513 | MACT Fuel Choice Floor in lbs/MMBtu | FALSE | L | Annual | Emissions at Affected Plants MER | lbs | 0 | 133.4449 | 8.2959 | 34.0592 | 33.2885 | 31.2356 | 121.0328
AZ Hg Rule - MER Removal Annual v3.1 | 104 | 1513 | MACT Fuel Choice Floor in lbs/MMBtu | FALSE | L | Annual | Allowances Purchased MER | lbs | 0 | 0 | 0 | 0 | 0 | 0 | 0
AZ Hg Rule - MER Removal Annual v3.1 | 104 | 1513 | MACT Fuel Choice Floor in lbs/MMBtu | FALSE | L | Annual | Allowances Sold MER | lbs | 0 | 0 | 0 | 0 | 0 | 0 | 0
AZ Hg Rule - MER Removal Annual v3.1 | 104 | 1513 | MACT Fuel Choice Floor in lbs/MMBtu | FALSE | L | Annual | Allowances Banked | lbs | 0 | 0 | 0 | 0 | 0 | 0 | 0
AZ Hg Rule - MER Removal Annual v3.1 | 104 | 1513 | MACT Fuel Choice Floor in lbs/MMBtu | FALSE | L | Annual | Allowances Withdrawn (1:1) | lbs | 0 | 0 | 0 | 0 | 0 | 0 | 0
AZ Hg Rule - MER Removal Annual v3.1 | 104 | 1513 | MACT Fuel Choice Floor in lbs/MMBtu | FALSE | L | Annual | Allowances Withdrawn (n:1) | lbs | 0 | 0 | 0 | 0 | 0 | 0 | 0
AZ Hg Rule - MER Removal Annual v3.1 | 104 | 1513 | MACT Fuel Choice Floor in lbs/MMBtu | FALSE | L | Annual | Net Emissions Allowance Position | lbs | 0 | 133.4449 | 8.2959 | 34.0592 | 33.2885 | 31.2356 | 121.0328
AZ Hg Rule - MER Removal Annual v3.1 | 104 | 1513 | MACT Fuel Choice Floor in lbs/MMBtu | FALSE | L | Annual | Fuel Consumed | TBtu | 0 | 205.6675 | 18.0346 | 56.0083 | 64.8382 | 64.9151 | 183.7452
AZ Hg Rule - MER Removal Annual v3.1 | 104 | 1513 | MACT Fuel Choice Floor in lbs/MMBtu | FALSE | L | Annual | Rate | lb/MMBtu | 0 | 6.4884e-07 | 4.6e-07 | 6.0811e-07 | 5.1341e-07 | 4.8118e-07 | 6.587e-07
AZ Hg Rule - MER Removal Annual v3.1 | 104 | 1513 | MACT Fuel Choice Floor in lbs/MMBtu | FALSE | L | Annual | Generation | TWh | 0 | 20.8966 | 1.8789 | 5.7029 | 6.5877 | 6.5877 | 19.479
AZ Hg Rule - MER Removal Annual v3.1 | 104 | 1513 | MACT Fuel Choice Floor in lbs/MMBtu | FALSE | L | Annual | Qualifying Generation | TWh | 0 | 20.8966 | 1.8789 | 5.7029 | 6.5877 | 6.5877 | 19.479
AZ Hg Rule - MER Removal Annual v3.1 | 104 | 1513 | MACT Fuel Choice Floor in lbs/MMBtu | FALSE | L | Annual | Constraint Shadow Price | US$/Lb | 0 | 0 | 0 | 0 | 0 | 0 | 0
BART NOx Annual Cap-Lansing Smith 1&2 -v5.13 | 105 | 6031 | Rate Constraint in MTons | FALSE | L | Annual | Seasons Included | Seasons |  | Winter, Summer | Winter, Summer | Winter, Summer | Winter, Summer | Winter, Summer | Winter, Summer
BART NOx Annual Cap-Lansing Smith 1&2 -v5.13 | 105 | 6031 | Rate Constraint in MTons | FALSE | L | Annual | Standard | MTons | 0 | 4.7 | 4.7 | 4.7 | 4.7 | 4.7 | 4.7
BART NOx Annual Cap-Lansing Smith 1&2 -v5.13 | 105 | 6031 | Rate Constraint in MTons | FALSE | L | Annual | Standard NOX | MTons | 0 | 4.7 | 4.7 | 4.7 | 4.7 | 4.7 | 4.7
BART NOx Annual Cap-Lansing Smith 1&2 -v5.13 | 105 | 6031 | Rate Constraint in MTons | FALSE | L | Annual | Emissions at Affected Plants NOX | MTons | 0 | 0 | 0 | 0 | 0 | 0 | 0
BART NOx Annual Cap-Lansing Smith 1&2 -v5.13 | 105 | 6031 | Rate Constraint in MTons | FALSE | L | Annual | Allowances Purchased NOX | MTons | 0 | 0 | 0 | 0 | 0 | 0 | 0
BART NOx Annual Cap-Lansing Smith 1&2 -v5.13 | 105 | 6031 | Rate Constraint in MTons | FALSE | L | Annual | Allowances Sold NOX | MTons | 0 | 0 | 0 | 0 | 0 | 0 | 0
BART NOx Annual Cap-Lansing Smith 1&2 -v5.13 | 105 | 6031 | Rate Constraint in MTons | FALSE | L | Annual | Allowances Banked | MTons | 0 | 0 | 0 | 0 | 0 | 0 | 0
BART NOx Annual Cap-Lansing Smith 1&2 -v5.13 | 105 | 6031 | Rate Constraint in MTons | FALSE | L | Annual | Allowances Withdrawn (1:1) | MTons | 0 | 0 | 0 | 0 | 0 | 0 | 0
BART NOx Annual Cap-Lansing Smith 1&2 -v5.13 | 105 | 6031 | Rate Constraint in MTons | FALSE | L | Annual | Allowances Withdrawn (n:1) | MTons | 0 | 0 | 0 | 0 | 0 | 0 | 0
BART NOx Annual Cap-Lansing Smith 1&2 -v5.13 | 105 | 6031 | Rate Constraint in MTons | FALSE | L | Annual | Net Emissions Allowance Position | MTons | 0 | 0 | 0 | 0 | 0 | 0 | 0
BART NOx Annual Cap-Lansing Smith 1&2 -v5.13 | 105 | 6031 | Rate Constraint in MTons | FALSE | L | Annual | Fuel Consumed | TBtu | 0 | 0 | 0 | 0 | 0 | 0 | 0
BART NOx Annual Cap-Lansing Smith 1&2 -v5.13 | 105 | 6031 | Rate Constraint in MTons | FALSE | L | Annual | Rate | lb/MMBtu | 0 | 0 | 0 | 0 | 0 | 0 | 0
BART NOx Annual Cap-Lansing Smith 1&2 -v5.13 | 105 | 6031 | Rate Constraint in MTons | FALSE | L | Annual | Generation | TWh | 0 | 0 | 0 | 0 | 0 | 0 | 0
BART NOx Annual Cap-Lansing Smith 1&2 -v5.13 | 105 | 6031 | Rate Constraint in MTons | FALSE | L | Annual | Qualifying Generation | TWh | 0 | 0 | 0 | 0 | 0 | 0 | 0
BART NOx Annual Cap-Lansing Smith 1&2 -v5.13 | 105 | 6031 | Rate Constraint in MTons | FALSE | L | Annual | Rate | lb/MWh | 0 | 0 | 0 | 0 | 0 | 0 | 0
BART NOx Annual Cap-Lansing Smith 1&2 -v5.13 | 105 | 6031 | Rate Constraint in MTons | FALSE | L | Annual | Constraint Shadow Price | US$/Ton | 0 | 0 | 0 | 0 | 0 | 0 | 0
BART NOX Annual-Apache Station 2 & 3 -v5.13 | 106 | 5816 | Rate Constraint in lbs/MMBtu | FALSE | L | Annual | Seasons Included | Seasons |  | Winter, Summer | Winter, Summer | Winter, Summer | Winter, Summer | Winter, Summer | Winter, Summer
BART NOX Annual-Apache Station 2 & 3 -v5.13 | 106 | 5816 | Rate Constraint in lbs/MMBtu | FALSE | L | Annual | Standard | lb/MMBtu | 0 | 0.07 | 0.07 | 0.07 | 0.07 | 0.07 | 0.07
BART NOX Annual-Apache Station 2 & 3 -v5.13 | 106 | 5816 | Rate Constraint in lbs/MMBtu | FALSE | L | Annual | Emissions at Affected Plants NOX | MTons | 0 | 0 | 0 | 0 | 0 | 0 | 0
BART NOX Annual-Apache Station 2 & 3 -v5.13 | 106 | 5816 | Rate Constraint in lbs/MMBtu | FALSE | L | Annual | Allowances Purchased NOX | MTons | 0 | 0 | 0 | 0 | 0 | 0 | 0
BART NOX Annual-Apache Station 2 & 3 -v5.13 | 106 | 5816 | Rate Constraint in lbs/MMBtu | FALSE | L | Annual | Allowances Sold NOX | MTons | 0 | 0 | 0 | 0 | 0 | 0 | 0
BART NOX Annual-Apache Station 2 & 3 -v5.13 | 106 | 5816 | Rate Constraint in lbs/MMBtu | FALSE | L | Annual | Allowances Banked | MTons | 0 | 0 | 0 | 0 | 0 | 0 | 0
BART NOX Annual-Apache Station 2 & 3 -v5.13 | 106 | 5816 | Rate Constraint in lbs/MMBtu | FALSE | L | Annual | Allowances Withdrawn (1:1) | MTons | 0 | 0 | 0 | 0 | 0 | 0 | 0
BART NOX Annual-Apache Station 2 & 3 -v5.13 | 106 | 5816 | Rate Constraint in lbs/MMBtu | FALSE | L | Annual | Allowances Withdrawn (n:1) | MTons | 0 | 0 | 0 | 0 | 0 | 0 | 0
BART NOX Annual-Apache Station 2 & 3 -v5.13 | 106 | 5816 | Rate Constraint in lbs/MMBtu | FALSE | L | Annual | Net Emissions Allowance Position | MTons | 0 | 0 | 0 | 0 | 0 | 0 | 0
BART NOX Annual-Apache Station 2 & 3 -v5.13 | 106 | 5816 | Rate Constraint in lbs/MMBtu | FALSE | L | Annual | Fuel Consumed | TBtu | 0 | 0 | 0 | 0 | 0 | 0 | 0
BART NOX Annual-Apache Station 2 & 3 -v5.13 | 106 | 5816 | Rate Constraint in lbs/MMBtu | FALSE | L | Annual | Rate | lb/MMBtu | 0 | 0 | 0 | 0 | 0 | 0 | 0
BART NOX Annual-Apache Station 2 & 3 -v5.13 | 106 | 5816 | Rate Constraint in lbs/MMBtu | FALSE | L | Annual | Generation | TWh | 0 | 0 | 0 | 0 | 0 | 0 | 0
BART NOX Annual-Apache Station 2 & 3 -v5.13 | 106 | 5816 | Rate Constraint in lbs/MMBtu | FALSE | L | Annual | Qualifying Generation | TWh | 0 | 0 | 0 | 0 | 0 | 0 | 0
BART NOX Annual-Apache Station 2 & 3 -v5.13 | 106 | 5816 | Rate Constraint in lbs/MMBtu | FALSE | L | Annual | Rate | lb/MWh | 0 | 0 | 0 | 0 | 0 | 0 | 0
BART NOX Annual-Apache Station 2 & 3 -v5.13 | 106 | 5816 | Rate Constraint in lbs/MMBtu | FALSE | L | Annual | Constraint Shadow Price | US$/Ton | 0 | 96247.9432 | 36246.1724 | 30916.4357 | 46373.8015 | 29712.2297 | 22258.4986
BART NOX Annual-Boardman 1SG -v5.13 | 107 | 5866 | Rate Constraint in lbs/MMBtu | FALSE | L | Annual | Seasons Included | Seasons |  | Winter, Summer | Winter, Summer | Winter, Summer | Winter, Summer | Winter, Summer | Winter, Summer
BART NOX Annual-Boardman 1SG -v5.13 | 107 | 5866 | Rate Constraint in lbs/MMBtu | FALSE | L | Annual | Standard | lb/MMBtu | 0 | 0.7 | 0.7 | 0.7 | 0.7 | 0.7 | 0.7
BART NOX Annual-Boardman 1SG -v5.13 | 107 | 5866 | Rate Constraint in lbs/MMBtu | FALSE | L | Annual | Emissions at Affected Plants NOX | MTons | 0 | 0 | 0 | 0 | 0 | 0 | 0
BART NOX Annual-Boardman 1SG -v5.13 | 107 | 5866 | Rate Constraint in lbs/MMBtu | FALSE | L | Annual | Allowances Purchased NOX | MTons | 0 | 0 | 0 | 0 | 0 | 0 | 0
BART NOX Annual-Boardman 1SG -v5.13 | 107 | 5866 | Rate Constraint in lbs/MMBtu | FALSE | L | Annual | Allowances Sold NOX | MTons | 0 | 0 | 0 | 0 | 0 | 0 | 0
BART NOX Annual-Boardman 1SG -v5.13 | 107 | 5866 | Rate Constraint in lbs/MMBtu | FALSE | L | Annual | Allowances Banked | MTons | 0 | 0 | 0 | 0 | 0 | 0 | 0
BART NOX Annual-Boardman 1SG -v5.13 | 107 | 5866 | Rate Constraint in lbs/MMBtu | FALSE | L | Annual | Allowances Withdrawn (1:1) | MTons | 0 | 0 | 0 | 0 | 0 | 0 | 0
BART NOX Annual-Boardman 1SG -v5.13 | 107 | 5866 | Rate Constraint in lbs/MMBtu | FALSE | L | Annual | Allowances Withdrawn (n:1) | MTons | 0 | 0 | 0 | 0 | 0 | 0 | 0
BART NOX Annual-Boardman 1SG -v5.13 | 107 | 5866 | Rate Constraint in lbs/MMBtu | FALSE | L | Annual | Net Emissions Allowance Position | MTons | 0 | 0 | 0 | 0 | 0 | 0 | 0
BART NOX Annual-Boardman 1SG -v5.13 | 107 | 5866 | Rate Constraint in lbs/MMBtu | FALSE | L | Annual | Fuel Consumed | TBtu | 0 | 0 | 0 | 0 | 0 | 0 | 0
BART NOX Annual-Boardman 1SG -v5.13 | 107 | 5866 | Rate Constraint in lbs/MMBtu | FALSE | L | Annual | Rate | lb/MMBtu | 0 | 0 | 0 | 0 | 0 | 0 | 0
BART NOX Annual-Boardman 1SG -v5.13 | 107 | 5866 | Rate Constraint in lbs/MMBtu | FALSE | L | Annual | Generation | TWh | 0 | 0 | 0 | 0 | 0 | 0 | 0
BART NOX Annual-Boardman 1SG -v5.13 | 107 | 5866 | Rate Constraint in lbs/MMBtu | FALSE | L | Annual | Qualifying Generation | TWh | 0 | 0 | 0 | 0 | 0 | 0 | 0
BART NOX Annual-Boardman 1SG -v5.13 | 107 | 5866 | Rate Constraint in lbs/MMBtu | FALSE | L | Annual | Rate | lb/MWh | 0 | 0 | 0 | 0 | 0 | 0 | 0
BART NOX Annual-Boardman 1SG -v5.13 | 107 | 5866 | Rate Constraint in lbs/MMBtu | FALSE | L | Annual | Constraint Shadow Price | US$/Ton | 0 | 0 | 0 | 0 | 0 | 0 | 0
BART NOX Annual-Cherokee 4 -v5.13 | 108 | 5819 | Rate Constraint in lbs/MMBtu | FALSE | L | Annual | Seasons Included | Seasons |  | Winter, Summer | Winter, Summer | Winter, Summer | Winter, Summer | Winter, Summer | Winter, Summer
BART NOX Annual-Cherokee 4 -v5.13 | 108 | 5819 | Rate Constraint in lbs/MMBtu | FALSE | L | Annual | Standard | lb/MMBtu | 0 | 0.12 | 0.12 | 0.12 | 0.12 | 0.12 | 0.12
BART NOX Annual-Cherokee 4 -v5.13 | 108 | 5819 | Rate Constraint in lbs/MMBtu | FALSE | L | Annual | Emissions at Affected Plants NOX | MTons | 0 | 0 | 0 | 0 | 0 | 0 | 0
BART NOX Annual-Cherokee 4 -v5.13 | 108 | 5819 | Rate Constraint in lbs/MMBtu | FALSE | L | Annual | Allowances Purchased NOX | MTons | 0 | 0 | 0 | 0 | 0 | 0 | 0
BART NOX Annual-Cherokee 4 -v5.13 | 108 | 5819 | Rate Constraint in lbs/MMBtu | FALSE | L | Annual | Allowances Sold NOX | MTons | 0 | 0 | 0 | 0 | 0 | 0 | 0
BART NOX Annual-Cherokee 4 -v5.13 | 108 | 5819 | Rate Constraint in lbs/MMBtu | FALSE | L | Annual | Allowances Banked | MTons | 0 | 0 | 0 | 0 | 0 | 0 | 0
BART NOX Annual-Cherokee 4 -v5.13 | 108 | 5819 | Rate Constraint in lbs/MMBtu | FALSE | L | Annual | Allowances Withdrawn (1:1) | MTons | 0 | 0 | 0 | 0 | 0 | 0 | 0
BART NOX Annual-Cherokee 4 -v5.13 | 108 | 5819 | Rate Constraint in lbs/MMBtu | FALSE | L | Annual | Allowances Withdrawn (n:1) | MTons | 0 | 0 | 0 | 0 | 0 | 0 | 0
BART NOX Annual-Cherokee 4 -v5.13 | 108 | 5819 | Rate Constraint in lbs/MMBtu | FALSE | L | Annual | Net Emissions Allowance Position | MTons | 0 | 0 | 0 | 0 | 0 | 0 | 0
BART NOX Annual-Cherokee 4 -v5.13 | 108 | 5819 | Rate Constraint in lbs/MMBtu | FALSE | L | Annual | Fuel Consumed | TBtu | 0 | 0 | 0 | 0 | 0 | 0 | 0
BART NOX Annual-Cherokee 4 -v5.13 | 108 | 5819 | Rate Constraint in lbs/MMBtu | FALSE | L | Annual | Rate | lb/MMBtu | 0 | 0 | 0 | 0 | 0 | 0 | 0
BART NOX Annual-Cherokee 4 -v5.13 | 108 | 5819 | Rate Constraint in lbs/MMBtu | FALSE | L | Annual | Generation | TWh | 0 | 0 | 0 | 0 | 0 | 0 | 0
BART NOX Annual-Cherokee 4 -v5.13 | 108 | 5819 | Rate Constraint in lbs/MMBtu | FALSE | L | Annual | Qualifying Generation | TWh | 0 | 0 | 0 | 0 | 0 | 0 | 0
BART NOX Annual-Cherokee 4 -v5.13 | 108 | 5819 | Rate Constraint in lbs/MMBtu | FALSE | L | Annual | Rate | lb/MWh | 0 | 0 | 0 | 0 | 0 | 0 | 0
BART NOX Annual-Cherokee 4 -v5.13 | 108 | 5819 | Rate Constraint in lbs/MMBtu | FALSE | L | Annual | Constraint Shadow Price | US$/Ton | 0 | 58135.0392 | 11270.4218 | 10941.1604 | 10776.5026 | 4973.0473 | 2286.1458
BART NOX Annual-Cholla 2-4 -v5.13 | 109 | 5817 | Rate Constraint in lbs/MMBtu | FALSE | L | Annual | Seasons Included | Seasons |  | Winter, Summer | Winter, Summer | Winter, Summer | Winter, Summer | Winter, Summer | Winter, Summer
BART NOX Annual-Cholla 2-4 -v5.13 | 109 | 5817 | Rate Constraint in lbs/MMBtu | FALSE | L | Annual | Standard | lb/MMBtu | 0 | 0.055 | 0.055 | 0.055 | 0.055 | 0.055 | 0.055
BART NOX Annual-Cholla 2-4 -v5.13 | 109 | 5817 | Rate Constraint in lbs/MMBtu | FALSE | L | Annual | Emissions at Affected Plants NOX | MTons | 0 | 0.75875 | 0 | 0.18849 | 0.23873 | 0.23873 | 0.72082
BART NOX Annual-Cholla 2-4 -v5.13 | 109 | 5817 | Rate Constraint in lbs/MMBtu | FALSE | L | Annual | Allowances Purchased NOX | MTons | 0 | 0 | 0 | 0 | 0 | 0 | 0
BART NOX Annual-Cholla 2-4 -v5.13 | 109 | 5817 | Rate Constraint in lbs/MMBtu | FALSE | L | Annual | Allowances Sold NOX | MTons | 0 | 0 | 0 | 0 | 0 | 0 | 0
BART NOX Annual-Cholla 2-4 -v5.13 | 109 | 5817 | Rate Constraint in lbs/MMBtu | FALSE | L | Annual | Allowances Banked | MTons | 0 | 0 | 0 | 0 | 0 | 0 | 0
BART NOX Annual-Cholla 2-4 -v5.13 | 109 | 5817 | Rate Constraint in lbs/MMBtu | FALSE | L | Annual | Allowances Withdrawn (1:1) | MTons | 0 | 0 | 0 | 0 | 0 | 0 | 0
BART NOX Annual-Cholla 2-4 -v5.13 | 109 | 5817 | Rate Constraint in lbs/MMBtu | FALSE | L | Annual | Allowances Withdrawn (n:1) | MTons | 0 | 0 | 0 | 0 | 0 | 0 | 0
BART NOX Annual-Cholla 2-4 -v5.13 | 109 | 5817 | Rate Constraint in lbs/MMBtu | FALSE | L | Annual | Net Emissions Allowance Position | MTons | 0 | 0.75875 | 0 | 0.18849 | 0.23873 | 0.23873 | 0.72082
BART NOX Annual-Cholla 2-4 -v5.13 | 109 | 5817 | Rate Constraint in lbs/MMBtu | FALSE | L | Annual | Fuel Consumed | TBtu | 0 | 27.5911 | 0 | 6.8543 | 8.681 | 8.681 | 26.2115
BART NOX Annual-Cholla 2-4 -v5.13 | 109 | 5817 | Rate Constraint in lbs/MMBtu | FALSE | L | Annual | Rate | lb/MMBtu | 0 | 0.055 | 0 | 0.055 | 0.055 | 0.055 | 0.055
BART NOX Annual-Cholla 2-4 -v5.13 | 109 | 5817 | Rate Constraint in lbs/MMBtu | FALSE | L | Annual | Generation | TWh | 0 | 2.7832 | 0 | 0.69141 | 0.87567 | 0.87567 | 2.7832
BART NOX Annual-Cholla 2-4 -v5.13 | 109 | 5817 | Rate Constraint in lbs/MMBtu | FALSE | L | Annual | Qualifying Generation | TWh | 0 | 2.7832 | 0 | 0.69141 | 0.87567 | 0.87567 | 2.7832
BART NOX Annual-Cholla 2-4 -v5.13 | 109 | 5817 | Rate Constraint in lbs/MMBtu | FALSE | L | Annual | Rate | lb/MWh | 0 | 0.27262 | 0 | 0.27262 | 0.27262 | 0.27262 | 0.25899
BART NOX Annual-Cholla 2-4 -v5.13 | 109 | 5817 | Rate Constraint in lbs/MMBtu | FALSE | L | Annual | Constraint Shadow Price | US$/Ton | 0 | 16329.224 | 40663.0915 | 6958.3437 | 3021.6024 | 17242.987 | 5773.5107
BART NOX Annual-Coal Creek 1 & 2 -v5.13 | 110 | 5854 | Rate Constraint in lbs/MMBtu | FALSE | L | Annual | Seasons Included | Seasons |  | Winter, Summer | Winter, Summer | Winter, Summer | Winter, Summer | Winter, Summer | Winter, Summer
BART NOX Annual-Coal Creek 1 & 2 -v5.13 | 110 | 5854 | Rate Constraint in lbs/MMBtu | FALSE | L | Annual | Standard | lb/MMBtu | 0 | 0.13 | 0.13 | 0.13 | 0.13 | 0.13 | 0.13
BART NOX Annual-Coal Creek 1 & 2 -v5.13 | 110 | 5854 | Rate Constraint in lbs/MMBtu | FALSE | L | Annual | Emissions at Affected Plants NOX | MTons | 0 | 5.4743 | 5.4743 | 5.4743 | 5.4743 | 5.4743 | 5.4743
BART NOX Annual-Coal Creek 1 & 2 -v5.13 | 110 | 5854 | Rate Constraint in lbs/MMBtu | FALSE | L | Annual | Allowances Purchased NOX | MTons | 0 | 0 | 0 | 0 | 0 | 0 | 0
BART NOX Annual-Coal Creek 1 & 2 -v5.13 | 110 | 5854 | Rate Constraint in lbs/MMBtu | FALSE | L | Annual | Allowances Sold NOX | MTons | 0 | 0 | 0 | 0 | 0 | 0 | 0
BART NOX Annual-Coal Creek 1 & 2 -v5.13 | 110 | 5854 | Rate Constraint in lbs/MMBtu | FALSE | L | Annual | Allowances Banked | MTons | 0 | 0 | 0 | 0 | 0 | 0 | 0
BART NOX Annual-Coal Creek 1 & 2 -v5.13 | 110 | 5854 | Rate Constraint in lbs/MMBtu | FALSE | L | Annual | Allowances Withdrawn (1:1) | MTons | 0 | 0 | 0 | 0 | 0 | 0 | 0
BART NOX Annual-Coal Creek 1 & 2 -v5.13 | 110 | 5854 | Rate Constraint in lbs/MMBtu | FALSE | L | Annual | Allowances Withdrawn (n:1) | MTons | 0 | 0 | 0 | 0 | 0 | 0 | 0
BART NOX Annual-Coal Creek 1 & 2 -v5.13 | 110 | 5854 | Rate Constraint in lbs/MMBtu | FALSE | L | Annual | Net Emissions Allowance Position | MTons | 0 | 5.4743 | 5.4743 | 5.4743 | 5.4743 | 5.4743 | 5.4743
BART NOX Annual-Coal Creek 1 & 2 -v5.13 | 110 | 5854 | Rate Constraint in lbs/MMBtu | FALSE | L | Annual | Fuel Consumed | TBtu | 0 | 84.2197 | 84.2197 | 84.2197 | 84.2197 | 84.2197 | 84.2197
BART NOX Annual-Coal Creek 1 & 2 -v5.13 | 110 | 5854 | Rate Constraint in lbs/MMBtu | FALSE | L | Annual | Rate | lb/MMBtu | 0 | 0.13 | 0.13 | 0.13 | 0.13 | 0.13 | 0.13
BART NOX Annual-Coal Creek 1 & 2 -v5.13 | 110 | 5854 | Rate Constraint in lbs/MMBtu | FALSE | L | Annual | Generation | TWh | 0 | 8.1069 | 8.1069 | 8.1069 | 8.1069 | 8.1069 | 8.1069
BART NOX Annual-Coal Creek 1 & 2 -v5.13 | 110 | 5854 | Rate Constraint in lbs/MMBtu | FALSE | L | Annual | Qualifying Generation | TWh | 0 | 8.1069 | 8.1069 | 8.1069 | 8.1069 | 8.1069 | 8.1069
BART NOX Annual-Coal Creek 1 & 2 -v5.13 | 110 | 5854 | Rate Constraint in lbs/MMBtu | FALSE | L | Annual | Rate | lb/MWh | 0 | 0.67526 | 0.67526 | 0.67526 | 0.67526 | 0.67526 | 0.67526
BART NOX Annual-Coal Creek 1 & 2 -v5.13 | 110 | 5854 | Rate Constraint in lbs/MMBtu | FALSE | L | Annual | Constraint Shadow Price | US$/Ton | 0 | 1539.2503 | 6184.3129 | 8424.3098 | 11007.5852 | 1144.6011 | 0
BART NOX Annual-Colstrip 1 -v5.13 | 111 | 5835 | Rate Constraint in lbs/MMBtu | FALSE | L | Annual | Seasons Included | Seasons |  | Winter, Summer | Winter, Summer | Winter, Summer | Winter, Summer | Winter, Summer | Winter, Summer
BART NOX Annual-Colstrip 1 -v5.13 | 111 | 5835 | Rate Constraint in lbs/MMBtu | FALSE | L | Annual | Standard | lb/MMBtu | 0 | 0.15 | 0.15 | 0.15 | 0.15 | 0.15 | 0.15
BART NOX Annual-Colstrip 1 -v5.13 | 111 | 5835 | Rate Constraint in lbs/MMBtu | FALSE | L | Annual | Emissions at Affected Plants NOX | MTons | 0 | 1.7574 | 1.7574 | 1.7574 | 1.7574 | 1.7574 | 1.7574
BART NOX Annual-Colstrip 1 -v5.13 | 111 | 5835 | Rate Constraint in lbs/MMBtu | FALSE | L | Annual | Allowances Purchased NOX | MTons | 0 | 0 | 0 | 0 | 0 | 0 | 0
BART NOX Annual-Colstrip 1 -v5.13 | 111 | 5835 | Rate Constraint in lbs/MMBtu | FALSE | L | Annual | Allowances Sold NOX | MTons | 0 | 0 | 0 | 0 | 0 | 0 | 0
BART NOX Annual-Colstrip 1 -v5.13 | 111 | 5835 | Rate Constraint in lbs/MMBtu | FALSE | L | Annual | Allowances Banked | MTons | 0 | 0 | 0 | 0 | 0 | 0 | 0
BART NOX Annual-Colstrip 1 -v5.13 | 111 | 5835 | Rate Constraint in lbs/MMBtu | FALSE | L | Annual | Allowances Withdrawn (1:1) | MTons | 0 | 0 | 0 | 0 | 0 | 0 | 0
BART NOX Annual-Colstrip 1 -v5.13 | 111 | 5835 | Rate Constraint in lbs/MMBtu | FALSE | L | Annual | Allowances Withdrawn (n:1) | MTons | 0 | 0 | 0 | 0 | 0 | 0 | 0
BART NOX Annual-Colstrip 1 -v5.13 | 111 | 5835 | Rate Constraint in lbs/MMBtu | FALSE | L | Annual | Net Emissions Allowance Position | MTons | 0 | 1.7574 | 1.7574 | 1.7574 | 1.7574 | 1.7574 | 1.7574
BART NOX Annual-Colstrip 1 -v5.13 | 111 | 5835 | Rate Constraint in lbs/MMBtu | FALSE | L | Annual | Fuel Consumed | TBtu | 0 | 23.432 | 23.432 | 23.432 | 23.432 | 23.432 | 23.432
BART NOX Annual-Colstrip 1 -v5.13 | 111 | 5835 | Rate Constraint in lbs/MMBtu | FALSE | L | Annual | Rate | lb/MMBtu | 0 | 0.15 | 0.15 | 0.15 | 0.15 | 0.15 | 0.15
BART NOX Annual-Colstrip 1 -v5.13 | 111 | 5835 | Rate Constraint in lbs/MMBtu | FALSE | L | Annual | Generation | TWh | 0 | 2.2649 | 2.2649 | 2.2649 | 2.2649 | 2.2649 | 2.2649
BART NOX Annual-Colstrip 1 -v5.13 | 111 | 5835 | Rate Constraint in lbs/MMBtu | FALSE | L | Annual | Qualifying Generation | TWh | 0 | 2.2649 | 2.2649 | 2.2649 | 2.2649 | 2.2649 | 2.2649
BART NOX Annual-Colstrip 1 -v5.13 | 111 | 5835 | Rate Constraint in lbs/MMBtu | FALSE | L | Annual | Rate | lb/MWh | 0 | 0.77592 | 0.77592 | 0.77592 | 0.77592 | 0.77592 | 0.77592
BART NOX Annual-Colstrip 1 -v5.13 | 111 | 5835 | Rate Constraint in lbs/MMBtu | FALSE | L | Annual | Constraint Shadow Price | US$/Ton | 0 | 15448.2869 | 0 | 10533.9004 | 11203.7668 | 0 | 0
BART NOX Annual-Colstrip 2 -v5.13 | 112 | 5836 | Rate Constraint in lbs/MMBtu | FALSE | L | Annual | Seasons Included | Seasons |  | Winter, Summer | Winter, Summer | Winter, Summer | Winter, Summer | Winter, Summer | Winter, Summer
BART NOX Annual-Colstrip 2 -v5.13 | 112 | 5836 | Rate Constraint in lbs/MMBtu | FALSE | L | Annual | Standard | lb/MMBtu | 0 | 0.15 | 0.15 | 0.15 | 0.15 | 0.15 | 0.15
BART NOX Annual-Colstrip 2 -v5.13 | 112 | 5836 | Rate Constraint in lbs/MMBtu | FALSE | L | Annual | Emissions at Affected Plants NOX | MTons | 0 | 1.7364 | 1.7364 | 1.7364 | 1.7364 | 1.7364 | 1.7364
BART NOX Annual-Colstrip 2 -v5.13 | 112 | 5836 | Rate Constraint in lbs/MMBtu | FALSE | L | Annual | Allowances Purchased NOX | MTons | 0 | 0 | 0 | 0 | 0 | 0 | 0
BART NOX Annual-Colstrip 2 -v5.13 | 112 | 5836 | Rate Constraint in lbs/MMBtu | FALSE | L | Annual | Allowances Sold NOX | MTons | 0 | 0 | 0 | 0 | 0 | 0 | 0
BART NOX Annual-Colstrip 2 -v5.13 | 112 | 5836 | Rate Constraint in lbs/MMBtu | FALSE | L | Annual | Allowances Banked | MTons | 0 | 0 | 0 | 0 | 0 | 0 | 0
BART NOX Annual-Colstrip 2 -v5.13 | 112 | 5836 | Rate Constraint in lbs/MMBtu | FALSE | L | Annual | Allowances Withdrawn (1:1) | MTons | 0 | 0 | 0 | 0 | 0 | 0 | 0
BART NOX Annual-Colstrip 2 -v5.13 | 112 | 5836 | Rate Constraint in lbs/MMBtu | FALSE | L | Annual | Allowances Withdrawn (n:1) | MTons | 0 | 0 | 0 | 0 | 0 | 0 | 0
BART NOX Annual-Colstrip 2 -v5.13 | 112 | 5836 | Rate Constraint in lbs/MMBtu | FALSE | L | Annual | Net Emissions Allowance Position | MTons | 0 | 1.7364 | 1.7364 | 1.7364 | 1.7364 | 1.7364 | 1.7364
BART NOX Annual-Colstrip 2 -v5.13 | 112 | 5836 | Rate Constraint in lbs/MMBtu | FALSE | L | Annual | Fuel Consumed | TBtu | 0 | 23.1516 | 23.1516 | 23.1516 | 23.1516 | 23.1516 | 23.1516
BART NOX Annual-Colstrip 2 -v5.13 | 112 | 5836 | Rate Constraint in lbs/MMBtu | FALSE | L | Annual | Rate | lb/MMBtu | 0 | 0.15 | 0.15 | 0.15 | 0.15 | 0.15 | 0.15
BART NOX Annual-Colstrip 2 -v5.13 | 112 | 5836 | Rate Constraint in lbs/MMBtu | FALSE | L | Annual | Generation | TWh | 0 | 2.265 | 2.265 | 2.265 | 2.265 | 2.265 | 2.265
BART NOX Annual-Colstrip 2 -v5.13 | 112 | 5836 | Rate Constraint in lbs/MMBtu | FALSE | L | Annual | Qualifying Generation | TWh | 0 | 2.265 | 2.265 | 2.265 | 2.265 | 2.265 | 2.265
BART NOX Annual-Colstrip 2 -v5.13 | 112 | 5836 | Rate Constraint in lbs/MMBtu | FALSE | L | Annual | Rate | lb/MWh | 0 | 0.7666 | 0.7666 | 0.7666 | 0.7666 | 0.7666 | 0.7666
BART NOX Annual-Colstrip 2 -v5.13 | 112 | 5836 | Rate Constraint in lbs/MMBtu | FALSE | L | Annual | Constraint Shadow Price | US$/Ton | 0 | 15474.2513 | 12353.2199 | 3463.3649 | 6035.4434 | 0 | 0
BART NOX Annual-Comanche 1 -v5.13 | 113 | 5820 | Rate Constraint in lbs/MMBtu | FALSE | L | Annual | Seasons Included | Seasons |  | Winter, Summer | Winter, Summer | Winter, Summer | Winter, Summer | Winter, Summer | Winter, Summer
BART NOX Annual-Comanche 1 -v5.13 | 113 | 5820 | Rate Constraint in lbs/MMBtu | FALSE | L | Annual | Standard | lb/MMBtu | 0 | 0.2 | 0.2 | 0.2 | 0.2 | 0.2 | 0.2
BART NOX Annual-Comanche 1 -v5.13 | 113 | 5820 | Rate Constraint in lbs/MMBtu | FALSE | L | Annual | Emissions at Affected Plants NOX | MTons | 0 | 1.4735 | 0.93723 | 0.93723 | 0.93723 | 0.89349 | 1.1896
BART NOX Annual-Comanche 1 -v5.13 | 113 | 5820 | Rate Constraint in lbs/MMBtu | FALSE | L | Annual | Allowances Purchased NOX | MTons | 0 | 0 | 0 | 0 | 0 | 0 | 0
BART NOX Annual-Comanche 1 -v5.13 | 113 | 5820 | Rate Constraint in lbs/MMBtu | FALSE | L | Annual | Allowances Sold NOX | MTons | 0 | 0 | 0 | 0 | 0 | 0 | 0
BART NOX Annual-Comanche 1 -v5.13 | 113 | 5820 | Rate Constraint in lbs/MMBtu | FALSE | L | Annual | Allowances Banked | MTons | 0 | 0 | 0 | 0 | 0 | 0 | 0
BART NOX Annual-Comanche 1 -v5.13 | 113 | 5820 | Rate Constraint in lbs/MMBtu | FALSE | L | Annual | Allowances Withdrawn (1:1) | MTons | 0 | 0 | 0 | 0 | 0 | 0 | 0
BART NOX Annual-Comanche 1 -v5.13 | 113 | 5820 | Rate Constraint in lbs/MMBtu | FALSE | L | Annual | Allowances Withdrawn (n:1) | MTons | 0 | 0 | 0 | 0 | 0 | 0 | 0
BART NOX Annual-Comanche 1 -v5.13 | 113 | 5820 | Rate Constraint in lbs/MMBtu | FALSE | L | Annual | Net Emissions Allowance Position | MTons | 0 | 1.4735 | 0.93723 | 0.93723 | 0.93723 | 0.89349 | 1.1896
BART NOX Annual-Comanche 1 -v5.13 | 113 | 5820 | Rate Constraint in lbs/MMBtu | FALSE | L | Annual | Fuel Consumed | TBtu | 0 | 23.9748 | 15.2491 | 15.2491 | 15.2491 | 14.5936 | 19.3547
BART NOX Annual-Comanche 1 -v5.13 | 113 | 5820 | Rate Constraint in lbs/MMBtu | FALSE | L | Annual | Rate | lb/MMBtu | 0 | 0.12292 | 0.12292 | 0.12292 | 0.12292 | 0.12245 | 0.12292
BART NOX Annual-Comanche 1 -v5.13 | 113 | 5820 | Rate Constraint in lbs/MMBtu | FALSE | L | Annual | Generation | TWh | 0 | 2.4033 | 1.5286 | 1.5286 | 1.5286 | 1.46 | 1.9401
BART NOX Annual-Comanche 1 -v5.13 | 113 | 5820 | Rate Constraint in lbs/MMBtu | FALSE | L | Annual | Qualifying Generation | TWh | 0 | 2.4033 | 1.5286 | 1.5286 | 1.5286 | 1.46 | 1.9401
BART NOX Annual-Comanche 1 -v5.13 | 113 | 5820 | Rate Constraint in lbs/MMBtu | FALSE | L | Annual | Rate | lb/MWh | 0 | 0.61314 | 0.61314 | 0.61314 | 0.61314 | 0.61199 | 0.61314
BART NOX Annual-Comanche 1 -v5.13 | 113 | 5820 | Rate Constraint in lbs/MMBtu | FALSE | L | Annual | Constraint Shadow Price | US$/Ton | 0 | 0 | 0 | 0 | 0 | 0 | 0
BART NOX Annual-Comanche 2 -v5.13 | 114 | 5821 | Rate Constraint in lbs/MMBtu | FALSE | L | Annual | Seasons Included | Seasons |  | Winter, Summer | Winter, Summer | Winter, Summer | Winter, Summer | Winter, Summer | Winter, Summer
BART NOX Annual-Comanche 2 -v5.13 | 114 | 5821 | Rate Constraint in lbs/MMBtu | FALSE | L | Annual | Standard | lb/MMBtu | 0 | 0.2 | 0.2 | 0.2 | 0.2 | 0.2 | 0.2
BART NOX Annual-Comanche 2 -v5.13 | 114 | 5821 | Rate Constraint in lbs/MMBtu | FALSE | L | Annual | Emissions at Affected Plants NOX | MTons | 0 | 1.8416 | 1.2567 | 1.329 | 1.2124 | 1.1147 | 1.4867
BART NOX Annual-Comanche 2 -v5.13 | 114 | 5821 | Rate Constraint in lbs/MMBtu | FALSE | L | Annual | Allowances Purchased NOX | MTons | 0 | 0 | 0 | 0 | 0 | 0 | 0
BART NOX Annual-Comanche 2 -v5.13 | 114 | 5821 | Rate Constraint in lbs/MMBtu | FALSE | L | Annual | Allowances Sold NOX | MTons | 0 | 0 | 0 | 0 | 0 | 0 | 0
BART NOX Annual-Comanche 2 -v5.13 | 114 | 5821 | Rate Constraint in lbs/MMBtu | FALSE | L | Annual | Allowances Banked | MTons | 0 | 0 | 0 | 0 | 0 | 0 | 0
BART NOX Annual-Comanche 2 -v5.13 | 114 | 5821 | Rate Constraint in lbs/MMBtu | FALSE | L | Annual | Allowances Withdrawn (1:1) | MTons | 0 | 0 | 0 | 0 | 0 | 0 | 0
BART NOX Annual-Comanche 2 -v5.13 | 114 | 5821 | Rate Constraint in lbs/MMBtu | FALSE | L | Annual | Allowances Withdrawn (n:1) | MTons | 0 | 0 | 0 | 0 | 0 | 0 | 0
BART NOX Annual-Comanche 2 -v5.13 | 114 | 5821 | Rate Constraint in lbs/MMBtu | FALSE | L | Annual | Net Emissions Allowance Position | MTons | 0 | 1.8416 | 1.2567 | 1.329 | 1.2124 | 1.1147 | 1.4867
BART NOX Annual-Comanche 2 -v5.13 | 114 | 5821 | Rate Constraint in lbs/MMBtu | FALSE | L | Annual | Fuel Consumed | TBtu | 0 | 24.5548 | 16.7563 | 17.7198 | 16.1654 | 14.8619 | 19.8229
BART NOX Annual-Comanche 2 -v5.13 | 114 | 5821 | Rate Constraint in lbs/MMBtu | FALSE | L | Annual | Rate | lb/MMBtu | 0 | 0.15 | 0.15 | 0.15 | 0.15 | 0.15001 | 0.15
BART NOX Annual-Comanche 2 -v5.13 | 114 | 5821 | Rate Constraint in lbs/MMBtu | FALSE | L | Annual | Generation | TWh | 0 | 2.4756 | 1.6894 | 1.7865 | 1.6298 | 1.4954 | 1.9985
BART NOX Annual-Comanche 2 -v5.13 | 114 | 5821 | Rate Constraint in lbs/MMBtu | FALSE | L | Annual | Qualifying Generation | TWh | 0 | 2.4756 | 1.6894 | 1.7865 | 1.6298 | 1.4954 | 1.9985
BART NOX Annual-Comanche 2 -v5.13 | 114 | 5821 | Rate Constraint in lbs/MMBtu | FALSE | L | Annual | Rate | lb/MWh | 0 | 0.7439 | 0.7439 | 0.7439 | 0.7439 | 0.74541 | 0.7439
BART NOX Annual-Comanche 2 -v5.13 | 114 | 5821 | Rate Constraint in lbs/MMBtu | FALSE | L | Annual | Constraint Shadow Price | US$/Ton | 0 | 0 | 0 | 0 | 0 | 0 | 0
BART NOX Annual-Coronado U1B & U2B -v5.13 | 115 | 5818 | Rate Constraint in lbs/MMBtu | FALSE | L | Annual | Seasons Included | Seasons |  | Winter, Summer | Winter, Summer | Winter, Summer | Winter, Summer | Winter, Summer | Winter, Summer
BART NOX Annual-Coronado U1B & U2B -v5.13 | 115 | 5818 | Rate Constraint in lbs/MMBtu | FALSE | L | Annual | Standard | lb/MMBtu | 0 | 0.065 | 0.065 | 0.065 | 0.065 | 0.065 | 0.065
BART NOX Annual-Coronado U1B & U2B -v5.13 | 115 | 5818 | Rate Constraint in lbs/MMBtu | FALSE | L | Annual | Emissions at Affected Plants NOX | MTons | 0 | 1.7893 | 0 | 0.44451 | 0.56298 | 0.56096 | 1.4848
BART NOX Annual-Coronado U1B & U2B -v5.13 | 115 | 5818 | Rate Constraint in lbs/MMBtu | FALSE | L | Annual | Allowances Purchased NOX | MTons | 0 | 0 | 0 | 0 | 0 | 0 | 0
BART NOX Annual-Coronado U1B & U2B -v5.13 | 115 | 5818 | Rate Constraint in lbs/MMBtu | FALSE | L | Annual | Allowances Sold NOX | MTons | 0 | 0 | 0 | 0 | 0 | 0 | 0
BART NOX Annual-Coronado U1B & U2B -v5.13 | 115 | 5818 | Rate Constraint in lbs/MMBtu | FALSE | L | Annual | Allowances Banked | MTons | 0 | 0 | 0 | 0 | 0 | 0 | 0
BART NOX Annual-Coronado U1B & U2B -v5.13 | 115 | 5818 | Rate Constraint in lbs/MMBtu | FALSE | L | Annual | Allowances Withdrawn (1:1) | MTons | 0 | 0 | 0 | 0 | 0 | 0 | 0
BART NOX Annual-Coronado U1B & U2B -v5.13 | 115 | 5818 | Rate Constraint in lbs/MMBtu | FALSE | L | Annual | Allowances Withdrawn (n:1) | MTons | 0 | 0 | 0 | 0 | 0 | 0 | 0
BART NOX Annual-Coronado U1B & U2B -v5.13 | 115 | 5818 | Rate Constraint in lbs/MMBtu | FALSE | L | Annual | Net Emissions Allowance Position | MTons | 0 | 1.7893 | 0 | 0.44451 | 0.56298 | 0.56096 | 1.4848
BART NOX Annual-Coronado U1B & U2B -v5.13 | 115 | 5818 | Rate Constraint in lbs/MMBtu | FALSE | L | Annual | Fuel Consumed | TBtu | 0 | 55.0559 | 0 | 13.6772 | 17.3224 | 17.3881 | 45.6867
BART NOX Annual-Coronado U1B & U2B -v5.13 | 115 | 5818 | Rate Constraint in lbs/MMBtu | FALSE | L | Annual | Rate | lb/MMBtu | 0 | 0.065 | 0 | 0.065 | 0.065 | 0.064523 | 0.065
BART NOX Annual-Coronado U1B & U2B -v5.13 | 115 | 5818 | Rate Constraint in lbs/MMBtu | FALSE | L | Annual | Generation | TWh | 0 | 5.5386 | 0 | 1.3759 | 1.7426 | 1.7426 | 4.838
BART NOX Annual-Coronado U1B & U2B -v5.13 | 115 | 5818 | Rate Constraint in lbs/MMBtu | FALSE | L | Annual | Qualifying Generation | TWh | 0 | 5.5386 | 0 | 1.3759 | 1.7426 | 1.7426 | 4.838
BART NOX Annual-Coronado U1B & U2B -v5.13 | 115 | 5818 | Rate Constraint in lbs/MMBtu | FALSE | L | Annual | Rate | lb/MWh | 0 | 0.32306 | 0 | 0.32306 | 0.32306 | 0.32191 | 0.30691
BART NOX Annual-Coronado U1B & U2B -v5.13 | 115 | 5818 | Rate Constraint in lbs/MMBtu | FALSE | L | Annual | Constraint Shadow Price | US$/Ton | 0 | 0 | 0 | 0 | 0 | 0 | 0
BART NOX Annual-Craig C1 -v5.13 | 116 | 5822 | Rate Constraint in lbs/MMBtu | FALSE | L | Annual | Seasons Included | Seasons |  | Winter, Summer | Winter, Summer | Winter, Summer | Winter, Summer | Winter, Summer | Winter, Summer
BART NOX Annual-Craig C1 -v5.13 | 116 | 5822 | Rate Constraint in lbs/MMBtu | FALSE | L | Annual | Standard | lb/MMBtu | 0 | 0.27 | 0.27 | 0.27 | 0.27 | 0.27 | 0.27
BART NOX Annual-Craig C1 -v5.13 | 116 | 5822 | Rate Constraint in lbs/MMBtu | FALSE | L | Annual | Emissions at Affected Plants NOX | MTons | 0 | 3.808 | 3.3609 | 3.3283 | 3.3097 | 3.3097 | 3.789
BART NOX Annual-Craig C1 -v5.13 | 116 | 5822 | Rate Constraint in lbs/MMBtu | FALSE | L | Annual | Allowances Purchased NOX | MTons | 0 | 0 | 0 | 0 | 0 | 0 | 0
BART NOX Annual-Craig C1 -v5.13 | 116 | 5822 | Rate Constraint in lbs/MMBtu | FALSE | L | Annual | Allowances Sold NOX | MTons | 0 | 0 | 0 | 0 | 0 | 0 | 0
BART NOX Annual-Craig C1 -v5.13 | 116 | 5822 | Rate Constraint in lbs/MMBtu | FALSE | L | Annual | Allowances Banked | MTons | 0 | 0 | 0 | 0 | 0 | 0 | 0
BART NOX Annual-Craig C1 -v5.13 | 116 | 5822 | Rate Constraint in lbs/MMBtu | FALSE | L | Annual | Allowances Withdrawn (1:1) | MTons | 0 | 0 | 0 | 0 | 0 | 0 | 0
BART NOX Annual-Craig C1 -v5.13 | 116 | 5822 | Rate Constraint in lbs/MMBtu | FALSE | L | Annual | Allowances Withdrawn (n:1) | MTons | 0 | 0 | 0 | 0 | 0 | 0 | 0
BART NOX Annual-Craig C1 -v5.13 | 116 | 5822 | Rate Constraint in lbs/MMBtu | FALSE | L | Annual | Net Emissions Allowance Position | MTons | 0 | 3.808 | 3.3609 | 3.3283 | 3.3097 | 3.3097 | 3.789
BART NOX Annual-Craig C1 -v5.13 | 116 | 5822 | Rate Constraint in lbs/MMBtu | FALSE | L | Annual | Fuel Consumed | TBtu | 0 | 28.2074 | 24.8953 | 24.6542 | 24.5245 | 24.5245 | 28.0762
BART NOX Annual-Craig C1 -v5.13 | 116 | 5822 | Rate Constraint in lbs/MMBtu | FALSE | L | Annual | Rate | lb/MMBtu | 0 | 0.27 | 0.27 | 0.27 | 0.26991 | 0.26991 | 0.26991
BART NOX Annual-Craig C1 -v5.13 | 116 | 5822 | Rate Constraint in lbs/MMBtu | FALSE | L | Annual | Generation | TWh | 0 | 3.07 | 2.7281 | 2.7017 | 2.6817 | 2.6817 | 3.07
BART NOX Annual-Craig C1 -v5.13 | 116 | 5822 | Rate Constraint in lbs/MMBtu | FALSE | L | Annual | Qualifying Generation | TWh | 0 | 3.07 | 2.7281 | 2.7017 | 2.6817 | 2.6817 | 3.07
BART NOX Annual-Craig C1 -v5.13 | 116 | 5822 | Rate Constraint in lbs/MMBtu | FALSE | L | Annual | Rate | lb/MWh | 0 | 1.2404 | 1.2319 | 1.2319 | 1.2342 | 1.2342 | 1.2342
BART NOX Annual-Craig C1 -v5.13 | 116 | 5822 | Rate Constraint in lbs/MMBtu | FALSE | L | Annual | Constraint Shadow Price | US$/Ton | 0 | 42598.564 | 8489.2235 | 1412.8728 | 0 | 0 | 0
BART NOX Annual-Craig C2 -v5.13 | 117 | 5823 | Rate Constraint in lbs/MMBtu | FALSE | L | Annual | Seasons Included | Seasons |  | Winter, Summer | Winter, Summer | Winter, Summer | Winter, Summer | Winter, Summer | Winter, Summer
BART NOX Annual-Craig C2 -v5.13 | 117 | 5823 | Rate Constraint in lbs/MMBtu | FALSE | L | Annual | Standard | lb/MMBtu | 0 | 0.08 | 0.08 | 0.08 | 0.08 | 0.08 | 0.08
BART NOX Annual-Craig C2 -v5.13 | 117 | 5823 | Rate Constraint in lbs/MMBtu | FALSE | L | Annual | Emissions at Affected Plants NOX | MTons | 0 | 1.1547 | 0.94696 | 0.94696 | 0.92843 | 0.93344 | 1.0927
BART NOX Annual-Craig C2 -v5.13 | 117 | 5823 | Rate Constraint in lbs/MMBtu | FALSE | L | Annual | Allowances Purchased NOX | MTons | 0 | 0 | 0 | 0 | 0 | 0 | 0
BART NOX Annual-Craig C2 -v5.13 | 117 | 5823 | Rate Constraint in lbs/MMBtu | FALSE | L | Annual | Allowances Sold NOX | MTons | 0 | 0 | 0 | 0 | 0 | 0 | 0
BART NOX Annual-Craig C2 -v5.13 | 117 | 5823 | Rate Constraint in lbs/MMBtu | FALSE | L | Annual | Allowances Banked | MTons | 0 | 0 | 0 | 0 | 0 | 0 | 0
BART NOX Annual-Craig C2 -v5.13 | 117 | 5823 | Rate Constraint in lbs/MMBtu | FALSE | L | Annual | Allowances Withdrawn (1:1) | MTons | 0 | 0 | 0 | 0 | 0 | 0 | 0
BART NOX Annual-Craig C2 -v5.13 | 117 | 5823 | Rate Constraint in lbs/MMBtu | FALSE | L | Annual | Allowances Withdrawn (n:1) | MTons | 0 | 0 | 0 | 0 | 0 | 0 | 0
BART NOX Annual-Craig C2 -v5.13 | 117 | 5823 | Rate Constraint in lbs/MMBtu | FALSE | L | Annual | Net Emissions Allowance Position | MTons | 0 | 1.1547 | 0.94696 | 0.94696 | 0.92843 | 0.93344 | 1.0927
BART NOX Annual-Craig C2 -v5.13 | 117 | 5823 | Rate Constraint in lbs/MMBtu | FALSE | L | Annual | Fuel Consumed | TBtu | 0 | 28.8675 | 23.6739 | 23.6739 | 23.202 | 23.306 | 27.2818
BART NOX Annual-Craig C2 -v5.13 | 117 | 5823 | Rate Constraint in lbs/MMBtu | FALSE | L | Annual | Rate | lb/MMBtu | 0 | 0.08 | 0.08 | 0.08 | 0.08003 | 0.080103 | 0.080103
BART NOX Annual-Craig C2 -v5.13 | 117 | 5823 | Rate Constraint in lbs/MMBtu | FALSE | L | Annual | Generation | TWh | 0 | 3.0405 | 2.4934 | 2.4934 | 2.442 | 2.4494 | 2.8672
BART NOX Annual-Craig C2 -v5.13 | 117 | 5823 | Rate Constraint in lbs/MMBtu | FALSE | L | Annual | Qualifying Generation | TWh | 0 | 3.0405 | 2.4934 | 2.4934 | 2.442 | 2.4494 | 2.8672
BART NOX Annual-Craig C2 -v5.13 | 117 | 5823 | Rate Constraint in lbs/MMBtu | FALSE | L | Annual | Rate | lb/MWh | 0 | 0.37978 | 0.37979 | 0.37979 | 0.3802 | 0.3811 | 0.3811
BART NOX Annual-Craig C2 -v5.13 | 117 | 5823 | Rate Constraint in lbs/MMBtu | FALSE | L | Annual | Constraint Shadow Price | US$/Ton | 0 | 14323.5418 | 5939.7401 | 5823.8163 | 5052.1795 | 2839.5194 | 3133.5801
BART NOX Annual-Four Corners 1-5 -v5.13 | 118 | 5845 | Rate Constraint in lbs/MMBtu | FALSE | L | Annual | Seasons Included | Seasons |  | Winter, Summer | Winter, Summer | Winter, Summer | Winter, Summer | Winter, Summer | Winter, Summer
BART NOX Annual-Four Corners 1-5 -v5.13 | 118 | 5845 | Rate Constraint in lbs/MMBtu | FALSE | L | Annual | Standard | lb/MMBtu | 0 | 0.11 | 0.11 | 0.11 | 0.11 | 0.11 | 0.11
BART NOX Annual-Four Corners 1-5 -v5.13 | 118 | 5845 | Rate Constraint in lbs/MMBtu | FALSE | L | Annual | Emissions at Affected Plants NOX | MTons | 0 | 7.8588 | 7.4394 | 7.8588 | 7.25 | 7.1886 | 7.8588
BART NOX Annual-Four Corners 1-5 -v5.13 | 118 | 5845 | Rate Constraint in lbs/MMBtu | FALSE | L | Annual | Allowances Purchased NOX | MTons | 0 | 0 | 0 | 0 | 0 | 0 | 0
BART NOX Annual-Four Corners 1-5 -v5.13 | 118 | 5845 | Rate Constraint in lbs/MMBtu | FALSE | L | Annual | Allowances Sold NOX | MTons | 0 | 0 | 0 | 0 | 0 | 0 | 0
BART NOX Annual-Four Corners 1-5 -v5.13 | 118 | 5845 | Rate Constraint in lbs/MMBtu | FALSE | L | Annual | Allowances Banked | MTons | 0 | 0 | 0 | 0 | 0 | 0 | 0
BART NOX Annual-Four Corners 1-5 -v5.13 | 118 | 5845 | Rate Constraint in lbs/MMBtu | FALSE | L | Annual | Allowances Withdrawn (1:1) | MTons | 0 | 0 | 0 | 0 | 0 | 0 | 0
BART NOX Annual-Four Corners 1-5 -v5.13 | 118 | 5845 | Rate Constraint in lbs/MMBtu | FALSE | L | Annual | Allowances Withdrawn (n:1) | MTons | 0 | 0 | 0 | 0 | 0 | 0 | 0
BART NOX Annual-Four Corners 1-5 -v5.13 | 118 | 5845 | Rate Constraint in lbs/MMBtu | FALSE | L | Annual | Net Emissions Allowance Position | MTons | 0 | 7.8588 | 7.4394 | 7.8588 | 7.25 | 7.1886 | 7.8588
BART NOX Annual-Four Corners 1-5 -v5.13 | 118 | 5845 | Rate Constraint in lbs/MMBtu | FALSE | L | Annual | Fuel Consumed | TBtu | 0 | 142.8871 | 135.2624 | 142.8871 | 131.8188 | 130.7015 | 142.8871
BART NOX Annual-Four Corners 1-5 -v5.13 | 118 | 5845 | Rate Constraint in lbs/MMBtu | FALSE | L | Annual | Rate | lb/MMBtu | 0 | 0.11 | 0.11 | 0.11 | 0.11 | 0.11 | 0.11
BART NOX Annual-Four Corners 1-5 -v5.13 | 118 | 5845 | Rate Constraint in lbs/MMBtu | FALSE | L | Annual | Generation | TWh | 0 | 14.8788 | 14.0917 | 14.8788 | 13.7302 | 13.6161 | 14.8788
BART NOX Annual-Four Corners 1-5 -v5.13 | 118 | 5845 | Rate Constraint in lbs/MMBtu | FALSE | L | Annual | Qualifying Generation | TWh | 0 | 14.8788 | 14.0917 | 14.8788 | 13.7302 | 13.6161 | 14.8788
BART NOX Annual-Four Corners 1-5 -v5.13 | 118 | 5845 | Rate Constraint in lbs/MMBtu | FALSE | L | Annual | Rate | lb/MWh | 0 | 0.52819 | 0.52793 | 0.52819 | 0.52804 | 0.52795 | 0.52819
BART NOX Annual-Four Corners 1-5 -v5.13 | 118 | 5845 | Rate Constraint in lbs/MMBtu | FALSE | L | Annual | Constraint Shadow Price | US$/Ton | 0 | 13506.7232 | 1414.3067 | 3954.7864 | 1814.0664 | 987.6347 | 3942.6376
BART NOX Annual-Gerald Gentleman 1 -v5.13 | 119 | 5838 | Rate Constraint in lbs/MMBtu | FALSE | L | Annual | Seasons Included | Seasons |  | Winter, Summer | Winter, Summer | Winter, Summer | Winter, Summer | Winter, Summer | Winter, Summer
BART NOX Annual-Gerald Gentleman 1 -v5.13 | 119 | 5838 | Rate Constraint in lbs/MMBtu | FALSE | L | Annual | Standard | lb/MMBtu | 0 | 0.23 | 0.23 | 0.23 | 0.23 | 0.23 | 0.23
BART NOX Annual-Gerald Gentleman 1 -v5.13 | 119 | 5838 | Rate Constraint in lbs/MMBtu | FALSE | L | Annual | Emissions at Affected Plants NOX | MTons | 0 | 4.661 | 4.661 | 4.661 | 4.661 | 4.661 | 4.661
BART NOX Annual-Gerald Gentleman 1 -v5.13 | 119 | 5838 | Rate Constraint in lbs/MMBtu | FALSE | L | Annual | Allowances Purchased NOX | MTons | 0 | 0 | 0 | 0 | 0 | 0 | 0
BART NOX Annual-Gerald Gentleman 1 -v5.13 | 119 | 5838 | Rate Constraint in lbs/MMBtu | FALSE | L | Annual | Allowances Sold NOX | MTons | 0 | 0 | 0 | 0 | 0 | 0 | 0
BART NOX Annual-Gerald Gentleman 1 -v5.13 | 119 | 5838 | Rate Constraint in lbs/MMBtu | FALSE | L | Annual | Allowances Banked | MTons | 0 | 0 | 0 | 0 | 0 | 0 | 0
BART NOX Annual-Gerald Gentleman 1 -v5.13 | 119 | 5838 | Rate Constraint in lbs/MMBtu | FALSE | L | Annual | Allowances Withdrawn (1:1) | MTons | 0 | 0 | 0 | 0 | 0 | 0 | 0
BART NOX Annual-Gerald Gentleman 1 -v5.13 | 119 | 5838 | Rate Constraint in lbs/MMBtu | FALSE | L | Annual | Allowances Withdrawn (n:1) | MTons | 0 | 0 | 0 | 0 | 0 | 0 | 0
BART NOX Annual-Gerald Gentleman 1 -v5.13 | 119 | 5838 | Rate Constraint in lbs/MMBtu | FALSE | L | Annual | Net Emissions Allowance Position | MTons | 0 | 4.661 | 4.661 | 4.661 | 4.661 | 4.661 | 4.661
BART NOX Annual-Gerald Gentleman 1 -v5.13 | 119 | 5838 | Rate Constraint in lbs/MMBtu | FALSE | L | Annual | Fuel Consumed | TBtu | 0 | 47.2182 | 47.2182 | 47.2182 | 47.2182 | 47.2182 | 47.2182
BART NOX Annual-Gerald Gentleman 1 -v5.13 | 119 | 5838 | Rate Constraint in lbs/MMBtu | FALSE | L | Annual | Rate | lb/MMBtu | 0 | 0.19743 | 0.19743 | 0.19743 | 0.19743 | 0.19743 | 0.19743
BART NOX Annual-Gerald Gentleman 1 -v5.13 | 119 | 5838 | Rate Constraint in lbs/MMBtu | FALSE | L | Annual | Generation | TWh | 0 | 4.8296 | 4.8296 | 4.8296 | 4.8296 | 4.8296 | 4.8296
BART NOX Annual-Gerald Gentleman 1 -v5.13 | 119 | 5838 | Rate Constraint in lbs/MMBtu | FALSE | L | Annual | Qualifying Generation | TWh | 0 | 4.8296 | 4.8296 | 4.8296 | 4.8296 | 4.8296 | 4.8296
BART NOX Annual-Gerald Gentleman 1 -v5.13 | 119 | 5838 | Rate Constraint in lbs/MMBtu | FALSE | L | Annual | Rate | lb/MWh | 0 | 0.9651 | 0.9651 | 0.9651 | 0.9651 | 0.9651 | 0.9651
BART NOX Annual-Gerald Gentleman 1 -v5.13 | 119 | 5838 | Rate Constraint in lbs/MMBtu | FALSE | L | Annual | Constraint Shadow Price | US$/Ton | 0 | 0 | 0 | 0 | 0 | 0 | 0
BART NOX Annual-Gerald Gentleman 2 -v5.13 | 120 | 5839 | Rate Constraint in lbs/MMBtu | FALSE | L | Annual | Seasons Included | Seasons |  | Winter, Summer | Winter, Summer | Winter, Summer | Winter, Summer | Winter, Summer | Winter, Summer
BART NOX Annual-Gerald Gentleman 2 -v5.13 | 120 | 5839 | Rate Constraint in lbs/MMBtu | FALSE | L | Annual | Standard | lb/MMBtu | 0 | 0.23 | 0.23 | 0.23 | 0.23 | 0.23 | 0.23
BART NOX Annual-Gerald Gentleman 2 -v5.13 | 120 | 5839 | Rate Constraint in lbs/MMBtu | FALSE | L | Annual | Emissions at Affected Plants NOX | MTons | 0 | 4.4995 | 4.4995 | 4.4995 | 4.4995 | 4.4995 | 4.4995
BART NOX Annual-Gerald Gentleman 2 -v5.13 | 120 | 5839 | Rate Constraint in lbs/MMBtu | FALSE | L | Annual | Allowances Purchased NOX | MTons | 0 | 0 | 0 | 0 | 0 | 0 | 0
BART NOX Annual-Gerald Gentleman 2 -v5.13 | 120 | 5839 | Rate Constraint in lbs/MMBtu | FALSE | L | Annual | Allowances Sold NOX | MTons | 0 | 0 | 0 | 0 | 0 | 0 | 0
BART NOX Annual-Gerald Gentleman 2 -v5.13 | 120 | 5839 | Rate Constraint in lbs/MMBtu | FALSE | L | Annual | Allowances Banked | MTons | 0 | 0 | 0 | 0 | 0 | 0 | 0
BART NOX Annual-Gerald Gentleman 2 -v5.13 | 120 | 5839 | Rate Constraint in lbs/MMBtu | FALSE | L | Annual | Allowances Withdrawn (1:1) | MTons | 0 | 0 | 0 | 0 | 0 | 0 | 0
BART NOX Annual-Gerald Gentleman 2 -v5.13 | 120 | 5839 | Rate Constraint in lbs/MMBtu | FALSE | L | Annual | Allowances Withdrawn (n:1) | MTons | 0 | 0 | 0 | 0 | 0 | 0 | 0
BART NOX Annual-Gerald Gentleman 2 -v5.13 | 120 | 5839 | Rate Constraint in lbs/MMBtu | FALSE | L | Annual | Net Emissions Allowance Position | MTons | 0 | 4.4995 | 4.4995 | 4.4995 | 4.4995 | 4.4995 | 4.4995
BART NOX Annual-Gerald Gentleman 2 -v5.13 | 120 | 5839 | Rate Constraint in lbs/MMBtu | FALSE | L | Annual | Fuel Consumed | TBtu | 0 | 49.9943 | 49.9943 | 49.9943 | 49.9943 | 49.9943 | 49.9943
BART NOX Annual-Gerald Gentleman 2 -v5.13 | 120 | 5839 | Rate Constraint in lbs/MMBtu | FALSE | L | Annual | Rate | lb/MMBtu | 0 | 0.18 | 0.18 | 0.18 | 0.18 | 0.18 | 0.18
BART NOX Annual-Gerald Gentleman 2 -v5.13 | 120 | 5839 | Rate Constraint in lbs/MMBtu | FALSE | L | Annual | Generation | TWh | 0 | 5.0836 | 5.0836 | 5.0836 | 5.0836 | 5.0836 | 5.0836
BART NOX Annual-Gerald Gentleman 2 -v5.13 | 120 | 5839 | Rate Constraint in lbs/MMBtu | FALSE | L | Annual | Qualifying Generation | TWh | 0 | 5.0836 | 5.0836 | 5.0836 | 5.0836 | 5.0836 | 5.0836
BART NOX Annual-Gerald Gentleman 2 -v5.13 | 120 | 5839 | Rate Constraint in lbs/MMBtu | FALSE | L | Annual | Rate | lb/MWh | 0 | 0.88509 | 0.88509 | 0.88509 | 0.88509 | 0.88509 | 0.88509
BART NOX Annual-Gerald Gentleman 2 -v5.13 | 120 | 5839 | Rate Constraint in lbs/MMBtu | FALSE | L | Annual | Constraint Shadow Price | US$/Ton | 0 | 0 | 0 | 0 | 0 | 0 | 0
BART NOX Annual-Hayden H1 -v5.13 | 121 | 5824 | Rate Constraint in lbs/MMBtu | FALSE | L | Annual | Seasons Included | Seasons |  | Winter, Summer | Winter, Summer | Winter, Summer | Winter, Summer | Winter, Summer | Winter, Summer
BART NOX Annual-Hayden H1 -v5.13 | 121 | 5824 | Rate Constraint in lbs/MMBtu | FALSE | L | Annual | Standard | lb/MMBtu | 0 | 0.08 | 0.08 | 0.08 | 0.08 | 0.08 | 0.08
BART NOX Annual-Hayden H1 -v5.13 | 121 | 5824 | Rate Constraint in lbs/MMBtu | FALSE | L | Annual | Emissions at Affected Plants NOX | MTons | 0 | 0 | 0 | 0 | 0 | 0 | 0
BART NOX Annual-Hayden H1 -v5.13 | 121 | 5824 | Rate Constraint in lbs/MMBtu | FALSE | L | Annual | Allowances Purchased NOX | MTons | 0 | 0 | 0 | 0 | 0 | 0 | 0
BART NOX Annual-Hayden H1 -v5.13 | 121 | 5824 | Rate Constraint in lbs/MMBtu | FALSE | L | Annual | Allowances Sold NOX | MTons | 0 | 0 | 0 | 0 | 0 | 0 | 0
BART NOX Annual-Hayden H1 -v5.13 | 121 | 5824 | Rate Constraint in lbs/MMBtu | FALSE | L | Annual | Allowances Banked | MTons | 0 | 0 | 0 | 0 | 0 | 0 | 0
BART NOX Annual-Hayden H1 -v5.13 | 121 | 5824 | Rate Constraint in lbs/MMBtu | FALSE | L | Annual | Allowances Withdrawn (1:1) | MTons | 0 | 0 | 0 | 0 | 0 | 0 | 0
BART NOX Annual-Hayden H1 -v5.13 | 121 | 5824 | Rate Constraint in lbs/MMBtu | FALSE | L | Annual | Allowances Withdrawn (n:1) | MTons | 0 | 0 | 0 | 0 | 0 | 0 | 0
BART NOX Annual-Hayden H1 -v5.13 | 121 | 5824 | Rate Constraint in lbs/MMBtu | FALSE | L | Annual | Net Emissions Allowance Position | MTons | 0 | 0 | 0 | 0 | 0 | 0 | 0
BART NOX Annual-Hayden H1 -v5.13 | 121 | 5824 | Rate Constraint in lbs/MMBtu | FALSE | L | Annual | Fuel Consumed | TBtu | 0 | 0 | 0 | 0 | 0 | 0 | 0
BART NOX Annual-Hayden H1 -v5.13 | 121 | 5824 | Rate Constraint in lbs/MMBtu | FALSE | L | Annual | Rate | lb/MMBtu | 0 | 0 | 0 | 0 | 0 | 0 | 0
BART NOX Annual-Hayden H1 -v5.13 | 121 | 5824 | Rate Constraint in lbs/MMBtu | FALSE | L | Annual | Generation | TWh | 0 | 0 | 0 | 0 | 0 | 0 | 0
BART NOX Annual-Hayden H1 -v5.13 | 121 | 5824 | Rate Constraint in lbs/MMBtu | FALSE | L | Annual | Qualifying Generation | TWh | 0 | 0 | 0 | 0 | 0 | 0 | 0
BART NOX Annual-Hayden H1 -v5.13 | 121 | 5824 | Rate Constraint in lbs/MMBtu | FALSE | L | Annual | Rate | lb/MWh | 0 | 0 | 0 | 0 | 0 | 0 | 0
BART NOX Annual-Hayden H1 -v5.13 | 121 | 5824 | Rate Constraint in lbs/MMBtu | FALSE | L | Annual | Constraint Shadow Price | US$/Ton | 0 | 40035.0751 | 15224.4596 | 12122.0689 | 11627.9408 | 9427.0464 | 15495.2383
BART NOX Annual-Hayden H2 -v5.13 | 122 | 5825 | Rate Constraint in lbs/MMBtu | FALSE | L | Annual | Seasons Included | Seasons |  | Winter, Summer | Winter, Summer | Winter, Summer | Winter, Summer | Winter, Summer | Winter, Summer
BART NOX Annual-Hayden H2 -v5.13 | 122 | 5825 | Rate Constraint in lbs/MMBtu | FALSE | L | Annual | Standard | lb/MMBtu | 0 | 0.07 | 0.07 | 0.07 | 0.07 | 0.07 | 0.07
BART NOX Annual-Hayden H2 -v5.13 | 122 | 5825 | Rate Constraint in lbs/MMBtu | FALSE | L | Annual | Emissions at Affected Plants NOX | MTons | 0 | 0.68028 | 0.29194 | 0.43293 | 0.43293 | 0.21421 | 0.29904
BART NOX Annual-Hayden H2 -v5.13 | 122 | 5825 | Rate Constraint in lbs/MMBtu | FALSE | L | Annual | Allowances Purchased NOX | MTons | 0 | 0 | 0 | 0 | 0 | 0 | 0
BART NOX Annual-Hayden H2 -v5.13 | 122 | 5825 | Rate Constraint in lbs/MMBtu | FALSE | L | Annual | Allowances Sold NOX | MTons | 0 | 0 | 0 | 0 | 0 | 0 | 0
BART NOX Annual-Hayden H2 -v5.13 | 122 | 5825 | Rate Constraint in lbs/MMBtu | FALSE | L | Annual | Allowances Banked | MTons | 0 | 0 | 0 | 0 | 0 | 0 | 0
BART NOX Annual-Hayden H2 -v5.13 | 122 | 5825 | Rate Constraint in lbs/MMBtu | FALSE | L | Annual | Allowances Withdrawn (1:1) | MTons | 0 | 0 | 0 | 0 | 0 | 0 | 0
BART NOX Annual-Hayden H2 -v5.13 | 122 | 5825 | Rate Constraint in lbs/MMBtu | FALSE | L | Annual | Allowances Withdrawn (n:1) | MTons | 0 | 0 | 0 | 0 | 0 | 0 | 0
BART NOX Annual-Hayden H2 -v5.13 | 122 | 5825 | Rate Constraint in lbs/MMBtu | FALSE | L | Annual | Net Emissions Allowance Position | MTons | 0 | 0.68028 | 0.29194 | 0.43293 | 0.43293 | 0.21421 | 0.29904
BART NOX Annual-Hayden H2 -v5.13 | 122 | 5825 | Rate Constraint in lbs/MMBtu | FALSE | L | Annual | Fuel Consumed | TBtu | 0 | 19.4367 | 8.3412 | 12.3696 | 12.3696 | 6.2082 | 8.703
BART NOX Annual-Hayden H2 -v5.13 | 122 | 5825 | Rate Constraint in lbs/MMBtu | FALSE | L | Annual | Rate | lb/MMBtu | 0 | 0.07 | 0.07 | 0.07 | 0.07 | 0.06901 | 0.06872
BART NOX Annual-Hayden H2 -v5.13 | 122 | 5825 | Rate Constraint in lbs/MMBtu | FALSE | L | Annual | Generation | TWh | 0 | 1.8777 | 0.80581 | 1.195 | 1.195 | 0.59625 | 0.8359
BART NOX Annual-Hayden H2 -v5.13 | 122 | 5825 | Rate Constraint in lbs/MMBtu | FALSE | L | Annual | Qualifying Generation | TWh | 0 | 1.8777 | 0.80581 | 1.195 | 1.195 | 0.59625 | 0.8359
BART NOX Annual-Hayden H2 -v5.13 | 122 | 5825 | Rate Constraint in lbs/MMBtu | FALSE | L | Annual | Rate | lb/MWh | 0 | 0.36229 | 0.36229 | 0.36229 | 0.36229 | 0.35927 | 0.35774
BART NOX Annual-Hayden H2 -v5.13 | 122 | 5825 | Rate Constraint in lbs/MMBtu | FALSE | L | Annual | Constraint Shadow Price | US$/Ton | 0 | 126654.2063 | 50380.2361 | 27300.8281 | 11649.7148 | 0 | 0
BART NOX Annual-J E Corette Plant 2 -v5.13 | 123 | 5837 | Rate Constraint in lbs/MMBtu | FALSE | L | Annual | Seasons Included | Seasons |  | Winter, Summer | Winter, Summer | Winter, Summer | Winter, Summer | Winter, Summer | Winter, Summer
BART NOX Annual-J E Corette Plant 2 -v5.13 | 123 | 5837 | Rate Constraint in lbs/MMBtu | FALSE | L | Annual | Standard | lb/MMBtu | 0 | 0.35 | 0.35 | 0.35 | 0.35 | 0.35 | 0.35
BART NOX Annual-J E Corette Plant 2 -v5.13 | 123 | 5837 | Rate Constraint in lbs/MMBtu | FALSE | L | Annual | Emissions at Affected Plants NOX | MTons | 0 | 1.0298 | 1.0298 | 1.0298 | 1.0298 | 1.0298 | 1.0298
BART NOX Annual-J E Corette Plant 2 -v5.13 | 123 | 5837 | Rate Constraint in lbs/MMBtu | FALSE | L | Annual | Allowances Purchased NOX | MTons | 0 | 0 | 0 | 0 | 0 | 0 | 0
BART NOX Annual-J E Corette Plant 2 -v5.13 | 123 | 5837 | Rate Constraint in lbs/MMBtu | FALSE | L | Annual | Allowances Sold NOX | MTons | 0 | 0 | 0 | 0 | 0 | 0 | 0
BART NOX Annual-J E Corette Plant 2 -v5.13 | 123 | 5837 | Rate Constraint in lbs/MMBtu | FALSE | L | Annual | Allowances Banked | MTons | 0 | 0 | 0 | 0 | 0 | 0 | 0
BART NOX Annual-J E Corette Plant 2 -v5.13 | 123 | 5837 | Rate Constraint in lbs/MMBtu | FALSE | L | Annual | Allowances Withdrawn (1:1) | MTons | 0 | 0 | 0 | 0 | 0 | 0 | 0
BART NOX Annual-J E Corette Plant 2 -v5.13 | 123 | 5837 | Rate Constraint in lbs/MMBtu | FALSE | L | Annual | Allowances Withdrawn (n:1) | MTons | 0 | 0 | 0 | 0 | 0 | 0 | 0
BART NOX Annual-J E Corette Plant 2 -v5.13 | 123 | 5837 | Rate Constraint in lbs/MMBtu | FALSE | L | Annual | Net Emissions Allowance Position | MTons | 0 | 1.0298 | 1.0298 | 1.0298 | 1.0298 | 1.0298 | 1.0298
BART NOX Annual-J E Corette Plant 2 -v5.13 | 123 | 5837 | Rate Constraint in lbs/MMBtu | FALSE | L | Annual | Fuel Consumed | TBtu | 0 | 12.0049 | 12.0049 | 12.0049 | 12.0049 | 12.0049 | 12.0049
BART NOX Annual-J E Corette Plant 2 -v5.13 | 123 | 5837 | Rate Constraint in lbs/MMBtu | FALSE | L | Annual | Rate | lb/MMBtu | 0 | 0.17156 | 0.17156 | 0.17156 | 0.17156 | 0.17156 | 0.17156
BART NOX Annual-J E Corette Plant 2 -v5.13 | 123 | 5837 | Rate Constraint in lbs/MMBtu | FALSE | L | Annual | Generation | TWh | 0 | 1.1465 | 1.1465 | 1.1465 | 1.1465 | 1.1465 | 1.1465
BART NOX Annual-J E Corette Plant 2 -v5.13 | 123 | 5837 | Rate Constraint in lbs/MMBtu | FALSE | L | Annual | Qualifying Generation | TWh | 0 | 1.1465 | 1.1465 | 1.1465 | 1.1465 | 1.1465 | 1.1465
BART NOX Annual-J E Corette Plant 2 -v5.13 | 123 | 5837 | Rate Constraint in lbs/MMBtu | FALSE | L | Annual | Rate | lb/MWh | 0 | 0.89822 | 0.89822 | 0.89822 | 0.89822 | 0.89822 | 0.89822
BART NOX Annual-J E Corette Plant 2 -v5.13 | 123 | 5837 | Rate Constraint in lbs/MMBtu | FALSE | L | Annual | Constraint Shadow Price | US$/Ton | 0 | 0 | 0 | 0 | 0 | 0 | 0
BART NOX Annual-Jeffrey Energy Center 1 -v5.13 | 124 | 5831 | Rate Constraint in lbs/MMBtu | FALSE | L | Annual | Seasons Included | Seasons |  | Winter, Summer | Winter, Summer | Winter, Summer | Winter, Summer | Winter, Summer | Winter, Summer
BART NOX Annual-Jeffrey Energy Center 1 -v5.13 | 124 | 5831 | Rate Constraint in lbs/MMBtu | FALSE | L | Annual | Standard | lb/MMBtu | 0 | 0.15 | 0.15 | 0.15 | 0.15 | 0.15 | 0.15
BART NOX Annual-Jeffrey Energy Center 1 -v5.13 | 124 | 5831 | Rate Constraint in lbs/MMBtu | FALSE | L | Annual | Emissions at Affected Plants NOX | MTons | 0 | 2.7974 | 2.7974 | 2.7974 | 2.7974 | 2.7974 | 2.7974
BART NOX Annual-Jeffrey Energy Center 1 -v5.13 | 124 | 5831 | Rate Constraint in lbs/MMBtu | FALSE | L | Annual | Allowances Purchased NOX | MTons | 0 | 0 | 0 | 0 | 0 | 0 | 0
BART NOX Annual-Jeffrey Energy Center 1 -v5.13 | 124 | 5831 | Rate Constraint in lbs/MMBtu | FALSE | L | Annual | Allowances Sold NOX | MTons | 0 | 0 | 0 | 0 | 0 | 0 | 0
BART NOX Annual-Jeffrey Energy Center 1 -v5.13 | 124 | 5831 | Rate Constraint in lbs/MMBtu | FALSE | L | Annual | Allowances Banked | MTons | 0 | 0 | 0 | 0 | 0 | 0 | 0
BART NOX Annual-Jeffrey Energy Center 1 -v5.13 | 124 | 5831 | Rate Constraint in lbs/MMBtu | FALSE | L | Annual | Allowances Withdrawn (1:1) | MTons | 0 | 0 | 0 | 0 | 0 | 0 | 0
BART NOX Annual-Jeffrey Energy Center 1 -v5.13 | 124 | 5831 | Rate Constraint in lbs/MMBtu | FALSE | L | Annual | Allowances Withdrawn (n:1) | MTons | 0 | 0 | 0 | 0 | 0 | 0 | 0
BART NOX Annual-Jeffrey Energy Center 1 -v5.13 | 124 | 5831 | Rate Constraint in lbs/MMBtu | FALSE | L | Annual | Net Emissions Allowance Position | MTons | 0 | 2.7974 | 2.7974 | 2.7974 | 2.7974 | 2.7974 | 2.7974
BART NOX Annual-Jeffrey Energy Center 1 -v5.13 | 124 | 5831 | Rate Constraint in lbs/MMBtu | FALSE | L | Annual | Fuel Consumed | TBtu | 0 | 55.9488 | 55.9488 | 55.9488 | 55.9488 | 55.9488 | 55.9488
BART NOX Annual-Jeffrey Energy Center 1 -v5.13 | 124 | 5831 | Rate Constraint in lbs/MMBtu | FALSE | L | Annual | Rate | lb/MMBtu | 0 | 0.1 | 0.1 | 0.1 | 0.1 | 0.1 | 0.1
BART NOX Annual-Jeffrey Energy Center 1 -v5.13 | 124 | 5831 | Rate Constraint in lbs/MMBtu | FALSE | L | Annual | Generation | TWh | 0 | 5.2687 | 5.2687 | 5.2687 | 5.2687 | 5.2687 | 5.2687
BART NOX Annual-Jeffrey Energy Center 1 -v5.13 | 124 | 5831 | Rate Constraint in lbs/MMBtu | FALSE | L | Annual | Qualifying Generation | TWh | 0 | 5.2687 | 5.2687 | 5.2687 | 5.2687 | 5.2687 | 5.2687
BART NOX Annual-Jeffrey Energy Center 1 -v5.13 | 124 | 5831 | Rate Constraint in lbs/MMBtu | FALSE | L | Annual | Rate | lb/MWh | 0 | 0.53095 | 0.53095 | 0.53095 | 0.53095 | 0.53095 | 0.53095
BART NOX Annual-Jeffrey Energy Center 1 -v5.13 | 124 | 5831 | Rate Constraint in lbs/MMBtu | FALSE | L | Annual | Constraint Shadow Price | US$/Ton | 0 | 0 | 0 | 0 | 0 | 0 | 0
BART NOX Annual-Jeffrey Energy Center 2 -v5.13 | 125 | 5832 | Rate Constraint in lbs/MMBtu | FALSE | L | Annual | Seasons Included | Seasons |  | Winter, Summer | Winter, Summer | Winter, Summer | Winter, Summer | Winter, Summer | Winter, Summer
BART NOX Annual-Jeffrey Energy Center 2 -v5.13 | 125 | 5832 | Rate Constraint in lbs/MMBtu | FALSE | L | Annual | Standard | lb/MMBtu | 0 | 0.15 | 0.15 | 0.15 | 0.15 | 0.15 | 0.15
BART NOX Annual-Jeffrey Energy Center 2 -v5.13 | 125 | 5832 | Rate Constraint in lbs/MMBtu | FALSE | L | Annual | Emissions at Affected Plants NOX | MTons | 0 | 2.7969 | 2.7969 | 2.7969 | 2.7969 | 2.7969 | 2.7969
BART NOX Annual-Jeffrey Energy Center 2 -v5.13 | 125 | 5832 | Rate Constraint in lbs/MMBtu | FALSE | L | Annual | Allowances Purchased NOX | MTons | 0 | 0 | 0 | 0 | 0 | 0 | 0
BART NOX Annual-Jeffrey Energy Center 2 -v5.13 | 125 | 5832 | Rate Constraint in lbs/MMBtu | FALSE | L | Annual | Allowances Sold NOX | MTons | 0 | 0 | 0 | 0 | 0 | 0 | 0
BART NOX Annual-Jeffrey Energy Center 2 -v5.13 | 125 | 5832 | Rate Constraint in lbs/MMBtu | FALSE | L | Annual | Allowances Banked | MTons | 0 | 0 | 0 | 0 | 0 | 0 | 0
BART NOX Annual-Jeffrey Energy Center 2 -v5.13 | 125 | 5832 | Rate Constraint in lbs/MMBtu | FALSE | L | Annual | Allowances Withdrawn (1:1) | MTons | 0 | 0 | 0 | 0 | 0 | 0 | 0
BART NOX Annual-Jeffrey Energy Center 2 -v5.13 | 125 | 5832 | Rate Constraint in lbs/MMBtu | FALSE | L | Annual | Allowances Withdrawn (n:1) | MTons | 0 | 0 | 0 | 0 | 0 | 0 | 0
BART NOX Annual-Jeffrey Energy Center 2 -v5.13 | 125 | 5832 | Rate Constraint in lbs/MMBtu | FALSE | L | Annual | Net Emissions Allowance Position | MTons | 0 | 2.7969 | 2.7969 | 2.7969 | 2.7969 | 2.7969 | 2.7969
BART NOX Annual-Jeffrey Energy Center 2 -v5.13 | 125 | 5832 | Rate Constraint in lbs/MMBtu | FALSE | L | Annual | Fuel Consumed | TBtu | 0 | 55.9378 | 55.9378 | 55.9378 | 55.9378 | 55.9378 | 55.9378
BART NOX Annual-Jeffrey Energy Center 2 -v5.13 | 125 | 5832 | Rate Constraint in lbs/MMBtu | FALSE | L | Annual | Rate | lb/MMBtu | 0 | 0.1 | 0.1 | 0.1 | 0.1 | 0.1 | 0.1
BART NOX Annual-Jeffrey Energy Center 2 -v5.13 | 125 | 5832 | Rate Constraint in lbs/MMBtu | FALSE | L | Annual | Generation | TWh | 0 | 5.279 | 5.279 | 5.279 | 5.279 | 5.279 | 5.279
BART NOX Annual-Jeffrey Energy Center 2 -v5.13 | 125 | 5832 | Rate Constraint in lbs/MMBtu | FALSE | L | Annual | Qualifying Generation | TWh | 0 | 5.279 | 5.279 | 5.279 | 5.279 | 5.279 | 5.279
BART NOX Annual-Jeffrey Energy Center 2 -v5.13 | 125 | 5832 | Rate Constraint in lbs/MMBtu | FALSE | L | Annual | Rate | lb/MWh | 0 | 0.52981 | 0.52981 | 0.52981 | 0.52981 | 0.52981 | 0.52981
BART NOX Annual-Jeffrey Energy Center 2 -v5.13 | 125 | 5832 | Rate Constraint in lbs/MMBtu | FALSE | L | Annual | Constraint Shadow Price | US$/Ton | 0 | 0 | 0 | 0 | 0 | 0 | 0
BART NOX Annual-La Cygne 1 & 2 -v5.13 | 126 | 5833 | Rate Constraint in lbs/MMBtu | FALSE | L | Annual | Seasons Included | Seasons | Winter, Summer | Winter, Summer | Winter, Summer | Winter, Summer | Winter, Summer | Winter, Summer | Winter, Summer
BART NOX Annual-La Cygne 1 & 2 -v5.13 | 126 | 5833 | Rate Constraint in lbs/MMBtu | FALSE | L | Annual | Standard | lb/MMBtu | 0.13 | 0.13 | 0.13 | 0.13 | 0.13 | 0.13 | 0.13
BART NOX Annual-La Cygne 1 & 2 -v5.13 | 126 | 5833 | Rate Constraint in lbs/MMBtu | FALSE | L | Annual | Emissions at Affected Plants NOX | MTons | 3.8025 | 3.8025 | 3.8025 | 3.8025 | 3.8025 | 3.8025 | 3.8025
BART NOX Annual-La Cygne 1 & 2 -v5.13 | 126 | 5833 | Rate Constraint in lbs/MMBtu | FALSE | L | Annual | Allowances Purchased NOX | MTons | 0 | 0 | 0 | 0 | 0 | 0 | 0
BART NOX Annual-La Cygne 1 & 2 -v5.13 | 126 | 5833 | Rate Constraint in lbs/MMBtu | FALSE | L | Annual | Allowances Sold NOX | MTons | 0 | 0 | 0 | 0 | 0 | 0 | 0
BART NOX Annual-La Cygne 1 & 2 -v5.13 | 126 | 5833 | Rate Constraint in lbs/MMBtu | FALSE | L | Annual | Allowances Banked | MTons | 0 | 0 | 0 | 0 | 0 | 0 | 0
BART NOX Annual-La Cygne 1 & 2 -v5.13 | 126 | 5833 | Rate Constraint in lbs/MMBtu | FALSE | L | Annual | Allowances Withdrawn (1:1) | MTons | 0 | 0 | 0 | 0 | 0 | 0 | 0
BART NOX Annual-La Cygne 1 & 2 -v5.13 | 126 | 5833 | Rate Constraint in lbs/MMBtu | FALSE | L | Annual | Allowances Withdrawn (n:1) | MTons | 0 | 0 | 0 | 0 | 0 | 0 | 0
BART NOX Annual-La Cygne 1 & 2 -v5.13 | 126 | 5833 | Rate Constraint in lbs/MMBtu | FALSE | L | Annual | Net Emissions Allowance Position | MTons | 3.8025 | 3.8025 | 3.8025 | 3.8025 | 3.8025 | 3.8025 | 3.8025
BART NOX Annual-La Cygne 1 & 2 -v5.13 | 126 | 5833 | Rate Constraint in lbs/MMBtu | FALSE | L | Annual | Fuel Consumed | TBtu | 98.5004 | 98.5004 | 98.5004 | 98.5004 | 98.5004 | 98.5004 | 98.5004
BART NOX Annual-La Cygne 1 & 2 -v5.13 | 126 | 5833 | Rate Constraint in lbs/MMBtu | FALSE | L | Annual | Rate | lb/MMBtu | 0.077207 | 0.077207 | 0.077207 | 0.077207 | 0.077207 | 0.077207 | 0.077207
BART NOX Annual-La Cygne 1 & 2 -v5.13 | 126 | 5833 | Rate Constraint in lbs/MMBtu | FALSE | L | Annual | Generation | TWh | 10.3389 | 10.3389 | 10.3389 | 10.3389 | 10.3389 | 10.3389 | 10.3389
BART NOX Annual-La Cygne 1 & 2 -v5.13 | 126 | 5833 | Rate Constraint in lbs/MMBtu | FALSE | L | Annual | Qualifying Generation | TWh | 10.3389 | 10.3389 | 10.3389 | 10.3389 | 10.3389 | 10.3389 | 10.3389
BART NOX Annual-La Cygne 1 & 2 -v5.13 | 126 | 5833 | Rate Constraint in lbs/MMBtu | FALSE | L | Annual | Rate | lb/MWh | 0.36778 | 0.36778 | 0.36778 | 0.36778 | 0.36778 | 0.36778 | 0.36778
BART NOX Annual-La Cygne 1 & 2 -v5.13 | 126 | 5833 | Rate Constraint in lbs/MMBtu | FALSE | L | Annual | Constraint Shadow Price | US$/Ton | 0 | 0 | 0 | 0 | 0 | 0 | 0
BART NOX Annual-Leland Olds 1 -v5.13 | 127 | 5855 | Rate Constraint in lbs/MMBtu | FALSE | L | Annual | Seasons Included | Seasons |  | Winter, Summer | Winter, Summer | Winter, Summer | Winter, Summer | Winter, Summer | Winter, Summer
BART NOX Annual-Leland Olds 1 -v5.13 | 127 | 5855 | Rate Constraint in lbs/MMBtu | FALSE | L | Annual | Standard | lb/MMBtu | 0 | 0.19 | 0.19 | 0.19 | 0.19 | 0.19 | 0.19
BART NOX Annual-Leland Olds 1 -v5.13 | 127 | 5855 | Rate Constraint in lbs/MMBtu | FALSE | L | Annual | Emissions at Affected Plants NOX | MTons | 0 | 1.6461 | 1.6461 | 1.6461 | 1.6461 | 1.6461 | 1.6461
BART NOX Annual-Leland Olds 1 -v5.13 | 127 | 5855 | Rate Constraint in lbs/MMBtu | FALSE | L | Annual | Allowances Purchased NOX | MTons | 0 | 0 | 0 | 0 | 0 | 0 | 0
BART NOX Annual-Leland Olds 1 -v5.13 | 127 | 5855 | Rate Constraint in lbs/MMBtu | FALSE | L | Annual | Allowances Sold NOX | MTons | 0 | 0 | 0 | 0 | 0 | 0 | 0
BART NOX Annual-Leland Olds 1 -v5.13 | 127 | 5855 | Rate Constraint in lbs/MMBtu | FALSE | L | Annual | Allowances Banked | MTons | 0 | 0 | 0 | 0 | 0 | 0 | 0
BART NOX Annual-Leland Olds 1 -v5.13 | 127 | 5855 | Rate Constraint in lbs/MMBtu | FALSE | L | Annual | Allowances Withdrawn (1:1) | MTons | 0 | 0 | 0 | 0 | 0 | 0 | 0
BART NOX Annual-Leland Olds 1 -v5.13 | 127 | 5855 | Rate Constraint in lbs/MMBtu | FALSE | L | Annual | Allowances Withdrawn (n:1) | MTons | 0 | 0 | 0 | 0 | 0 | 0 | 0
BART NOX Annual-Leland Olds 1 -v5.13 | 127 | 5855 | Rate Constraint in lbs/MMBtu | FALSE | L | Annual | Net Emissions Allowance Position | MTons | 0 | 1.6461 | 1.6461 | 1.6461 | 1.6461 | 1.6461 | 1.6461
BART NOX Annual-Leland Olds 1 -v5.13 | 127 | 5855 | Rate Constraint in lbs/MMBtu | FALSE | L | Annual | Fuel Consumed | TBtu | 0 | 17.3274 | 17.3274 | 17.3274 | 17.3274 | 17.3274 | 17.3274
BART NOX Annual-Leland Olds 1 -v5.13 | 127 | 5855 | Rate Constraint in lbs/MMBtu | FALSE | L | Annual | Rate | lb/MMBtu | 0 | 0.19 | 0.19 | 0.19 | 0.19 | 0.19 | 0.19
BART NOX Annual-Leland Olds 1 -v5.13 | 127 | 5855 | Rate Constraint in lbs/MMBtu | FALSE | L | Annual | Generation | TWh | 0 | 1.6036 | 1.6036 | 1.6036 | 1.6036 | 1.6036 | 1.6036
BART NOX Annual-Leland Olds 1 -v5.13 | 127 | 5855 | Rate Constraint in lbs/MMBtu | FALSE | L | Annual | Qualifying Generation | TWh | 0 | 1.6036 | 1.6036 | 1.6036 | 1.6036 | 1.6036 | 1.6036
BART NOX Annual-Leland Olds 1 -v5.13 | 127 | 5855 | Rate Constraint in lbs/MMBtu | FALSE | L | Annual | Rate | lb/MWh | 0 | 1.0265 | 1.0265 | 1.0265 | 1.0265 | 1.0265 | 1.0265
BART NOX Annual-Leland Olds 1 -v5.13 | 127 | 5855 | Rate Constraint in lbs/MMBtu | FALSE | L | Annual | Constraint Shadow Price | US$/Ton | 0 | 2735.4562 | 4401.5065 | 536.8534 | 9152.5435 | 27.0471 | 5477.0013
BART NOX Annual-Leland Olds 2 -v5.13 | 128 | 5856 | Rate Constraint in lbs/MMBtu | FALSE | L | Annual | Seasons Included | Seasons |  | Winter, Summer | Winter, Summer | Winter, Summer | Winter, Summer | Winter, Summer | Winter, Summer
BART NOX Annual-Leland Olds 2 -v5.13 | 128 | 5856 | Rate Constraint in lbs/MMBtu | FALSE | L | Annual | Standard | lb/MMBtu | 0 | 0.35 | 0.35 | 0.35 | 0.35 | 0.35 | 0.35
BART NOX Annual-Leland Olds 2 -v5.13 | 128 | 5856 | Rate Constraint in lbs/MMBtu | FALSE | L | Annual | Emissions at Affected Plants NOX | MTons | 0 | 3.8495 | 3.8495 | 3.8495 | 3.8495 | 3.8495 | 3.8495
BART NOX Annual-Leland Olds 2 -v5.13 | 128 | 5856 | Rate Constraint in lbs/MMBtu | FALSE | L | Annual | Allowances Purchased NOX | MTons | 0 | 0 | 0 | 0 | 0 | 0 | 0
BART NOX Annual-Leland Olds 2 -v5.13 | 128 | 5856 | Rate Constraint in lbs/MMBtu | FALSE | L | Annual | Allowances Sold NOX | MTons | 0 | 0 | 0 | 0 | 0 | 0 | 0
BART NOX Annual-Leland Olds 2 -v5.13 | 128 | 5856 | Rate Constraint in lbs/MMBtu | FALSE | L | Annual | Allowances Banked | MTons | 0 | 0 | 0 | 0 | 0 | 0 | 0
BART NOX Annual-Leland Olds 2 -v5.13 | 128 | 5856 | Rate Constraint in lbs/MMBtu | FALSE | L | Annual | Allowances Withdrawn (1:1) | MTons | 0 | 0 | 0 | 0 | 0 | 0 | 0
BART NOX Annual-Leland Olds 2 -v5.13 | 128 | 5856 | Rate Constraint in lbs/MMBtu | FALSE | L | Annual | Allowances Withdrawn (n:1) | MTons | 0 | 0 | 0 | 0 | 0 | 0 | 0
BART NOX Annual-Leland Olds 2 -v5.13 | 128 | 5856 | Rate Constraint in lbs/MMBtu | FALSE | L | Annual | Net Emissions Allowance Position | MTons | 0 | 3.8495 | 3.8495 | 3.8495 | 3.8495 | 3.8495 | 3.8495
BART NOX Annual-Leland Olds 2 -v5.13 | 128 | 5856 | Rate Constraint in lbs/MMBtu | FALSE | L | Annual | Fuel Consumed | TBtu | 0 | 34.5417 | 34.5417 | 34.5417 | 34.5417 | 34.5417 | 34.5417
BART NOX Annual-Leland Olds 2 -v5.13 | 128 | 5856 | Rate Constraint in lbs/MMBtu | FALSE | L | Annual | Rate | lb/MMBtu | 0 | 0.22289 | 0.22289 | 0.22289 | 0.22289 | 0.22289 | 0.22289
BART NOX Annual-Leland Olds 2 -v5.13 | 128 | 5856 | Rate Constraint in lbs/MMBtu | FALSE | L | Annual | Generation | TWh | 0 | 3.2143 | 3.2143 | 3.2143 | 3.2143 | 3.2143 | 3.2143
BART NOX Annual-Leland Olds 2 -v5.13 | 128 | 5856 | Rate Constraint in lbs/MMBtu | FALSE | L | Annual | Qualifying Generation | TWh | 0 | 3.2143 | 3.2143 | 3.2143 | 3.2143 | 3.2143 | 3.2143
BART NOX Annual-Leland Olds 2 -v5.13 | 128 | 5856 | Rate Constraint in lbs/MMBtu | FALSE | L | Annual | Rate | lb/MWh | 0 | 1.1976 | 1.1976 | 1.1976 | 1.1976 | 1.1976 | 1.1976
BART NOX Annual-Leland Olds 2 -v5.13 | 128 | 5856 | Rate Constraint in lbs/MMBtu | FALSE | L | Annual | Constraint Shadow Price | US$/Ton | 0 | 0 | 0 | 0 | 0 | 0 | 0
BART NOX Annual-Martin Drake 5 -v5.13 | 129 | 5826 | Rate Constraint in lbs/MMBtu | FALSE | L | Annual | Seasons Included | Seasons |  | Winter, Summer | Winter, Summer | Winter, Summer | Winter, Summer | Winter, Summer | Winter, Summer
BART NOX Annual-Martin Drake 5 -v5.13 | 129 | 5826 | Rate Constraint in lbs/MMBtu | FALSE | L | Annual | Standard | lb/MMBtu | 0 | 0.31 | 0.31 | 0.31 | 0.31 | 0.31 | 0.31
BART NOX Annual-Martin Drake 5 -v5.13 | 129 | 5826 | Rate Constraint in lbs/MMBtu | FALSE | L | Annual | Emissions at Affected Plants NOX | MTons | 0 | 0.57481 | 0 | 0 | 0 | 0 | 0
BART NOX Annual-Martin Drake 5 -v5.13 | 129 | 5826 | Rate Constraint in lbs/MMBtu | FALSE | L | Annual | Allowances Purchased NOX | MTons | 0 | 0 | 0 | 0 | 0 | 0 | 0
BART NOX Annual-Martin Drake 5 -v5.13 | 129 | 5826 | Rate Constraint in lbs/MMBtu | FALSE | L | Annual | Allowances Sold NOX | MTons | 0 | 0 | 0 | 0 | 0 | 0 | 0
BART NOX Annual-Martin Drake 5 -v5.13 | 129 | 5826 | Rate Constraint in lbs/MMBtu | FALSE | L | Annual | Allowances Banked | MTons | 0 | 0 | 0 | 0 | 0 | 0 | 0
BART NOX Annual-Martin Drake 5 -v5.13 | 129 | 5826 | Rate Constraint in lbs/MMBtu | FALSE | L | Annual | Allowances Withdrawn (1:1) | MTons | 0 | 0 | 0 | 0 | 0 | 0 | 0
BART NOX Annual-Martin Drake 5 -v5.13 | 129 | 5826 | Rate Constraint in lbs/MMBtu | FALSE | L | Annual | Allowances Withdrawn (n:1) | MTons | 0 | 0 | 0 | 0 | 0 | 0 | 0
BART NOX Annual-Martin Drake 5 -v5.13 | 129 | 5826 | Rate Constraint in lbs/MMBtu | FALSE | L | Annual | Net Emissions Allowance Position | MTons | 0 | 0.57481 | 0 | 0 | 0 | 0 | 0
BART NOX Annual-Martin Drake 5 -v5.13 | 129 | 5826 | Rate Constraint in lbs/MMBtu | FALSE | L | Annual | Fuel Consumed | TBtu | 0 | 3.7084 | 0 | 0 | 0 | 0 | 0
BART NOX Annual-Martin Drake 5 -v5.13 | 129 | 5826 | Rate Constraint in lbs/MMBtu | FALSE | L | Annual | Rate | lb/MMBtu | 0 | 0.31 | 0 | 0 | 0 | 0 | 0
BART NOX Annual-Martin Drake 5 -v5.13 | 129 | 5826 | Rate Constraint in lbs/MMBtu | FALSE | L | Annual | Generation | TWh | 0 | 0.33858 | 0 | 0 | 0 | 0 | 0
BART NOX Annual-Martin Drake 5 -v5.13 | 129 | 5826 | Rate Constraint in lbs/MMBtu | FALSE | L | Annual | Qualifying Generation | TWh | 0 | 0.33858 | 0 | 0 | 0 | 0 | 0
BART NOX Annual-Martin Drake 5 -v5.13 | 129 | 5826 | Rate Constraint in lbs/MMBtu | FALSE | L | Annual | Rate | lb/MWh | 0 | 1.6977 | 0 | 0 | 0 | 0 | 0
BART NOX Annual-Martin Drake 5 -v5.13 | 129 | 5826 | Rate Constraint in lbs/MMBtu | FALSE | L | Annual | Constraint Shadow Price | US$/Ton | 0 | 42865.3671 | 0 | 0 | 0 | 0 | 0
BART NOX Annual-Martin Drake 6 -v5.13 | 130 | 5827 | Rate Constraint in lbs/MMBtu | FALSE | L | Annual | Seasons Included | Seasons |  | Winter, Summer | Winter, Summer | Winter, Summer | Winter, Summer | Winter, Summer | Winter, Summer
BART NOX Annual-Martin Drake 6 -v5.13 | 130 | 5827 | Rate Constraint in lbs/MMBtu | FALSE | L | Annual | Standard | lb/MMBtu | 0 | 0.32 | 0.32 | 0.32 | 0.32 | 0.32 | 0.32
BART NOX Annual-Martin Drake 6 -v5.13 | 130 | 5827 | Rate Constraint in lbs/MMBtu | FALSE | L | Annual | Emissions at Affected Plants NOX | MTons | 0 | 0.93752 | 0.23016 | 0.59558 | 0.59238 | 0.28993 | 0.75352
BART NOX Annual-Martin Drake 6 -v5.13 | 130 | 5827 | Rate Constraint in lbs/MMBtu | FALSE | L | Annual | Allowances Purchased NOX | MTons | 0 | 0 | 0 | 0 | 0 | 0 | 0
BART NOX Annual-Martin Drake 6 -v5.13 | 130 | 5827 | Rate Constraint in lbs/MMBtu | FALSE | L | Annual | Allowances Sold NOX | MTons | 0 | 0 | 0 | 0 | 0 | 0 | 0
BART NOX Annual-Martin Drake 6 -v5.13 | 130 | 5827 | Rate Constraint in lbs/MMBtu | FALSE | L | Annual | Allowances Banked | MTons | 0 | 0 | 0 | 0 | 0 | 0 | 0
BART NOX Annual-Martin Drake 6 -v5.13 | 130 | 5827 | Rate Constraint in lbs/MMBtu | FALSE | L | Annual | Allowances Withdrawn (1:1) | MTons | 0 | 0 | 0 | 0 | 0 | 0 | 0
BART NOX Annual-Martin Drake 6 -v5.13 | 130 | 5827 | Rate Constraint in lbs/MMBtu | FALSE | L | Annual | Allowances Withdrawn (n:1) | MTons | 0 | 0 | 0 | 0 | 0 | 0 | 0
BART NOX Annual-Martin Drake 6 -v5.13 | 130 | 5827 | Rate Constraint in lbs/MMBtu | FALSE | L | Annual | Net Emissions Allowance Position | MTons | 0 | 0.93752 | 0.23016 | 0.59558 | 0.59238 | 0.28993 | 0.75352
BART NOX Annual-Martin Drake 6 -v5.13 | 130 | 5827 | Rate Constraint in lbs/MMBtu | FALSE | L | Annual | Fuel Consumed | TBtu | 0 | 5.8595 | 1.4385 | 3.7224 | 3.7435 | 1.8322 | 4.7619
BART NOX Annual-Martin Drake 6 -v5.13 | 130 | 5827 | Rate Constraint in lbs/MMBtu | FALSE | L | Annual | Rate | lb/MMBtu | 0 | 0.32 | 0.32 | 0.32 | 0.31648 | 0.31648 | 0.31648
BART NOX Annual-Martin Drake 6 -v5.13 | 130 | 5827 | Rate Constraint in lbs/MMBtu | FALSE | L | Annual | Generation | TWh | 0 | 0.56649 | 0.13907 | 0.35987 | 0.35987 | 0.17614 | 0.45777
BART NOX Annual-Martin Drake 6 -v5.13 | 130 | 5827 | Rate Constraint in lbs/MMBtu | FALSE | L | Annual | Qualifying Generation | TWh | 0 | 0.56649 | 0.13907 | 0.35987 | 0.35987 | 0.17614 | 0.45777
BART NOX Annual-Martin Drake 6 -v5.13 | 130 | 5827 | Rate Constraint in lbs/MMBtu | FALSE | L | Annual | Rate | lb/MWh | 0 | 1.655 | 1.655 | 1.655 | 1.6461 | 1.6461 | 1.6461
BART NOX Annual-Martin Drake 6 -v5.13 | 130 | 5827 | Rate Constraint in lbs/MMBtu | FALSE | L | Annual | Constraint Shadow Price | US$/Ton | 0 | 0 | 0 | 0 | 0 | 0 | 0
BART NOX Annual-Martin Drake 7 -v5.13 | 131 | 5828 | Rate Constraint in lbs/MMBtu | FALSE | L | Annual | Seasons Included | Seasons |  | Winter, Summer | Winter, Summer | Winter, Summer | Winter, Summer | Winter, Summer | Winter, Summer
BART NOX Annual-Martin Drake 7 -v5.13 | 131 | 5828 | Rate Constraint in lbs/MMBtu | FALSE | L | Annual | Standard | lb/MMBtu | 0 | 0.32 | 0.32 | 0.32 | 0.32 | 0.32 | 0.32
BART NOX Annual-Martin Drake 7 -v5.13 | 131 | 5828 | Rate Constraint in lbs/MMBtu | FALSE | L | Annual | Emissions at Affected Plants NOX | MTons | 0 | 1.5959 | 0.39562 | 1.0148 | 1.0094 | 0.49837 | 1.2816
BART NOX Annual-Martin Drake 7 -v5.13 | 131 | 5828 | Rate Constraint in lbs/MMBtu | FALSE | L | Annual | Allowances Purchased NOX | MTons | 0 | 0 | 0 | 0 | 0 | 0 | 0
BART NOX Annual-Martin Drake 7 -v5.13 | 131 | 5828 | Rate Constraint in lbs/MMBtu | FALSE | L | Annual | Allowances Sold NOX | MTons | 0 | 0 | 0 | 0 | 0 | 0 | 0
BART NOX Annual-Martin Drake 7 -v5.13 | 131 | 5828 | Rate Constraint in lbs/MMBtu | FALSE | L | Annual | Allowances Banked | MTons | 0 | 0 | 0 | 0 | 0 | 0 | 0
BART NOX Annual-Martin Drake 7 -v5.13 | 131 | 5828 | Rate Constraint in lbs/MMBtu | FALSE | L | Annual | Allowances Withdrawn (1:1) | MTons | 0 | 0 | 0 | 0 | 0 | 0 | 0
BART NOX Annual-Martin Drake 7 -v5.13 | 131 | 5828 | Rate Constraint in lbs/MMBtu | FALSE | L | Annual | Allowances Withdrawn (n:1) | MTons | 0 | 0 | 0 | 0 | 0 | 0 | 0
BART NOX Annual-Martin Drake 7 -v5.13 | 131 | 5828 | Rate Constraint in lbs/MMBtu | FALSE | L | Annual | Net Emissions Allowance Position | MTons | 0 | 1.5959 | 0.39562 | 1.0148 | 1.0094 | 0.49837 | 1.2816
BART NOX Annual-Martin Drake 7 -v5.13 | 131 | 5828 | Rate Constraint in lbs/MMBtu | FALSE | L | Annual | Fuel Consumed | TBtu | 0 | 9.9742 | 2.4726 | 6.3427 | 6.3788 | 3.1494 | 8.0993
BART NOX Annual-Martin Drake 7 -v5.13 | 131 | 5828 | Rate Constraint in lbs/MMBtu | FALSE | L | Annual | Rate | lb/MMBtu | 0 | 0.32 | 0.32 | 0.32 | 0.31648 | 0.31648 | 0.31648
BART NOX Annual-Martin Drake 7 -v5.13 | 131 | 5828 | Rate Constraint in lbs/MMBtu | FALSE | L | Annual | Generation | TWh | 0 | 0.97476 | 0.24164 | 0.61986 | 0.61986 | 0.30605 | 0.78705
BART NOX Annual-Martin Drake 7 -v5.13 | 131 | 5828 | Rate Constraint in lbs/MMBtu | FALSE | L | Annual | Qualifying Generation | TWh | 0 | 0.97476 | 0.24164 | 0.61986 | 0.61986 | 0.30605 | 0.78705
BART NOX Annual-Martin Drake 7 -v5.13 | 131 | 5828 | Rate Constraint in lbs/MMBtu | FALSE | L | Annual | Rate | lb/MWh | 0 | 1.6372 | 1.6372 | 1.6372 | 1.6284 | 1.6284 | 1.6284
BART NOX Annual-Martin Drake 7 -v5.13 | 131 | 5828 | Rate Constraint in lbs/MMBtu | FALSE | L | Annual | Constraint Shadow Price | US$/Ton | 0 | 0 | 0 | 0 | 0 | 0 | 0
BART NOX Annual-Merrimack 2 -v5.13 | 132 | 5844 | Rate Constraint in lbs/MMBtu | FALSE | L | Annual | Seasons Included | Seasons |  | Winter, Summer | Winter, Summer | Winter, Summer | Winter, Summer | Winter, Summer | Winter, Summer
BART NOX Annual-Merrimack 2 -v5.13 | 132 | 5844 | Rate Constraint in lbs/MMBtu | FALSE | L | Annual | Standard | lb/MMBtu | 0 | 0.3 | 0.3 | 0.3 | 0.3 | 0.3 | 0.3
BART NOX Annual-Merrimack 2 -v5.13 | 132 | 5844 | Rate Constraint in lbs/MMBtu | FALSE | L | Annual | Emissions at Affected Plants NOX | MTons | 0 | 0 | 0 | 0 | 0 | 0 | 0
BART NOX Annual-Merrimack 2 -v5.13 | 132 | 5844 | Rate Constraint in lbs/MMBtu | FALSE | L | Annual | Allowances Purchased NOX | MTons | 0 | 0 | 0 | 0 | 0 | 0 | 0
BART NOX Annual-Merrimack 2 -v5.13 | 132 | 5844 | Rate Constraint in lbs/MMBtu | FALSE | L | Annual | Allowances Sold NOX | MTons | 0 | 0 | 0 | 0 | 0 | 0 | 0
BART NOX Annual-Merrimack 2 -v5.13 | 132 | 5844 | Rate Constraint in lbs/MMBtu | FALSE | L | Annual | Allowances Banked | MTons | 0 | 0 | 0 | 0 | 0 | 0 | 0
BART NOX Annual-Merrimack 2 -v5.13 | 132 | 5844 | Rate Constraint in lbs/MMBtu | FALSE | L | Annual | Allowances Withdrawn (1:1) | MTons | 0 | 0 | 0 | 0 | 0 | 0 | 0
BART NOX Annual-Merrimack 2 -v5.13 | 132 | 5844 | Rate Constraint in lbs/MMBtu | FALSE | L | Annual | Allowances Withdrawn (n:1) | MTons | 0 | 0 | 0 | 0 | 0 | 0 | 0
BART NOX Annual-Merrimack 2 -v5.13 | 132 | 5844 | Rate Constraint in lbs/MMBtu | FALSE | L | Annual | Net Emissions Allowance Position | MTons | 0 | 0 | 0 | 0 | 0 | 0 | 0
BART NOX Annual-Merrimack 2 -v5.13 | 132 | 5844 | Rate Constraint in lbs/MMBtu | FALSE | L | Annual | Fuel Consumed | TBtu | 0 | 0 | 0 | 0 | 0 | 0 | 0
BART NOX Annual-Merrimack 2 -v5.13 | 132 | 5844 | Rate Constraint in lbs/MMBtu | FALSE | L | Annual | Rate | lb/MMBtu | 0 | 0 | 0 | 0 | 0 | 0 | 0
BART NOX Annual-Merrimack 2 -v5.13 | 132 | 5844 | Rate Constraint in lbs/MMBtu | FALSE | L | Annual | Generation | TWh | 0 | 0 | 0 | 0 | 0 | 0 | 0
BART NOX Annual-Merrimack 2 -v5.13 | 132 | 5844 | Rate Constraint in lbs/MMBtu | FALSE | L | Annual | Qualifying Generation | TWh | 0 | 0 | 0 | 0 | 0 | 0 | 0
BART NOX Annual-Merrimack 2 -v5.13 | 132 | 5844 | Rate Constraint in lbs/MMBtu | FALSE | L | Annual | Rate | lb/MWh | 0 | 0 | 0 | 0 | 0 | 0 | 0
BART NOX Annual-Merrimack 2 -v5.13 | 132 | 5844 | Rate Constraint in lbs/MMBtu | FALSE | L | Annual | Constraint Shadow Price | US$/Ton | 0 | 0 | 0 | 0 | 0 | 0 | 0
BART NOX Annual-Milton R Young B1 -v5.13 | 133 | 5857 | Rate Constraint in lbs/MMBtu | FALSE | L | Annual | Seasons Included | Seasons |  | Winter, Summer | Winter, Summer | Winter, Summer | Winter, Summer | Winter, Summer | Winter, Summer
BART NOX Annual-Milton R Young B1 -v5.13 | 133 | 5857 | Rate Constraint in lbs/MMBtu | FALSE | L | Annual | Standard | lb/MMBtu | 0 | 0.36 | 0.36 | 0.36 | 0.36 | 0.36 | 0.36
BART NOX Annual-Milton R Young B1 -v5.13 | 133 | 5857 | Rate Constraint in lbs/MMBtu | FALSE | L | Annual | Emissions at Affected Plants NOX | MTons | 0 | 3.4303 | 3.4303 | 3.4303 | 3.4303 | 3.4303 | 3.4303
BART NOX Annual-Milton R Young B1 -v5.13 | 133 | 5857 | Rate Constraint in lbs/MMBtu | FALSE | L | Annual | Allowances Purchased NOX | MTons | 0 | 0 | 0 | 0 | 0 | 0 | 0
BART NOX Annual-Milton R Young B1 -v5.13 | 133 | 5857 | Rate Constraint in lbs/MMBtu | FALSE | L | Annual | Allowances Sold NOX | MTons | 0 | 0 | 0 | 0 | 0 | 0 | 0
BART NOX Annual-Milton R Young B1 -v5.13 | 133 | 5857 | Rate Constraint in lbs/MMBtu | FALSE | L | Annual | Allowances Banked | MTons | 0 | 0 | 0 | 0 | 0 | 0 | 0
BART NOX Annual-Milton R Young B1 -v5.13 | 133 | 5857 | Rate Constraint in lbs/MMBtu | FALSE | L | Annual | Allowances Withdrawn (1:1) | MTons | 0 | 0 | 0 | 0 | 0 | 0 | 0
BART NOX Annual-Milton R Young B1 -v5.13 | 133 | 5857 | Rate Constraint in lbs/MMBtu | FALSE | L | Annual | Allowances Withdrawn (n:1) | MTons | 0 | 0 | 0 | 0 | 0 | 0 | 0
BART NOX Annual-Milton R Young B1 -v5.13 | 133 | 5857 | Rate Constraint in lbs/MMBtu | FALSE | L | Annual | Net Emissions Allowance Position | MTons | 0 | 3.4303 | 3.4303 | 3.4303 | 3.4303 | 3.4303 | 3.4303
BART NOX Annual-Milton R Young B1 -v5.13 | 133 | 5857 | Rate Constraint in lbs/MMBtu | FALSE | L | Annual | Fuel Consumed | TBtu | 0 | 19.0574 | 19.0574 | 19.0574 | 19.0574 | 19.0574 | 19.0574
BART NOX Annual-Milton R Young B1 -v5.13 | 133 | 5857 | Rate Constraint in lbs/MMBtu | FALSE | L | Annual | Rate | lb/MMBtu | 0 | 0.36 | 0.36 | 0.36 | 0.36 | 0.36 | 0.36
BART NOX Annual-Milton R Young B1 -v5.13 | 133 | 5857 | Rate Constraint in lbs/MMBtu | FALSE | L | Annual | Generation | TWh | 0 | 1.809 | 1.809 | 1.809 | 1.809 | 1.809 | 1.809
BART NOX Annual-Milton R Young B1 -v5.13 | 133 | 5857 | Rate Constraint in lbs/MMBtu | FALSE | L | Annual | Qualifying Generation | TWh | 0 | 1.809 | 1.809 | 1.809 | 1.809 | 1.809 | 1.809
BART NOX Annual-Milton R Young B1 -v5.13 | 133 | 5857 | Rate Constraint in lbs/MMBtu | FALSE | L | Annual | Rate | lb/MWh | 0 | 1.8962 | 1.8962 | 1.8962 | 1.8962 | 1.8962 | 1.8962
BART NOX Annual-Milton R Young B1 -v5.13 | 133 | 5857 | Rate Constraint in lbs/MMBtu | FALSE | L | Annual | Constraint Shadow Price | US$/Ton | 0 | 0 | 0 | 0 | 0 | 0 | 0
BART NOX Annual-Milton R Young B2 -v5.13 | 134 | 5858 | Rate Constraint in lbs/MMBtu | FALSE | L | Annual | Seasons Included | Seasons |  | Winter, Summer | Winter, Summer | Winter, Summer | Winter, Summer | Winter, Summer | Winter, Summer
BART NOX Annual-Milton R Young B2 -v5.13 | 134 | 5858 | Rate Constraint in lbs/MMBtu | FALSE | L | Annual | Standard | lb/MMBtu | 0 | 0.35 | 0.35 | 0.35 | 0.35 | 0.35 | 0.35
BART NOX Annual-Milton R Young B2 -v5.13 | 134 | 5858 | Rate Constraint in lbs/MMBtu | FALSE | L | Annual | Emissions at Affected Plants NOX | MTons | 0 | 5.4308 | 5.4308 | 5.4308 | 5.4308 | 5.4308 | 5.4308
BART NOX Annual-Milton R Young B2 -v5.13 | 134 | 5858 | Rate Constraint in lbs/MMBtu | FALSE | L | Annual | Allowances Purchased NOX | MTons | 0 | 0 | 0 | 0 | 0 | 0 | 0
BART NOX Annual-Milton R Young B2 -v5.13 | 134 | 5858 | Rate Constraint in lbs/MMBtu | FALSE | L | Annual | Allowances Sold NOX | MTons | 0 | 0 | 0 | 0 | 0 | 0 | 0
BART NOX Annual-Milton R Young B2 -v5.13 | 134 | 5858 | Rate Constraint in lbs/MMBtu | FALSE | L | Annual | Allowances Banked | MTons | 0 | 0 | 0 | 0 | 0 | 0 | 0
BART NOX Annual-Milton R Young B2 -v5.13 | 134 | 5858 | Rate Constraint in lbs/MMBtu | FALSE | L | Annual | Allowances Withdrawn (1:1) | MTons | 0 | 0 | 0 | 0 | 0 | 0 | 0
BART NOX Annual-Milton R Young B2 -v5.13 | 134 | 5858 | Rate Constraint in lbs/MMBtu | FALSE | L | Annual | Allowances Withdrawn (n:1) | MTons | 0 | 0 | 0 | 0 | 0 | 0 | 0
BART NOX Annual-Milton R Young B2 -v5.13 | 134 | 5858 | Rate Constraint in lbs/MMBtu | FALSE | L | Annual | Net Emissions Allowance Position | MTons | 0 | 5.4308 | 5.4308 | 5.4308 | 5.4308 | 5.4308 | 5.4308
BART NOX Annual-Milton R Young B2 -v5.13 | 134 | 5858 | Rate Constraint in lbs/MMBtu | FALSE | L | Annual | Fuel Consumed | TBtu | 0 | 33.7425 | 33.7425 | 33.7425 | 33.7425 | 33.7425 | 33.7425
BART NOX Annual-Milton R Young B2 -v5.13 | 134 | 5858 | Rate Constraint in lbs/MMBtu | FALSE | L | Annual | Rate | lb/MMBtu | 0 | 0.3219 | 0.3219 | 0.3219 | 0.3219 | 0.3219 | 0.3219
BART NOX Annual-Milton R Young B2 -v5.13 | 134 | 5858 | Rate Constraint in lbs/MMBtu | FALSE | L | Annual | Generation | TWh | 0 | 3.2071 | 3.2071 | 3.2071 | 3.2071 | 3.2071 | 3.2071
BART NOX Annual-Milton R Young B2 -v5.13 | 134 | 5858 | Rate Constraint in lbs/MMBtu | FALSE | L | Annual | Qualifying Generation | TWh | 0 | 3.2071 | 3.2071 | 3.2071 | 3.2071 | 3.2071 | 3.2071
BART NOX Annual-Milton R Young B2 -v5.13 | 134 | 5858 | Rate Constraint in lbs/MMBtu | FALSE | L | Annual | Rate | lb/MWh | 0 | 1.6934 | 1.6934 | 1.6934 | 1.6934 | 1.6934 | 1.6934
BART NOX Annual-Milton R Young B2 -v5.13 | 134 | 5858 | Rate Constraint in lbs/MMBtu | FALSE | L | Annual | Constraint Shadow Price | US$/Ton | 0 | 0 | 0 | 0 | 0 | 0 | 0
BART NOX Annual-Muskogee 4 -v5.13 | 135 | 5860 | Rate Constraint in lbs/MMBtu | FALSE | L | Annual | Seasons Included | Seasons |  | Winter, Summer | Winter, Summer | Winter, Summer | Winter, Summer | Winter, Summer | Winter, Summer
BART NOX Annual-Muskogee 4 -v5.13 | 135 | 5860 | Rate Constraint in lbs/MMBtu | FALSE | L | Annual | Standard | lb/MMBtu | 0 | 0.15 | 0.15 | 0.15 | 0.15 | 0.15 | 0.15
BART NOX Annual-Muskogee 4 -v5.13 | 135 | 5860 | Rate Constraint in lbs/MMBtu | FALSE | L | Annual | Emissions at Affected Plants NOX | MTons | 0 | 0 | 0 | 0 | 0 | 0 | 0
BART NOX Annual-Muskogee 4 -v5.13 | 135 | 5860 | Rate Constraint in lbs/MMBtu | FALSE | L | Annual | Allowances Purchased NOX | MTons | 0 | 0 | 0 | 0 | 0 | 0 | 0
BART NOX Annual-Muskogee 4 -v5.13 | 135 | 5860 | Rate Constraint in lbs/MMBtu | FALSE | L | Annual | Allowances Sold NOX | MTons | 0 | 0 | 0 | 0 | 0 | 0 | 0
BART NOX Annual-Muskogee 4 -v5.13 | 135 | 5860 | Rate Constraint in lbs/MMBtu | FALSE | L | Annual | Allowances Banked | MTons | 0 | 0 | 0 | 0 | 0 | 0 | 0
BART NOX Annual-Muskogee 4 -v5.13 | 135 | 5860 | Rate Constraint in lbs/MMBtu | FALSE | L | Annual | Allowances Withdrawn (1:1) | MTons | 0 | 0 | 0 | 0 | 0 | 0 | 0
BART NOX Annual-Muskogee 4 -v5.13 | 135 | 5860 | Rate Constraint in lbs/MMBtu | FALSE | L | Annual | Allowances Withdrawn (n:1) | MTons | 0 | 0 | 0 | 0 | 0 | 0 | 0
BART NOX Annual-Muskogee 4 -v5.13 | 135 | 5860 | Rate Constraint in lbs/MMBtu | FALSE | L | Annual | Net Emissions Allowance Position | MTons | 0 | 0 | 0 | 0 | 0 | 0 | 0
BART NOX Annual-Muskogee 4 -v5.13 | 135 | 5860 | Rate Constraint in lbs/MMBtu | FALSE | L | Annual | Fuel Consumed | TBtu | 0 | 0 | 0 | 0 | 0 | 0 | 0
BART NOX Annual-Muskogee 4 -v5.13 | 135 | 5860 | Rate Constraint in lbs/MMBtu | FALSE | L | Annual | Rate | lb/MMBtu | 0 | 0 | 0 | 0 | 0 | 0 | 0
BART NOX Annual-Muskogee 4 -v5.13 | 135 | 5860 | Rate Constraint in lbs/MMBtu | FALSE | L | Annual | Generation | TWh | 0 | 0 | 0 | 0 | 0 | 0 | 0
BART NOX Annual-Muskogee 4 -v5.13 | 135 | 5860 | Rate Constraint in lbs/MMBtu | FALSE | L | Annual | Qualifying Generation | TWh | 0 | 0 | 0 | 0 | 0 | 0 | 0
BART NOX Annual-Muskogee 4 -v5.13 | 135 | 5860 | Rate Constraint in lbs/MMBtu | FALSE | L | Annual | Rate | lb/MWh | 0 | 0 | 0 | 0 | 0 | 0 | 0
BART NOX Annual-Muskogee 4 -v5.13 | 135 | 5860 | Rate Constraint in lbs/MMBtu | FALSE | L | Annual | Constraint Shadow Price | US$/Ton | 0 | 0 | 0 | 0 | 0 | 0 | 0
BART NOX Annual-Muskogee 5 -v5.13 | 136 | 5861 | Rate Constraint in lbs/MMBtu | FALSE | L | Annual | Seasons Included | Seasons |  | Winter, Summer | Winter, Summer | Winter, Summer | Winter, Summer | Winter, Summer | Winter, Summer
BART NOX Annual-Muskogee 5 -v5.13 | 136 | 5861 | Rate Constraint in lbs/MMBtu | FALSE | L | Annual | Standard | lb/MMBtu | 0 | 0.15 | 0.15 | 0.15 | 0.15 | 0.15 | 0.15
BART NOX Annual-Muskogee 5 -v5.13 | 136 | 5861 | Rate Constraint in lbs/MMBtu | FALSE | L | Annual | Emissions at Affected Plants NOX | MTons | 0 | 0 | 0 | 0 | 0 | 0 | 0
BART NOX Annual-Muskogee 5 -v5.13 | 136 | 5861 | Rate Constraint in lbs/MMBtu | FALSE | L | Annual | Allowances Purchased NOX | MTons | 0 | 0 | 0 | 0 | 0 | 0 | 0
BART NOX Annual-Muskogee 5 -v5.13 | 136 | 5861 | Rate Constraint in lbs/MMBtu | FALSE | L | Annual | Allowances Sold NOX | MTons | 0 | 0 | 0 | 0 | 0 | 0 | 0
BART NOX Annual-Muskogee 5 -v5.13 | 136 | 5861 | Rate Constraint in lbs/MMBtu | FALSE | L | Annual | Allowances Banked | MTons | 0 | 0 | 0 | 0 | 0 | 0 | 0
BART NOX Annual-Muskogee 5 -v5.13 | 136 | 5861 | Rate Constraint in lbs/MMBtu | FALSE | L | Annual | Allowances Withdrawn (1:1) | MTons | 0 | 0 | 0 | 0 | 0 | 0 | 0
BART NOX Annual-Muskogee 5 -v5.13 | 136 | 5861 | Rate Constraint in lbs/MMBtu | FALSE | L | Annual | Allowances Withdrawn (n:1) | MTons | 0 | 0 | 0 | 0 | 0 | 0 | 0
BART NOX Annual-Muskogee 5 -v5.13 | 136 | 5861 | Rate Constraint in lbs/MMBtu | FALSE | L | Annual | Net Emissions Allowance Position | MTons | 0 | 0 | 0 | 0 | 0 | 0 | 0
BART NOX Annual-Muskogee 5 -v5.13 | 136 | 5861 | Rate Constraint in lbs/MMBtu | FALSE | L | Annual | Fuel Consumed | TBtu | 0 | 0 | 0 | 0 | 0 | 0 | 0
BART NOX Annual-Muskogee 5 -v5.13 | 136 | 5861 | Rate Constraint in lbs/MMBtu | FALSE | L | Annual | Rate | lb/MMBtu | 0 | 0 | 0 | 0 | 0 | 0 | 0
BART NOX Annual-Muskogee 5 -v5.13 | 136 | 5861 | Rate Constraint in lbs/MMBtu | FALSE | L | Annual | Generation | TWh | 0 | 0 | 0 | 0 | 0 | 0 | 0
BART NOX Annual-Muskogee 5 -v5.13 | 136 | 5861 | Rate Constraint in lbs/MMBtu | FALSE | L | Annual | Qualifying Generation | TWh | 0 | 0 | 0 | 0 | 0 | 0 | 0
BART NOX Annual-Muskogee 5 -v5.13 | 136 | 5861 | Rate Constraint in lbs/MMBtu | FALSE | L | Annual | Rate | lb/MWh | 0 | 0 | 0 | 0 | 0 | 0 | 0
BART NOX Annual-Muskogee 5 -v5.13 | 136 | 5861 | Rate Constraint in lbs/MMBtu | FALSE | L | Annual | Constraint Shadow Price | US$/Ton | 0 | 0 | 0 | 0 | 0 | 0 | 0
BART NOX Annual-Nebraska City 1 -v5.13 | 137 | 5840 | Rate Constraint in lbs/MMBtu | FALSE | L | Annual | Seasons Included | Seasons |  | Winter, Summer | Winter, Summer | Winter, Summer | Winter, Summer | Winter, Summer | Winter, Summer
BART NOX Annual-Nebraska City 1 -v5.13 | 137 | 5840 | Rate Constraint in lbs/MMBtu | FALSE | L | Annual | Standard | lb/MMBtu | 0 | 0.23 | 0.23 | 0.23 | 0.23 | 0.23 | 0.23
BART NOX Annual-Nebraska City 1 -v5.13 | 137 | 5840 | Rate Constraint in lbs/MMBtu | FALSE | L | Annual | Emissions at Affected Plants NOX | MTons | 0 | 4.6453 | 4.6453 | 4.6453 | 4.6453 | 4.6453 | 4.6453
BART NOX Annual-Nebraska City 1 -v5.13 | 137 | 5840 | Rate Constraint in lbs/MMBtu | FALSE | L | Annual | Allowances Purchased NOX | MTons | 0 | 0 | 0 | 0 | 0 | 0 | 0
BART NOX Annual-Nebraska City 1 -v5.13 | 137 | 5840 | Rate Constraint in lbs/MMBtu | FALSE | L | Annual | Allowances Sold NOX | MTons | 0 | 0 | 0 | 0 | 0 | 0 | 0
BART NOX Annual-Nebraska City 1 -v5.13 | 137 | 5840 | Rate Constraint in lbs/MMBtu | FALSE | L | Annual | Allowances Banked | MTons | 0 | 0 | 0 | 0 | 0 | 0 | 0
BART NOX Annual-Nebraska City 1 -v5.13 | 137 | 5840 | Rate Constraint in lbs/MMBtu | FALSE | L | Annual | Allowances Withdrawn (1:1) | MTons | 0 | 0 | 0 | 0 | 0 | 0 | 0
BART NOX Annual-Nebraska City 1 -v5.13 | 137 | 5840 | Rate Constraint in lbs/MMBtu | FALSE | L | Annual | Allowances Withdrawn (n:1) | MTons | 0 | 0 | 0 | 0 | 0 | 0 | 0
BART NOX Annual-Nebraska City 1 -v5.13 | 137 | 5840 | Rate Constraint in lbs/MMBtu | FALSE | L | Annual | Net Emissions Allowance Position | MTons | 0 | 4.6453 | 4.6453 | 4.6453 | 4.6453 | 4.6453 | 4.6453
BART NOX Annual-Nebraska City 1 -v5.13 | 137 | 5840 | Rate Constraint in lbs/MMBtu | FALSE | L | Annual | Fuel Consumed | TBtu | 0 | 45.0057 | 45.0057 | 45.0057 | 45.0057 | 45.0057 | 45.0057
BART NOX Annual-Nebraska City 1 -v5.13 | 137 | 5840 | Rate Constraint in lbs/MMBtu | FALSE | L | Annual | Rate | lb/MMBtu | 0 | 0.20643 | 0.20643 | 0.20643 | 0.20643 | 0.20643 | 0.20643
BART NOX Annual-Nebraska City 1 -v5.13 | 137 | 5840 | Rate Constraint in lbs/MMBtu | FALSE | L | Annual | Generation | TWh | 0 | 4.6783 | 4.6783 | 4.6783 | 4.6783 | 4.6783 | 4.6783
BART NOX Annual-Nebraska City 1 -v5.13 | 137 | 5840 | Rate Constraint in lbs/MMBtu | FALSE | L | Annual | Qualifying Generation | TWh | 0 | 4.6783 | 4.6783 | 4.6783 | 4.6783 | 4.6783 | 4.6783
BART NOX Annual-Nebraska City 1 -v5.13 | 137 | 5840 | Rate Constraint in lbs/MMBtu | FALSE | L | Annual | Rate | lb/MWh | 0 | 0.99296 | 0.99296 | 0.99296 | 0.99296 | 0.99296 | 0.99296
BART NOX Annual-Nebraska City 1 -v5.13 | 137 | 5840 | Rate Constraint in lbs/MMBtu | FALSE | L | Annual | Constraint Shadow Price | US$/Ton | 0 | 0 | 0 | 0 | 0 | 0 | 0
BART NOX Annual-Northeastern 3313 -v5.13 | 138 | 5862 | Rate Constraint in lbs/MMBtu | FALSE | L | Annual | Seasons Included | Seasons |  | Winter, Summer | Winter, Summer | Winter, Summer | Winter, Summer | Winter, Summer | Winter, Summer
BART NOX Annual-Northeastern 3313 -v5.13 | 138 | 5862 | Rate Constraint in lbs/MMBtu | FALSE | L | Annual | Standard | lb/MMBtu | 0 | 0.23 | 0.23 | 0.23 | 0.23 | 0.23 | 0.23
BART NOX Annual-Northeastern 3313 -v5.13 | 138 | 5862 | Rate Constraint in lbs/MMBtu | FALSE | L | Annual | Emissions at Affected Plants NOX | MTons | 0 | 3.722 | 2.3692 | 3.2512 | 0 | 0 | 0
BART NOX Annual-Northeastern 3313 -v5.13 | 138 | 5862 | Rate Constraint in lbs/MMBtu | FALSE | L | Annual | Allowances Purchased NOX | MTons | 0 | 0 | 0 | 0 | 0 | 0 | 0
BART NOX Annual-Northeastern 3313 -v5.13 | 138 | 5862 | Rate Constraint in lbs/MMBtu | FALSE | L | Annual | Allowances Sold NOX | MTons | 0 | 0 | 0 | 0 | 0 | 0 | 0
BART NOX Annual-Northeastern 3313 -v5.13 | 138 | 5862 | Rate Constraint in lbs/MMBtu | FALSE | L | Annual | Allowances Banked | MTons | 0 | 0 | 0 | 0 | 0 | 0 | 0
BART NOX Annual-Northeastern 3313 -v5.13 | 138 | 5862 | Rate Constraint in lbs/MMBtu | FALSE | L | Annual | Allowances Withdrawn (1:1) | MTons | 0 | 0 | 0 | 0 | 0 | 0 | 0
BART NOX Annual-Northeastern 3313 -v5.13 | 138 | 5862 | Rate Constraint in lbs/MMBtu | FALSE | L | Annual | Allowances Withdrawn (n:1) | MTons | 0 | 0 | 0 | 0 | 0 | 0 | 0
BART NOX Annual-Northeastern 3313 -v5.13 | 138 | 5862 | Rate Constraint in lbs/MMBtu | FALSE | L | Annual | Net Emissions Allowance Position | MTons | 0 | 3.722 | 2.3692 | 3.2512 | 0 | 0 | 0
BART NOX Annual-Northeastern 3313 -v5.13 | 138 | 5862 | Rate Constraint in lbs/MMBtu | FALSE | L | Annual | Fuel Consumed | TBtu | 0 | 32.3654 | 20.6013 | 28.2712 | 0 | 0 | 0
BART NOX Annual-Northeastern 3313 -v5.13 | 138 | 5862 | Rate Constraint in lbs/MMBtu | FALSE | L | Annual | Rate | lb/MMBtu | 0 | 0.23 | 0.23 | 0.23 | 0 | 0 | 0
BART NOX Annual-Northeastern 3313 -v5.13 | 138 | 5862 | Rate Constraint in lbs/MMBtu | FALSE | L | Annual | Generation | TWh | 0 | 3.2647 | 2.078 | 2.8517 | 0 | 0 | 0
BART NOX Annual-Northeastern 3313 -v5.13 | 138 | 5862 | Rate Constraint in lbs/MMBtu | FALSE | L | Annual | Qualifying Generation | TWh | 0 | 3.2647 | 2.078 | 2.8517 | 0 | 0 | 0
BART NOX Annual-Northeastern 3313 -v5.13 | 138 | 5862 | Rate Constraint in lbs/MMBtu | FALSE | L | Annual | Rate | lb/MWh | 0 | 1.1401 | 1.1401 | 1.1401 | 0 | 0 | 0
BART NOX Annual-Northeastern 3313 -v5.13 | 138 | 5862 | Rate Constraint in lbs/MMBtu | FALSE | L | Annual | Constraint Shadow Price | US$/Ton | 0 | 60155.0405 | 0 | 1857.8896 | 14.9794 | 0 | 0
BART NOX Annual-Northeastern 3314 -v5.13 | 139 | 5863 | Rate Constraint in lbs/MMBtu | FALSE | L | Annual | Seasons Included | Seasons |  | Winter, Summer | Winter, Summer | Winter, Summer | Winter, Summer | Winter, Summer | Winter, Summer
BART NOX Annual-Northeastern 3314 -v5.13 | 139 | 5863 | Rate Constraint in lbs/MMBtu | FALSE | L | Annual | Standard | lb/MMBtu | 0 | 0.15 | 0.15 | 0.15 | 0.15 | 0.15 | 0.15
BART NOX Annual-Northeastern 3314 -v5.13 | 139 | 5863 | Rate Constraint in lbs/MMBtu | FALSE | L | Annual | Emissions at Affected Plants NOX | MTons | 0 | 0 | 0 | 0 | 0 | 0 | 0
BART NOX Annual-Northeastern 3314 -v5.13 | 139 | 5863 | Rate Constraint in lbs/MMBtu | FALSE | L | Annual | Allowances Purchased NOX | MTons | 0 | 0 | 0 | 0 | 0 | 0 | 0
BART NOX Annual-Northeastern 3314 -v5.13 | 139 | 5863 | Rate Constraint in lbs/MMBtu | FALSE | L | Annual | Allowances Sold NOX | MTons | 0 | 0 | 0 | 0 | 0 | 0 | 0
BART NOX Annual-Northeastern 3314 -v5.13 | 139 | 5863 | Rate Constraint in lbs/MMBtu | FALSE | L | Annual | Allowances Banked | MTons | 0 | 0 | 0 | 0 | 0 | 0 | 0
BART NOX Annual-Northeastern 3314 -v5.13 | 139 | 5863 | Rate Constraint in lbs/MMBtu | FALSE | L | Annual | Allowances Withdrawn (1:1) | MTons | 0 | 0 | 0 | 0 | 0 | 0 | 0
BART NOX Annual-Northeastern 3314 -v5.13 | 139 | 5863 | Rate Constraint in lbs/MMBtu | FALSE | L | Annual | Allowances Withdrawn (n:1) | MTons | 0 | 0 | 0 | 0 | 0 | 0 | 0
BART NOX Annual-Northeastern 3314 -v5.13 | 139 | 5863 | Rate Constraint in lbs/MMBtu | FALSE | L | Annual | Net Emissions Allowance Position | MTons | 0 | 0 | 0 | 0 | 0 | 0 | 0
BART NOX Annual-Northeastern 3314 -v5.13 | 139 | 5863 | Rate Constraint in lbs/MMBtu | FALSE | L | Annual | Fuel Consumed | TBtu | 0 | 0 | 0 | 0 | 0 | 0 | 0
BART NOX Annual-Northeastern 3314 -v5.13 | 139 | 5863 | Rate Constraint in lbs/MMBtu | FALSE | L | Annual | Rate | lb/MMBtu | 0 | 0 | 0 | 0 | 0 | 0 | 0
BART NOX Annual-Northeastern 3314 -v5.13 | 139 | 5863 | Rate Constraint in lbs/MMBtu | FALSE | L | Annual | Generation | TWh | 0 | 0 | 0 | 0 | 0 | 0 | 0
BART NOX Annual-Northeastern 3314 -v5.13 | 139 | 5863 | Rate Constraint in lbs/MMBtu | FALSE | L | Annual | Qualifying Generation | TWh | 0 | 0 | 0 | 0 | 0 | 0 | 0
BART NOX Annual-Northeastern 3314 -v5.13 | 139 | 5863 | Rate Constraint in lbs/MMBtu | FALSE | L | Annual | Rate | lb/MWh | 0 | 0 | 0 | 0 | 0 | 0 | 0
BART NOX Annual-Northeastern 3314 -v5.13 | 139 | 5863 | Rate Constraint in lbs/MMBtu | FALSE | L | Annual | Constraint Shadow Price | US$/Ton | 0 | 0 | 0 | 74.694 | 0 | 4.6163 | 0
BART NOX Annual-Pawnee 1 -v5.13 | 140 | 5829 | Rate Constraint in lbs/MMBtu | FALSE | L | Annual | Seasons Included | Seasons |  | Winter, Summer | Winter, Summer | Winter, Summer | Winter, Summer | Winter, Summer | Winter, Summer
BART NOX Annual-Pawnee 1 -v5.13 | 140 | 5829 | Rate Constraint in lbs/MMBtu | FALSE | L | Annual | Standard | lb/MMBtu | 0 | 0.07 | 0.07 | 0.07 | 0.07 | 0.07 | 0.07
BART NOX Annual-Pawnee 1 -v5.13 | 140 | 5829 | Rate Constraint in lbs/MMBtu | FALSE | L | Annual | Emissions at Affected Plants NOX | MTons | 0 | 1.2805 | 0.92406 | 0.92406 | 0.92406 | 0.92237 | 1.2094
BART NOX Annual-Pawnee 1 -v5.13 | 140 | 5829 | Rate Constraint in lbs/MMBtu | FALSE | L | Annual | Allowances Purchased NOX | MTons | 0 | 0 | 0 | 0 | 0 | 0 | 0
BART NOX Annual-Pawnee 1 -v5.13 | 140 | 5829 | Rate Constraint in lbs/MMBtu | FALSE | L | Annual | Allowances Sold NOX | MTons | 0 | 0 | 0 | 0 | 0 | 0 | 0
BART NOX Annual-Pawnee 1 -v5.13 | 140 | 5829 | Rate Constraint in lbs/MMBtu | FALSE | L | Annual | Allowances Banked | MTons | 0 | 0 | 0 | 0 | 0 | 0 | 0
BART NOX Annual-Pawnee 1 -v5.13 | 140 | 5829 | Rate Constraint in lbs/MMBtu | FALSE | L | Annual | Allowances Withdrawn (1:1) | MTons | 0 | 0 | 0 | 0 | 0 | 0 | 0
BART NOX Annual-Pawnee 1 -v5.13 | 140 | 5829 | Rate Constraint in lbs/MMBtu | FALSE | L | Annual | Allowances Withdrawn (n:1) | MTons | 0 | 0 | 0 | 0 | 0 | 0 | 0
BART NOX Annual-Pawnee 1 -v5.13 | 140 | 5829 | Rate Constraint in lbs/MMBtu | FALSE | L | Annual | Net Emissions Allowance Position | MTons | 0 | 1.2805 | 0.92406 | 0.92406 | 0.92406 | 0.92237 | 1.2094
BART NOX Annual-Pawnee 1 -v5.13 | 140 | 5829 | Rate Constraint in lbs/MMBtu | FALSE | L | Annual | Fuel Consumed | TBtu | 0 | 36.5856 | 26.4017 | 26.4017 | 26.4017 | 26.4529 | 34.5533
BART NOX Annual-Pawnee 1 -v5.13 | 140 | 5829 | Rate Constraint in lbs/MMBtu | FALSE | L | Annual | Rate | lb/MMBtu | 0 | 0.07 | 0.07 | 0.07 | 0.07 | 0.069737 | 0.07
BART NOX Annual-Pawnee 1 -v5.13 | 140 | 5829 | Rate Constraint in lbs/MMBtu | FALSE | L | Annual | Generation | TWh | 0 | 3.6214 | 2.6133 | 2.6133 | 2.6133 | 2.6133 | 3.4202
BART NOX Annual-Pawnee 1 -v5.13 | 140 | 5829 | Rate Constraint in lbs/MMBtu | FALSE | L | Annual | Qualifying Generation | TWh | 0 | 3.6214 | 2.6133 | 2.6133 | 2.6133 | 2.6133 | 3.4202
BART NOX Annual-Pawnee 1 -v5.13 | 140 | 5829 | Rate Constraint in lbs/MMBtu | FALSE | L | Annual | Rate | lb/MWh | 0 | 0.35359 | 0.35359 | 0.35359 | 0.35359 | 0.35295 | 0.35359
BART NOX Annual-Pawnee 1 -v5.13 | 140 | 5829 | Rate Constraint in lbs/MMBtu | FALSE | L | Annual | Constraint Shadow Price | US$/Ton | 0 | 0 | 0 | 0 | 0 | 0 | 0
BART NOX Annual-Ray D Nixon 1 -v5.13 | 141 | 5830 | Rate Constraint in lbs/MMBtu | FALSE | L | Annual | Seasons Included | Seasons |  | Winter, Summer | Winter, Summer | Winter, Summer | Winter, Summer | Winter, Summer | Winter, Summer
BART NOX Annual-Ray D Nixon 1 -v5.13 | 141 | 5830 | Rate Constraint in lbs/MMBtu | FALSE | L | Annual | Standard | lb/MMBtu | 0 | 0.21 | 0.21 | 0.21 | 0.21 | 0.21 | 0.21
BART NOX Annual-Ray D Nixon 1 -v5.13 | 141 | 5830 | Rate Constraint in lbs/MMBtu | FALSE | L | Annual | Emissions at Affected Plants NOX | MTons | 0 | 1.2337 | 0.9448 | 1.0179 | 1.0208 | 0.96415 | 1.0208
BART NOX Annual-Ray D Nixon 1 -v5.13 | 141 | 5830 | Rate Constraint in lbs/MMBtu | FALSE | L | Annual | Allowances Purchased NOX | MTons | 0 | 0 | 0 | 0 | 0 | 0 | 0
BART NOX Annual-Ray D Nixon 1 -v5.13 | 141 | 5830 | Rate Constraint in lbs/MMBtu | FALSE | L | Annual | Allowances Sold NOX | MTons | 0 | 0 | 0 | 0 | 0 | 0 | 0
BART NOX Annual-Ray D Nixon 1 -v5.13 | 141 | 5830 | Rate Constraint in lbs/MMBtu | FALSE | L | Annual | Allowances Banked | MTons | 0 | 0 | 0 | 0 | 0 | 0 | 0
BART NOX Annual-Ray D Nixon 1 -v5.13 | 141 | 5830 | Rate Constraint in lbs/MMBtu | FALSE | L | Annual | Allowances Withdrawn (1:1) | MTons | 0 | 0 | 0 | 0 | 0 | 0 | 0
BART NOX Annual-Ray D Nixon 1 -v5.13 | 141 | 5830 | Rate Constraint in lbs/MMBtu | FALSE | L | Annual | Allowances Withdrawn (n:1) | MTons | 0 | 0 | 0 | 0 | 0 | 0 | 0
BART NOX Annual-Ray D Nixon 1 -v5.13 | 141 | 5830 | Rate Constraint in lbs/MMBtu | FALSE | L | Annual | Net Emissions Allowance Position | MTons | 0 | 1.2337 | 0.9448 | 1.0179 | 1.0208 | 0.96415 | 1.0208
BART NOX Annual-Ray D Nixon 1 -v5.13 | 141 | 5830 | Rate Constraint in lbs/MMBtu | FALSE | L | Annual | Fuel Consumed | TBtu | 0 | 13.5715 | 10.3831 | 11.1999 | 11.2793 | 10.6539 | 11.2793
BART NOX Annual-Ray D Nixon 1 -v5.13 | 141 | 5830 | Rate Constraint in lbs/MMBtu | FALSE | L | Annual | Rate | lb/MMBtu | 0 | 0.18181 | 0.18199 | 0.18177 | 0.181 | 0.181 | 0.181
BART NOX Annual-Ray D Nixon 1 -v5.13 | 141 | 5830 | Rate Constraint in lbs/MMBtu | FALSE | L | Annual | Generation | TWh | 0 | 1.4038 | 1.0736 | 1.1574 | 1.1631 | 1.0986 | 1.1631
BART NOX Annual-Ray D Nixon 1 -v5.13 | 141 | 5830 | Rate Constraint in lbs/MMBtu | FALSE | L | Annual | Qualifying Generation | TWh | 0 | 1.4038 | 1.0736 | 1.1574 | 1.1631 | 1.0986 | 1.1631
BART NOX Annual-Ray D Nixon 1 -v5.13 | 141 | 5830 | Rate Constraint in lbs/MMBtu | FALSE | L | Annual | Rate | lb/MWh | 0 | 0.87885 | 0.88 | 0.87947 | 0.87763 | 0.87763 | 0.87763
BART NOX Annual-Ray D Nixon 1 -v5.13 | 141 | 5830 | Rate Constraint in lbs/MMBtu | FALSE | L | Annual | Constraint Shadow Price | US$/Ton | 0 | 0 | 0 | 0 | 0 | 0 | 0
BART NOX Annual-San Juan 1 & 4 -v5.13 | 142 | 5850 | Rate Constraint in lbs/MMBtu | FALSE | L | Annual | Seasons Included | Seasons | Winter, Summer | Winter, Summer | Winter, Summer | Winter, Summer | Winter, Summer | Winter, Summer | Winter, Summer
BART NOX Annual-San Juan 1 & 4 -v5.13 | 142 | 5850 | Rate Constraint in lbs/MMBtu | FALSE | L | Annual | Standard | lb/MMBtu | 0.23 | 0.23 | 0.23 | 0.23 | 0.23 | 0.23 | 0.23
BART NOX Annual-San Juan 1 & 4 -v5.13 | 142 | 5850 | Rate Constraint in lbs/MMBtu | FALSE | L | Annual | Emissions at Affected Plants NOX | MTons | 0.92957 | 0.92957 | 0.67168 | 0.90739 | 0.46413 | 0.36006 | 0.51527
BART NOX Annual-San Juan 1 & 4 -v5.13 | 142 | 5850 | Rate Constraint in lbs/MMBtu | FALSE | L | Annual | Allowances Purchased NOX | MTons | 0 | 0 | 0 | 0 | 0 | 0 | 0
BART NOX Annual-San Juan 1 & 4 -v5.13 | 142 | 5850 | Rate Constraint in lbs/MMBtu | FALSE | L | Annual | Allowances Sold NOX | MTons | 0 | 0 | 0 | 0 | 0 | 0 | 0
BART NOX Annual-San Juan 1 & 4 -v5.13 | 142 | 5850 | Rate Constraint in lbs/MMBtu | FALSE | L | Annual | Allowances Banked | MTons | 0 | 0 | 0 | 0 | 0 | 0 | 0
BART NOX Annual-San Juan 1 & 4 -v5.13 | 142 | 5850 | Rate Constraint in lbs/MMBtu | FALSE | L | Annual | Allowances Withdrawn (1:1) | MTons | 0 | 0 | 0 | 0 | 0 | 0 | 0
BART NOX Annual-San Juan 1 & 4 -v5.13 | 142 | 5850 | Rate Constraint in lbs/MMBtu | FALSE | L | Annual | Allowances Withdrawn (n:1) | MTons | 0 | 0 | 0 | 0 | 0 | 0 | 0
BART NOX Annual-San Juan 1 & 4 -v5.13 | 142 | 5850 | Rate Constraint in lbs/MMBtu | FALSE | L | Annual | Net Emissions Allowance Position | MTons | 0.92957 | 0.92957 | 0.67168 | 0.90739 | 0.46413 | 0.36006 | 0.51527
BART NOX Annual-San Juan 1 & 4 -v5.13 | 142 | 5850 | Rate Constraint in lbs/MMBtu | FALSE | L | Annual | Fuel Consumed | TBtu | 36.8511 | 36.8511 | 26.5995 | 35.9638 | 18.3036 | 14.1632 | 20.3212
BART NOX Annual-San Juan 1 & 4 -v5.13 | 142 | 5850 | Rate Constraint in lbs/MMBtu | FALSE | L | Annual | Rate | lb/MMBtu | 0.05045 | 0.05045 | 0.050503 | 0.050461 | 0.050714 | 0.050845 | 0.050713
BART NOX Annual-San Juan 1 & 4 -v5.13 | 142 | 5850 | Rate Constraint in lbs/MMBtu | FALSE | L | Annual | Generation | TWh | 3.6095 | 3.6095 | 2.6054 | 3.5226 | 1.7928 | 1.3873 | 1.9904
BART NOX Annual-San Juan 1 & 4 -v5.13 | 142 | 5850 | Rate Constraint in lbs/MMBtu | FALSE | L | Annual | Qualifying Generation | TWh | 3.6095 | 3.6095 | 2.6054 | 3.5226 | 1.7928 | 1.3873 | 1.9904
BART NOX Annual-San Juan 1 & 4 -v5.13 | 142 | 5850 | Rate Constraint in lbs/MMBtu | FALSE | L | Annual | Rate | lb/MWh | 0.25753 | 0.25753 | 0.2578 | 0.25759 | 0.25888 | 0.25954 | 0.25887
BART NOX Annual-San Juan 1 & 4 -v5.13 | 142 | 5850 | Rate Constraint in lbs/MMBtu | FALSE | L | Annual | Constraint Shadow Price | US$/Ton | 0 | 0 | 0 | 0 | 0 | 0 | 0
BART NOX Annual-Sooner 1 -v5.13 | 145 | 5864 | Rate Constraint in lbs/MMBtu | FALSE | L | Annual | Seasons Included | Seasons |  | Winter, Summer | Winter, Summer | Winter, Summer | Winter, Summer | Winter, Summer | Winter, Summer
BART NOX Annual-Sooner 1 -v5.13 | 145 | 5864 | Rate Constraint in lbs/MMBtu | FALSE | L | Annual | Standard | lb/MMBtu | 0 | 0.15 | 0.15 | 0.15 | 0.15 | 0.15 | 0.15
BART NOX Annual-Sooner 1 -v5.13 | 145 | 5864 | Rate Constraint in lbs/MMBtu | FALSE | L | Annual | Emissions at Affected Plants NOX | MTons | 0 | 0 | 0 | 0 | 0 | 0 | 0
BART NOX Annual-Sooner 1 -v5.13 | 145 | 5864 | Rate Constraint in lbs/MMBtu | FALSE | L | Annual | Allowances Purchased NOX | MTons | 0 | 0 | 0 | 0 | 0 | 0 | 0
BART NOX Annual-Sooner 1 -v5.13 | 145 | 5864 | Rate Constraint in lbs/MMBtu | FALSE | L | Annual | Allowances Sold NOX | MTons | 0 | 0 | 0 | 0 | 0 | 0 | 0
BART NOX Annual-Sooner 1 -v5.13 | 145 | 5864 | Rate Constraint in lbs/MMBtu | FALSE | L | Annual | Allowances Banked | MTons | 0 | 0 | 0 | 0 | 0 | 0 | 0
BART NOX Annual-Sooner 1 -v5.13 | 145 | 5864 | Rate Constraint in lbs/MMBtu | FALSE | L | Annual | Allowances Withdrawn (1:1) | MTons | 0 | 0 | 0 | 0 | 0 | 0 | 0
BART NOX Annual-Sooner 1 -v5.13 | 145 | 5864 | Rate Constraint in lbs/MMBtu | FALSE | L | Annual | Allowances Withdrawn (n:1) | MTons | 0 | 0 | 0 | 0 | 0 | 0 | 0
BART NOX Annual-Sooner 1 -v5.13 | 145 | 5864 | Rate Constraint in lbs/MMBtu | FALSE | L | Annual | Net Emissions Allowance Position | MTons | 0 | 0 | 0 | 0 | 0 | 0 | 0
BART NOX Annual-Sooner 1 -v5.13 | 145 | 5864 | Rate Constraint in lbs/MMBtu | FALSE | L | Annual | Fuel Consumed | TBtu | 0 | 0 | 0 | 0 | 0 | 0 | 0
BART NOX Annual-Sooner 1 -v5.13 | 145 | 5864 | Rate Constraint in lbs/MMBtu | FALSE | L | Annual | Rate | lb/MMBtu | 0 | 0 | 0 | 0 | 0 | 0 | 0
BART NOX Annual-Sooner 1 -v5.13 | 145 | 5864 | Rate Constraint in lbs/MMBtu | FALSE | L | Annual | Generation | TWh | 0 | 0 | 0 | 0 | 0 | 0 | 0
BART NOX Annual-Sooner 1 -v5.13 | 145 | 5864 | Rate Constraint in lbs/MMBtu | FALSE | L | Annual | Qualifying Generation | TWh | 0 | 0 | 0 | 0 | 0 | 0 | 0
BART NOX Annual-Sooner 1 -v5.13 | 145 | 5864 | Rate Constraint in lbs/MMBtu | FALSE | L | Annual | Rate | lb/MWh | 0 | 0 | 0 | 0 | 0 | 0 | 0
BART NOX Annual-Sooner 1 -v5.13 | 145 | 5864 | Rate Constraint in lbs/MMBtu | FALSE | L | Annual | Constraint Shadow Price | US$/Ton | 0 | 0 | 0 | 0 | 0 | 0 | 0
BART NOX Annual-Sooner 2 -v5.13 | 146 | 5865 | Rate Constraint in lbs/MMBtu | FALSE | L | Annual | Seasons Included | Seasons |  | Winter, Summer | Winter, Summer | Winter, Summer | Winter, Summer | Winter, Summer | Winter, Summer
BART NOX Annual-Sooner 2 -v5.13 | 146 | 5865 | Rate Constraint in lbs/MMBtu | FALSE | L | Annual | Standard | lb/MMBtu | 0 | 0.15 | 0.15 | 0.15 | 0.15 | 0.15 | 0.15
BART NOX Annual-Sooner 2 -v5.13 | 146 | 5865 | Rate Constraint in lbs/MMBtu | FALSE | L | Annual | Emissions at Affected Plants NOX | MTons | 0 | 1.8088 | 1.4259 | 1.5799 | 1.5799 | 0.92862 | 1.1
BART NOX Annual-Sooner 2 -v5.13 | 146 | 5865 | Rate Constraint in lbs/MMBtu | FALSE | L | Annual | Allowances Purchased NOX | MTons | 0 | 0 | 0 | 0 | 0 | 0 | 0
BART NOX Annual-Sooner 2 -v5.13 | 146 | 5865 | Rate Constraint in lbs/MMBtu | FALSE | L | Annual | Allowances Sold NOX | MTons | 0 | 0 | 0 | 0 | 0 | 0 | 0
BART NOX Annual-Sooner 2 -v5.13 | 146 | 5865 | Rate Constraint in lbs/MMBtu | FALSE | L | Annual | Allowances Banked | MTons | 0 | 0 | 0 | 0 | 0 | 0 | 0
BART NOX Annual-Sooner 2 -v5.13 | 146 | 5865 | Rate Constraint in lbs/MMBtu | FALSE | L | Annual | Allowances Withdrawn (1:1) | MTons | 0 | 0 | 0 | 0 | 0 | 0 | 0
BART NOX Annual-Sooner 2 -v5.13 | 146 | 5865 | Rate Constraint in lbs/MMBtu | FALSE | L | Annual | Allowances Withdrawn (n:1) | MTons | 0 | 0 | 0 | 0 | 0 | 0 | 0
BART NOX Annual-Sooner 2 -v5.13 | 146 | 5865 | Rate Constraint in lbs/MMBtu | FALSE | L | Annual | Net Emissions Allowance Position | MTons | 0 | 1.8088 | 1.4259 | 1.5799 | 1.5799 | 0.92862 | 1.1
BART NOX Annual-Sooner 2 -v5.13 | 146 | 5865 | Rate Constraint in lbs/MMBtu | FALSE | L | Annual | Fuel Consumed | TBtu | 0 | 25.3247 | 19.9629 | 22.1198 | 22.1198 | 13.0012 | 15.4008
BART NOX Annual-Sooner 2 -v5.13 | 146 | 5865 | Rate Constraint in lbs/MMBtu | FALSE | L | Annual | Rate | lb/MMBtu | 0 | 0.14285 | 0.14285 | 0.14285 | 0.14285 | 0.14285 | 0.14285
BART NOX Annual-Sooner 2 -v5.13 | 146 | 5865 | Rate Constraint in lbs/MMBtu | FALSE | L | Annual | Generation | TWh | 0 | 2.556 | 2.0149 | 2.2326 | 2.2326 | 1.3122 | 1.5544
BART NOX Annual-Sooner 2 -v5.13 | 146 | 5865 | Rate Constraint in lbs/MMBtu | FALSE | L | Annual | Qualifying Generation | TWh | 0 | 2.556 | 2.0149 | 2.2326 | 2.2326 | 1.3122 | 1.5544
BART NOX Annual-Sooner 2 -v5.13 | 146 | 5865 | Rate Constraint in lbs/MMBtu | FALSE | L | Annual | Rate | lb/MWh | 0 | 0.70767 | 0.70767 | 0.70767 | 0.70767 | 0.70766 | 0.70766
BART NOX Annual-Sooner 2 -v5.13 | 146 | 5865 | Rate Constraint in lbs/MMBtu | FALSE | L | Annual | Constraint Shadow Price | US$/Ton | 0 | 0 | 0 | 0 | 0 | 0 | 0
BART NOX Annual-Stanton 1 -v5.13 | 147 | 5859 | Rate Constraint in lbs/MMBtu | FALSE | L | Annual | Seasons Included | Seasons |  | Winter, Summer | Winter, Summer | Winter, Summer | Winter, Summer | Winter, Summer | Winter, Summer
BART NOX Annual-Stanton 1 -v5.13 | 147 | 5859 | Rate Constraint in lbs/MMBtu | FALSE | L | Annual | Standard | lb/MMBtu | 0 | 0.29 | 0.29 | 0.29 | 0.29 | 0.29 | 0.29
BART NOX Annual-Stanton 1 -v5.13 | 147 | 5859 | Rate Constraint in lbs/MMBtu | FALSE | L | Annual | Emissions at Affected Plants NOX | MTons | 0 | 0.98341 | 0.98341 | 0.98341 | 0.98341 | 0.98341 | 0.98341
BART NOX Annual-Stanton 1 -v5.13 | 147 | 5859 | Rate Constraint in lbs/MMBtu | FALSE | L | Annual | Allowances Purchased NOX | MTons | 0 | 0 | 0 | 0 | 0 | 0 | 0
BART NOX Annual-Stanton 1 -v5.13 | 147 | 5859 | Rate Constraint in lbs/MMBtu | FALSE | L | Annual | Allowances Sold NOX | MTons | 0 | 0 | 0 | 0 | 0 | 0 | 0
BART NOX Annual-Stanton 1 -v5.13 | 147 | 5859 | Rate Constraint in lbs/MMBtu | FALSE | L | Annual | Allowances Banked | MTons | 0 | 0 | 0 | 0 | 0 | 0 | 0
BART NOX Annual-Stanton 1 -v5.13 | 147 | 5859 | Rate Constraint in lbs/MMBtu | FALSE | L | Annual | Allowances Withdrawn (1:1) | MTons | 0 | 0 | 0 | 0 | 0 | 0 | 0
BART NOX Annual-Stanton 1 -v5.13 | 147 | 5859 | Rate Constraint in lbs/MMBtu | FALSE | L | Annual | Allowances Withdrawn (n:1) | MTons | 0 | 0 | 0 | 0 | 0 | 0 | 0
BART NOX Annual-Stanton 1 -v5.13 | 147 | 5859 | Rate Constraint in lbs/MMBtu | FALSE | L | Annual | Net Emissions Allowance Position | MTons | 0 | 0.98341 | 0.98341 | 0.98341 | 0.98341 | 0.98341 | 0.98341
BART NOX Annual-Stanton 1 -v5.13 | 147 | 5859 | Rate Constraint in lbs/MMBtu | FALSE | L | Annual | Fuel Consumed | TBtu | 0 | 10.4432 | 10.4432 | 10.4432 | 10.4432 | 10.4432 | 10.4432
BART NOX Annual-Stanton 1 -v5.13 | 147 | 5859 | Rate Constraint in lbs/MMBtu | FALSE | L | Annual | Rate | lb/MMBtu | 0 | 0.18833 | 0.18833 | 0.18833 | 0.18833 | 0.18833 | 0.18833
BART NOX Annual-Stanton 1 -v5.13 | 147 | 5859 | Rate Constraint in lbs/MMBtu | FALSE | L | Annual | Generation | TWh | 0 | 1.0318 | 1.0318 | 1.0318 | 1.0318 | 1.0318 | 1.0318
BART NOX Annual-Stanton 1 -v5.13 | 147 | 5859 | Rate Constraint in lbs/MMBtu | FALSE | L | Annual | Qualifying Generation | TWh | 0 | 1.0318 | 1.0318 | 1.0318 | 1.0318 | 1.0318 | 1.0318
BART NOX Annual-Stanton 1 -v5.13 | 147 | 5859 | Rate Constraint in lbs/MMBtu | FALSE | L | Annual | Rate | lb/MWh | 0 | 0.95311 | 0.95311 | 0.95311 | 0.95311 | 0.95311 | 0.95311
BART NOX Annual-Stanton 1 -v5.13 | 147 | 5859 | Rate Constraint in lbs/MMBtu | FALSE | L | Annual | Constraint Shadow Price | US$/Ton | 0 | 0 | 0 | 0 | 0 | 0 | 0
BART NOX Annual-Tecumseh Energy Center 10 -v5.13 | 148 | 5834 | Rate Constraint in lbs/MMBtu | FALSE | L | Annual | Seasons Included | Seasons |  | Winter, Summer | Winter, Summer | Winter, Summer | Winter, Summer | Winter, Summer | Winter, Summer
BART NOX Annual-Tecumseh Energy Center 10 -v5.13 | 148 | 5834 | Rate Constraint in lbs/MMBtu | FALSE | L | Annual | Standard | lb/MMBtu | 0 | 0.18 | 0.18 | 0.18 | 0.18 | 0.18 | 0.18
BART NOX Annual-Tecumseh Energy Center 10 -v5.13 | 148 | 5834 | Rate Constraint in lbs/MMBtu | FALSE | L | Annual | Emissions at Affected Plants NOX | MTons | 0 | 0.69832 | 0.69832 | 0.697 | 0.69688 | 0.69679 | 0.69832
BART NOX Annual-Tecumseh Energy Center 10 -v5.13 | 148 | 5834 | Rate Constraint in lbs/MMBtu | FALSE | L | Annual | Allowances Purchased NOX | MTons | 0 | 0 | 0 | 0 | 0 | 0 | 0
BART NOX Annual-Tecumseh Energy Center 10 -v5.13 | 148 | 5834 | Rate Constraint in lbs/MMBtu | FALSE | L | Annual | Allowances Sold NOX | MTons | 0 | 0 | 0 | 0 | 0 | 0 | 0
BART NOX Annual-Tecumseh Energy Center 10 -v5.13 | 148 | 5834 | Rate Constraint in lbs/MMBtu | FALSE | L | Annual | Allowances Banked | MTons | 0 | 0 | 0 | 0 | 0 | 0 | 0
BART NOX Annual-Tecumseh Energy Center 10 -v5.13 | 148 | 5834 | Rate Constraint in lbs/MMBtu | FALSE | L | Annual | Allowances Withdrawn (1:1) | MTons | 0 | 0 | 0 | 0 | 0 | 0 | 0
BART NOX Annual-Tecumseh Energy Center 10 -v5.13 | 148 | 5834 | Rate Constraint in lbs/MMBtu | FALSE | L | Annual | Allowances Withdrawn (n:1) | MTons | 0 | 0 | 0 | 0 | 0 | 0 | 0
BART NOX Annual-Tecumseh Energy Center 10 -v5.13 | 148 | 5834 | Rate Constraint in lbs/MMBtu | FALSE | L | Annual | Net Emissions Allowance Position | MTons | 0 | 0.69832 | 0.69832 | 0.697 | 0.69688 | 0.69679 | 0.69832
BART NOX Annual-Tecumseh Energy Center 10 -v5.13 | 148 | 5834 | Rate Constraint in lbs/MMBtu | FALSE | L | Annual | Fuel Consumed | TBtu | 0 | 9.7588 | 9.7588 | 9.7784 | 9.78 | 9.7814 | 9.7588
BART NOX Annual-Tecumseh Energy Center 10 -v5.13 | 148 | 5834 | Rate Constraint in lbs/MMBtu | FALSE | L | Annual | Rate | lb/MMBtu | 0 | 0.14312 | 0.14312 | 0.14256 | 0.14251 | 0.14247 | 0.14312
BART NOX Annual-Tecumseh Energy Center 10 -v5.13 | 148 | 5834 | Rate Constraint in lbs/MMBtu | FALSE | L | Annual | Generation | TWh | 0 | 0.95603 | 0.95603 | 0.95603 | 0.95603 | 0.95603 | 0.95603
BART NOX Annual-Tecumseh Energy Center 10 -v5.13 | 148 | 5834 | Rate Constraint in lbs/MMBtu | FALSE | L | Annual | Qualifying Generation | TWh | 0 | 0.95603 | 0.95603 | 0.95603 | 0.95603 | 0.95603 | 0.95603
BART NOX Annual-Tecumseh Energy Center 10 -v5.13 | 148 | 5834 | Rate Constraint in lbs/MMBtu | FALSE | L | Annual | Rate | lb/MWh | 0 | 0.73043 | 0.73043 | 0.72905 | 0.72893 | 0.72883 | 0.73043
BART NOX Annual-Tecumseh Energy Center 10 -v5.13 | 148 | 5834 | Rate Constraint in lbs/MMBtu | FALSE | L | Annual | Constraint Shadow Price | US$/Ton | 0 | 0 | 0 | 0 | 0 | 0 | 0
BART SO2 Annual Cap-Deerhaven B2 -v5.13 | 149 | 6033 | Rate Constraint in MTons | FALSE | L | Annual | Seasons Included | Seasons |  | Winter, Summer | Winter, Summer | Winter, Summer | Winter, Summer | Winter, Summer | Winter, Summer
BART SO2 Annual Cap-Deerhaven B2 -v5.13 | 149 | 6033 | Rate Constraint in MTons | FALSE | L | Annual | Standard | MTons | 0 | 5.5 | 5.5 | 5.5 | 5.5 | 5.5 | 5.5
BART SO2 Annual Cap-Deerhaven B2 -v5.13 | 149 | 6033 | Rate Constraint in MTons | FALSE | L | Annual | Standard SO2 | MTons | 0 | 5.5 | 5.5 | 5.5 | 5.5 | 5.5 | 5.5
BART SO2 Annual Cap-Deerhaven B2 -v5.13 | 149 | 6033 | Rate Constraint in MTons | FALSE | L | Annual | Emissions at Affected Plants SO2 | MTons | 0 | 0 | 0 | 0 | 0 | 0 | 0
BART SO2 Annual Cap-Deerhaven B2 -v5.13 | 149 | 6033 | Rate Constraint in MTons | FALSE | L | Annual | Allowances Purchased SO2 | MTons | 0 | 0 | 0 | 0 | 0 | 0 | 0
BART SO2 Annual Cap-Deerhaven B2 -v5.13 | 149 | 6033 | Rate Constraint in MTons | FALSE | L | Annual | Allowances Sold SO2 | MTons | 0 | 0 | 0 | 0 | 0 | 0 | 0
BART SO2 Annual Cap-Deerhaven B2 -v5.13 | 149 | 6033 | Rate Constraint in MTons | FALSE | L | Annual | Allowances Banked | MTons | 0 | 0 | 0 | 0 | 0 | 0 | 0
BART SO2 Annual Cap-Deerhaven B2 -v5.13 | 149 | 6033 | Rate Constraint in MTons | FALSE | L | Annual | Allowances Withdrawn (1:1) | MTons | 0 | 0 | 0 | 0 | 0 | 0 | 0
BART SO2 Annual Cap-Deerhaven B2 -v5.13 | 149 | 6033 | Rate Constraint in MTons | FALSE | L | Annual | Allowances Withdrawn (n:1) | MTons | 0 | 0 | 0 | 0 | 0 | 0 | 0
BART SO2 Annual Cap-Deerhaven B2 -v5.13 | 149 | 6033 | Rate Constraint in MTons | FALSE | L | Annual | Net Emissions Allowance Position | MTons | 0 | 0 | 0 | 0 | 0 | 0 | 0
BART SO2 Annual Cap-Deerhaven B2 -v5.13 | 149 | 6033 | Rate Constraint in MTons | FALSE | L | Annual | Fuel Consumed | TBtu | 0 | 0 | 0 | 0 | 0 | 0 | 0
BART SO2 Annual Cap-Deerhaven B2 -v5.13 | 149 | 6033 | Rate Constraint in MTons | FALSE | L | Annual | Rate | lb/MMBtu | 0 | 0 | 0 | 0 | 0 | 0 | 0
BART SO2 Annual Cap-Deerhaven B2 -v5.13 | 149 | 6033 | Rate Constraint in MTons | FALSE | L | Annual | Generation | TWh | 0 | 0 | 0 | 0 | 0 | 0 | 0
BART SO2 Annual Cap-Deerhaven B2 -v5.13 | 149 | 6033 | Rate Constraint in MTons | FALSE | L | Annual | Qualifying Generation | TWh | 0 | 0 | 0 | 0 | 0 | 0 | 0
BART SO2 Annual Cap-Deerhaven B2 -v5.13 | 149 | 6033 | Rate Constraint in MTons | FALSE | L | Annual | Rate | lb/MWh | 0 | 0 | 0 | 0 | 0 | 0 | 0
BART SO2 Annual Cap-Deerhaven B2 -v5.13 | 149 | 6033 | Rate Constraint in MTons | FALSE | L | Annual | Constraint Shadow Price | US$/Ton | 0 | 0 | 0 | 0 | 0 | 0 | 0
BART SO2 Annual Cap-Northside 1-3 -v5.13 | 150 | 6034 | Rate Constraint in MTons | FALSE | L | Annual | Seasons Included | Seasons |  | Winter, Summer | Winter, Summer | Winter, Summer | Winter, Summer | Winter, Summer | Winter, Summer
BART SO2 Annual Cap-Northside 1-3 -v5.13 | 150 | 6034 | Rate Constraint in MTons | FALSE | L | Annual | Standard | MTons | 0 | 3.6 | 3.6 | 3.6 | 3.6 | 3.6 | 3.6
BART SO2 Annual Cap-Northside 1-3 -v5.13 | 150 | 6034 | Rate Constraint in MTons | FALSE | L | Annual | Standard SO2 | MTons | 0 | 3.6 | 3.6 | 3.6 | 3.6 | 3.6 | 3.6
BART SO2 Annual Cap-Northside 1-3 -v5.13 | 150 | 6034 | Rate Constraint in MTons | FALSE | L | Annual | Emissions at Affected Plants SO2 | MTons | 0 | 3.6 | 2.0677 | 2.0677 | 1.6326 | 1.4877 | 3.6
BART SO2 Annual Cap-Northside 1-3 -v5.13 | 150 | 6034 | Rate Constraint in MTons | FALSE | L | Annual | Allowances Purchased SO2 | MTons | 0 | 0 | 0 | 0 | 0 | 0 | 0
BART SO2 Annual Cap-Northside 1-3 -v5.13 | 150 | 6034 | Rate Constraint in MTons | FALSE | L | Annual | Allowances Sold SO2 | MTons | 0 | 0 | 0 | 0 | 0 | 0 | 0
BART SO2 Annual Cap-Northside 1-3 -v5.13 | 150 | 6034 | Rate Constraint in MTons | FALSE | L | Annual | Allowances Banked | MTons | 0 | 0 | 0 | 0 | 0 | 0 | 0
BART SO2 Annual Cap-Northside 1-3 -v5.13 | 150 | 6034 | Rate Constraint in MTons | FALSE | L | Annual | Allowances Withdrawn (1:1) | MTons | 0 | 0 | 0 | 0 | 0 | 0 | 0
BART SO2 Annual Cap-Northside 1-3 -v5.13 | 150 | 6034 | Rate Constraint in MTons | FALSE | L | Annual | Allowances Withdrawn (n:1) | MTons | 0 | 0 | 0 | 0 | 0 | 0 | 0
BART SO2 Annual Cap-Northside 1-3 -v5.13 | 150 | 6034 | Rate Constraint in MTons | FALSE | L | Annual | Net Emissions Allowance Position | MTons | 0 | 3.6 | 2.0677 | 2.0677 | 1.6326 | 1.4877 | 3.6
BART SO2 Annual Cap-Northside 1-3 -v5.13 | 150 | 6034 | Rate Constraint in MTons | FALSE | L | Annual | Fuel Consumed | TBtu | 0 | 30.3445 | 24.7176 | 17.9449 | 15.2849 | 9.095 | 22.0083
BART SO2 Annual Cap-Northside 1-3 -v5.13 | 150 | 6034 | Rate Constraint in MTons | FALSE | L | Annual | Rate | lb/MMBtu | 0 | 0.23727 | 0.16731 | 0.23045 | 0.21363 | 0.32715 | 0.32715
BART SO2 Annual Cap-Northside 1-3 -v5.13 | 150 | 6034 | Rate Constraint in MTons | FALSE | L | Annual | Generation | TWh | 0 | 3.0177 | 2.4553 | 1.7844 | 1.5195 | 0.90579 | 2.1918
BART SO2 Annual Cap-Northside 1-3 -v5.13 | 150 | 6034 | Rate Constraint in MTons | FALSE | L | Annual | Qualifying Generation | TWh | 0 | 3.0177 | 2.4553 | 1.7844 | 1.5195 | 0.90579 | 2.1918
BART SO2 Annual Cap-Northside 1-3 -v5.13 | 150 | 6034 | Rate Constraint in MTons | FALSE | L | Annual | Rate | lb/MWh | 0 | 1.193 | 0.84214 | 1.1588 | 1.0745 | 1.6425 | 1.6425
BART SO2 Annual Cap-Northside 1-3 -v5.13 | 150 | 6034 | Rate Constraint in MTons | FALSE | L | Annual | Constraint Shadow Price | US$/Ton | 0 | 7031.9033 | 0 | 0 | 0 | 0 | 1072.6876
BART SO2 Annual Rate-Lansing Smith 1&2 -v5.13 | 151 | 6030 | Rate Constraint in lbs/MMBtu | FALSE | L | Annual | Seasons Included | Seasons |  | Winter, Summer | Winter, Summer | Winter, Summer | Winter, Summer | Winter, Summer | Winter, Summer
BART SO2 Annual Rate-Lansing Smith 1&2 -v5.13 | 151 | 6030 | Rate Constraint in lbs/MMBtu | FALSE | L | Annual | Standard | lb/MMBtu | 0 | 0.74 | 0.74 | 0.74 | 0.74 | 0.74 | 0.74
BART SO2 Annual Rate-Lansing Smith 1&2 -v5.13 | 151 | 6030 | Rate Constraint in lbs/MMBtu | FALSE | L | Annual | Emissions at Affected Plants SO2 | MTons | 0 | 0 | 0 | 0 | 0 | 0 | 0
BART SO2 Annual Rate-Lansing Smith 1&2 -v5.13 | 151 | 6030 | Rate Constraint in lbs/MMBtu | FALSE | L | Annual | Allowances Purchased SO2 | MTons | 0 | 0 | 0 | 0 | 0 | 0 | 0
BART SO2 Annual Rate-Lansing Smith 1&2 -v5.13 | 151 | 6030 | Rate Constraint in lbs/MMBtu | FALSE | L | Annual | Allowances Sold SO2 | MTons | 0 | 0 | 0 | 0 | 0 | 0 | 0
BART SO2 Annual Rate-Lansing Smith 1&2 -v5.13 | 151 | 6030 | Rate Constraint in lbs/MMBtu | FALSE | L | Annual | Allowances Banked | MTons | 0 | 0 | 0 | 0 | 0 | 0 | 0
BART SO2 Annual Rate-Lansing Smith 1&2 -v5.13 | 151 | 6030 | Rate Constraint in lbs/MMBtu | FALSE | L | Annual | Allowances Withdrawn (1:1) | MTons | 0 | 0 | 0 | 0 | 0 | 0 | 0
BART SO2 Annual Rate-Lansing Smith 1&2 -v5.13 | 151 | 6030 | Rate Constraint in lbs/MMBtu | FALSE | L | Annual | Allowances Withdrawn (n:1) | MTons | 0 | 0 | 0 | 0 | 0 | 0 | 0
BART SO2 Annual Rate-Lansing Smith 1&2 -v5.13 | 151 | 6030 | Rate Constraint in lbs/MMBtu | FALSE | L | Annual | Net Emissions Allowance Position | MTons | 0 | 0 | 0 | 0 | 0 | 0 | 0
BART SO2 Annual Rate-Lansing Smith 1&2 -v5.13 | 151 | 6030 | Rate Constraint in lbs/MMBtu | FALSE | L | Annual | Fuel Consumed | TBtu | 0 | 0 | 0 | 0 | 0 | 0 | 0
BART SO2 Annual Rate-Lansing Smith 1&2 -v5.13 | 151 | 6030 | Rate Constraint in lbs/MMBtu | FALSE | L | Annual | Rate | lb/MMBtu | 0 | 0 | 0 | 0 | 0 | 0 | 0
BART SO2 Annual Rate-Lansing Smith 1&2 -v5.13 | 151 | 6030 | Rate Constraint in lbs/MMBtu | FALSE | L | Annual | Generation | TWh | 0 | 0 | 0 | 0 | 0 | 0 | 0
BART SO2 Annual Rate-Lansing Smith 1&2 -v5.13 | 151 | 6030 | Rate Constraint in lbs/MMBtu | FALSE | L | Annual | Qualifying Generation | TWh | 0 | 0 | 0 | 0 | 0 | 0 | 0
BART SO2 Annual Rate-Lansing Smith 1&2 -v5.13 | 151 | 6030 | Rate Constraint in lbs/MMBtu | FALSE | L | Annual | Rate | lb/MWh | 0 | 0 | 0 | 0 | 0 | 0 | 0
BART SO2 Annual Rate-Lansing Smith 1&2 -v5.13 | 151 | 6030 | Rate Constraint in lbs/MMBtu | FALSE | L | Annual | Constraint Shadow Price | US$/Ton | 0 | 0 | 0 | 0 | 0 | 0 | 0
BART SO2 Annual Rate-Seminole 1&2 -v5.13 | 152 | 6032 | Rate Constraint in lbs/MMBtu | FALSE | L | Annual | Seasons Included | Seasons |  | Winter, Summer | Winter, Summer | Winter, Summer | Winter, Summer | Winter, Summer | Winter, Summer
BART SO2 Annual Rate-Seminole 1&2 -v5.13 | 152 | 6032 | Rate Constraint in lbs/MMBtu | FALSE | L | Annual | Standard | lb/MMBtu | 0 | 0.25 | 0.25 | 0.25 | 0.25 | 0.25 | 0.25
BART SO2 Annual Rate-Seminole 1&2 -v5.13 | 152 | 6032 | Rate Constraint in lbs/MMBtu | FALSE | L | Annual | Emissions at Affected Plants SO2 | MTons | 0 | 9.2334 | 3.3542 | 0 | 0 | 0 | 0
BART SO2 Annual Rate-Seminole 1&2 -v5.13 | 152 | 6032 | Rate Constraint in lbs/MMBtu | FALSE | L | Annual | Allowances Purchased SO2 | MTons | 0 | 0 | 0 | 0 | 0 | 0 | 0
BART SO2 Annual Rate-Seminole 1&2 -v5.13 | 152 | 6032 | Rate Constraint in lbs/MMBtu | FALSE | L | Annual | Allowances Sold SO2 | MTons | 0 | 0 | 0 | 0 | 0 | 0 | 0
BART SO2 Annual Rate-Seminole 1&2 -v5.13 | 152 | 6032 | Rate Constraint in lbs/MMBtu | FALSE | L | Annual | Allowances Banked | MTons | 0 | 0 | 0 | 0 | 0 | 0 | 0
BART SO2 Annual Rate-Seminole 1&2 -v5.13 | 152 | 6032 | Rate Constraint in lbs/MMBtu | FALSE | L | Annual | Allowances Withdrawn (1:1) | MTons | 0 | 0 | 0 | 0 | 0 | 0 | 0
BART SO2 Annual Rate-Seminole 1&2 -v5.13 | 152 | 6032 | Rate Constraint in lbs/MMBtu | FALSE | L | Annual | Allowances Withdrawn (n:1) | MTons | 0 | 0 | 0 | 0 | 0 | 0 | 0
BART SO2 Annual Rate-Seminole 1&2 -v5.13 | 152 | 6032 | Rate Constraint in lbs/MMBtu | FALSE | L | Annual | Net Emissions Allowance Position | MTons | 0 | 9.2334 | 3.3542 | 0 | 0 | 0 | 0
BART SO2 Annual Rate-Seminole 1&2 -v5.13 | 152 | 6032 | Rate Constraint in lbs/MMBtu | FALSE | L | Annual | Fuel Consumed | TBtu | 0 | 82.8104 | 30.0825 | 0 | 0 | 0 | 0
BART SO2 Annual Rate-Seminole 1&2 -v5.13 | 152 | 6032 | Rate Constraint in lbs/MMBtu | FALSE | L | Annual | Rate | lb/MMBtu | 0 | 0.223 | 0.223 | 0 | 0 | 0 | 0
BART SO2 Annual Rate-Seminole 1&2 -v5.13 | 152 | 6032 | Rate Constraint in lbs/MMBtu | FALSE | L | Annual | Generation | TWh | 0 | 8.3432 | 3.0308 | 0 | 0 | 0 | 0
BART SO2 Annual Rate-Seminole 1&2 -v5.13 | 152 | 6032 | Rate Constraint in lbs/MMBtu | FALSE | L | Annual | Qualifying Generation | TWh | 0 | 8.3432 | 3.0308 | 0 | 0 | 0 | 0
BART SO2 Annual Rate-Seminole 1&2 -v5.13 | 152 | 6032 | Rate Constraint in lbs/MMBtu | FALSE | L | Annual | Rate | lb/MWh | 0 | 1.1067 | 1.1067 | 0 | 0 | 0 | 0
BART SO2 Annual Rate-Seminole 1&2 -v5.13 | 152 | 6032 | Rate Constraint in lbs/MMBtu | FALSE | L | Annual | Constraint Shadow Price | US$/Ton | 0 | 0 | 0 | 0 | 0 | 0 | 0
BART SO2 Annual-Apache Station 2 -v5.13 | 153 | 5867 | Rate Constraint in lbs/MMBtu | FALSE | L | Annual | Seasons Included | Seasons |  | Winter, Summer | Winter, Summer | Winter, Summer | Winter, Summer | Winter, Summer | Winter, Summer
BART SO2 Annual-Apache Station 2 -v5.13 | 153 | 5867 | Rate Constraint in lbs/MMBtu | FALSE | L | Annual | Standard | lb/MMBtu | 0.15 | 0.15 | 0.15 | 0.15 | 0.15 | 0.15 | 0.15
BART SO2 Annual-Apache Station 2 -v5.13 | 153 | 5867 | Rate Constraint in lbs/MMBtu | FALSE | L | Annual | Emissions at Affected Plants SO2 | MTons | 0 | 0 | 0 | 0 | 0 | 0 | 0
BART SO2 Annual-Apache Station 2 -v5.13 | 153 | 5867 | Rate Constraint in lbs/MMBtu | FALSE | L | Annual | Allowances Purchased SO2 | MTons | 0 | 0 | 0 | 0 | 0 | 0 | 0
BART SO2 Annual-Apache Station 2 -v5.13 | 153 | 5867 | Rate Constraint in lbs/MMBtu | FALSE | L | Annual | Allowances Sold SO2 | MTons | 0 | 0 | 0 | 0 | 0 | 0 | 0
BART SO2 Annual-Apache Station 2 -v5.13 | 153 | 5867 | Rate Constraint in lbs/MMBtu | FALSE | L | Annual | Allowances Banked | MTons | 0 | 0 | 0 | 0 | 0 | 0 | 0
BART SO2 Annual-Apache Station 2 -v5.13 | 153 | 5867 | Rate Constraint in lbs/MMBtu | FALSE | L | Annual | Allowances Withdrawn (1:1) | MTons | 0 | 0 | 0 | 0 | 0 | 0 | 0
BART SO2 Annual-Apache Station 2 -v5.13 | 153 | 5867 | Rate Constraint in lbs/MMBtu | FALSE | L | Annual | Allowances Withdrawn (n:1) | MTons | 0 | 0 | 0 | 0 | 0 | 0 | 0
BART SO2 Annual-Apache Station 2 -v5.13 | 153 | 5867 | Rate Constraint in lbs/MMBtu | FALSE | L | Annual | Net Emissions Allowance Position | MTons | 0 | 0 | 0 | 0 | 0 | 0 | 0
BART SO2 Annual-Apache Station 2 -v5.13 | 153 | 5867 | Rate Constraint in lbs/MMBtu | FALSE | L | Annual | Fuel Consumed | TBtu | 0 | 0 | 0 | 0 | 0 | 0 | 0
BART SO2 Annual-Apache Station 2 -v5.13 | 153 | 5867 | Rate Constraint in lbs/MMBtu | FALSE | L | Annual | Rate | lb/MMBtu | 0 | 0 | 0 | 0 | 0 | 0 | 0
BART SO2 Annual-Apache Station 2 -v5.13 | 153 | 5867 | Rate Constraint in lbs/MMBtu | FALSE | L | Annual | Generation | TWh | 0 | 0 | 0 | 0 | 0 | 0 | 0
BART SO2 Annual-Apache Station 2 -v5.13 | 153 | 5867 | Rate Constraint in lbs/MMBtu | FALSE | L | Annual | Qualifying Generation | TWh | 0 | 0 | 0 | 0 | 0 | 0 | 0
BART SO2 Annual-Apache Station 2 -v5.13 | 153 | 5867 | Rate Constraint in lbs/MMBtu | FALSE | L | Annual | Rate | lb/MWh | 0 | 0 | 0 | 0 | 0 | 0 | 0
BART SO2 Annual-Apache Station 2 -v5.13 | 153 | 5867 | Rate Constraint in lbs/MMBtu | FALSE | L | Annual | Constraint Shadow Price | US$/Ton | 0 | 0 | 0 | 0 | 0 | 0 | 3386.9865
BART SO2 Annual-Apache Station 3 -v5.13 | 154 | 5868 | Rate Constraint in lbs/MMBtu | FALSE | L | Annual | Seasons Included | Seasons |  | Winter, Summer | Winter, Summer | Winter, Summer | Winter, Summer | Winter, Summer | Winter, Summer
BART SO2 Annual-Apache Station 3 -v5.13 | 154 | 5868 | Rate Constraint in lbs/MMBtu | FALSE | L | Annual | Standard | lb/MMBtu | 0.15 | 0.15 | 0.15 | 0.15 | 0.15 | 0.15 | 0.15
BART SO2 Annual-Apache Station 3 -v5.13 | 154 | 5868 | Rate Constraint in lbs/MMBtu | FALSE | L | Annual | Emissions at Affected Plants SO2 | MTons | 0 | 0 | 0 | 0 | 0 | 0 | 0
BART SO2 Annual-Apache Station 3 -v5.13 | 154 | 5868 | Rate Constraint in lbs/MMBtu | FALSE | L | Annual | Allowances Purchased SO2 | MTons | 0 | 0 | 0 | 0 | 0 | 0 | 0
BART SO2 Annual-Apache Station 3 -v5.13 | 154 | 5868 | Rate Constraint in lbs/MMBtu | FALSE | L | Annual | Allowances Sold SO2 | MTons | 0 | 0 | 0 | 0 | 0 | 0 | 0
BART SO2 Annual-Apache Station 3 -v5.13 | 154 | 5868 | Rate Constraint in lbs/MMBtu | FALSE | L | Annual | Allowances Banked | MTons | 0 | 0 | 0 | 0 | 0 | 0 | 0
BART SO2 Annual-Apache Station 3 -v5.13 | 154 | 5868 | Rate Constraint in lbs/MMBtu | FALSE | L | Annual | Allowances Withdrawn (1:1) | MTons | 0 | 0 | 0 | 0 | 0 | 0 | 0
BART SO2 Annual-Apache Station 3 -v5.13 | 154 | 5868 | Rate Constraint in lbs/MMBtu | FALSE | L | Annual | Allowances Withdrawn (n:1) | MTons | 0 | 0 | 0 | 0 | 0 | 0 | 0
BART SO2 Annual-Apache Station 3 -v5.13 | 154 | 5868 | Rate Constraint in lbs/MMBtu | FALSE | L | Annual | Net Emissions Allowance Position | MTons | 0 | 0 | 0 | 0 | 0 | 0 | 0
BART SO2 Annual-Apache Station 3 -v5.13 | 154 | 5868 | Rate Constraint in lbs/MMBtu | FALSE | L | Annual | Fuel Consumed | TBtu | 0 | 0 | 0 | 0 | 0 | 0 | 0
BART SO2 Annual-Apache Station 3 -v5.13 | 154 | 5868 | Rate Constraint in lbs/MMBtu | FALSE | L | Annual | Rate | lb/MMBtu | 0 | 0 | 0 | 0 | 0 | 0 | 0
BART SO2 Annual-Apache Station 3 -v5.13 | 154 | 5868 | Rate Constraint in lbs/MMBtu | FALSE | L | Annual | Generation | TWh | 0 | 0 | 0 | 0 | 0 | 0 | 0
BART SO2 Annual-Apache Station 3 -v5.13 | 154 | 5868 | Rate Constraint in lbs/MMBtu | FALSE | L | Annual | Qualifying Generation | TWh | 0 | 0 | 0 | 0 | 0 | 0 | 0
BART SO2 Annual-Apache Station 3 -v5.13 | 154 | 5868 | Rate Constraint in lbs/MMBtu | FALSE | L | Annual | Rate | lb/MWh | 0 | 0 | 0 | 0 | 0 | 0 | 0
BART SO2 Annual-Apache Station 3 -v5.13 | 154 | 5868 | Rate Constraint in lbs/MMBtu | FALSE | L | Annual | Constraint Shadow Price | US$/Ton | 0 | 0 | 0 | 0 | 0 | 0 | 3386.9865
BART SO2 Annual-Boardman 1SG -v5.13 | 155 | 5894 | Rate Constraint in lbs/MMBtu | FALSE | L | Annual | Seasons Included | Seasons |  | Winter, Summer | Winter, Summer | Winter, Summer | Winter, Summer | Winter, Summer | Winter, Summer
BART SO2 Annual-Boardman 1SG -v5.13 | 155 | 5894 | Rate Constraint in lbs/MMBtu | FALSE | L | Annual | Standard | lb/MMBtu | 0 | 1.2 | 1.2 | 1.2 | 1.2 | 1.2 | 1.2
BART SO2 Annual-Boardman 1SG -v5.13 | 155 | 5894 | Rate Constraint in lbs/MMBtu | FALSE | L | Annual | Emissions at Affected Plants SO2 | MTons | 0 | 0 | 0 | 0 | 0 | 0 | 0
BART SO2 Annual-Boardman 1SG -v5.13 | 155 | 5894 | Rate Constraint in lbs/MMBtu | FALSE | L | Annual | Allowances Purchased SO2 | MTons | 0 | 0 | 0 | 0 | 0 | 0 | 0
BART SO2 Annual-Boardman 1SG -v5.13 | 155 | 5894 | Rate Constraint in lbs/MMBtu | FALSE | L | Annual | Allowances Sold SO2 | MTons | 0 | 0 | 0 | 0 | 0 | 0 | 0
BART SO2 Annual-Boardman 1SG -v5.13 | 155 | 5894 | Rate Constraint in lbs/MMBtu | FALSE | L | Annual | Allowances Banked | MTons | 0 | 0 | 0 | 0 | 0 | 0 | 0
BART SO2 Annual-Boardman 1SG -v5.13 | 155 | 5894 | Rate Constraint in lbs/MMBtu | FALSE | L | Annual | Allowances Withdrawn (1:1) | MTons | 0 | 0 | 0 | 0 | 0 | 0 | 0
BART SO2 Annual-Boardman 1SG -v5.13 | 155 | 5894 | Rate Constraint in lbs/MMBtu | FALSE | L | Annual | Allowances Withdrawn (n:1) | MTons | 0 | 0 | 0 | 0 | 0 | 0 | 0
BART SO2 Annual-Boardman 1SG -v5.13 | 155 | 5894 | Rate Constraint in lbs/MMBtu | FALSE | L | Annual | Net Emissions Allowance Position | MTons | 0 | 0 | 0 | 0 | 0 | 0 | 0
BART SO2 Annual-Boardman 1SG -v5.13 | 155 | 5894 | Rate Constraint in lbs/MMBtu | FALSE | L | Annual | Fuel Consumed | TBtu | 0 | 0 | 0 | 0 | 0 | 0 | 0
BART SO2 Annual-Boardman 1SG -v5.13 | 155 | 5894 | Rate Constraint in lbs/MMBtu | FALSE | L | Annual | Rate | lb/MMBtu | 0 | 0 | 0 | 0 | 0 | 0 | 0
BART SO2 Annual-Boardman 1SG -v5.13 | 155 | 5894 | Rate Constraint in lbs/MMBtu | FALSE | L | Annual | Generation | TWh | 0 | 0 | 0 | 0 | 0 | 0 | 0
BART SO2 Annual-Boardman 1SG -v5.13 | 155 | 5894 | Rate Constraint in lbs/MMBtu | FALSE | L | Annual | Qualifying Generation | TWh | 0 | 0 | 0 | 0 | 0 | 0 | 0
BART SO2 Annual-Boardman 1SG -v5.13 | 155 | 5894 | Rate Constraint in lbs/MMBtu | FALSE | L | Annual | Rate | lb/MWh | 0 | 0 | 0 | 0 | 0 | 0 | 0
BART SO2 Annual-Boardman 1SG -v5.13 | 155 | 5894 | Rate Constraint in lbs/MMBtu | FALSE | L | Annual | Constraint Shadow Price | US$/Ton | 0 | 0 | 0 | 0 | 0 | 0 | 0
BART SO2 Annual-Cherokee 4 -v5.13 | 156 | 5874 | Rate Constraint in MTons | FALSE | L | Annual | Seasons Included | Seasons |  | Winter, Summer | Winter, Summer | Winter, Summer | Winter, Summer | Winter, Summer | Winter, Summer
BART SO2 Annual-Cherokee 4 -v5.13 | 156 | 5874 | Rate Constraint in MTons | FALSE | L | Annual | Standard | MTons | 0.00781 | 0.00781 | 0.00781 | 0.00781 | 0.00781 | 0.00781 | 0.00781
BART SO2 Annual-Cherokee 4 -v5.13 | 156 | 5874 | Rate Constraint in MTons | FALSE | L | Annual | Standard SO2 | MTons | 0.00781 | 0.00781 | 0.00781 | 0.00781 | 0.00781 | 0.00781 | 0.00781
BART SO2 Annual-Cherokee 4 -v5.13 | 156 | 5874 | Rate Constraint in MTons | FALSE | L | Annual | Emissions at Affected Plants SO2 | MTons | 0 | 0 | 0 | 0 | 0 | 0 | 0
BART SO2 Annual-Cherokee 4 -v5.13 | 156 | 5874 | Rate Constraint in MTons | FALSE | L | Annual | Allowances Purchased SO2 | MTons | 0 | 0 | 0 | 0 | 0 | 0 | 0
BART SO2 Annual-Cherokee 4 -v5.13 | 156 | 5874 | Rate Constraint in MTons | FALSE | L | Annual | Allowances Sold SO2 | MTons | 0 | 0 | 0 | 0 | 0 | 0 | 0
BART SO2 Annual-Cherokee 4 -v5.13 | 156 | 5874 | Rate Constraint in MTons | FALSE | L | Annual | Allowances Banked | MTons | 0 | 0 | 0 | 0 | 0 | 0 | 0
BART SO2 Annual-Cherokee 4 -v5.13 | 156 | 5874 | Rate Constraint in MTons | FALSE | L | Annual | Allowances Withdrawn (1:1) | MTons | 0 | 0 | 0 | 0 | 0 | 0 | 0
BART SO2 Annual-Cherokee 4 -v5.13 | 156 | 5874 | Rate Constraint in MTons | FALSE | L | Annual | Allowances Withdrawn (n:1) | MTons | 0 | 0 | 0 | 0 | 0 | 0 | 0
BART SO2 Annual-Cherokee 4 -v5.13 | 156 | 5874 | Rate Constraint in MTons | FALSE | L | Annual | Net Emissions Allowance Position | MTons | 0 | 0 | 0 | 0 | 0 | 0 | 0
BART SO2 Annual-Cherokee 4 -v5.13 | 156 | 5874 | Rate Constraint in MTons | FALSE | L | Annual | Fuel Consumed | TBtu | 0 | 0 | 0 | 0 | 0 | 0 | 0
BART SO2 Annual-Cherokee 4 -v5.13 | 156 | 5874 | Rate Constraint in MTons | FALSE | L | Annual | Rate | lb/MMBtu | 0 | 0 | 0 | 0 | 0 | 0 | 0
BART SO2 Annual-Cherokee 4 -v5.13 | 156 | 5874 | Rate Constraint in MTons | FALSE | L | Annual | Generation | TWh | 0 | 0 | 0 | 0 | 0 | 0 | 0
BART SO2 Annual-Cherokee 4 -v5.13 | 156 | 5874 | Rate Constraint in MTons | FALSE | L | Annual | Qualifying Generation | TWh | 0 | 0 | 0 | 0 | 0 | 0 | 0
BART SO2 Annual-Cherokee 4 -v5.13 | 156 | 5874 | Rate Constraint in MTons | FALSE | L | Annual | Rate | lb/MWh | 0 | 0 | 0 | 0 | 0 | 0 | 0
BART SO2 Annual-Cherokee 4 -v5.13 | 156 | 5874 | Rate Constraint in MTons | FALSE | L | Annual | Constraint Shadow Price | US$/Ton | 0 | 0 | 0 | 0 | 0 | 0 | 0
BART SO2 Annual-Cholla 2 -v5.13 | 157 | 5869 | Rate Constraint in lbs/MMBtu | FALSE | L | Annual | Seasons Included | Seasons | Winter, Summer | Winter, Summer | Winter, Summer | Winter, Summer | Winter, Summer | Winter, Summer | Winter, Summer
BART SO2 Annual-Cholla 2 -v5.13 | 157 | 5869 | Rate Constraint in lbs/MMBtu | FALSE | L | Annual | Standard | lb/MMBtu | 0.15 | 0.15 | 0.15 | 0.15 | 0.15 | 0.15 | 0.15
BART SO2 Annual-Cholla 2 -v5.13 | 157 | 5869 | Rate Constraint in lbs/MMBtu | FALSE | L | Annual | Emissions at Affected Plants SO2 | MTons | 1.4223 | 0 | 0 | 0 | 0 | 0 | 0
BART SO2 Annual-Cholla 2 -v5.13 | 157 | 5869 | Rate Constraint in lbs/MMBtu | FALSE | L | Annual | Allowances Purchased SO2 | MTons | 0 | 0 | 0 | 0 | 0 | 0 | 0
BART SO2 Annual-Cholla 2 -v5.13 | 157 | 5869 | Rate Constraint in lbs/MMBtu | FALSE | L | Annual | Allowances Sold SO2 | MTons | 0 | 0 | 0 | 0 | 0 | 0 | 0
BART SO2 Annual-Cholla 2 -v5.13 | 157 | 5869 | Rate Constraint in lbs/MMBtu | FALSE | L | Annual | Allowances Banked | MTons | 0 | 0 | 0 | 0 | 0 | 0 | 0
BART SO2 Annual-Cholla 2 -v5.13 | 157 | 5869 | Rate Constraint in lbs/MMBtu | FALSE | L | Annual | Allowances Withdrawn (1:1) | MTons | 0 | 0 | 0 | 0 | 0 | 0 | 0
BART SO2 Annual-Cholla 2 -v5.13 | 157 | 5869 | Rate Constraint in lbs/MMBtu | FALSE | L | Annual | Allowances Withdrawn (n:1) | MTons | 0 | 0 | 0 | 0 | 0 | 0 | 0
BART SO2 Annual-Cholla 2 -v5.13 | 157 | 5869 | Rate Constraint in lbs/MMBtu | FALSE | L | Annual | Net Emissions Allowance Position | MTons | 1.4223 | 0 | 0 | 0 | 0 | 0 | 0
BART SO2 Annual-Cholla 2 -v5.13 | 157 | 5869 | Rate Constraint in lbs/MMBtu | FALSE | L | Annual | Fuel Consumed | TBtu | 18.9634 | 0 | 0 | 0 | 0 | 0 | 0
BART SO2 Annual-Cholla 2 -v5.13 | 157 | 5869 | Rate Constraint in lbs/MMBtu | FALSE | L | Annual | Rate | lb/MMBtu | 0.15 | 0 | 0 | 0 | 0 | 0 | 0
BART SO2 Annual-Cholla 2 -v5.13 | 157 | 5869 | Rate Constraint in lbs/MMBtu | FALSE | L | Annual | Generation | TWh | 1.8806 | 0 | 0 | 0 | 0 | 0 | 0
BART SO2 Annual-Cholla 2 -v5.13 | 157 | 5869 | Rate Constraint in lbs/MMBtu | FALSE | L | Annual | Qualifying Generation | TWh | 1.8806 | 0 | 0 | 0 | 0 | 0 | 0
BART SO2 Annual-Cholla 2 -v5.13 | 157 | 5869 | Rate Constraint in lbs/MMBtu | FALSE | L | Annual | Rate | lb/MWh | 0.7563 | 0 | 0 | 0 | 0 | 0 | 0
BART SO2 Annual-Cholla 2 -v5.13 | 157 | 5869 | Rate Constraint in lbs/MMBtu | FALSE | L | Annual | Constraint Shadow Price | US$/Ton | 17489.3809 | 0 | 0 | 0 | 0 | 0 | 808.4868
BART SO2 Annual-Cholla 3 -v5.13 | 158 | 5870 | Rate Constraint in lbs/MMBtu | FALSE | L | Annual | Seasons Included | Seasons | Winter, Summer | Winter, Summer | Winter, Summer | Winter, Summer | Winter, Summer | Winter, Summer | Winter, Summer
BART SO2 Annual-Cholla 3 -v5.13 | 158 | 5870 | Rate Constraint in lbs/MMBtu | FALSE | L | Annual | Standard | lb/MMBtu | 0.15 | 0.15 | 0.15 | 0.15 | 0.15 | 0.15 | 0.15
BART SO2 Annual-Cholla 3 -v5.13 | 158 | 5870 | Rate Constraint in lbs/MMBtu | FALSE | L | Annual | Emissions at Affected Plants SO2 | MTons | 1.1092 | 0 | 0 | 0 | 0 | 0 | 0
BART SO2 Annual-Cholla 3 -v5.13 | 158 | 5870 | Rate Constraint in lbs/MMBtu | FALSE | L | Annual | Allowances Purchased SO2 | MTons | 0 | 0 | 0 | 0 | 0 | 0 | 0
BART SO2 Annual-Cholla 3 -v5.13 | 158 | 5870 | Rate Constraint in lbs/MMBtu | FALSE | L | Annual | Allowances Sold SO2 | MTons | 0 | 0 | 0 | 0 | 0 | 0 | 0
BART SO2 Annual-Cholla 3 -v5.13 | 158 | 5870 | Rate Constraint in lbs/MMBtu | FALSE | L | Annual | Allowances Banked | MTons | 0 | 0 | 0 | 0 | 0 | 0 | 0
BART SO2 Annual-Cholla 3 -v5.13 | 158 | 5870 | Rate Constraint in lbs/MMBtu | FALSE | L | Annual | Allowances Withdrawn (1:1) | MTons | 0 | 0 | 0 | 0 | 0 | 0 | 0
BART SO2 Annual-Cholla 3 -v5.13 | 158 | 5870 | Rate Constraint in lbs/MMBtu | FALSE | L | Annual | Allowances Withdrawn (n:1) | MTons | 0 | 0 | 0 | 0 | 0 | 0 | 0
BART SO2 Annual-Cholla 3 -v5.13 | 158 | 5870 | Rate Constraint in lbs/MMBtu | FALSE | L | Annual | Net Emissions Allowance Position | MTons | 1.1092 | 0 | 0 | 0 | 0 | 0 | 0
BART SO2 Annual-Cholla 3 -v5.13 | 158 | 5870 | Rate Constraint in lbs/MMBtu | FALSE | L | Annual | Fuel Consumed | TBtu | 19.4498 | 0 | 0 | 0 | 0 | 0 | 0
BART SO2 Annual-Cholla 3 -v5.13 | 158 | 5870 | Rate Constraint in lbs/MMBtu | FALSE | L | Annual | Rate | lb/MMBtu | 0.11406 | 0 | 0 | 0 | 0 | 0 | 0
BART SO2 Annual-Cholla 3 -v5.13 | 158 | 5870 | Rate Constraint in lbs/MMBtu | FALSE | L | Annual | Generation | TWh | 1.96 | 0 | 0 | 0 | 0 | 0 | 0
BART SO2 Annual-Cholla 3 -v5.13 | 158 | 5870 | Rate Constraint in lbs/MMBtu | FALSE | L | Annual | Qualifying Generation | TWh | 1.96 | 0 | 0 | 0 | 0 | 0 | 0
BART SO2 Annual-Cholla 3 -v5.13 | 158 | 5870 | Rate Constraint in lbs/MMBtu | FALSE | L | Annual | Rate | lb/MWh | 0.56592 | 0 | 0 | 0 | 0 | 0 | 0
BART SO2 Annual-Cholla 3 -v5.13 | 158 | 5870 | Rate Constraint in lbs/MMBtu | FALSE | L | Annual | Constraint Shadow Price | US$/Ton | 0 | 0 | 0 | 0 | 0 | 0 | 0
BART SO2 Annual-Cholla 4 -v5.13 | 159 | 5871 | Rate Constraint in lbs/MMBtu | FALSE | L | Annual | Seasons Included | Seasons | Winter, Summer | Winter, Summer | Winter, Summer | Winter, Summer | Winter, Summer | Winter, Summer | Winter, Summer
BART SO2 Annual-Cholla 4 -v5.13 | 159 | 5871 | Rate Constraint in lbs/MMBtu | FALSE | L | Annual | Standard | lb/MMBtu | 0.15 | 0.15 | 0.15 | 0.15 | 0.15 | 0.15 | 0.15
BART SO2 Annual-Cholla 4 -v5.13 | 159 | 5871 | Rate Constraint in lbs/MMBtu | FALSE | L | Annual | Emissions at Affected Plants SO2 | MTons | 1.5789 | 1.5735 | 0 | 0.30973 | 0.26 | 0.26 | 1.4948
BART SO2 Annual-Cholla 4 -v5.13 | 159 | 5871 | Rate Constraint in lbs/MMBtu | FALSE | L | Annual | Allowances Purchased SO2 | MTons | 0 | 0 | 0 | 0 | 0 | 0 | 0
BART SO2 Annual-Cholla 4 -v5.13 | 159 | 5871 | Rate Constraint in lbs/MMBtu | FALSE | L | Annual | Allowances Sold SO2 | MTons | 0 | 0 | 0 | 0 | 0 | 0 | 0
BART SO2 Annual-Cholla 4 -v5.13 | 159 | 5871 | Rate Constraint in lbs/MMBtu | FALSE | L | Annual | Allowances Banked | MTons | 0 | 0 | 0 | 0 | 0 | 0 | 0
BART SO2 Annual-Cholla 4 -v5.13 | 159 | 5871 | Rate Constraint in lbs/MMBtu | FALSE | L | Annual | Allowances Withdrawn (1:1) | MTons | 0 | 0 | 0 | 0 | 0 | 0 | 0
BART SO2 Annual-Cholla 4 -v5.13 | 159 | 5871 | Rate Constraint in lbs/MMBtu | FALSE | L | Annual | Allowances Withdrawn (n:1) | MTons | 0 | 0 | 0 | 0 | 0 | 0 | 0
BART SO2 Annual-Cholla 4 -v5.13 | 159 | 5871 | Rate Constraint in lbs/MMBtu | FALSE | L | Annual | Net Emissions Allowance Position | MTons | 1.5789 | 1.5735 | 0 | 0.30973 | 0.26 | 0.26 | 1.4948
BART SO2 Annual-Cholla 4 -v5.13 | 159 | 5871 | Rate Constraint in lbs/MMBtu | FALSE | L | Annual | Fuel Consumed | TBtu | 27.6853 | 27.5911 | 0 | 6.8543 | 8.681 | 8.681 | 26.2115
BART SO2 Annual-Cholla 4 -v5.13 | 159 | 5871 | Rate Constraint in lbs/MMBtu | FALSE | L | Annual | Rate | lb/MMBtu | 0.11406 | 0.11406 | 0 | 0.090376 | 0.0599 | 0.0599 | 0.11406
BART SO2 Annual-Cholla 4 -v5.13 | 159 | 5871 | Rate Constraint in lbs/MMBtu | FALSE | L | Annual | Generation | TWh | 2.8086 | 2.7832 | 0 | 0.69141 | 0.87567 | 0.87567 | 2.7832
BART SO2 Annual-Cholla 4 -v5.13 | 159 | 5871 | Rate Constraint in lbs/MMBtu | FALSE | L | Annual | Qualifying Generation | TWh | 2.8086 | 2.7832 | 0 | 0.69141 | 0.87567 | 0.87567 | 2.7832
BART SO2 Annual-Cholla 4 -v5.13 | 159 | 5871 | Rate Constraint in lbs/MMBtu | FALSE | L | Annual | Rate | lb/MWh | 0.56217 | 0.56537 | 0 | 0.44797 | 0.29691 | 0.29691 | 0.5371
BART SO2 Annual-Cholla 4 -v5.13 | 159 | 5871 | Rate Constraint in lbs/MMBtu | FALSE | L | Annual | Constraint Shadow Price | US$/Ton | 0 | 0 | 0 | 0 | 0 | 0 | 0
BART SO2 Annual-Coal Creek 1 -v5.13 | 160 | 5881 | Rate Constraint in lbs/MMBtu | FALSE | L | Annual | Seasons Included | Seasons |  | Winter, Summer | Winter, Summer | Winter, Summer | Winter, Summer | Winter, Summer | Winter, Summer
BART SO2 Annual-Coal Creek 1 -v5.13 | 160 | 5881 | Rate Constraint in lbs/MMBtu | FALSE | L | Annual | Standard | lb/MMBtu | 0 | 0.15 | 0.15 | 0.15 | 0.15 | 0.15 | 0.15
BART SO2 Annual-Coal Creek 1 -v5.13 | 160 | 5881 | Rate Constraint in lbs/MMBtu | FALSE | L | Annual | Emissions at Affected Plants SO2 | MTons | 0 | 1.2874 | 1.2874 | 1.2874 | 1.2874 | 1.2874 | 3.0938
BART SO2 Annual-Coal Creek 1 -v5.13 | 160 | 5881 | Rate Constraint in lbs/MMBtu | FALSE | L | Annual | Allowances Purchased SO2 | MTons | 0 | 0 | 0 | 0 | 0 | 0 | 0
BART SO2 Annual-Coal Creek 1 -v5.13 | 160 | 5881 | Rate Constraint in lbs/MMBtu | FALSE | L | Annual | Allowances Sold SO2 | MTons | 0 | 0 | 0 | 0 | 0 | 0 | 0
BART SO2 Annual-Coal Creek 1 -v5.13 | 160 | 5881 | Rate Constraint in lbs/MMBtu | FALSE | L | Annual | Allowances Banked | MTons | 0 | 0 | 0 | 0 | 0 | 0 | 0
BART SO2 Annual-Coal Creek 1 -v5.13 | 160 | 5881 | Rate Constraint in lbs/MMBtu | FALSE | L | Annual | Allowances Withdrawn (1:1) | MTons | 0 | 0 | 0 | 0 | 0 | 0 | 0
BART SO2 Annual-Coal Creek 1 -v5.13 | 160 | 5881 | Rate Constraint in lbs/MMBtu | FALSE | L | Annual | Allowances Withdrawn (n:1) | MTons | 0 | 0 | 0 | 0 | 0 | 0 | 0
BART SO2 Annual-Coal Creek 1 -v5.13 | 160 | 5881 | Rate Constraint in lbs/MMBtu | FALSE | L | Annual | Net Emissions Allowance Position | MTons | 0 | 1.2874 | 1.2874 | 1.2874 | 1.2874 | 1.2874 | 3.0938
BART SO2 Annual-Coal Creek 1 -v5.13 | 160 | 5881 | Rate Constraint in lbs/MMBtu | FALSE | L | Annual | Fuel Consumed | TBtu | 0 | 41.5282 | 41.5282 | 41.5282 | 41.5282 | 41.5282 | 41.5282
BART SO2 Annual-Coal Creek 1 -v5.13 | 160 | 5881 | Rate Constraint in lbs/MMBtu | FALSE | L | Annual | Rate | lb/MMBtu | 0 | 0.062 | 0.062 | 0.062 | 0.062 | 0.062 | 0.149
BART SO2 Annual-Coal Creek 1 -v5.13 | 160 | 5881 | Rate Constraint in lbs/MMBtu | FALSE | L | Annual | Generation | TWh | 0 | 3.9887 | 3.9887 | 3.9887 | 3.9887 | 3.9887 | 3.9887
BART SO2 Annual-Coal Creek 1 -v5.13 | 160 | 5881 | Rate Constraint in lbs/MMBtu | FALSE | L | Annual | Qualifying Generation | TWh | 0 | 3.9887 | 3.9887 | 3.9887 | 3.9887 | 3.9887 | 3.9887
BART SO2 Annual-Coal Creek 1 -v5.13 | 160 | 5881 | Rate Constraint in lbs/MMBtu | FALSE | L | Annual | Rate | lb/MWh | 0 | 0.32276 | 0.32276 | 0.32276 | 0.32276 | 0.32276 | 0.77566
BART SO2 Annual-Coal Creek 1 -v5.13 | 160 | 5881 | Rate Constraint in lbs/MMBtu | FALSE | L | Annual | Constraint Shadow Price | US$/Ton | 0 | 0 | 0 | 0 | 0 | 0 | 0
BART SO2 Annual-Coal Creek 2 -v5.13 | 161 | 5882 | Rate Constraint in lbs/MMBtu | FALSE | L | Annual | Seasons Included | Seasons |  | Winter, Summer | Winter, Summer | Winter, Summer | Winter, Summer | Winter, Summer | Winter, Summer
BART SO2 Annual-Coal Creek 2 -v5.13 | 161 | 5882 | Rate Constraint in lbs/MMBtu | FALSE | L | Annual | Standard | lb/MMBtu | 0 | 0.15 | 0.15 | 0.15 | 0.15 | 0.15 | 0.15
BART SO2 Annual-Coal Creek 2 -v5.13 | 161 | 5882 | Rate Constraint in lbs/MMBtu | FALSE | L | Annual | Emissions at Affected Plants SO2 | MTons | 0 | 1.3234 | 1.3234 | 1.3234 | 1.3234 | 1.3234 | 3.1805
BART SO2 Annual-Coal Creek 2 -v5.13 | 161 | 5882 | Rate Constraint in lbs/MMBtu | FALSE | L | Annual | Allowances Purchased SO2 | MTons | 0 | 0 | 0 | 0 | 0 | 0 | 0
BART SO2 Annual-Coal Creek 2 -v5.13 | 161 | 5882 | Rate Constraint in lbs/MMBtu | FALSE | L | Annual | Allowances Sold SO2 | MTons | 0 | 0 | 0 | 0 | 0 | 0 | 0
BART SO2 Annual-Coal Creek 2 -v5.13 | 161 | 5882 | Rate Constraint in lbs/MMBtu | FALSE | L | Annual | Allowances Banked | MTons | 0 | 0 | 0 | 0 | 0 | 0 | 0
BART SO2 Annual-Coal Creek 2 -v5.13 | 161 | 5882 | Rate Constraint in lbs/MMBtu | FALSE | L | Annual | Allowances Withdrawn (1:1) | MTons | 0 | 0 | 0 | 0 | 0 | 0 | 0
BART SO2 Annual-Coal Creek 2 -v5.13 | 161 | 5882 | Rate Constraint in lbs/MMBtu | FALSE | L | Annual | Allowances Withdrawn (n:1) | MTons | 0 | 0 | 0 | 0 | 0 | 0 | 0
BART SO2 Annual-Coal Creek 2 -v5.13 | 161 | 5882 | Rate Constraint in lbs/MMBtu | FALSE | L | Annual | Net Emissions Allowance Position | MTons | 0 | 1.3234 | 1.3234 | 1.3234 | 1.3234 | 1.3234 | 3.1805
BART SO2 Annual-Coal Creek 2 -v5.13 | 161 | 5882 | Rate Constraint in lbs/MMBtu | FALSE | L | Annual | Fuel Consumed | TBtu | 0 | 42.6916 | 42.6916 | 42.6916 | 42.6916 | 42.6916 | 42.6916
BART SO2 Annual-Coal Creek 2 -v5.13 | 161 | 5882 | Rate Constraint in lbs/MMBtu | FALSE | L | Annual | Rate | lb/MMBtu | 0 | 0.062 | 0.062 | 0.062 | 0.062 | 0.062 | 0.149
BART SO2 Annual-Coal Creek 2 -v5.13 | 161 | 5882 | Rate Constraint in lbs/MMBtu | FALSE | L | Annual | Generation | TWh | 0 | 4.1183 | 4.1183 | 4.1183 | 4.1183 | 4.1183 | 4.1183
BART SO2 Annual-Coal Creek 2 -v5.13 | 161 | 5882 | Rate Constraint in lbs/MMBtu | FALSE | L | Annual | Qualifying Generation | TWh | 0 | 4.1183 | 4.1183 | 4.1183 | 4.1183 | 4.1183 | 4.1183
BART SO2 Annual-Coal Creek 2 -v5.13 | 161 | 5882 | Rate Constraint in lbs/MMBtu | FALSE | L | Annual | Rate | lb/MWh | 0 | 0.32136 | 0.32136 | 0.32136 | 0.32136 | 0.32136 | 0.7723
BART SO2 Annual-Coal Creek 2 -v5.13 | 161 | 5882 | Rate Constraint in lbs/MMBtu | FALSE | L | Annual | Constraint Shadow Price | US$/Ton | 0 | 0 | 0 | 0 | 0 | 0 | 0
BART SO2 Annual-Coronado U1B -v5.13 | 162 | 5872 | Rate Constraint in lbs/MMBtu | FALSE | L | Annual | Seasons Included | Seasons | Winter, Summer | Winter, Summer | Winter, Summer | Winter, Summer | Winter, Summer | Winter, Summer | Winter, Summer
BART SO2 Annual-Coronado U1B -v5.13 | 162 | 5872 | Rate Constraint in lbs/MMBtu | FALSE | L | Annual | Standard | lb/MMBtu | 0.08 | 0.08 | 0.08 | 0.08 | 0.08 | 0.08 | 0.08
BART SO2 Annual-Coronado U1B -v5.13 | 162 | 5872 | Rate Constraint in lbs/MMBtu | FALSE | L | Annual | Emissions at Affected Plants SO2 | MTons | 0.81979 | 0.81979 | 0 | 0.20366 | 0.25793 | 0.25891 | 0.68028
BART SO2 Annual-Coronado U1B -v5.13 | 162 | 5872 | Rate Constraint in lbs/MMBtu | FALSE | L | Annual | Allowances Purchased SO2 | MTons | 0 | 0 | 0 | 0 | 0 | 0 | 0
BART SO2 Annual-Coronado U1B -v5.13 | 162 | 5872 | Rate Constraint in lbs/MMBtu | FALSE | L | Annual | Allowances Sold SO2 | MTons | 0 | 0 | 0 | 0 | 0 | 0 | 0
BART SO2 Annual-Coronado U1B -v5.13 | 162 | 5872 | Rate Constraint in lbs/MMBtu | FALSE | L | Annual | Allowances Banked | MTons | 0 | 0 | 0 | 0 | 0 | 0 | 0
BART SO2 Annual-Coronado U1B -v5.13 | 162 | 5872 | Rate Constraint in lbs/MMBtu | FALSE | L | Annual | Allowances Withdrawn (1:1) | MTons | 0 | 0 | 0 | 0 | 0 | 0 | 0
BART SO2 Annual-Coronado U1B -v5.13 | 162 | 5872 | Rate Constraint in lbs/MMBtu | FALSE | L | Annual | Allowances Withdrawn (n:1) | MTons | 0 | 0 | 0 | 0 | 0 | 0 | 0
BART SO2 Annual-Coronado U1B -v5.13 | 162 | 5872 | Rate Constraint in lbs/MMBtu | FALSE | L | Annual | Net Emissions Allowance Position | MTons | 0.81979 | 0.81979 | 0 | 0.20366 | 0.25793 | 0.25891 | 0.68028
BART SO2 Annual-Coronado U1B -v5.13 | 162 | 5872 | Rate Constraint in lbs/MMBtu | FALSE | L | Annual | Fuel Consumed | TBtu | 27.3719 | 27.3719 | 0 | 6.7998 | 8.6121 | 8.6447 | 22.7139
BART SO2 Annual-Coronado U1B -v5.13 | 162 | 5872 | Rate Constraint in lbs/MMBtu | FALSE | L | Annual | Rate | lb/MMBtu | 0.0599 | 0.0599 | 0 | 0.0599 | 0.0599 | 0.0599 | 0.0599
BART SO2 Annual-Coronado U1B -v5.13 | 162 | 5872 | Rate Constraint in lbs/MMBtu | FALSE | L | Annual | Generation | TWh | 2.7508 | 2.7508 | 0 | 0.68337 | 0.86549 | 0.86549 | 2.4028
BART SO2 Annual-Coronado U1B -v5.13 | 162 | 5872 | Rate Constraint in lbs/MMBtu | FALSE | L | Annual | Qualifying Generation | TWh | 2.7508 | 2.7508 | 0 | 0.68337 | 0.86549 | 0.86549 | 2.4028
BART SO2 Annual-Coronado U1B -v5.13 | 162 | 5872 | Rate Constraint in lbs/MMBtu | FALSE | L | Annual | Rate | lb/MWh | 0.29802 | 0.29802 | 0 | 0.29802 | 0.29802 | 0.29915 | 0.28312
BART SO2 Annual-Coronado U1B -v5.13 | 162 | 5872 | Rate Constraint in lbs/MMBtu | FALSE | L | Annual | Constraint Shadow Price | US$/Ton | 0 | 0 | 0 | 0 | 0 | 0 | 0
BART SO2 Annual-Coronado U2B -v5.13 | 163 | 5873 | Rate Constraint in lbs/MMBtu | FALSE | L | Annual | Seasons Included | Seasons | Winter, Summer | Winter, Summer | Winter, Summer | Winter, Summer | Winter, Summer | Winter, Summer | Winter, Summer
BART SO2 Annual-Coronado U2B -v5.13 | 163 | 5873 | Rate Constraint in lbs/MMBtu | FALSE | L | Annual | Standard | lb/MMBtu | 0.08 | 0.08 | 0.08 | 0.08 | 0.08 | 0.08 | 0.08
BART SO2 Annual-Coronado U2B -v5.13 | 163 | 5873 | Rate Constraint in lbs/MMBtu | FALSE | L | Annual | Emissions at Affected Plants SO2 | MTons | 0.82914 | 0.82914 | 0 | 0.20598 | 0.26087 | 0.26186 | 0.68804
BART SO2 Annual-Coronado U2B -v5.13 | 163 | 5873 | Rate Constraint in lbs/MMBtu | FALSE | L | Annual | Allowances Purchased SO2 | MTons | 0 | 0 | 0 | 0 | 0 | 0 | 0
BART SO2 Annual-Coronado U2B -v5.13 | 163 | 5873 | Rate Constraint in lbs/MMBtu | FALSE | L | Annual | Allowances Sold SO2 | MTons | 0 | 0 | 0 | 0 | 0 | 0 | 0
BART SO2 Annual-Coronado U2B -v5.13 | 163 | 5873 | Rate Constraint in lbs/MMBtu | FALSE | L | Annual | Allowances Banked | MTons | 0 | 0 | 0 | 0 | 0 | 0 | 0
BART SO2 Annual-Coronado U2B -v5.13 | 163 | 5873 | Rate Constraint in lbs/MMBtu | FALSE | L | Annual | Allowances Withdrawn (1:1) | MTons | 0 | 0 | 0 | 0 | 0 | 0 | 0
BART SO2 Annual-Coronado U2B -v5.13 | 163 | 5873 | Rate Constraint in lbs/MMBtu | FALSE | L | Annual | Allowances Withdrawn (n:1) | MTons | 0 | 0 | 0 | 0 | 0 | 0 | 0
BART SO2 Annual-Coronado U2B -v5.13 | 163 | 5873 | Rate Constraint in lbs/MMBtu | FALSE | L | Annual | Net Emissions Allowance Position | MTons | 0.82914 | 0.82914 | 0 | 0.20598 | 0.26087 | 0.26186 | 0.68804
BART SO2 Annual-Coronado U2B -v5.13 | 163 | 5873 | Rate Constraint in lbs/MMBtu | FALSE | L | Annual | Fuel Consumed | TBtu | 27.684 | 27.684 | 0 | 6.8774 | 8.7103 | 8.7433 | 22.9729
BART SO2 Annual-Coronado U2B -v5.13 | 163 | 5873 | Rate Constraint in lbs/MMBtu | FALSE | L | Annual | Rate | lb/MMBtu | 0.0599 | 0.0599 | 0 | 0.0599 | 0.0599 | 0.0599 | 0.0599
BART SO2 Annual-Coronado U2B -v5.13 | 163 | 5873 | Rate Constraint in lbs/MMBtu | FALSE | L | Annual | Generation | TWh | 2.7878 | 2.7878 | 0 | 0.69255 | 0.87713 | 0.87713 | 2.4351
BART SO2 Annual-Coronado U2B -v5.13 | 163 | 5873 | Rate Constraint in lbs/MMBtu | FALSE | L | Annual | Qualifying Generation | TWh | 2.7878 | 2.7878 | 0 | 0.69255 | 0.87713 | 0.87713 | 2.4351
BART SO2 Annual-Coronado U2B -v5.13 | 163 | 5873 | Rate Constraint in lbs/MMBtu | FALSE | L | Annual | Rate | lb/MWh | 0.29742 | 0.29742 | 0 | 0.29742 | 0.29742 | 0.29855 | 0.28255
BART SO2 Annual-Coronado U2B -v5.13 | 163 | 5873 | Rate Constraint in lbs/MMBtu | FALSE | L | Annual | Constraint Shadow Price | US$/Ton | 0 | 0 | 0 | 0 | 0 | 0 | 0
BART SO2 Annual-Jeffrey Energy Center 1 -v5.13 | 164 | 5877 | Rate Constraint in lbs/MMBtu | FALSE | L | Annual | Seasons Included | Seasons |  | Winter, Summer | Winter, Summer | Winter, Summer | Winter, Summer | Winter, Summer | Winter, Summer
BART SO2 Annual-Jeffrey Energy Center 1 -v5.13 | 164 | 5877 | Rate Constraint in lbs/MMBtu | FALSE | L | Annual | Standard | lb/MMBtu | 0 | 0.15 | 0.15 | 0.15 | 0.15 | 0.15 | 0.15
BART SO2 Annual-Jeffrey Energy Center 1 -v5.13 | 164 | 5877 | Rate Constraint in lbs/MMBtu | FALSE | L | Annual | Emissions at Affected Plants SO2 | MTons | 0 | 1.6757 | 1.6757 | 1.6757 | 1.6757 | 1.6757 | 1.6757
BART SO2 Annual-Jeffrey Energy Center 1 -v5.13 | 164 | 5877 | Rate Constraint in lbs/MMBtu | FALSE | L | Annual | Allowances Purchased SO2 | MTons | 0 | 0 | 0 | 0 | 0 | 0 | 0
BART SO2 Annual-Jeffrey Energy Center 1 -v5.13 | 164 | 5877 | Rate Constraint in lbs/MMBtu | FALSE | L | Annual | Allowances Sold SO2 | MTons | 0 | 0 | 0 | 0 | 0 | 0 | 0
BART SO2 Annual-Jeffrey Energy Center 1 -v5.13 | 164 | 5877 | Rate Constraint in lbs/MMBtu | FALSE | L | Annual | Allowances Banked | MTons | 0 | 0 | 0 | 0 | 0 | 0 | 0
BART SO2 Annual-Jeffrey Energy Center 1 -v5.13 | 164 | 5877 | Rate Constraint in lbs/MMBtu | FALSE | L | Annual | Allowances Withdrawn (1:1) | MTons | 0 | 0 | 0 | 0 | 0 | 0 | 0
BART SO2 Annual-Jeffrey Energy Center 1 -v5.13 | 164 | 5877 | Rate Constraint in lbs/MMBtu | FALSE | L | Annual | Allowances Withdrawn (n:1) | MTons | 0 | 0 | 0 | 0 | 0 | 0 | 0
BART SO2 Annual-Jeffrey Energy Center 1 -v5.13 | 164 | 5877 | Rate Constraint in lbs/MMBtu | FALSE | L | Annual | Net Emissions Allowance Position | MTons | 0 | 1.6757 | 1.6757 | 1.6757 | 1.6757 | 1.6757 | 1.6757
BART SO2 Annual-Jeffrey Energy Center 1 -v5.13 | 164 | 5877 | Rate Constraint in lbs/MMBtu | FALSE | L | Annual | Fuel Consumed | TBtu | 0 | 55.9488 | 55.9488 | 55.9488 | 55.9488 | 55.9488 | 55.9488
BART SO2 Annual-Jeffrey Energy Center 1 -v5.13 | 164 | 5877 | Rate Constraint in lbs/MMBtu | FALSE | L | Annual | Rate | lb/MMBtu | 0 | 0.0599 | 0.0599 | 0.0599 | 0.0599 | 0.0599 | 0.0599
BART SO2 Annual-Jeffrey Energy Center 1 -v5.13 | 164 | 5877 | Rate Constraint in lbs/MMBtu | FALSE | L | Annual | Generation | TWh | 0 | 5.2687 | 5.2687 | 5.2687 | 5.2687 | 5.2687 | 5.2687
BART SO2 Annual-Jeffrey Energy Center 1 -v5.13 | 164 | 5877 | Rate Constraint in lbs/MMBtu | FALSE | L | Annual | Qualifying Generation | TWh | 0 | 5.2687 | 5.2687 | 5.2687 | 5.2687 | 5.2687 | 5.2687
BART SO2 Annual-Jeffrey Energy Center 1 -v5.13 | 164 | 5877 | Rate Constraint in lbs/MMBtu | FALSE | L | Annual | Rate | lb/MWh | 0 | 0.31804 | 0.31804 | 0.31804 | 0.31804 | 0.31804 | 0.31804
BART SO2 Annual-Jeffrey Energy Center 1 -v5.13 | 164 | 5877 | Rate Constraint in lbs/MMBtu | FALSE | L | Annual | Constraint Shadow Price | US$/Ton | 0 | 0 | 0 | 0 | 0 | 0 | 0
BART SO2 Annual-Jeffrey Energy Center 2 -v5.13 | 165 | 5878 | Rate Constraint in lbs/MMBtu | FALSE | L | Annual | Seasons Included | Seasons |  | Winter, Summer | Winter, Summer | Winter, Summer | Winter, Summer | Winter, Summer | Winter, Summer
BART SO2 Annual-Jeffrey Energy Center 2 -v5.13 | 165 | 5878 | Rate Constraint in lbs/MMBtu | FALSE | L | Annual | Standard | lb/MMBtu | 0 | 0.15 | 0.15 | 0.15 | 0.15 | 0.15 | 0.15
BART SO2 Annual-Jeffrey Energy Center 2 -v5.13 | 165 | 5878 | Rate Constraint in lbs/MMBtu | FALSE | L | Annual | Emissions at Affected Plants SO2 | MTons | 0 | 1.6753 | 1.6753 | 1.6753 | 1.6753 | 1.6753 | 1.6753
BART SO2 Annual-Jeffrey Energy Center 2 -v5.13 | 165 | 5878 | Rate Constraint in lbs/MMBtu | FALSE | L | Annual | Allowances Purchased SO2 | MTons | 0 | 0 | 0 | 0 | 0 | 0 | 0
BART SO2 Annual-Jeffrey Energy Center 2 -v5.13 | 165 | 5878 | Rate Constraint in lbs/MMBtu | FALSE | L | Annual | Allowances Sold SO2 | MTons | 0 | 0 | 0 | 0 | 0 | 0 | 0
BART SO2 Annual-Jeffrey Energy Center 2 -v5.13 | 165 | 5878 | Rate Constraint in lbs/MMBtu | FALSE | L | Annual | Allowances Banked | MTons | 0 | 0 | 0 | 0 | 0 | 0 | 0
BART SO2 Annual-Jeffrey Energy Center 2 -v5.13 | 165 | 5878 | Rate Constraint in lbs/MMBtu | FALSE | L | Annual | Allowances Withdrawn (1:1) | MTons | 0 | 0 | 0 | 0 | 0 | 0 | 0
BART SO2 Annual-Jeffrey Energy Center 2 -v5.13 | 165 | 5878 | Rate Constraint in lbs/MMBtu | FALSE | L | Annual | Allowances Withdrawn (n:1) | MTons | 0 | 0 | 0 | 0 | 0 | 0 | 0
BART SO2 Annual-Jeffrey Energy Center 2 -v5.13 | 165 | 5878 | Rate Constraint in lbs/MMBtu | FALSE | L | Annual | Net Emissions Allowance Position | MTons | 0 | 1.6753 | 1.6753 | 1.6753 | 1.6753 | 1.6753 | 1.6753
BART SO2 Annual-Jeffrey Energy Center 2 -v5.13 | 165 | 5878 | Rate Constraint in lbs/MMBtu | FALSE | L | Annual | Fuel Consumed | TBtu | 0 | 55.9378 | 55.9378 | 55.9378 | 55.9378 | 55.9378 | 55.9378
BART SO2 Annual-Jeffrey Energy Center 2 -v5.13 | 165 | 5878 | Rate Constraint in lbs/MMBtu | FALSE | L | Annual | Rate | lb/MMBtu | 0 | 0.0599 | 0.0599 | 0.0599 | 0.0599 | 0.0599 | 0.0599
BART SO2 Annual-Jeffrey Energy Center 2 -v5.13 | 165 | 5878 | Rate Constraint in lbs/MMBtu | FALSE | L | Annual | Generation | TWh | 0 | 5.279 | 5.279 | 5.279 | 5.279 | 5.279 | 5.279
BART SO2 Annual-Jeffrey Energy Center 2 -v5.13 | 165 | 5878 | Rate Constraint in lbs/MMBtu | FALSE | L | Annual | Qualifying Generation | TWh | 0 | 5.279 | 5.279 | 5.279 | 5.279 | 5.279 | 5.279
BART SO2 Annual-Jeffrey Energy Center 2 -v5.13 | 165 | 5878 | Rate Constraint in lbs/MMBtu | FALSE | L | Annual | Rate | lb/MWh | 0 | 0.31736 | 0.31736 | 0.31736 | 0.31736 | 0.31736 | 0.31736
BART SO2 Annual-Jeffrey Energy Center 2 -v5.13 | 165 | 5878 | Rate Constraint in lbs/MMBtu | FALSE | L | Annual | Constraint Shadow Price | US$/Ton | 0 | 0 | 0 | 0 | 0 | 0 | 0
BART SO2 Annual-La Cygne 1 -v5.13 | 166 | 5879 | Rate Constraint in lbs/MMBtu | FALSE | L | Annual | Seasons Included | Seasons | Winter, Summer | Winter, Summer | Winter, Summer | Winter, Summer | Winter, Summer | Winter, Summer | Winter, Summer
BART SO2 Annual-La Cygne 1 -v5.13 | 166 | 5879 | Rate Constraint in lbs/MMBtu | FALSE | L | Annual | Standard | lb/MMBtu | 0.15 | 0.15 | 0.15 | 0.15 | 0.15 | 0.15 | 0.15
BART SO2 Annual-La Cygne 1 -v5.13 | 166 | 5879 | Rate Constraint in lbs/MMBtu | FALSE | L | Annual | Emissions at Affected Plants SO2 | MTons | 2.4607 | 2.4607 | 2.2248 | 2.4607 | 2.4607 | 2.4607 | 2.4607
BART SO2 Annual-La Cygne 1 -v5.13 | 166 | 5879 | Rate Constraint in lbs/MMBtu | FALSE | L | Annual | Allowances Purchased SO2 | MTons | 0 | 0 | 0 | 0 | 0 | 0 | 0
BART SO2 Annual-La Cygne 1 -v5.13 | 166 | 5879 | Rate Constraint in lbs/MMBtu | FALSE | L | Annual | Allowances Sold SO2 | MTons | 0 | 0 | 0 | 0 | 0 | 0 | 0
BART SO2 Annual-La Cygne 1 -v5.13 | 166 | 5879 | Rate Constraint in lbs/MMBtu | FALSE | L | Annual | Allowances Banked | MTons | 0 | 0 | 0 | 0 | 0 | 0 | 0
BART SO2 Annual-La Cygne 1 -v5.13 | 166 | 5879 | Rate Constraint in lbs/MMBtu | FALSE | L | Annual | Allowances Withdrawn (1:1) | MTons | 0 | 0 | 0 | 0 | 0 | 0 | 0
BART SO2 Annual-La Cygne 1 -v5.13 | 166 | 5879 | Rate Constraint in lbs/MMBtu | FALSE | L | Annual | Allowances Withdrawn (n:1) | MTons | 0 | 0 | 0 | 0 | 0 | 0 | 0
BART SO2 Annual-La Cygne 1 -v5.13 | 166 | 5879 | Rate Constraint in lbs/MMBtu | FALSE | L | Annual | Net Emissions Allowance Position | MTons | 2.4607 | 2.4607 | 2.2248 | 2.4607 | 2.4607 | 2.4607 | 2.4607
BART SO2 Annual-La Cygne 1 -v5.13 | 166 | 5879 | Rate Constraint in lbs/MMBtu | FALSE | L | Annual | Fuel Consumed | TBtu | 52.3552 | 52.3552 | 52.3552 | 52.3552 | 52.3552 | 52.3552 | 52.3552
BART SO2 Annual-La Cygne 1 -v5.13 | 166 | 5879 | Rate Constraint in lbs/MMBtu | FALSE | L | Annual | Rate | lb/MMBtu | 0.094 | 0.094 | 0.084989 | 0.094 | 0.094 | 0.094 | 0.094
BART SO2 Annual-La Cygne 1 -v5.13 | 166 | 5879 | Rate Constraint in lbs/MMBtu | FALSE | L | Annual | Generation | TWh | 5.3663 | 5.3663 | 5.3663 | 5.3663 | 5.3663 | 5.3663 | 5.3663
BART SO2 Annual-La Cygne 1 -v5.13 | 166 | 5879 | Rate Constraint in lbs/MMBtu | FALSE | L | Annual | Qualifying Generation | TWh | 5.3663 | 5.3663 | 5.3663 | 5.3663 | 5.3663 | 5.3663 | 5.3663
BART SO2 Annual-La Cygne 1 -v5.13 | 166 | 5879 | Rate Constraint in lbs/MMBtu | FALSE | L | Annual | Rate | lb/MWh | 0.45854 | 0.45854 | 0.41459 | 0.45854 | 0.45854 | 0.45854 | 0.45854
BART SO2 Annual-La Cygne 1 -v5.13 | 166 | 5879 | Rate Constraint in lbs/MMBtu | FALSE | L | Annual | Constraint Shadow Price | US$/Ton | 0 | 0 | 0 | 0 | 0 | 0 | 0
BART SO2 Annual-La Cygne 2 -v5.13 | 167 | 5880 | Rate Constraint in lbs/MMBtu | FALSE | L | Annual | Seasons Included | Seasons |  | Winter, Summer | Winter, Summer | Winter, Summer | Winter, Summer | Winter, Summer | Winter, Summer
BART SO2 Annual-La Cygne 2 -v5.13 | 167 | 5880 | Rate Constraint in lbs/MMBtu | FALSE | L | Annual | Standard | lb/MMBtu | 0 | 0.15 | 0.15 | 0.15 | 0.15 | 0.15 | 0.15
BART SO2 Annual-La Cygne 2 -v5.13 | 167 | 5880 | Rate Constraint in lbs/MMBtu | FALSE | L | Annual | Emissions at Affected Plants SO2 | MTons | 0 | 1.3821 | 1.3821 | 1.3821 | 1.3821 | 1.3821 | 1.3821
BART SO2 Annual-La Cygne 2 -v5.13 | 167 | 5880 | Rate Constraint in lbs/MMBtu | FALSE | L | Annual | Allowances Purchased SO2 | MTons | 0 | 0 | 0 | 0 | 0 | 0 | 0
BART SO2 Annual-La Cygne 2 -v5.13 | 167 | 5880 | Rate Constraint in lbs/MMBtu | FALSE | L | Annual | Allowances Sold SO2 | MTons | 0 | 0 | 0 | 0 | 0 | 0 | 0
BART SO2 Annual-La Cygne 2 -v5.13 | 167 | 5880 | Rate Constraint in lbs/MMBtu | FALSE | L | Annual | Allowances Banked | MTons | 0 | 0 | 0 | 0 | 0 | 0 | 0
BART SO2 Annual-La Cygne 2 -v5.13 | 167 | 5880 | Rate Constraint in lbs/MMBtu | FALSE | L | Annual | Allowances Withdrawn (1:1) | MTons | 0 | 0 | 0 | 0 | 0 | 0 | 0
BART SO2 Annual-La Cygne 2 -v5.13 | 167 | 5880 | Rate Constraint in lbs/MMBtu | FALSE | L | Annual | Allowances Withdrawn (n:1) | MTons | 0 | 0 | 0 | 0 | 0 | 0 | 0
BART SO2 Annual-La Cygne 2 -v5.13 | 167 | 5880 | Rate Constraint in lbs/MMBtu | FALSE | L | Annual | Net Emissions Allowance Position | MTons | 0 | 1.3821 | 1.3821 | 1.3821 | 1.3821 | 1.3821 | 1.3821
BART SO2 Annual-La Cygne 2 -v5.13 | 167 | 5880 | Rate Constraint in lbs/MMBtu | FALSE | L | Annual | Fuel Consumed | TBtu | 0 | 46.1453 | 46.1453 | 46.1453 | 46.1453 | 46.1453 | 46.1453
BART SO2 Annual-La Cygne 2 -v5.13 | 167 | 5880 | Rate Constraint in lbs/MMBtu | FALSE | L | Annual | Rate | lb/MMBtu | 0 | 0.0599 | 0.0599 | 0.0599 | 0.0599 | 0.0599 | 0.0599
BART SO2 Annual-La Cygne 2 -v5.13 | 167 | 5880 | Rate Constraint in lbs/MMBtu | FALSE | L | Annual | Generation | TWh | 0 | 4.9726 | 4.9726 | 4.9726 | 4.9726 | 4.9726 | 4.9726
BART SO2 Annual-La Cygne 2 -v5.13 | 167 | 5880 | Rate Constraint in lbs/MMBtu | FALSE | L | Annual | Qualifying Generation | TWh | 0 | 4.9726 | 4.9726 | 4.9726 | 4.9726 | 4.9726 | 4.9726
BART SO2 Annual-La Cygne 2 -v5.13 | 167 | 5880 | Rate Constraint in lbs/MMBtu | FALSE | L | Annual | Rate | lb/MWh | 0 | 0.27793 | 0.27793 | 0.27793 | 0.27793 | 0.27793 | 0.27793
BART SO2 Annual-La Cygne 2 -v5.13 | 167 | 5880 | Rate Constraint in lbs/MMBtu | FALSE | L | Annual | Constraint Shadow Price | US$/Ton | 0 | 0 | 0 | 0 | 0 | 0 | 0
BART SO2 Annual-Leland Olds 1 -v5.13 | 168 | 5883 | Rate Constraint in lbs/MMBtu | FALSE | L | Annual | Seasons Included | Seasons |  | Winter, Summer | Winter, Summer | Winter, Summer | Winter, Summer | Winter, Summer | Winter, Summer
BART SO2 Annual-Leland Olds 1 -v5.13 | 168 | 5883 | Rate Constraint in lbs/MMBtu | FALSE | L | Annual | Standard | lb/MMBtu | 0 | 0.15 | 0.15 | 0.15 | 0.15 | 0.15 | 0.15
BART SO2 Annual-Leland Olds 1 -v5.13 | 168 | 5883 | Rate Constraint in lbs/MMBtu | FALSE | L | Annual | Emissions at Affected Plants SO2 | MTons | 0 | 0.51896 | 0.51896 | 0.51896 | 0.51896 | 0.51896 | 0.51896
BART SO2 Annual-Leland Olds 1 -v5.13 | 168 | 5883 | Rate Constraint in lbs/MMBtu | FALSE | L | Annual | Allowances Purchased SO2 | MTons | 0 | 0 | 0 | 0 | 0 | 0 | 0
BART SO2 Annual-Leland Olds 1 -v5.13 | 168 | 5883 | Rate Constraint in lbs/MMBtu | FALSE | L | Annual | Allowances Sold SO2 | MTons | 0 | 0 | 0 | 0 | 0 | 0 | 0
BART SO2 Annual-Leland Olds 1 -v5.13 | 168 | 5883 | Rate Constraint in lbs/MMBtu | FALSE | L | Annual | Allowances Banked | MTons | 0 | 0 | 0 | 0 | 0 | 0 | 0
BART SO2 Annual-Leland Olds 1 -v5.13 | 168 | 5883 | Rate Constraint in lbs/MMBtu | FALSE | L | Annual | Allowances Withdrawn (1:1) | MTons | 0 | 0 | 0 | 0 | 0 | 0 | 0
BART SO2 Annual-Leland Olds 1 -v5.13 | 168 | 5883 | Rate Constraint in lbs/MMBtu | FALSE | L | Annual | Allowances Withdrawn (n:1) | MTons | 0 | 0 | 0 | 0 | 0 | 0 | 0
BART SO2 Annual-Leland Olds 1 -v5.13 | 168 | 5883 | Rate Constraint in lbs/MMBtu | FALSE | L | Annual | Net Emissions Allowance Position | MTons | 0 | 0.51896 | 0.51896 | 0.51896 | 0.51896 | 0.51896 | 0.51896
BART SO2 Annual-Leland Olds 1 -v5.13 | 168 | 5883 | Rate Constraint in lbs/MMBtu | FALSE | L | Annual | Fuel Consumed | TBtu | 0 | 17.3274 | 17.3274 | 17.3274 | 17.3274 | 17.3274 | 17.3274
BART SO2 Annual-Leland Olds 1 -v5.13 | 168 | 5883 | Rate Constraint in lbs/MMBtu | FALSE | L | Annual | Rate | lb/MMBtu | 0 | 0.0599 | 0.0599 | 0.0599 | 0.0599 | 0.0599 | 0.0599
BART SO2 Annual-Leland Olds 1 -v5.13 | 168 | 5883 | Rate Constraint in lbs/MMBtu | FALSE | L | Annual | Generation | TWh | 0 | 1.6036 | 1.6036 | 1.6036 | 1.6036 | 1.6036 | 1.6036
BART SO2 Annual-Leland Olds 1 -v5.13 | 168 | 5883 | Rate Constraint in lbs/MMBtu | FALSE | L | Annual | Qualifying Generation | TWh | 0 | 1.6036 | 1.6036 | 1.6036 | 1.6036 | 1.6036 | 1.6036
BART SO2 Annual-Leland Olds 1 -v5.13 | 168 | 5883 | Rate Constraint in lbs/MMBtu | FALSE | L | Annual | Rate | lb/MWh | 0 | 0.32362 | 0.32362 | 0.32362 | 0.32362 | 0.32362 | 0.32362
BART SO2 Annual-Leland Olds 1 -v5.13 | 168 | 5883 | Rate Constraint in lbs/MMBtu | FALSE | L | Annual | Constraint Shadow Price | US$/Ton | 0 | 0 | 0 | 0 | 0 | 0 | 0
BART SO2 Annual-Leland Olds 2 -v5.13 | 169 | 5884 | Rate Constraint in lbs/MMBtu | FALSE | L | Annual | Seasons Included | Seasons |  | Winter, Summer | Winter, Summer | Winter, Summer | Winter, Summer | Winter, Summer | Winter, Summer
BART SO2 Annual-Leland Olds 2 -v5.13 | 169 | 5884 | Rate Constraint in lbs/MMBtu | FALSE | L | Annual | Standard | lb/MMBtu | 0 | 0.15 | 0.15 | 0.15 | 0.15 | 0.15 | 0.15
BART SO2 Annual-Leland Olds 2 -v5.13 | 169 | 5884 | Rate Constraint in lbs/MMBtu | FALSE | L | Annual | Emissions at Affected Plants SO2 | MTons | 0 | 1.0345 | 1.0345 | 1.0345 | 1.0345 | 1.0345 | 1.0345
BART SO2 Annual-Leland Olds 2 -v5.13 | 169 | 5884 | Rate Constraint in lbs/MMBtu | FALSE | L | Annual | Allowances Purchased SO2 | MTons | 0 | 0 | 0 | 0 | 0 | 0 | 0
BART SO2 Annual-Leland Olds 2 -v5.13 | 169 | 5884 | Rate Constraint in lbs/MMBtu | FALSE | L | Annual | Allowances Sold SO2 | MTons | 0 | 0 | 0 | 0 | 0 | 0 | 0
BART SO2 Annual-Leland Olds 2 -v5.13 | 169 | 5884 | Rate Constraint in lbs/MMBtu | FALSE | L | Annual | Allowances Banked | MTons | 0 | 0 | 0 | 0 | 0 | 0 | 0
BART SO2 Annual-Leland Olds 2 -v5.13 | 169 | 5884 | Rate Constraint in lbs/MMBtu | FALSE | L | Annual | Allowances Withdrawn (1:1) | MTons | 0 | 0 | 0 | 0 | 0 | 0 | 0
BART SO2 Annual-Leland Olds 2 -v5.13 | 169 | 5884 | Rate Constraint in lbs/MMBtu | FALSE | L | Annual | Allowances Withdrawn (n:1) | MTons | 0 | 0 | 0 | 0 | 0 | 0 | 0
BART SO2 Annual-Leland Olds 2 -v5.13 | 169 | 5884 | Rate Constraint in lbs/MMBtu | FALSE | L | Annual | Net Emissions Allowance Position | MTons | 0 | 1.0345 | 1.0345 | 1.0345 | 1.0345 | 1.0345 | 1.0345
BART SO2 Annual-Leland Olds 2 -v5.13 | 169 | 5884 | Rate Constraint in lbs/MMBtu | FALSE | L | Annual | Fuel Consumed | TBtu | 0 | 34.5417 | 34.5417 | 34.5417 | 34.5417 | 34.5417 | 34.5417
BART SO2 Annual-Leland Olds 2 -v5.13 | 169 | 5884 | Rate Constraint in lbs/MMBtu | FALSE | L | Annual | Rate | lb/MMBtu | 0 | 0.0599 | 0.0599 | 0.0599 | 0.0599 | 0.0599 | 0.0599
BART SO2 Annual-Leland Olds 2 -v5.13 | 169 | 5884 | Rate Constraint in lbs/MMBtu | FALSE | L | Annual | Generation | TWh | 0 | 3.2143 | 3.2143 | 3.2143 | 3.2143 | 3.2143 | 3.2143
BART SO2 Annual-Leland Olds 2 -v5.13 | 169 | 5884 | Rate Constraint in lbs/MMBtu | FALSE | L | Annual | Qualifying Generation | TWh | 0 | 3.2143 | 3.2143 | 3.2143 | 3.2143 | 3.2143 | 3.2143
BART SO2 Annual-Leland Olds 2 -v5.13 | 169 | 5884 | Rate Constraint in lbs/MMBtu | FALSE | L | Annual | Rate | lb/MWh | 0 | 0.32185 | 0.32185 | 0.32185 | 0.32185 | 0.32185 | 0.32185
BART SO2 Annual-Leland Olds 2 -v5.13 | 169 | 5884 | Rate Constraint in lbs/MMBtu | FALSE | L | Annual | Constraint Shadow Price | US$/Ton | 0 | 0 | 0 | 0 | 0 | 0 | 0
BART SO2 Annual-Milton R Young B1 -v5.13 | 170 | 5885 | Rate Constraint in lbs/MMBtu | FALSE | L | Annual | Seasons Included | Seasons |  | Winter, Summer | Winter, Summer | Winter, Summer | Winter, Summer | Winter, Summer | Winter, Summer
BART SO2 Annual-Milton R Young B1 -v5.13 | 170 | 5885 | Rate Constraint in lbs/MMBtu | FALSE | L | Annual | Standard | lb/MMBtu | 0 | 0.15 | 0.15 | 0.15 | 0.15 | 0.15 | 0.15
BART SO2 Annual-Milton R Young B1 -v5.13 | 170 | 5885 | Rate Constraint in lbs/MMBtu | FALSE | L | Annual | Emissions at Affected Plants SO2 | MTons | 0 | 0.57077 | 0.57077 | 0.57077 | 0.57077 | 0.57077 | 0.57077
BART SO2 Annual-Milton R Young B1 -v5.13 | 170 | 5885 | Rate Constraint in lbs/MMBtu | FALSE | L | Annual | Allowances Purchased SO2 | MTons | 0 | 0 | 0 | 0 | 0 | 0 | 0
BART SO2 Annual-Milton R Young B1 -v5.13 | 170 | 5885 | Rate Constraint in lbs/MMBtu | FALSE | L | Annual | Allowances Sold SO2 | MTons | 0 | 0 | 0 | 0 | 0 | 0 | 0
BART SO2 Annual-Milton R Young B1 -v5.13 | 170 | 5885 | Rate Constraint in lbs/MMBtu | FALSE | L | Annual | Allowances Banked | MTons | 0 | 0 | 0 | 0 | 0 | 0 | 0
BART SO2 Annual-Milton R Young B1 -v5.13 | 170 | 5885 | Rate Constraint in lbs/MMBtu | FALSE | L | Annual | Allowances Withdrawn (1:1) | MTons | 0 | 0 | 0 | 0 | 0 | 0 | 0
BART SO2 Annual-Milton R Young B1 -v5.13 | 170 | 5885 | Rate Constraint in lbs/MMBtu | FALSE | L | Annual | Allowances Withdrawn (n:1) | MTons | 0 | 0 | 0 | 0 | 0 | 0 | 0
BART SO2 Annual-Milton R Young B1 -v5.13 | 170 | 5885 | Rate Constraint in lbs/MMBtu | FALSE | L | Annual | Net Emissions Allowance Position | MTons | 0 | 0.57077 | 0.57077 | 0.57077 | 0.57077 | 0.57077 | 0.57077
BART SO2 Annual-Milton R Young B1 -v5.13 | 170 | 5885 | Rate Constraint in lbs/MMBtu | FALSE | L | Annual | Fuel Consumed | TBtu | 0 | 19.0574 | 19.0574 | 19.0574 | 19.0574 | 19.0574 | 19.0574
BART SO2 Annual-Milton R Young B1 -v5.13 | 170 | 5885 | Rate Constraint in lbs/MMBtu | FALSE | L | Annual | Rate | lb/MMBtu | 0 | 0.0599 | 0.0599 | 0.0599 | 0.0599 | 0.0599 | 0.0599
BART SO2 Annual-Milton R Young B1 -v5.13 | 170 | 5885 | Rate Constraint in lbs/MMBtu | FALSE | L | Annual | Generation | TWh | 0 | 1.809 | 1.809 | 1.809 | 1.809 | 1.809 | 1.809
BART SO2 Annual-Milton R Young B1 -v5.13 | 170 | 5885 | Rate Constraint in lbs/MMBtu | FALSE | L | Annual | Qualifying Generation | TWh | 0 | 1.809 | 1.809 | 1.809 | 1.809 | 1.809 | 1.809
BART SO2 Annual-Milton R Young B1 -v5.13 | 170 | 5885 | Rate Constraint in lbs/MMBtu | FALSE | L | Annual | Rate | lb/MWh | 0 | 0.31551 | 0.31551 | 0.31551 | 0.31551 | 0.31551 | 0.31551
BART SO2 Annual-Milton R Young B1 -v5.13 | 170 | 5885 | Rate Constraint in lbs/MMBtu | FALSE | L | Annual | Constraint Shadow Price | US$/Ton | 0 | 0 | 0 | 0 | 0 | 0 | 0
BART SO2 Annual-Milton R Young B2 -v5.13 | 171 | 5886 | Rate Constraint in lbs/MMBtu | FALSE | L | Annual | Seasons Included | Seasons |  | Winter, Summer | Winter, Summer | Winter, Summer | Winter, Summer | Winter, Summer | Winter, Summer
BART SO2 Annual-Milton R Young B2 -v5.13 | 171 | 5886 | Rate Constraint in lbs/MMBtu | FALSE | L | Annual | Standard | lb/MMBtu | 0 | 0.15 | 0.15 | 0.15 | 0.15 | 0.15 | 0.15
BART SO2 Annual-Milton R Young B2 -v5.13 | 171 | 5886 | Rate Constraint in lbs/MMBtu | FALSE | L | Annual | Emissions at Affected Plants SO2 | MTons | 0 | 1.046 | 1.046 | 1.046 | 1.046 | 2.5138 | 2.5138
BART SO2 Annual-Milton R Young B2 -v5.13 | 171 | 5886 | Rate Constraint in lbs/MMBtu | FALSE | L | Annual | Allowances Purchased SO2 | MTons | 0 | 0 | 0 | 0 | 0 | 0 | 0
BART SO2 Annual-Milton R Young B2 -v5.13 | 171 | 5886 | Rate Constraint in lbs/MMBtu | FALSE | L | Annual | Allowances Sold SO2 | MTons | 0 | 0 | 0 | 0 | 0 | 0 | 0
BART SO2 Annual-Milton R Young B2 -v5.13 | 171 | 5886 | Rate Constraint in lbs/MMBtu | FALSE | L | Annual | Allowances Banked | MTons | 0 | 0 | 0 | 0 | 0 | 0 | 0
BART SO2 Annual-Milton R Young B2 -v5.13 | 171 | 5886 | Rate Constraint in lbs/MMBtu | FALSE | L | Annual | Allowances Withdrawn (1:1) | MTons | 0 | 0 | 0 | 0 | 0 | 0 | 0
BART SO2 Annual-Milton R Young B2 -v5.13 | 171 | 5886 | Rate Constraint in lbs/MMBtu | FALSE | L | Annual | Allowances Withdrawn (n:1) | MTons | 0 | 0 | 0 | 0 | 0 | 0 | 0
BART SO2 Annual-Milton R Young B2 -v5.13 | 171 | 5886 | Rate Constraint in lbs/MMBtu | FALSE | L | Annual | Net Emissions Allowance Position | MTons | 0 | 1.046 | 1.046 | 1.046 | 1.046 | 2.5138 | 2.5138
BART SO2 Annual-Milton R Young B2 -v5.13 | 171 | 5886 | Rate Constraint in lbs/MMBtu | FALSE | L | Annual | Fuel Consumed | TBtu | 0 | 33.7425 | 33.7425 | 33.7425 | 33.7425 | 33.7425 | 33.7425
BART SO2 Annual-Milton R Young B2 -v5.13 | 171 | 5886 | Rate Constraint in lbs/MMBtu | FALSE | L | Annual | Rate | lb/MMBtu | 0 | 0.062 | 0.062 | 0.062 | 0.062 | 0.149 | 0.149
BART SO2 Annual-Milton R Young B2 -v5.13 | 171 | 5886 | Rate Constraint in lbs/MMBtu | FALSE | L | Annual | Generation | TWh | 0 | 3.2071 | 3.2071 | 3.2071 | 3.2071 | 3.2071 | 3.2071
BART SO2 Annual-Milton R Young B2 -v5.13 | 171 | 5886 | Rate Constraint in lbs/MMBtu | FALSE | L | Annual | Qualifying Generation | TWh | 0 | 3.2071 | 3.2071 | 3.2071 | 3.2071 | 3.2071 | 3.2071
BART SO2 Annual-Milton R Young B2 -v5.13 | 171 | 5886 | Rate Constraint in lbs/MMBtu | FALSE | L | Annual | Rate | lb/MWh | 0 | 0.32616 | 0.32616 | 0.32616 | 0.32616 | 0.78383 | 0.78383
BART SO2 Annual-Milton R Young B2 -v5.13 | 171 | 5886 | Rate Constraint in lbs/MMBtu | FALSE | L | Annual | Constraint Shadow Price | US$/Ton | 0 | 0 | 0 | 0 | 0 | 0 | 0
BART SO2 Annual-Muskogee 4 -v5.13 | 172 | 5888 | Rate Constraint in lbs/MMBtu | FALSE | L | Annual | Seasons Included | Seasons |  | Winter, Summer | Winter, Summer | Winter, Summer | Winter, Summer | Winter, Summer | Winter, Summer
BART SO2 Annual-Muskogee 4 -v5.13 | 172 | 5888 | Rate Constraint in lbs/MMBtu | FALSE | L | Annual | Standard | lb/MMBtu | 0 | 0.06 | 0.06 | 0.06 | 0.06 | 0.06 | 0.06
BART SO2 Annual-Muskogee 4 -v5.13 | 172 | 5888 | Rate Constraint in lbs/MMBtu | FALSE | L | Annual | Emissions at Affected Plants SO2 | MTons | 0 | 0 | 0 | 0 | 0 | 0 | 0
BART SO2 Annual-Muskogee 4 -v5.13 | 172 | 5888 | Rate Constraint in lbs/MMBtu | FALSE | L | Annual | Allowances Purchased SO2 | MTons | 0 | 0 | 0 | 0 | 0 | 0 | 0
BART SO2 Annual-Muskogee 4 -v5.13 | 172 | 5888 | Rate Constraint in lbs/MMBtu | FALSE | L | Annual | Allowances Sold SO2 | MTons | 0 | 0 | 0 | 0 | 0 | 0 | 0
BART SO2 Annual-Muskogee 4 -v5.13 | 172 | 5888 | Rate Constraint in lbs/MMBtu | FALSE | L | Annual | Allowances Banked | MTons | 0 | 0 | 0 | 0 | 0 | 0 | 0
BART SO2 Annual-Muskogee 4 -v5.13 | 172 | 5888 | Rate Constraint in lbs/MMBtu | FALSE | L | Annual | Allowances Withdrawn (1:1) | MTons | 0 | 0 | 0 | 0 | 0 | 0 | 0
BART SO2 Annual-Muskogee 4 -v5.13 | 172 | 5888 | Rate Constraint in lbs/MMBtu | FALSE | L | Annual | Allowances Withdrawn (n:1) | MTons | 0 | 0 | 0 | 0 | 0 | 0 | 0
BART SO2 Annual-Muskogee 4 -v5.13 | 172 | 5888 | Rate Constraint in lbs/MMBtu | FALSE | L | Annual | Net Emissions Allowance Position | MTons | 0 | 0 | 0 | 0 | 0 | 0 | 0
BART SO2 Annual-Muskogee 4 -v5.13 | 172 | 5888 | Rate Constraint in lbs/MMBtu | FALSE | L | Annual | Fuel Consumed | TBtu | 0 | 0 | 0 | 0 | 0 | 0 | 0
BART SO2 Annual-Muskogee 4 -v5.13 | 172 | 5888 | Rate Constraint in lbs/MMBtu | FALSE | L | Annual | Rate | lb/MMBtu | 0 | 0 | 0 | 0 | 0 | 0 | 0
BART SO2 Annual-Muskogee 4 -v5.13 | 172 | 5888 | Rate Constraint in lbs/MMBtu | FALSE | L | Annual | Generation | TWh | 0 | 0 | 0 | 0 | 0 | 0 | 0
BART SO2 Annual-Muskogee 4 -v5.13 | 172 | 5888 | Rate Constraint in lbs/MMBtu | FALSE | L | Annual | Qualifying Generation | TWh | 0 | 0 | 0 | 0 | 0 | 0 | 0
BART SO2 Annual-Muskogee 4 -v5.13 | 172 | 5888 | Rate Constraint in lbs/MMBtu | FALSE | L | Annual | Rate | lb/MWh | 0 | 0 | 0 | 0 | 0 | 0 | 0
BART SO2 Annual-Muskogee 4 -v5.13 | 172 | 5888 | Rate Constraint in lbs/MMBtu | FALSE | L | Annual | Constraint Shadow Price | US$/Ton | 0 | 62401.9884 | 69076.0836 | 63061.0566 | 72085.8546 | 69430.2276 | 114458.5674
BART SO2 Annual-Muskogee 5 -v5.13 | 173 | 5889 | Rate Constraint in lbs/MMBtu | FALSE | L | Annual | Seasons Included | Seasons |  | Winter, Summer | Winter, Summer | Winter, Summer | Winter, Summer | Winter, Summer | Winter, Summer
BART SO2 Annual-Muskogee 5 -v5.13 | 173 | 5889 | Rate Constraint in lbs/MMBtu | FALSE | L | Annual | Standard | lb/MMBtu | 0 | 0.06 | 0.06 | 0.06 | 0.06 | 0.06 | 0.06
BART SO2 Annual-Muskogee 5 -v5.13 | 173 | 5889 | Rate Constraint in lbs/MMBtu | FALSE | L | Annual | Emissions at Affected Plants SO2 | MTons | 0 | 0 | 0 | 0 | 0 | 0 | 0
BART SO2 Annual-Muskogee 5 -v5.13 | 173 | 5889 | Rate Constraint in lbs/MMBtu | FALSE | L | Annual | Allowances Purchased SO2 | MTons | 0 | 0 | 0 | 0 | 0 | 0 | 0
BART SO2 Annual-Muskogee 5 -v5.13 | 173 | 5889 | Rate Constraint in lbs/MMBtu | FALSE | L | Annual | Allowances Sold SO2 | MTons | 0 | 0 | 0 | 0 | 0 | 0 | 0
BART SO2 Annual-Muskogee 5 -v5.13 | 173 | 5889 | Rate Constraint in lbs/MMBtu | FALSE | L | Annual | Allowances Banked | MTons | 0 | 0 | 0 | 0 | 0 | 0 | 0
BART SO2 Annual-Muskogee 5 -v5.13 | 173 | 5889 | Rate Constraint in lbs/MMBtu | FALSE | L | Annual | Allowances Withdrawn (1:1) | MTons | 0 | 0 | 0 | 0 | 0 | 0 | 0
BART SO2 Annual-Muskogee 5 -v5.13 | 173 | 5889 | Rate Constraint in lbs/MMBtu | FALSE | L | Annual | Allowances Withdrawn (n:1) | MTons | 0 | 0 | 0 | 0 | 0 | 0 | 0
BART SO2 Annual-Muskogee 5 -v5.13 | 173 | 5889 | Rate Constraint in lbs/MMBtu | FALSE | L | Annual | Net Emissions Allowance Position | MTons | 0 | 0 | 0 | 0 | 0 | 0 | 0
BART SO2 Annual-Muskogee 5 -v5.13 | 173 | 5889 | Rate Constraint in lbs/MMBtu | FALSE | L | Annual | Fuel Consumed | TBtu | 0 | 0 | 0 | 0 | 0 | 0 | 0
BART SO2 Annual-Muskogee 5 -v5.13 | 173 | 5889 | Rate Constraint in lbs/MMBtu | FALSE | L | Annual | Rate | lb/MMBtu | 0 | 0 | 0 | 0 | 0 | 0 | 0
BART SO2 Annual-Muskogee 5 -v5.13 | 173 | 5889 | Rate Constraint in lbs/MMBtu | FALSE | L | Annual | Generation | TWh | 0 | 0 | 0 | 0 | 0 | 0 | 0
BART SO2 Annual-Muskogee 5 -v5.13 | 173 | 5889 | Rate Constraint in lbs/MMBtu | FALSE | L | Annual | Qualifying Generation | TWh | 0 | 0 | 0 | 0 | 0 | 0 | 0
BART SO2 Annual-Muskogee 5 -v5.13 | 173 | 5889 | Rate Constraint in lbs/MMBtu | FALSE | L | Annual | Rate | lb/MWh | 0 | 0 | 0 | 0 | 0 | 0 | 0
BART SO2 Annual-Muskogee 5 -v5.13 | 173 | 5889 | Rate Constraint in lbs/MMBtu | FALSE | L | Annual | Constraint Shadow Price | US$/Ton | 0 | 60608.8634 | 70306.521 | 63577.3984 | 72935.5162 | 66936.193 | 109810.401
BART SO2 Annual-Northeastern 3313 -v5.13 | 174 | 5890 | Rate Constraint in lbs/MMBtu | FALSE | L | Annual | Seasons Included | Seasons |  | Winter, Summer | Winter, Summer | Winter, Summer | Winter, Summer | Winter, Summer | Winter, Summer
BART SO2 Annual-Northeastern 3313 -v5.13 | 174 | 5890 | Rate Constraint in lbs/MMBtu | FALSE | L | Annual | Standard | lb/MMBtu | 0 | 0.6 | 0.6 | 0.6 | 0.6 | 0.6 | 0.6
BART SO2 Annual-Northeastern 3313 -v5.13 | 174 | 5890 | Rate Constraint in lbs/MMBtu | FALSE | L | Annual | Emissions at Affected Plants SO2 | MTons | 0 | 2.8158 | 1.7923 | 2.4596 | 0 | 0 | 0
BART SO2 Annual-Northeastern 3313 -v5.13 | 174 | 5890 | Rate Constraint in lbs/MMBtu | FALSE | L | Annual | Allowances Purchased SO2 | MTons | 0 | 0 | 0 | 0 | 0 | 0 | 0
BART SO2 Annual-Northeastern 3313 -v5.13 | 174 | 5890 | Rate Constraint in lbs/MMBtu | FALSE | L | Annual | Allowances Sold SO2 | MTons | 0 | 0 | 0 | 0 | 0 | 0 | 0
BART SO2 Annual-Northeastern 3313 -v5.13 | 174 | 5890 | Rate Constraint in lbs/MMBtu | FALSE | L | Annual | Allowances Banked | MTons | 0 | 0 | 0 | 0 | 0 | 0 | 0
BART SO2 Annual-Northeastern 3313 -v5.13 | 174 | 5890 | Rate Constraint in lbs/MMBtu | FALSE | L | Annual | Allowances Withdrawn (1:1) | MTons | 0 | 0 | 0 | 0 | 0 | 0 | 0
BART SO2 Annual-Northeastern 3313 -v5.13 | 174 | 5890 | Rate Constraint in lbs/MMBtu | FALSE | L | Annual | Allowances Withdrawn (n:1) | MTons | 0 | 0 | 0 | 0 | 0 | 0 | 0
BART SO2 Annual-Northeastern 3313 -v5.13 | 174 | 5890 | Rate Constraint in lbs/MMBtu | FALSE | L | Annual | Net Emissions Allowance Position | MTons | 0 | 2.8158 | 1.7923 | 2.4596 | 0 | 0 | 0
BART SO2 Annual-Northeastern 3313 -v5.13 | 174 | 5890 | Rate Constraint in lbs/MMBtu | FALSE | L | Annual | Fuel Consumed | TBtu | 0 | 32.3654 | 20.6013 | 28.2712 | 0 | 0 | 0
BART SO2 Annual-Northeastern 3313 -v5.13 | 174 | 5890 | Rate Constraint in lbs/MMBtu | FALSE | L | Annual | Rate | lb/MMBtu | 0 | 0.174 | 0.174 | 0.174 | 0 | 0 | 0
BART SO2 Annual-Northeastern 3313 -v5.13 | 174 | 5890 | Rate Constraint in lbs/MMBtu | FALSE | L | Annual | Generation | TWh | 0 | 3.2647 | 2.078 | 2.8517 | 0 | 0 | 0
BART SO2 Annual-Northeastern 3313 -v5.13 | 174 | 5890 | Rate Constraint in lbs/MMBtu | FALSE | L | Annual | Qualifying Generation | TWh | 0 | 3.2647 | 2.078 | 2.8517 | 0 | 0 | 0
BART SO2 Annual-Northeastern 3313 -v5.13 | 174 | 5890 | Rate Constraint in lbs/MMBtu | FALSE | L | Annual | Rate | lb/MWh | 0 | 0.86251 | 0.86251 | 0.86251 | 0 | 0 | 0
BART SO2 Annual-Northeastern 3313 -v5.13 | 174 | 5890 | Rate Constraint in lbs/MMBtu | FALSE | L | Annual | Constraint Shadow Price | US$/Ton | 0 | 0 | 0 | 0 | 0 | 0 | 0
BART SO2 Annual-Northeastern 3314 -v5.13 | 175 | 5891 | Rate Constraint in lbs/MMBtu | FALSE | L | Annual | Seasons Included | Seasons |  | Winter, Summer | Winter, Summer | Winter, Summer | Winter, Summer | Winter, Summer | Winter, Summer
BART SO2 Annual-Northeastern 3314 -v5.13 | 175 | 5891 | Rate Constraint in lbs/MMBtu | FALSE | L | Annual | Standard | lb/MMBtu | 0 | 0.4 | 0.4 | 0.4 | 0.4 | 0.4 | 0.4
BART SO2 Annual-Northeastern 3314 -v5.13 | 175 | 5891 | Rate Constraint in lbs/MMBtu | FALSE | L | Annual | Emissions at Affected Plants SO2 | MTons | 0 | 0 | 0 | 0 | 0 | 0 | 0
BART SO2 Annual-Northeastern 3314 -v5.13 | 175 | 5891 | Rate Constraint in lbs/MMBtu | FALSE | L | Annual | Allowances Purchased SO2 | MTons | 0 | 0 | 0 | 0 | 0 | 0 | 0
BART SO2 Annual-Northeastern 3314 -v5.13 | 175 | 5891 | Rate Constraint in lbs/MMBtu | FALSE | L | Annual | Allowances Sold SO2 | MTons | 0 | 0 | 0 | 0 | 0 | 0 | 0
BART SO2 Annual-Northeastern 3314 -v5.13 | 175 | 5891 | Rate Constraint in lbs/MMBtu | FALSE | L | Annual | Allowances Banked | MTons | 0 | 0 | 0 | 0 | 0 | 0 | 0
BART SO2 Annual-Northeastern 3314 -v5.13 | 175 | 5891 | Rate Constraint in lbs/MMBtu | FALSE | L | Annual | Allowances Withdrawn (1:1) | MTons | 0 | 0 | 0 | 0 | 0 | 0 | 0
BART SO2 Annual-Northeastern 3314 -v5.13 | 175 | 5891 | Rate Constraint in lbs/MMBtu | FALSE | L | Annual | Allowances Withdrawn (n:1) | MTons | 0 | 0 | 0 | 0 | 0 | 0 | 0
BART SO2 Annual-Northeastern 3314 -v5.13 | 175 | 5891 | Rate Constraint in lbs/MMBtu | FALSE | L | Annual | Net Emissions Allowance Position | MTons | 0 | 0 | 0 | 0 | 0 | 0 | 0
BART SO2 Annual-Northeastern 3314 -v5.13 | 175 | 5891 | Rate Constraint in lbs/MMBtu | FALSE | L | Annual | Fuel Consumed | TBtu | 0 | 0 | 0 | 0 | 0 | 0 | 0
BART SO2 Annual-Northeastern 3314 -v5.13 | 175 | 5891 | Rate Constraint in lbs/MMBtu | FALSE | L | Annual | Rate | lb/MMBtu | 0 | 0 | 0 | 0 | 0 | 0 | 0
BART SO2 Annual-Northeastern 3314 -v5.13 | 175 | 5891 | Rate Constraint in lbs/MMBtu | FALSE | L | Annual | Generation | TWh | 0 | 0 | 0 | 0 | 0 | 0 | 0
BART SO2 Annual-Northeastern 3314 -v5.13 | 175 | 5891 | Rate Constraint in lbs/MMBtu | FALSE | L | Annual | Qualifying Generation | TWh | 0 | 0 | 0 | 0 | 0 | 0 | 0
BART SO2 Annual-Northeastern 3314 -v5.13 | 175 | 5891 | Rate Constraint in lbs/MMBtu | FALSE | L | Annual | Rate | lb/MWh | 0 | 0 | 0 | 0 | 0 | 0 | 0
BART SO2 Annual-Northeastern 3314 -v5.13 | 175 | 5891 | Rate Constraint in lbs/MMBtu | FALSE | L | Annual | Constraint Shadow Price | US$/Ton | 0 | 0 | 0 | 0 | 0 | 0 | 0
BART SO2 Annual-Pawnee 1 -v5.13 | 176 | 5875 | Rate Constraint in lbs/MMBtu | FALSE | L | Annual | Seasons Included | Seasons |  | Winter, Summer | Winter, Summer | Winter, Summer | Winter, Summer | Winter, Summer | Winter, Summer
BART SO2 Annual-Pawnee 1 -v5.13 | 176 | 5875 | Rate Constraint in lbs/MMBtu | FALSE | L | Annual | Standard | lb/MMBtu | 0 | 0.12 | 0.12 | 0.12 | 0.12 | 0.12 | 0.12
BART SO2 Annual-Pawnee 1 -v5.13 | 176 | 5875 | Rate Constraint in lbs/MMBtu | FALSE | L | Annual | Emissions at Affected Plants SO2 | MTons | 0 | 1.4616 | 1.0547 | 1.0547 | 1.0547 | 1.0568 | 1.3804
BART SO2 Annual-Pawnee 1 -v5.13 | 176 | 5875 | Rate Constraint in lbs/MMBtu | FALSE | L | Annual | Allowances Purchased SO2 | MTons | 0 | 0 | 0 | 0 | 0 | 0 | 0
BART SO2 Annual-Pawnee 1 -v5.13 | 176 | 5875 | Rate Constraint in lbs/MMBtu | FALSE | L | Annual | Allowances Sold SO2 | MTons | 0 | 0 | 0 | 0 | 0 | 0 | 0
BART SO2 Annual-Pawnee 1 -v5.13 | 176 | 5875 | Rate Constraint in lbs/MMBtu | FALSE | L | Annual | Allowances Banked | MTons | 0 | 0 | 0 | 0 | 0 | 0 | 0
BART SO2 Annual-Pawnee 1 -v5.13 | 176 | 5875 | Rate Constraint in lbs/MMBtu | FALSE | L | Annual | Allowances Withdrawn (1:1) | MTons | 0 | 0 | 0 | 0 | 0 | 0 | 0
BART SO2 Annual-Pawnee 1 -v5.13 | 176 | 5875 | Rate Constraint in lbs/MMBtu | FALSE | L | Annual | Allowances Withdrawn (n:1) | MTons | 0 | 0 | 0 | 0 | 0 | 0 | 0
BART SO2 Annual-Pawnee 1 -v5.13 | 176 | 5875 | Rate Constraint in lbs/MMBtu | FALSE | L | Annual | Net Emissions Allowance Position | MTons | 0 | 1.4616 | 1.0547 | 1.0547 | 1.0547 | 1.0568 | 1.3804
BART SO2 Annual-Pawnee 1 -v5.13 | 176 | 5875 | Rate Constraint in lbs/MMBtu | FALSE | L | Annual | Fuel Consumed | TBtu | 0 | 36.5856 | 26.4017 | 26.4017 | 26.4017 | 26.4529 | 34.5533
BART SO2 Annual-Pawnee 1 -v5.13 | 176 | 5875 | Rate Constraint in lbs/MMBtu | FALSE | L | Annual | Rate | lb/MMBtu | 0 | 0.0799 | 0.0799 | 0.0799 | 0.0799 | 0.0799 | 0.0799
BART SO2 Annual-Pawnee 1 -v5.13 | 176 | 5875 | Rate Constraint in lbs/MMBtu | FALSE | L | Annual | Generation | TWh | 0 | 3.6214 | 2.6133 | 2.6133 | 2.6133 | 2.6133 | 3.4202
BART SO2 Annual-Pawnee 1 -v5.13 | 176 | 5875 | Rate Constraint in lbs/MMBtu | FALSE | L | Annual | Qualifying Generation | TWh | 0 | 3.6214 | 2.6133 | 2.6133 | 2.6133 | 2.6133 | 3.4202
BART SO2 Annual-Pawnee 1 -v5.13 | 176 | 5875 | Rate Constraint in lbs/MMBtu | FALSE | L | Annual | Rate | lb/MWh | 0 | 0.4036 | 0.4036 | 0.4036 | 0.4036 | 0.40439 | 0.4036
BART SO2 Annual-Pawnee 1 -v5.13 | 176 | 5875 | Rate Constraint in lbs/MMBtu | FALSE | L | Annual | Constraint Shadow Price | US$/Ton | 0 | 0 | 0 | 0 | 0 | 0 | 0
BART SO2 Annual-Ray D Nixon 1 -v5.13 | 177 | 5876 | Rate Constraint in lbs/MMBtu | FALSE | L | Annual | Seasons Included | Seasons |  | Winter, Summer | Winter, Summer | Winter, Summer | Winter, Summer | Winter, Summer | Winter, Summer
BART SO2 Annual-Ray D Nixon 1 -v5.13 | 177 | 5876 | Rate Constraint in lbs/MMBtu | FALSE | L | Annual | Standard | lb/MMBtu | 0 | 0.11 | 0.11 | 0.11 | 0.11 | 0.11 | 0.11
BART SO2 Annual-Ray D Nixon 1 -v5.13 | 177 | 5876 | Rate Constraint in lbs/MMBtu | FALSE | L | Annual | Emissions at Affected Plants SO2 | MTons | 0 | 0.74643 | 0.57107 | 0.61621 | 0.6213 | 0.58685 | 0.6213
BART SO2 Annual-Ray D Nixon 1 -v5.13 | 177 | 5876 | Rate Constraint in lbs/MMBtu | FALSE | L | Annual | Allowances Purchased SO2 | MTons | 0 | 0 | 0 | 0 | 0 | 0 | 0
BART SO2 Annual-Ray D Nixon 1 -v5.13 | 177 | 5876 | Rate Constraint in lbs/MMBtu | FALSE | L | Annual | Allowances Sold SO2 | MTons | 0 | 0 | 0 | 0 | 0 | 0 | 0
BART SO2 Annual-Ray D Nixon 1 -v5.13 | 177 | 5876 | Rate Constraint in lbs/MMBtu | FALSE | L | Annual | Allowances Banked | MTons | 0 | 0 | 0 | 0 | 0 | 0 | 0
BART SO2 Annual-Ray D Nixon 1 -v5.13 | 177 | 5876 | Rate Constraint in lbs/MMBtu | FALSE | L | Annual | Allowances Withdrawn (1:1) | MTons | 0 | 0 | 0 | 0 | 0 | 0 | 0
BART SO2 Annual-Ray D Nixon 1 -v5.13 | 177 | 5876 | Rate Constraint in lbs/MMBtu | FALSE | L | Annual | Allowances Withdrawn (n:1) | MTons | 0 | 0 | 0 | 0 | 0 | 0 | 0
BART SO2 Annual-Ray D Nixon 1 -v5.13 | 177 | 5876 | Rate Constraint in lbs/MMBtu | FALSE | L | Annual | Net Emissions Allowance Position | MTons | 0 | 0.74643 | 0.57107 | 0.61621 | 0.6213 | 0.58685 | 0.6213
BART SO2 Annual-Ray D Nixon 1 -v5.13 | 177 | 5876 | Rate Constraint in lbs/MMBtu | FALSE | L | Annual | Fuel Consumed | TBtu | 0 | 13.5715 | 10.3831 | 11.1999 | 11.2793 | 10.6539 | 11.2793
BART SO2 Annual-Ray D Nixon 1 -v5.13 | 177 | 5876 | Rate Constraint in lbs/MMBtu | FALSE | L | Annual | Rate | lb/MMBtu | 0 | 0.11 | 0.11 | 0.11004 | 0.11017 | 0.11017 | 0.11017
BART SO2 Annual-Ray D Nixon 1 -v5.13 | 177 | 5876 | Rate Constraint in lbs/MMBtu | FALSE | L | Annual | Generation | TWh | 0 | 1.4038 | 1.0736 | 1.1574 | 1.1631 | 1.0986 | 1.1631
BART SO2 Annual-Ray D Nixon 1 -v5.13 | 177 | 5876 | Rate Constraint in lbs/MMBtu | FALSE | L | Annual | Qualifying Generation | TWh | 0 | 1.4038 | 1.0736 | 1.1574 | 1.1631 | 1.0986 | 1.1631
BART SO2 Annual-Ray D Nixon 1 -v5.13 | 177 | 5876 | Rate Constraint in lbs/MMBtu | FALSE | L | Annual | Rate | lb/MWh | 0 | 0.53172 | 0.5319 | 0.53241 | 0.53419 | 0.53419 | 0.53419
BART SO2 Annual-Ray D Nixon 1 -v5.13 | 177 | 5876 | Rate Constraint in lbs/MMBtu | FALSE | L | Annual | Constraint Shadow Price | US$/Ton | 0 | 39556.0342 | 6091.8447 | 8895.4464 | 6849.0604 | 10443.4661 | 18308.1281
BART SO2 Annual-San Juan 1 & 4 -v5.13 | 178 | 5853 | Rate Constraint in lbs/MMBtu | FALSE | L | Annual | Seasons Included | Seasons | Winter, Summer | Winter, Summer | Winter, Summer | Winter, Summer | Winter, Summer | Winter, Summer | Winter, Summer
BART SO2 Annual-San Juan 1 & 4 -v5.13 | 178 | 5853 | Rate Constraint in lbs/MMBtu | FALSE | L | Annual | Standard | lb/MMBtu | 0.1 | 0.1 | 0.1 | 0.1 | 0.1 | 0.1 | 0.1
BART SO2 Annual-San Juan 1 & 4 -v5.13 | 178 | 5853 | Rate Constraint in lbs/MMBtu | FALSE | L | Annual | Emissions at Affected Plants SO2 | MTons | 1.8426 | 1.8426 | 1.33 | 1.7982 | 0.91518 | 0.70816 | 1.0161
BART SO2 Annual-San Juan 1 & 4 -v5.13 | 178 | 5853 | Rate Constraint in lbs/MMBtu | FALSE | L | Annual | Allowances Purchased SO2 | MTons | 0 | 0 | 0 | 0 | 0 | 0 | 0
BART SO2 Annual-San Juan 1 & 4 -v5.13 | 178 | 5853 | Rate Constraint in lbs/MMBtu | FALSE | L | Annual | Allowances Sold SO2 | MTons | 0 | 0 | 0 | 0 | 0 | 0 | 0
BART SO2 Annual-San Juan 1 & 4 -v5.13 | 178 | 5853 | Rate Constraint in lbs/MMBtu | FALSE | L | Annual | Allowances Banked | MTons | 0 | 0 | 0 | 0 | 0 | 0 | 0
BART SO2 Annual-San Juan 1 & 4 -v5.13 | 178 | 5853 | Rate Constraint in lbs/MMBtu | FALSE | L | Annual | Allowances Withdrawn (1:1) | MTons | 0 | 0 | 0 | 0 | 0 | 0 | 0
BART SO2 Annual-San Juan 1 & 4 -v5.13 | 178 | 5853 | Rate Constraint in lbs/MMBtu | FALSE | L | Annual | Allowances Withdrawn (n:1) | MTons | 0 | 0 | 0 | 0 | 0 | 0 | 0
BART SO2 Annual-San Juan 1 & 4 -v5.13 | 178 | 5853 | Rate Constraint in lbs/MMBtu | FALSE | L | Annual | Net Emissions Allowance Position | MTons | 1.8426 | 1.8426 | 1.33 | 1.7982 | 0.91518 | 0.70816 | 1.0161
BART SO2 Annual-San Juan 1 & 4 -v5.13 | 178 | 5853 | Rate Constraint in lbs/MMBtu | FALSE | L | Annual | Fuel Consumed | TBtu | 36.8511 | 36.8511 | 26.5995 | 35.9638 | 18.3036 | 14.1632 | 20.3212
BART SO2 Annual-San Juan 1 & 4 -v5.13 | 178 | 5853 | Rate Constraint in lbs/MMBtu | FALSE | L | Annual | Rate | lb/MMBtu | 0.1 | 0.1 | 0.1 | 0.1 | 0.1 | 0.1 | 0.1
BART SO2 Annual-San Juan 1 & 4 -v5.13 | 178 | 5853 | Rate Constraint in lbs/MMBtu | FALSE | L | Annual | Generation | TWh | 3.6095 | 3.6095 | 2.6054 | 3.5226 | 1.7928 | 1.3873 | 1.9904
BART SO2 Annual-San Juan 1 & 4 -v5.13 | 178 | 5853 | Rate Constraint in lbs/MMBtu | FALSE | L | Annual | Qualifying Generation | TWh | 3.6095 | 3.6095 | 2.6054 | 3.5226 | 1.7928 | 1.3873 | 1.9904
BART SO2 Annual-San Juan 1 & 4 -v5.13 | 178 | 5853 | Rate Constraint in lbs/MMBtu | FALSE | L | Annual | Rate | lb/MWh | 0.51047 | 0.51047 | 0.51047 | 0.51047 | 0.51047 | 0.51046 | 0.51047
BART SO2 Annual-San Juan 1 & 4 -v5.13 | 178 | 5853 | Rate Constraint in lbs/MMBtu | FALSE | L | Annual | Constraint Shadow Price | US$/Ton | 18058.5204 | 15336.5402 | 28.2836 | 596.2674 | 435.8814 | 472.2579 | 10025.3659
BART SO2 Annual-Sooner 1 -v5.13 | 179 | 5892 | Rate Constraint in lbs/MMBtu | FALSE | L | Annual | Seasons Included | Seasons |  | Winter, Summer | Winter, Summer | Winter, Summer | Winter, Summer | Winter, Summer | Winter, Summer
BART SO2 Annual-Sooner 1 -v5.13 | 179 | 5892 | Rate Constraint in lbs/MMBtu | FALSE | L | Annual | Standard | lb/MMBtu | 0 | 0.06 | 0.06 | 0.06 | 0.06 | 0.06 | 0.06
BART SO2 Annual-Sooner 1 -v5.13 | 179 | 5892 | Rate Constraint in lbs/MMBtu | FALSE | L | Annual | Emissions at Affected Plants SO2 | MTons | 0 | 0 | 0 | 0 | 0 | 0 | 0
BART SO2 Annual-Sooner 1 -v5.13 | 179 | 5892 | Rate Constraint in lbs/MMBtu | FALSE | L | Annual | Allowances Purchased SO2 | MTons | 0 | 0 | 0 | 0 | 0 | 0 | 0
BART SO2 Annual-Sooner 1 -v5.13 | 179 | 5892 | Rate Constraint in lbs/MMBtu | FALSE | L | Annual | Allowances Sold SO2 | MTons | 0 | 0 | 0 | 0 | 0 | 0 | 0
BART SO2 Annual-Sooner 1 -v5.13 | 179 | 5892 | Rate Constraint in lbs/MMBtu | FALSE | L | Annual | Allowances Banked | MTons | 0 | 0 | 0 | 0 | 0 | 0 | 0
BART SO2 Annual-Sooner 1 -v5.13 | 179 | 5892 | Rate Constraint in lbs/MMBtu | FALSE | L | Annual | Allowances Withdrawn (1:1) | MTons | 0 | 0 | 0 | 0 | 0 | 0 | 0
BART SO2 Annual-Sooner 1 -v5.13 | 179 | 5892 | Rate Constraint in lbs/MMBtu | FALSE | L | Annual | Allowances Withdrawn (n:1) | MTons | 0 | 0 | 0 | 0 | 0 | 0 | 0
BART SO2 Annual-Sooner 1 -v5.13 | 179 | 5892 | Rate Constraint in lbs/MMBtu | FALSE | L | Annual | Net Emissions Allowance Position | MTons | 0 | 0 | 0 | 0 | 0 | 0 | 0
BART SO2 Annual-Sooner 1 -v5.13 | 179 | 5892 | Rate Constraint in lbs/MMBtu | FALSE | L | Annual | Fuel Consumed | TBtu | 0 | 0 | 0 | 0 | 0 | 0 | 0
BART SO2 Annual-Sooner 1 -v5.13 | 179 | 5892 | Rate Constraint in lbs/MMBtu | FALSE | L | Annual | Rate | lb/MMBtu | 0 | 0 | 0 | 0 | 0 | 0 | 0
BART SO2 Annual-Sooner 1 -v5.13 | 179 | 5892 | Rate Constraint in lbs/MMBtu | FALSE | L | Annual | Generation | TWh | 0 | 0 | 0 | 0 | 0 | 0 | 0
BART SO2 Annual-Sooner 1 -v5.13 | 179 | 5892 | Rate Constraint in lbs/MMBtu | FALSE | L | Annual | Qualifying Generation | TWh | 0 | 0 | 0 | 0 | 0 | 0 | 0
BART SO2 Annual-Sooner 1 -v5.13 | 179 | 5892 | Rate Constraint in lbs/MMBtu | FALSE | L | Annual | Rate | lb/MWh | 0 | 0 | 0 | 0 | 0 | 0 | 0
BART SO2 Annual-Sooner 1 -v5.13 | 179 | 5892 | Rate Constraint in lbs/MMBtu | FALSE | L | Annual | Constraint Shadow Price | US$/Ton | 0 | 62018.6363 | 64455.5354 | 56794.4773 | 66038.5797 | 58126.3684 | 121828.0464
BART SO2 Annual-Sooner 2 -v5.13 | 180 | 5893 | Rate Constraint in lbs/MMBtu | FALSE | L | Annual | Seasons Included | Seasons |  | Winter, Summer | Winter, Summer | Winter, Summer | Winter, Summer | Winter, Summer | Winter, Summer
BART SO2 Annual-Sooner 2 -v5.13 | 180 | 5893 | Rate Constraint in lbs/MMBtu | FALSE | L | Annual | Standard | lb/MMBtu | 0 | 0.06 | 0.06 | 0.06 | 0.06 | 0.06 | 0.06
BART SO2 Annual-Sooner 2 -v5.13 | 180 | 5893 | Rate Constraint in lbs/MMBtu | FALSE | L | Annual | Emissions at Affected Plants SO2 | MTons | 0 | 0.75974 | 0.59889 | 0.66359 | 0.66359 | 0.39004 | 0.46202
BART SO2 Annual-Sooner 2 -v5.13 | 180 | 5893 | Rate Constraint in lbs/MMBtu | FALSE | L | Annual | Allowances Purchased SO2 | MTons | 0 | 0 | 0 | 0 | 0 | 0 | 0
BART SO2 Annual-Sooner 2 -v5.13 | 180 | 5893 | Rate Constraint in lbs/MMBtu | FALSE | L | Annual | Allowances Sold SO2 | MTons | 0 | 0 | 0 | 0 | 0 | 0 | 0
BART SO2 Annual-Sooner 2 -v5.13 | 180 | 5893 | Rate Constraint in lbs/MMBtu | FALSE | L | Annual | Allowances Banked | MTons | 0 | 0 | 0 | 0 | 0 | 0 | 0
BART SO2 Annual-Sooner 2 -v5.13 | 180 | 5893 | Rate Constraint in lbs/MMBtu | FALSE | L | Annual | Allowances Withdrawn (1:1) | MTons | 0 | 0 | 0 | 0 | 0 | 0 | 0
BART SO2 Annual-Sooner 2 -v5.13 | 180 | 5893 | Rate Constraint in lbs/MMBtu | FALSE | L | Annual | Allowances Withdrawn (n:1) | MTons | 0 | 0 | 0 | 0 | 0 | 0 | 0
BART SO2 Annual-Sooner 2 -v5.13 | 180 | 5893 | Rate Constraint in lbs/MMBtu | FALSE | L | Annual | Net Emissions Allowance Position | MTons | 0 | 0.75974 | 0.59889 | 0.66359 | 0.66359 | 0.39004 | 0.46202
BART SO2 Annual-Sooner 2 -v5.13 | 180 | 5893 | Rate Constraint in lbs/MMBtu | FALSE | L | Annual | Fuel Consumed | TBtu | 0 | 25.3247 | 19.9629 | 22.1198 | 22.1198 | 13.0012 | 15.4008
BART SO2 Annual-Sooner 2 -v5.13 | 180 | 5893 | Rate Constraint in lbs/MMBtu | FALSE | L | Annual | Rate | lb/MMBtu | 0 | 0.06 | 0.06 | 0.06 | 0.06 | 0.06 | 0.06
BART SO2 Annual-Sooner 2 -v5.13 | 180 | 5893 | Rate Constraint in lbs/MMBtu | FALSE | L | Annual | Generation | TWh | 0 | 2.556 | 2.0149 | 2.2326 | 2.2326 | 1.3122 | 1.5544
BART SO2 Annual-Sooner 2 -v5.13 | 180 | 5893 | Rate Constraint in lbs/MMBtu | FALSE | L | Annual | Qualifying Generation | TWh | 0 | 2.556 | 2.0149 | 2.2326 | 2.2326 | 1.3122 | 1.5544
BART SO2 Annual-Sooner 2 -v5.13 | 180 | 5893 | Rate Constraint in lbs/MMBtu | FALSE | L | Annual | Rate | lb/MWh | 0 | 0.29723 | 0.29723 | 0.29723 | 0.29723 | 0.29723 | 0.29723
BART SO2 Annual-Sooner 2 -v5.13 | 180 | 5893 | Rate Constraint in lbs/MMBtu | FALSE | L | Annual | Constraint Shadow Price | US$/Ton | 0 | 25820.3864 | 17402.1036 | 14190.7756 | 10551.9768 | 20516.105 | 19109.0799
BART SO2 Annual-Stanton 1 -v5.13 | 181 | 5887 | Rate Constraint in lbs/MMBtu | FALSE | L | Annual | Seasons Included | Seasons |  | Winter, Summer | Winter, Summer | Winter, Summer | Winter, Summer | Winter, Summer | Winter, Summer
BART SO2 Annual-Stanton 1 -v5.13 | 181 | 5887 | Rate Constraint in lbs/MMBtu | FALSE | L | Annual | Standard | lb/MMBtu | 0 | 0.24 | 0.24 | 0.24 | 0.24 | 0.24 | 0.24
BART SO2 Annual-Stanton 1 -v5.13 | 181 | 5887 | Rate Constraint in lbs/MMBtu | FALSE | L | Annual | Emissions at Affected Plants SO2 | MTons | 0 | 1.2532 | 1.2532 | 1.2532 | 1.2532 | 1.2532 | 1.2532
BART SO2 Annual-Stanton 1 -v5.13 | 181 | 5887 | Rate Constraint in lbs/MMBtu | FALSE | L | Annual | Allowances Purchased SO2 | MTons | 0 | 0 | 0 | 0 | 0 | 0 | 0
BART SO2 Annual-Stanton 1 -v5.13 | 181 | 5887 | Rate Constraint in lbs/MMBtu | FALSE | L | Annual | Allowances Sold SO2 | MTons | 0 | 0 | 0 | 0 | 0 | 0 | 0
BART SO2 Annual-Stanton 1 -v5.13 | 181 | 5887 | Rate Constraint in lbs/MMBtu | FALSE | L | Annual | Allowances Banked | MTons | 0 | 0 | 0 | 0 | 0 | 0 | 0
BART SO2 Annual-Stanton 1 -v5.13 | 181 | 5887 | Rate Constraint in lbs/MMBtu | FALSE | L | Annual | Allowances Withdrawn (1:1) | MTons | 0 | 0 | 0 | 0 | 0 | 0 | 0
BART SO2 Annual-Stanton 1 -v5.13 | 181 | 5887 | Rate Constraint in lbs/MMBtu | FALSE | L | Annual | Allowances Withdrawn (n:1) | MTons | 0 | 0 | 0 | 0 | 0 | 0 | 0
BART SO2 Annual-Stanton 1 -v5.13 | 181 | 5887 | Rate Constraint in lbs/MMBtu | FALSE | L | Annual | Net Emissions Allowance Position | MTons | 0 | 1.2532 | 1.2532 | 1.2532 | 1.2532 | 1.2532 | 1.2532
BART SO2 Annual-Stanton 1 -v5.13 | 181 | 5887 | Rate Constraint in lbs/MMBtu | FALSE | L | Annual | Fuel Consumed | TBtu | 0 | 10.4432 | 10.4432 | 10.4432 | 10.4432 | 10.4432 | 10.4432
BART SO2 Annual-Stanton 1 -v5.13 | 181 | 5887 | Rate Constraint in lbs/MMBtu | FALSE | L | Annual | Rate | lb/MMBtu | 0 | 0.24 | 0.24 | 0.24 | 0.24 | 0.24 | 0.24
BART SO2 Annual-Stanton 1 -v5.13 | 181 | 5887 | Rate Constraint in lbs/MMBtu | FALSE | L | Annual | Generation | TWh | 0 | 1.0318 | 1.0318 | 1.0318 | 1.0318 | 1.0318 | 1.0318
BART SO2 Annual-Stanton 1 -v5.13 | 181 | 5887 | Rate Constraint in lbs/MMBtu | FALSE | L | Annual | Qualifying Generation | TWh | 0 | 1.0318 | 1.0318 | 1.0318 | 1.0318 | 1.0318 | 1.0318
BART SO2 Annual-Stanton 1 -v5.13 | 181 | 5887 | Rate Constraint in lbs/MMBtu | FALSE | L | Annual | Rate | lb/MWh | 0 | 1.2146 | 1.2146 | 1.2146 | 1.2146 | 1.2146 | 1.2146
BART SO2 Annual-Stanton 1 -v5.13 | 181 | 5887 | Rate Constraint in lbs/MMBtu | FALSE | L | Annual | Constraint Shadow Price | US$/Ton | 0 | 1078.0258 | 5630.1931 | 3706.9892 | 3113.8062 | 3447.5198 | 1011.054
Black RiverGen MER Rate Limit v3.1 | 182 | 2045 | Rate Constraint in lbs/MMBtu | FALSE | L | Annual | Seasons Included | Seasons | Winter, Summer | Winter, Summer | Winter, Summer | Winter, Summer | Winter, Summer | Winter, Summer | Winter, Summer
Black RiverGen MER Rate Limit v3.1 | 182 | 2045 | Rate Constraint in lbs/MMBtu | FALSE | L | Annual | Standard | lb/MMBtu | 6e-07 | 6e-07 | 6e-07 | 6e-07 | 6e-07 | 6e-07 | 6e-07
Black RiverGen MER Rate Limit v3.1 | 182 | 2045 | Rate Constraint in lbs/MMBtu | FALSE | L | Annual | Emissions at Affected Plants MER | lbs | 1.6139 | 1.6139 | 1.7446 | 1.9973 | 1.9973 | 1.9973 | 1.9973
Black RiverGen MER Rate Limit v3.1 | 182 | 2045 | Rate Constraint in lbs/MMBtu | FALSE | L | Annual | Allowances Purchased MER | lbs | 0 | 0 | 0 | 0 | 0 | 0 | 0
Black RiverGen MER Rate Limit v3.1 | 182 | 2045 | Rate Constraint in lbs/MMBtu | FALSE | L | Annual | Allowances Sold MER | lbs | 0 | 0 | 0 | 0 | 0 | 0 | 0
Black RiverGen MER Rate Limit v3.1 | 182 | 2045 | Rate Constraint in lbs/MMBtu | FALSE | L | Annual | Allowances Banked | lbs | 0 | 0 | 0 | 0 | 0 | 0 | 0
Black RiverGen MER Rate Limit v3.1 | 182 | 2045 | Rate Constraint in lbs/MMBtu | FALSE | L | Annual | Allowances Withdrawn (1:1) | lbs | 0 | 0 | 0 | 0 | 0 | 0 | 0
Black RiverGen MER Rate Limit v3.1 | 182 | 2045 | Rate Constraint in lbs/MMBtu | FALSE | L | Annual | Allowances Withdrawn (n:1) | lbs | 0 | 0 | 0 | 0 | 0 | 0 | 0
Black RiverGen MER Rate Limit v3.1 | 182 | 2045 | Rate Constraint in lbs/MMBtu | FALSE | L | Annual | Net Emissions Allowance Position | lbs | 1.6139 | 1.6139 | 1.7446 | 1.9973 | 1.9973 | 1.9973 | 1.9973
Black RiverGen MER Rate Limit v3.1 | 182 | 2045 | Rate Constraint in lbs/MMBtu | FALSE | L | Annual | Fuel Consumed | TBtu | 4.2395 | 4.2395 | 4.5828 | 5.2464 | 5.2464 | 5.2464 | 5.2464
Black RiverGen MER Rate Limit v3.1 | 182 | 2045 | Rate Constraint in lbs/MMBtu | FALSE | L | Annual | Rate | lb/MMBtu | 3.8069e-07 | 3.8069e-07 | 3.8069e-07 | 3.8069e-07 | 3.8069e-07 | 3.8069e-07 | 3.8069e-07
Black RiverGen MER Rate Limit v3.1 | 182 | 2045 | Rate Constraint in lbs/MMBtu | FALSE | L | Annual | Generation | TWh | 0.32656 | 0.32656 | 0.353 | 0.40412 | 0.40412 | 0.40412 | 0.40412
Black RiverGen MER Rate Limit v3.1 | 182 | 2045 | Rate Constraint in lbs/MMBtu | FALSE | L | Annual | Qualifying Generation | TWh | 0.32656 | 0.32656 | 0.353 | 0.40412 | 0.40412 | 0.40412 | 0.40412
Black RiverGen MER Rate Limit v3.1 | 182 | 2045 | Rate Constraint in lbs/MMBtu | FALSE | L | Annual | Rate | lb/MWh | 4.9423 | 4.9423 | 4.9423 | 4.9423 | 4.9423 | 4.9423 | 4.9423
Black RiverGen MER Rate Limit v3.1 | 182 | 2045 | Rate Constraint in lbs/MMBtu | FALSE | L | Annual | Constraint Shadow Price | US$/Lb | 0 | 0 | 0 | 0 | 0 | 0 | 0
CA AB 32- CO2 Constraint- v.5.13 | 183 | 5895 | Rate Constraint in MTons | FALSE | L | Annual | Seasons Included | Seasons | Winter, Summer | Winter, Summer | Winter, Summer | Winter, Summer | Winter, Summer | Winter, Summer | Winter, Summer
CA AB 32- CO2 Constraint- v.5.13 | 183 | 5895 | Rate Constraint in MTons | FALSE | L | Annual | Standard | MTons | 0 | 0 | 0 | 0 | 0 | 0 | 0
CA AB 32- CO2 Constraint- v.5.13 | 183 | 5895 | Rate Constraint in MTons | FALSE | L | Annual | Standard CO2 | MTons | 0 | 0 | 0 | 0 | 0 | 0 | 0
CA AB 32- CO2 Constraint- v.5.13 | 183 | 5895 | Rate Constraint in MTons | FALSE | L | Annual | Emissions at Affected Plants CO2 | MTons | 67530.5347 | 67062.1673 | 74306.3354 | 83746.0469 | 86715.6737 | 86535.367 | 92009.544
CA AB 32- CO2 Constraint- v.5.13 | 183 | 5895 | Rate Constraint in MTons | FALSE | L | Annual | Allowances Purchased CO2 | MTons | -67530.5347 | -67062.1673 | -74306.3354 | -83746.0469 | -86715.6737 | -86535.367 | -92009.544
CA AB 32- CO2 Constraint- v.5.13 | 183 | 5895 | Rate Constraint in MTons | FALSE | L | Annual | Allowances Sold CO2 | MTons | 0 | 0 | 0 | 0 | 0 | 0 | 0
CA AB 32- CO2 Constraint- v.5.13 | 183 | 5895 | Rate Constraint in MTons | FALSE | L | Annual | Allowances Banked | MTons | 0 | 0 | 0 | 0 | 0 | 0 | 0
CA AB 32- CO2 Constraint- v.5.13 | 183 | 5895 | Rate Constraint in MTons | FALSE | L | Annual | Allowances Withdrawn (1:1) | MTons | 0 | 0 | 0 | 0 | 0 | 0 | 0
CA AB 32- CO2 Constraint- v.5.13 | 183 | 5895 | Rate Constraint in MTons | FALSE | L | Annual | Allowances Withdrawn (n:1) | MTons | 0 | 0 | 0 | 0 | 0 | 0 | 0
CA AB 32- CO2 Constraint- v.5.13 | 183 | 5895 | Rate Constraint in MTons | FALSE | L | Annual | Net Emissions Allowance Position | MTons | -4.0414e-06 | 1.4544e-05 | 3.2082e-06 | -2.4763e-06 | 4.4283e-06 | -9.4046e-06 | 4.0105e-08
CA AB 32- CO2 Constraint- v.5.13 | 183 | 5895 | Rate Constraint in MTons | FALSE | L | Annual | Fuel Consumed | TBtu | 1051.4163 | 1068.6309 | 1182.6146 | 1330.7447 | 1380.6847 | 1378.6481 | 1471.1218
CA AB 32- CO2 Constraint- v.5.13 | 183 | 5895 | Rate Constraint in MTons | FALSE | L | Annual | Rate | lb/MMBtu | 128.4563 | 125.5104 | 125.6645 | 125.8634 | 125.6126 | 125.5366 | 125.0876
CA AB 32- CO2 Constraint- v.5.13 | 183 | 5895 | Rate Constraint in MTons | FALSE | L | Annual | Generation | TWh | 140.8284 | 146.9663 | 162.8676 | 184.294 | 193.3451 | 195.6564 | 213.2777
CA AB 32- CO2 Constraint- v.5.13 | 183 | 5895 | Rate Constraint in MTons | FALSE | L | Annual | Qualifying Generation | TWh | 140.8284 | 146.9663 | 162.8676 | 184.294 | 193.3451 | 195.6564 | 213.2777
CA AB 32- CO2 Constraint- v.5.13 | 183 | 5895 | Rate Constraint in MTons | FALSE | L | Annual | Rate | lb/MWh | 479.5235 | 456.3098 | 456.2376 | 454.4156 | 448.502 | 442.2824 | 431.4072
CA AB 32- CO2 Constraint- v.5.13 | 183 | 5895 | Rate Constraint in MTons | FALSE | L | Annual | Constraint Shadow Price | US$/Ton | 10.147 | 11.1875 | 12.3338 | 12.3336 | 12.3333 | 12.3333 | 12.3338
CA NOx Annual v3.1 | 184 | 1960 | Rate Constraint in MTons | FALSE | L | Annual | Seasons Included | Seasons | Winter, Summer | Winter, Summer | Winter, Summer | Winter, Summer | Winter, Summer | Winter, Summer | Winter, Summer
CA NOx Annual v3.1 | 184 | 1960 | Rate Constraint in MTons | FALSE | L | Annual | Standard | MTons | 0 | 0 | 0 | 0 | 0 | 0 | 0
CA NOx Annual v3.1 | 184 | 1960 | Rate Constraint in MTons | FALSE | L | Annual | Standard NOX | MTons | 0 | 0 | 0 | 0 | 0 | 0 | 0
CA NOx Annual v3.1 | 184 | 1960 | Rate Constraint in MTons | FALSE | L | Annual | Emissions at Affected Plants NOX | MTons | 0.42512 | 0.37452 | 0.33137 | 0.44971 | 0.16668 | 0.048895 | 0.031747
CA NOx Annual v3.1 | 184 | 1960 | Rate Constraint in MTons | FALSE | L | Annual | Allowances Purchased NOX | MTons | -0.42512 | -0.37452 | -0.33137 | -0.44971 | -0.16668 | -0.048895 | -0.031747
CA NOx Annual v3.1 | 184 | 1960 | Rate Constraint in MTons | FALSE | L | Annual | Allowances Sold NOX | MTons | 0 | 0 | 0 | 0 | 0 | 0 | 0
CA NOx Annual v3.1 | 184 | 1960 | Rate Constraint in MTons | FALSE | L | Annual | Allowances Banked | MTons | 0 | 0 | 0 | 0 | 0 | 0 | 0
CA NOx Annual v3.1 | 184 | 1960 | Rate Constraint in MTons | FALSE | L | Annual | Allowances Withdrawn (1:1) | MTons | 0 | 0 | 0 | 0 | 0 | 0 | 0
CA NOx Annual v3.1 | 184 | 1960 | Rate Constraint in MTons | FALSE | L | Annual | Allowances Withdrawn (n:1) | MTons | 0 | 0 | 0 | 0 | 0 | 0 | 0
CA NOx Annual v3.1 | 184 | 1960 | Rate Constraint in MTons | FALSE | L | Annual | Net Emissions Allowance Position | MTons | -8.7642e-10 | -1.4238e-10 | -1.0239e-09 | -1.778e-09 | 1.7156e-10 | -8.4003e-10 | -1.3339e-09
CA NOx Annual v3.1 | 184 | 1960 | Rate Constraint in MTons | FALSE | L | Annual | Fuel Consumed | TBtu | 73.5541 | 69.5654 | 65.3889 | 59.9765 | 36.1536 | 5.6441 | 2.8692
CA NOx Annual v3.1 | 184 | 1960 | Rate Constraint in MTons | FALSE | L | Annual | Rate | lb/MMBtu | 0.011559 | 0.010767 | 0.010135 | 0.014996 | 0.0092204 | 0.017326 | 0.02213
CA NOx Annual v3.1 | 184 | 1960 | Rate Constraint in MTons | FALSE | L | Annual | Generation | TWh | 8.9655 | 8.5659 | 8.2169 | 7.8072 | 4.7131 | 0.69316 | 0.35528
CA NOx Annual v3.1 | 184 | 1960 | Rate Constraint in MTons | FALSE | L | Annual | Qualifying Generation | TWh | 8.9655 | 8.5659 | 8.2169 | 7.8072 | 4.7131 | 0.69316 | 0.35528
CA NOx Annual v3.1 | 184 | 1960 | Rate Constraint in MTons | FALSE | L | Annual | Rate | lb/MWh | 0.047417 | 0.043722 | 0.040328 | 0.057602 | 0.035365 | 0.070538 | 0.08936
CA NOx Annual v3.1 | 184 | 1960 | Rate Constraint in MTons | FALSE | L | Annual | Constraint Shadow Price | US$/Ton | 12079.4233 | 12079.4237 | 12079.4234 | 12079.4232 | 12079.4233 | 12079.4232 | 12079.4237
CA SO2 Annual v3.1 | 185 | 1961 | Rate Constraint in MTons | FALSE | L | Annual | Seasons Included | Seasons | Winter, Summer | Winter, Summer | Winter, Summer | Winter, Summer | Winter, Summer | Winter, Summer | Winter, Summer
CA SO2 Annual v3.1 | 185 | 1961 | Rate Constraint in MTons | FALSE | L | Annual | Standard | MTons | 0 | 0 | 0 | 0 | 0 | 0 | 0
CA SO2 Annual v3.1 | 185 | 1961 | Rate Constraint in MTons | FALSE | L | Annual | Standard SO2 | MTons | 0 | 0 | 0 | 0 | 0 | 0 | 0
CA SO2 Annual v3.1 | 185 | 1961 | Rate Constraint in MTons | FALSE | L | Annual | Emissions at Affected Plants SO2 | MTons | 0 | 0 | 0 | 0 | 0 | 0 | 0
CA SO2 Annual v3.1 | 185 | 1961 | Rate Constraint in MTons | FALSE | L | Annual | Allowances Purchased SO2 | MTons | 0 | 0 | 0 | 0 | 0 | 0 | 0
CA SO2 Annual v3.1 | 185 | 1961 | Rate Constraint in MTons | FALSE | L | Annual | Allowances Sold SO2 | MTons | 0 | 0 | 0 | 0 | 0 | 0 | 0
CA SO2 Annual v3.1 | 185 | 1961 | Rate Constraint in MTons | FALSE | L | Annual | Allowances Banked | MTons | 0 | 0 | 0 | 0 | 0 | 0 | 0
CA SO2 Annual v3.1 | 185 | 1961 | Rate Constraint in MTons | FALSE | L | Annual | Allowances Withdrawn (1:1) | MTons | 0 | 0 | 0 | 0 | 0 | 0 | 0
CA SO2 Annual v3.1 | 185 | 1961 | Rate Constraint in MTons | FALSE | L | Annual | Allowances Withdrawn (n:1) | MTons | 0 | 0 | 0 | 0 | 0 | 0 | 0
CA SO2 Annual v3.1 | 185 | 1961 | Rate Constraint in MTons | FALSE | L | Annual | Net Emissions Allowance Position | MTons | 0 | 0 | 0 | 0 | 0 | 0 | 0
CA SO2 Annual v3.1 | 185 | 1961 | Rate Constraint in MTons | FALSE | L | Annual | Fuel Consumed | TBtu | 6.7762 | 6.3852 | 1.5678 | 0.15601 | 0.15601 | 0 | 0
CA SO2 Annual v3.1 | 185 | 1961 | Rate Constraint in MTons | FALSE | L | Annual | Rate | lb/MMBtu | 0 | 0 | 0 | 0 | 0 | 0 | 0
CA SO2 Annual v3.1 | 185 | 1961 | Rate Constraint in MTons | FALSE | L | Annual | Generation | TWh | 0.60768 | 0.57159 | 0.14469 | 0.016001 | 0.016001 | 0 | 0
CA SO2 Annual v3.1 | 185 | 1961 | Rate Constraint in MTons | FALSE | L | Annual | Qualifying Generation | TWh | 0.60768 | 0.57159 | 0.14469 | 0.016001 | 0.016001 | 0 | 0
CA SO2 Annual v3.1 | 185 | 1961 | Rate Constraint in MTons | FALSE | L | Annual | Rate | lb/MWh | 0 | 0 | 0 | 0 | 0 | 0 | 0
CA SO2 Annual v3.1 | 185 | 1961 | Rate Constraint in MTons | FALSE | L | Annual | Constraint Shadow Price | US$/Ton | 0 | 0 | 0 | 0 | 0 | 0 | 0
CO Hg Rule - MER Removal Annual v3.1 | 186 | 1515 | MACT Fuel Choice Floor in lbs/MMBtu | FALSE | L | Annual | Seasons Included | Seasons | Winter, Summer | Winter, Summer | Winter, Summer | Winter, Summer | Winter, Summer | Winter, Summer | Winter, Summer
CO Hg Rule - MER Removal Annual v3.1 | 186 | 1515 | MACT Fuel Choice Floor in lbs/MMBtu | FALSE | L | Annual | Emission Floor | lbs/MMBtu | 1.6496e-06 | 8.248e-07 | 8.248e-07 | 8.248e-07 | 8.248e-07 | 8.248e-07 | 8.248e-07
CO Hg Rule - MER Removal Annual v3.1 | 186 | 1515 | MACT Fuel Choice Floor in lbs/MMBtu | FALSE | L | Annual | Emissions at Affected Plants MER | lbs | 96.5577 | 83.8152 | 59.4242 | 64.3549 | 61.5166 | 56.9627 | 98.0124
CO Hg Rule - MER Removal Annual v3.1 | 186 | 1515 | MACT Fuel Choice Floor in lbs/MMBtu | FALSE | L | Annual | Allowances Purchased MER | lbs | 0 | 0 | 0 | 0 | 0 | 0 | 0
CO Hg Rule - MER Removal Annual v3.1 | 186 | 1515 | MACT Fuel Choice Floor in lbs/MMBtu | FALSE | L | Annual | Allowances Sold MER | lbs | 0 | 0 | 0 | 0 | 0 | 0 | 0
CO Hg Rule - MER Removal Annual v3.1 | 186 | 1515 | MACT Fuel Choice Floor in lbs/MMBtu | FALSE | L | Annual | Allowances Banked | lbs | 0 | 0 | 0 | 0 | 0 | 0 | 0
CO Hg Rule - MER Removal Annual v3.1 | 186 | 1515 | MACT Fuel Choice Floor in lbs/MMBtu | FALSE | L | Annual | Allowances Withdrawn (1:1) | lbs | 0 | 0 | 0 | 0 | 0 | 0 | 0
CO Hg Rule - MER Removal Annual v3.1 | 186 | 1515 | MACT Fuel Choice Floor in lbs/MMBtu | FALSE | L | Annual | Allowances Withdrawn (n:1) | lbs | 0 | 0 | 0 | 0 | 0 | 0 | 0
CO Hg Rule - MER Removal Annual v3.1 | 186 | 1515 | MACT Fuel Choice Floor in lbs/MMBtu | FALSE | L | Annual | Net Emissions Allowance Position | lbs | 96.5577 | 83.8152 | 59.4242 | 64.3549 | 61.5166 | 56.9627 | 98.0124
CO Hg Rule - MER Removal Annual v3.1 | 186 | 1515 | MACT Fuel Choice Floor in lbs/MMBtu | FALSE | L | Annual | Fuel Consumed | TBtu | 251.8907 | 204.0395 | 143.8145 | 156.5111 | 153.6062 | 141.9273 | 171.577
CO Hg Rule - MER Removal Annual v3.1 | 186 | 1515 | MACT Fuel Choice Floor in lbs/MMBtu | FALSE | L | Annual | Rate | lb/MMBtu | 3.8333e-07 | 4.1078e-07 | 4.132e-07 | 4.1118e-07 | 4.0048e-07 | 4.0135e-07 | 5.7124e-07
CO Hg Rule - MER Removal Annual v3.1 | 186 | 1515 | MACT Fuel Choice Floor in lbs/MMBtu | FALSE | L | Annual | Generation | TWh | 24.9292 | 20.8711 | 15.0729 | 16.2757 | 15.9804 | 14.8314 | 17.8346
CO Hg Rule - MER Removal Annual v3.1 | 186 | 1515 | MACT Fuel Choice Floor in lbs/MMBtu | FALSE | L | Annual | Qualifying Generation | TWh | 24.9292 | 20.8711 | 15.0729 | 16.2757 | 15.9804 | 14.8314 | 17.8346
CO Hg Rule - MER Removal Annual v3.1 | 186 | 1515 | MACT Fuel Choice Floor in lbs/MMBtu | FALSE | L | Annual | Constraint Shadow Price | US$/Lb | 0 | 0 | 0 | 0 | 0 | 0 | 0
CR Huntley MER Rate Limit v3.1 | 187 | 2040 | Rate Constraint in lbs/MMBtu | FALSE | L | Annual | Seasons Included | Seasons | Winter, Summer | Winter, Summer | Winter, Summer | Winter, Summer | Winter, Summer | Winter, Summer | Winter, Summer
CR Huntley MER Rate Limit v3.1 | 187 | 2040 | Rate Constraint in lbs/MMBtu | FALSE | L | Annual | Standard | lb/MMBtu | 6e-07 | 6e-07 | 6e-07 | 6e-07 | 6e-07 | 6e-07 | 6e-07
CR Huntley MER Rate Limit v3.1 | 187 | 2040 | Rate Constraint in lbs/MMBtu | FALSE | L | Annual | Emissions at Affected Plants MER | lbs | 0 | 0 | 0 | 0 | 0 | 0 | 0
CR Huntley MER Rate Limit v3.1 | 187 | 2040 | Rate Constraint in lbs/MMBtu | FALSE | L | Annual | Allowances Purchased MER | lbs | 0 | 0 | 0 | 0 | 0 | 0 | 0
CR Huntley MER Rate Limit v3.1 | 187 | 2040 | Rate Constraint in lbs/MMBtu | FALSE | L | Annual | Allowances Sold MER | lbs | 0 | 0 | 0 | 0 | 0 | 0 | 0
CR Huntley MER Rate Limit v3.1 | 187 | 2040 | Rate Constraint in lbs/MMBtu | FALSE | L | Annual | Allowances Banked | lbs | 0 | 0 | 0 | 0 | 0 | 0 | 0
CR Huntley MER Rate Limit v3.1 | 187 | 2040 | Rate Constraint in lbs/MMBtu | FALSE | L | Annual | Allowances Withdrawn (1:1) | lbs | 0 | 0 | 0 | 0 | 0 | 0 | 0
CR Huntley MER Rate Limit v3.1 | 187 | 2040 | Rate Constraint in lbs/MMBtu | FALSE | L | Annual | Allowances Withdrawn (n:1) | lbs | 0 | 0 | 0 | 0 | 0 | 0 | 0
CR Huntley MER Rate Limit v3.1 | 187 | 2040 | Rate Constraint in lbs/MMBtu | FALSE | L | Annual | Net Emissions Allowance Position | lbs | 0 | 0 | 0 | 0 | 0 | 0 | 0
CR Huntley MER Rate Limit v3.1 | 187 | 2040 | Rate Constraint in lbs/MMBtu | FALSE | L | Annual | Fuel Consumed | TBtu | 0 | 0 | 0 | 0 | 0 | 0 | 0
CR Huntley MER Rate Limit v3.1 | 187 | 2040 | Rate Constraint in lbs/MMBtu | FALSE | L | Annual | Rate | lb/MMBtu | 0 | 0 | 0 | 0 | 0 | 0 | 0
CR Huntley MER Rate Limit v3.1 | 187 | 2040 | Rate Constraint in lbs/MMBtu | FALSE | L | Annual | Generation | TWh | 0 | 0 | 0 | 0 | 0 | 0 | 0
CR Huntley MER Rate Limit v3.1 | 187 | 2040 | Rate Constraint in lbs/MMBtu | FALSE | L | Annual | Qualifying Generation | TWh | 0 | 0 | 0 | 0 | 0 | 0 | 0
CR Huntley MER Rate Limit v3.1 | 187 | 2040 | Rate Constraint in lbs/MMBtu | FALSE | L | Annual | Rate | lb/MWh | 0 | 0 | 0 | 0 | 0 | 0 | 0
CR Huntley MER Rate Limit v3.1 | 187 | 2040 | Rate Constraint in lbs/MMBtu | FALSE | L | Annual | Constraint Shadow Price | US$/Lb | 0 | 0 | 0 | 6136.1851 | 2829.0539 | 0 | 0
CT Fac. Spec. - MER Rate Annual v3.1 | 188 | 1767 | MACT Fuel Choice Floor in lbs/MMBtu | FALSE | L | Annual | Seasons Included | Seasons | Winter, Summer | Winter, Summer | Winter, Summer | Winter, Summer | Winter, Summer | Winter, Summer | Winter, Summer
CT Fac. Spec. - MER Rate Annual v3.1 | 188 | 1767 | MACT Fuel Choice Floor in lbs/MMBtu | FALSE | L | Annual | Emission Floor | lbs/MMBtu | 6e-07 | 6e-07 | 6e-07 | 6e-07 | 6e-07 | 6e-07 | 6e-07
CT Fac. Spec. - MER Rate Annual v3.1 | 188 | 1767 | MACT Fuel Choice Floor in lbs/MMBtu | FALSE | L | Annual | Emissions at Affected Plants MER | lbs | 0 | 0 | 0 | 0 | 0 | 0 | 0
CT Fac. Spec. - MER Rate Annual v3.1 | 188 | 1767 | MACT Fuel Choice Floor in lbs/MMBtu | FALSE | L | Annual | Allowances Purchased MER | lbs | 0 | 0 | 0 | 0 | 0 | 0 | 0
CT Fac. Spec. - MER Rate Annual v3.1 | 188 | 1767 | MACT Fuel Choice Floor in lbs/MMBtu | FALSE | L | Annual | Allowances Sold MER | lbs | 0 | 0 | 0 | 0 | 0 | 0 | 0
CT Fac. Spec. - MER Rate Annual v3.1 | 188 | 1767 | MACT Fuel Choice Floor in lbs/MMBtu | FALSE | L | Annual | Allowances Banked | lbs | 0 | 0 | 0 | 0 | 0 | 0 | 0
CT Fac. Spec. - MER Rate Annual v3.1 | 188 | 1767 | MACT Fuel Choice Floor in lbs/MMBtu | FALSE | L | Annual | Allowances Withdrawn (1:1) | lbs | 0 | 0 | 0 | 0 | 0 | 0 | 0
CT Fac. Spec. - MER Rate Annual v3.1 | 188 | 1767 | MACT Fuel Choice Floor in lbs/MMBtu | FALSE | L | Annual | Allowances Withdrawn (n:1) | lbs | 0 | 0 | 0 | 0 | 0 | 0 | 0
CT Fac. Spec. - MER Rate Annual v3.1 | 188 | 1767 | MACT Fuel Choice Floor in lbs/MMBtu | FALSE | L | Annual | Net Emissions Allowance Position | lbs | 0 | 0 | 0 | 0 | 0 | 0 | 0
CT Fac. Spec. - MER Rate Annual v3.1 | 188 | 1767 | MACT Fuel Choice Floor in lbs/MMBtu | FALSE | L | Annual | Fuel Consumed | TBtu | 0 | 0 | 0 | 0 | 0 | 0 | 0
CT Fac. Spec. - MER Rate Annual v3.1 | 188 | 1767 | MACT Fuel Choice Floor in lbs/MMBtu | FALSE | L | Annual | Rate | lb/MMBtu | 0 | 0 | 0 | 0 | 0 | 0 | 0
CT Fac. Spec. - MER Rate Annual v3.1 | 188 | 1767 | MACT Fuel Choice Floor in lbs/MMBtu | FALSE | L | Annual | Generation | TWh | 0 | 0 | 0 | 0 | 0 | 0 | 0
CT Fac. Spec. - MER Rate Annual v3.1 | 188 | 1767 | MACT Fuel Choice Floor in lbs/MMBtu | FALSE | L | Annual | Qualifying Generation | TWh | 0 | 0 | 0 | 0 | 0 | 0 | 0
CT Fac. Spec. - MER Rate Annual v3.1 | 188 | 1767 | MACT Fuel Choice Floor in lbs/MMBtu | FALSE | L | Annual | Constraint Shadow Price | US$/Lb | 0 | 0 | 0 | 0 | 0 | 0 | 0
CT Fac. Spec. - NOX Rate Winter v.4.10 Final, Unit 1139 and retrofits | 189 | 2270 | Rate Constraint in lbs/MMBtu | FALSE | L | Annual | Seasons Included | Seasons | Winter | Winter | Winter | Winter | Winter | Winter | Winter
CT Fac. Spec. - NOX Rate Winter v.4.10 Final, Unit 1139 and retrofits | 189 | 2270 | Rate Constraint in lbs/MMBtu | FALSE | L | Annual | Standard | lb/MMBtu | 0.15 | 0.15 | 0.15 | 0.15 | 0.15 | 0.15 | 0.15
CT Fac. Spec. - NOX Rate Winter v.4.10 Final, Unit 1139 and retrofits | 189 | 2270 | Rate Constraint in lbs/MMBtu | FALSE | L | Annual | Emissions at Affected Plants NOX | MTons | 0 | 0 | 0 | 0 | 0 | 0 | 0
CT Fac. Spec. - NOX Rate Winter v.4.10 Final, Unit 1139 and retrofits | 189 | 2270 | Rate Constraint in lbs/MMBtu | FALSE | L | Annual | Allowances Purchased NOX | MTons | 0 | 0 | 0 | 0 | 0 | 0 | 0
CT Fac. Spec. - NOX Rate Winter v.4.10 Final, Unit 1139 and retrofits | 189 | 2270 | Rate Constraint in lbs/MMBtu | FALSE | L | Annual | Allowances Sold NOX | MTons | 0 | 0 | 0 | 0 | 0 | 0 | 0
CT Fac. Spec. - NOX Rate Winter v.4.10 Final, Unit 1139 and retrofits | 189 | 2270 | Rate Constraint in lbs/MMBtu | FALSE | L | Annual | Allowances Banked | MTons | 0 | 0 | 0 | 0 | 0 | 0 | 0
CT Fac. Spec. - NOX Rate Winter v.4.10 Final, Unit 1139 and retrofits | 189 | 2270 | Rate Constraint in lbs/MMBtu | FALSE | L | Annual | Allowances Withdrawn (1:1) | MTons | 0 | 0 | 0 | 0 | 0 | 0 | 0
CT Fac. Spec. - NOX Rate Winter v.4.10 Final, Unit 1139 and retrofits | 189 | 2270 | Rate Constraint in lbs/MMBtu | FALSE | L | Annual | Allowances Withdrawn (n:1) | MTons | 0 | 0 | 0 | 0 | 0 | 0 | 0
CT Fac. Spec. - NOX Rate Winter v.4.10 Final, Unit 1139 and retrofits | 189 | 2270 | Rate Constraint in lbs/MMBtu | FALSE | L | Annual | Net Emissions Allowance Position | MTons | 0 | 0 | 0 | 0 | 0 | 0 | 0
CT Fac. Spec. - NOX Rate Winter v.4.10 Final, Unit 1139 and retrofits | 189 | 2270 | Rate Constraint in lbs/MMBtu | FALSE | L | Annual | Fuel Consumed | TBtu | 0 | 0 | 0 | 0 | 0 | 0 | 0
CT Fac. Spec. - NOX Rate Winter v.4.10 Final, Unit 1139 and retrofits | 189 | 2270 | Rate Constraint in lbs/MMBtu | FALSE | L | Annual | Rate | lb/MMBtu | 0 | 0 | 0 | 0 | 0 | 0 | 0
CT Fac. Spec. - NOX Rate Winter v.4.10 Final, Unit 1139 and retrofits | 189 | 2270 | Rate Constraint in lbs/MMBtu | FALSE | L | Annual | Generation | TWh | 0 | 0 | 0 | 0 | 0 | 0 | 0
CT Fac. Spec. - NOX Rate Winter v.4.10 Final, Unit 1139 and retrofits | 189 | 2270 | Rate Constraint in lbs/MMBtu | FALSE | L | Annual | Qualifying Generation | TWh | 0 | 0 | 0 | 0 | 0 | 0 | 0
CT Fac. Spec. - NOX Rate Winter v.4.10 Final, Unit 1139 and retrofits | 189 | 2270 | Rate Constraint in lbs/MMBtu | FALSE | L | Annual | Rate | lb/MWh | 0 | 0 | 0 | 0 | 0 | 0 | 0
CT Fac. Spec. - NOX Rate Winter v.4.10 Final, Unit 1139 and retrofits | 189 | 2270 | Rate Constraint in lbs/MMBtu | FALSE | L | Annual | Constraint Shadow Price | US$/Ton | 17784.346 | 0 | 0 | 0 | 0 | 0 | 0
CT Fac. Spec. - NOX Rate Winter v.4.10 Final, Unit 1112 and retrofits | 190 | 2270 | Rate Constraint in lbs/MMBtu | FALSE | L | Annual | Seasons Included | Seasons | Winter | Winter | Winter | Winter | Winter | Winter | Winter
CT Fac. Spec. - NOX Rate Winter v.4.10 Final, Unit 1112 and retrofits | 190 | 2270 | Rate Constraint in lbs/MMBtu | FALSE | L | Annual | Standard | lb/MMBtu | 0.15 | 0.15 | 0.15 | 0.15 | 0.15 | 0.15 | 0.15
CT Fac. Spec. - NOX Rate Winter v.4.10 Final, Unit 1112 and retrofits | 190 | 2270 | Rate Constraint in lbs/MMBtu | FALSE | L | Annual | Emissions at Affected Plants NOX | MTons | 0 | 0 | 0 | 0 | 0 | 0 | 0
CT Fac. Spec. - NOX Rate Winter v.4.10 Final, Unit 1112 and retrofits | 190 | 2270 | Rate Constraint in lbs/MMBtu | FALSE | L | Annual | Allowances Purchased NOX | MTons | 0 | 0 | 0 | 0 | 0 | 0 | 0
CT Fac. Spec. - NOX Rate Winter v.4.10 Final, Unit 1112 and retrofits | 190 | 2270 | Rate Constraint in lbs/MMBtu | FALSE | L | Annual | Allowances Sold NOX | MTons | 0 | 0 | 0 | 0 | 0 | 0 | 0
CT Fac. Spec. - NOX Rate Winter v.4.10 Final, Unit 1112 and retrofits | 190 | 2270 | Rate Constraint in lbs/MMBtu | FALSE | L | Annual | Allowances Banked | MTons | 0 | 0 | 0 | 0 | 0 | 0 | 0
CT Fac. Spec. - NOX Rate Winter v.4.10 Final, Unit 1112 and retrofits | 190 | 2270 | Rate Constraint in lbs/MMBtu | FALSE | L | Annual | Allowances Withdrawn (1:1) | MTons | 0 | 0 | 0 | 0 | 0 | 0 | 0
CT Fac. Spec. - NOX Rate Winter v.4.10 Final, Unit 1112 and retrofits | 190 | 2270 | Rate Constraint in lbs/MMBtu | FALSE | L | Annual | Allowances Withdrawn (n:1) | MTons | 0 | 0 | 0 | 0 | 0 | 0 | 0
CT Fac. Spec. - NOX Rate Winter v.4.10 Final, Unit 1112 and retrofits | 190 | 2270 | Rate Constraint in lbs/MMBtu | FALSE | L | Annual | Net Emissions Allowance Position | MTons | 0 | 0 | 0 | 0 | 0 | 0 | 0
CT Fac. Spec. - NOX Rate Winter v.4.10 Final, Unit 1112 and retrofits | 190 | 2270 | Rate Constraint in lbs/MMBtu | FALSE | L | Annual | Fuel Consumed | TBtu | 0 | 0 | 0 | 0 | 0 | 0 | 0
CT Fac. Spec. - NOX Rate Winter v.4.10 Final, Unit 1112 and retrofits | 190 | 2270 | Rate Constraint in lbs/MMBtu | FALSE | L | Annual | Rate | lb/MMBtu | 0 | 0 | 0 | 0 | 0 | 0 | 0
CT Fac. Spec. - NOX Rate Winter v.4.10 Final, Unit 1112 and retrofits | 190 | 2270 | Rate Constraint in lbs/MMBtu | FALSE | L | Annual | Generation | TWh | 0 | 0 | 0 | 0 | 0 | 0 | 0
CT Fac. Spec. - NOX Rate Winter v.4.10 Final, Unit 1112 and retrofits | 190 | 2270 | Rate Constraint in lbs/MMBtu | FALSE | L | Annual | Qualifying Generation | TWh | 0 | 0 | 0 | 0 | 0 | 0 | 0
CT Fac. Spec. - NOX Rate Winter v.4.10 Final, Unit 1112 and retrofits | 190 | 2270 | Rate Constraint in lbs/MMBtu | FALSE | L | Annual | Rate | lb/MWh | 0 | 0 | 0 | 0 | 0 | 0 | 0
CT Fac. Spec. - NOX Rate Winter v.4.10 Final, Unit 1112 and retrofits | 190 | 2270 | Rate Constraint in lbs/MMBtu | FALSE | L | Annual | Constraint Shadow Price | US$/Ton | 0 | 0 | 0 | 0 | 0 | 0 | 0
CT Fac. Spec. - NOX Rate Winter v.4.10 Final, Unit 1113 and retrofits | 191 | 2270 | Rate Constraint in lbs/MMBtu | FALSE | L | Annual | Seasons Included | Seasons | Winter | Winter | Winter | Winter | Winter | Winter | Winter
CT Fac. Spec. - NOX Rate Winter v.4.10 Final, Unit 1113 and retrofits | 191 | 2270 | Rate Constraint in lbs/MMBtu | FALSE | L | Annual | Standard | lb/MMBtu | 0.15 | 0.15 | 0.15 | 0.15 | 0.15 | 0.15 | 0.15
CT Fac. Spec. - NOX Rate Winter v.4.10 Final, Unit 1113 and retrofits | 191 | 2270 | Rate Constraint in lbs/MMBtu | FALSE | L | Annual | Emissions at Affected Plants NOX | MTons | 0 | 0 | 0 | 0 | 0 | 0 | 0
CT Fac. Spec. - NOX Rate Winter v.4.10 Final, Unit 1113 and retrofits | 191 | 2270 | Rate Constraint in lbs/MMBtu | FALSE | L | Annual | Allowances Purchased NOX | MTons | 0 | 0 | 0 | 0 | 0 | 0 | 0
CT Fac. Spec. - NOX Rate Winter v.4.10 Final, Unit 1113 and retrofits | 191 | 2270 | Rate Constraint in lbs/MMBtu | FALSE | L | Annual | Allowances Sold NOX | MTons | 0 | 0 | 0 | 0 | 0 | 0 | 0
CT Fac. Spec. - NOX Rate Winter v.4.10 Final, Unit 1113 and retrofits | 191 | 2270 | Rate Constraint in lbs/MMBtu | FALSE | L | Annual | Allowances Banked | MTons | 0 | 0 | 0 | 0 | 0 | 0 | 0
CT Fac. Spec. - NOX Rate Winter v.4.10 Final, Unit 1113 and retrofits | 191 | 2270 | Rate Constraint in lbs/MMBtu | FALSE | L | Annual | Allowances Withdrawn (1:1) | MTons | 0 | 0 | 0 | 0 | 0 | 0 | 0
CT Fac. Spec. - NOX Rate Winter v.4.10 Final, Unit 1113 and retrofits | 191 | 2270 | Rate Constraint in lbs/MMBtu | FALSE | L | Annual | Allowances Withdrawn (n:1) | MTons | 0 | 0 | 0 | 0 | 0 | 0 | 0
CT Fac. Spec. - NOX Rate Winter v.4.10 Final, Unit 1113 and retrofits | 191 | 2270 | Rate Constraint in lbs/MMBtu | FALSE | L | Annual | Net Emissions Allowance Position | MTons | 0 | 0 | 0 | 0 | 0 | 0 | 0
CT Fac. Spec. - NOX Rate Winter v.4.10 Final, Unit 1113 and retrofits | 191 | 2270 | Rate Constraint in lbs/MMBtu | FALSE | L | Annual | Fuel Consumed | TBtu | 0 | 0 | 0 | 0 | 0 | 0 | 0
CT Fac. Spec. - NOX Rate Winter v.4.10 Final, Unit 1113 and retrofits | 191 | 2270 | Rate Constraint in lbs/MMBtu | FALSE | L | Annual | Rate | lb/MMBtu | 0 | 0 | 0 | 0 | 0 | 0 | 0
CT Fac. Spec. - NOX Rate Winter v.4.10 Final, Unit 1113 and retrofits | 191 | 2270 | Rate Constraint in lbs/MMBtu | FALSE | L | Annual | Generation | TWh | 0 | 0 | 0 | 0 | 0 | 0 | 0
CT Fac. Spec. - NOX Rate Winter v.4.10 Final, Unit 1113 and retrofits | 191 | 2270 | Rate Constraint in lbs/MMBtu | FALSE | L | Annual | Qualifying Generation | TWh | 0 | 0 | 0 | 0 | 0 | 0 | 0
CT Fac. Spec. - NOX Rate Winter v.4.10 Final, Unit 1113 and retrofits | 191 | 2270 | Rate Constraint in lbs/MMBtu | FALSE | L | Annual | Rate | lb/MWh | 0 | 0 | 0 | 0 | 0 | 0 | 0
CT Fac. Spec. - NOX Rate Winter v.4.10 Final, Unit 1113 and retrofits | 191 | 2270 | Rate Constraint in lbs/MMBtu | FALSE | L | Annual | Constraint Shadow Price | US$/Ton | 0 | 0 | 0 | 0 | 0 | 0 | 0
CT Fac. Spec. - NOX Rate Winter v.4.10 Final, Unit 1114 and retrofits | 192 | 2270 | Rate Constraint in lbs/MMBtu | FALSE | L | Annual | Seasons Included | Seasons | Winter | Winter | Winter | Winter | Winter | Winter | Winter
CT Fac. Spec. - NOX Rate Winter v.4.10 Final, Unit 1114 and retrofits | 192 | 2270 | Rate Constraint in lbs/MMBtu | FALSE | L | Annual | Standard | lb/MMBtu | 0.15 | 0.15 | 0.15 | 0.15 | 0.15 | 0.15 | 0.15
CT Fac. Spec. - NOX Rate Winter v.4.10 Final, Unit 1114 and retrofits | 192 | 2270 | Rate Constraint in lbs/MMBtu | FALSE | L | Annual | Emissions at Affected Plants NOX | MTons | 0 | 0 | 0 | 0 | 0 | 0 | 0
CT Fac. Spec. - NOX Rate Winter v.4.10 Final, Unit 1114 and retrofits | 192 | 2270 | Rate Constraint in lbs/MMBtu | FALSE | L | Annual | Allowances Purchased NOX | MTons | 0 | 0 | 0 | 0 | 0 | 0 | 0
CT Fac. Spec. - NOX Rate Winter v.4.10 Final, Unit 1114 and retrofits | 192 | 2270 | Rate Constraint in lbs/MMBtu | FALSE | L | Annual | Allowances Sold NOX | MTons | 0 | 0 | 0 | 0 | 0 | 0 | 0
CT Fac. Spec. - NOX Rate Winter v.4.10 Final, Unit 1114 and retrofits | 192 | 2270 | Rate Constraint in lbs/MMBtu | FALSE | L | Annual | Allowances Banked | MTons | 0 | 0 | 0 | 0 | 0 | 0 | 0
CT Fac. Spec. - NOX Rate Winter v.4.10 Final, Unit 1114 and retrofits | 192 | 2270 | Rate Constraint in lbs/MMBtu | FALSE | L | Annual | Allowances Withdrawn (1:1) | MTons | 0 | 0 | 0 | 0 | 0 | 0 | 0
CT Fac. Spec. - NOX Rate Winter v.4.10 Final, Unit 1114 and retrofits | 192 | 2270 | Rate Constraint in lbs/MMBtu | FALSE | L | Annual | Allowances Withdrawn (n:1) | MTons | 0 | 0 | 0 | 0 | 0 | 0 | 0
CT Fac. Spec. - NOX Rate Winter v.4.10 Final, Unit 1114 and retrofits | 192 | 2270 | Rate Constraint in lbs/MMBtu | FALSE | L | Annual | Net Emissions Allowance Position | MTons | 0 | 0 | 0 | 0 | 0 | 0 | 0
CT Fac. Spec. - NOX Rate Winter v.4.10 Final, Unit 1114 and retrofits | 192 | 2270 | Rate Constraint in lbs/MMBtu | FALSE | L | Annual | Fuel Consumed | TBtu | 0 | 0 | 0 | 0 | 0 | 0 | 0
CT Fac. Spec. - NOX Rate Winter v.4.10 Final, Unit 1114 and retrofits | 192 | 2270 | Rate Constraint in lbs/MMBtu | FALSE | L | Annual | Rate | lb/MMBtu | 0 | 0 | 0 | 0 | 0 | 0 | 0
CT Fac. Spec. - NOX Rate Winter v.4.10 Final, Unit 1114 and retrofits | 192 | 2270 | Rate Constraint in lbs/MMBtu | FALSE | L | Annual | Generation | TWh | 0 | 0 | 0 | 0 | 0 | 0 | 0
CT Fac. Spec. - NOX Rate Winter v.4.10 Final, Unit 1114 and retrofits | 192 | 2270 | Rate Constraint in lbs/MMBtu | FALSE | L | Annual | Qualifying Generation | TWh | 0 | 0 | 0 | 0 | 0 | 0 | 0
CT Fac. Spec. - NOX Rate Winter v.4.10 Final, Unit 1114 and retrofits | 192 | 2270 | Rate Constraint in lbs/MMBtu | FALSE | L | Annual | Rate | lb/MWh | 0 | 0 | 0 | 0 | 0 | 0 | 0
CT Fac. Spec. - NOX Rate Winter v.4.10 Final, Unit 1114 and retrofits | 192 | 2270 | Rate Constraint in lbs/MMBtu | FALSE | L | Annual | Constraint Shadow Price | US$/Ton | 0 | 0 | 0 | 0 | 0 | 0 | 0
CT Fac. Spec. - NOX Rate Winter v.4.10 Final, Unit 1115 and retrofits | 193 | 2270 | Rate Constraint in lbs/MMBtu | FALSE | L | Annual | Seasons Included | Seasons | Winter | Winter | Winter | Winter | Winter | Winter | Winter
CT Fac. Spec. - NOX Rate Winter v.4.10 Final, Unit 1115 and retrofits | 193 | 2270 | Rate Constraint in lbs/MMBtu | FALSE | L | Annual | Standard | lb/MMBtu | 0.15 | 0.15 | 0.15 | 0.15 | 0.15 | 0.15 | 0.15
CT Fac. Spec. - NOX Rate Winter v.4.10 Final, Unit 1115 and retrofits | 193 | 2270 | Rate Constraint in lbs/MMBtu | FALSE | L | Annual | Emissions at Affected Plants NOX | MTons | 0 | 0 | 0 | 0 | 0 | 0 | 0
CT Fac. Spec. - NOX Rate Winter v.4.10 Final, Unit 1115 and retrofits | 193 | 2270 | Rate Constraint in lbs/MMBtu | FALSE | L | Annual | Allowances Purchased NOX | MTons | 0 | 0 | 0 | 0 | 0 | 0 | 0
CT Fac. Spec. - NOX Rate Winter v.4.10 Final, Unit 1115 and retrofits | 193 | 2270 | Rate Constraint in lbs/MMBtu | FALSE | L | Annual | Allowances Sold NOX | MTons | 0 | 0 | 0 | 0 | 0 | 0 | 0
CT Fac. Spec. - NOX Rate Winter v.4.10 Final, Unit 1115 and retrofits | 193 | 2270 | Rate Constraint in lbs/MMBtu | FALSE | L | Annual | Allowances Banked | MTons | 0 | 0 | 0 | 0 | 0 | 0 | 0
CT Fac. Spec. - NOX Rate Winter v.4.10 Final, Unit 1115 and retrofits | 193 | 2270 | Rate Constraint in lbs/MMBtu | FALSE | L | Annual | Allowances Withdrawn (1:1) | MTons | 0 | 0 | 0 | 0 | 0 | 0 | 0
CT Fac. Spec. - NOX Rate Winter v.4.10 Final, Unit 1115 and retrofits | 193 | 2270 | Rate Constraint in lbs/MMBtu | FALSE | L | Annual | Allowances Withdrawn (n:1) | MTons | 0 | 0 | 0 | 0 | 0 | 0 | 0
CT Fac. Spec. - NOX Rate Winter v.4.10 Final, Unit 1115 and retrofits | 193 | 2270 | Rate Constraint in lbs/MMBtu | FALSE | L | Annual | Net Emissions Allowance Position | MTons | 0 | 0 | 0 | 0 | 0 | 0 | 0
CT Fac. Spec. - NOX Rate Winter v.4.10 Final, Unit 1115 and retrofits | 193 | 2270 | Rate Constraint in lbs/MMBtu | FALSE | L | Annual | Fuel Consumed | TBtu | 0 | 0 | 0 | 0 | 0 | 0 | 0
CT Fac. Spec. - NOX Rate Winter v.4.10 Final, Unit 1115 and retrofits | 193 | 2270 | Rate Constraint in lbs/MMBtu | FALSE | L | Annual | Rate | lb/MMBtu | 0 | 0 | 0 | 0 | 0 | 0 | 0
CT Fac. Spec. - NOX Rate Winter v.4.10 Final, Unit 1115 and retrofits | 193 | 2270 | Rate Constraint in lbs/MMBtu | FALSE | L | Annual | Generation | TWh | 0 | 0 | 0 | 0 | 0 | 0 | 0
CT Fac. Spec. - NOX Rate Winter v.4.10 Final, Unit 1115 and retrofits | 193 | 2270 | Rate Constraint in lbs/MMBtu | FALSE | L | Annual | Qualifying Generation | TWh | 0 | 0 | 0 | 0 | 0 | 0 | 0
CT Fac. Spec. - NOX Rate Winter v.4.10 Final, Unit 1115 and retrofits | 193 | 2270 | Rate Constraint in lbs/MMBtu | FALSE | L | Annual | Rate | lb/MWh | 0 | 0 | 0 | 0 | 0 | 0 | 0
CT Fac. Spec. - NOX Rate Winter v.4.10 Final, Unit 1115 and retrofits | 193 | 2270 | Rate Constraint in lbs/MMBtu | FALSE | L | Annual | Constraint Shadow Price | US$/Ton | 0 | 0 | 0 | 0 | 0 | 0 | 0
CT Fac. Spec. - NOX Rate Winter v.4.10 Final, Unit 1116 and retrofits | 194 | 2270 | Rate Constraint in lbs/MMBtu | FALSE | L | Annual | Seasons Included | Seasons | Winter | Winter | Winter | Winter | Winter | Winter | Winter
CT Fac. Spec. - NOX Rate Winter v.4.10 Final, Unit 1116 and retrofits | 194 | 2270 | Rate Constraint in lbs/MMBtu | FALSE | L | Annual | Standard | lb/MMBtu | 0.15 | 0.15 | 0.15 | 0.15 | 0.15 | 0.15 | 0.15
CT Fac. Spec. - NOX Rate Winter v.4.10 Final, Unit 1116 and retrofits | 194 | 2270 | Rate Constraint in lbs/MMBtu | FALSE | L | Annual | Emissions at Affected Plants NOX | MTons | 0 | 0 | 0 | 0 | 0 | 0 | 0
CT Fac. Spec. - NOX Rate Winter v.4.10 Final, Unit 1116 and retrofits | 194 | 2270 | Rate Constraint in lbs/MMBtu | FALSE | L | Annual | Allowances Purchased NOX | MTons | 0 | 0 | 0 | 0 | 0 | 0 | 0
CT Fac. Spec. - NOX Rate Winter v.4.10 Final, Unit 1116 and retrofits | 194 | 2270 | Rate Constraint in lbs/MMBtu | FALSE | L | Annual | Allowances Sold NOX | MTons | 0 | 0 | 0 | 0 | 0 | 0 | 0
CT Fac. Spec. - NOX Rate Winter v.4.10 Final, Unit 1116 and retrofits | 194 | 2270 | Rate Constraint in lbs/MMBtu | FALSE | L | Annual | Allowances Banked | MTons | 0 | 0 | 0 | 0 | 0 | 0 | 0
CT Fac. Spec. - NOX Rate Winter v.4.10 Final, Unit 1116 and retrofits | 194 | 2270 | Rate Constraint in lbs/MMBtu | FALSE | L | Annual | Allowances Withdrawn (1:1) | MTons | 0 | 0 | 0 | 0 | 0 | 0 | 0
CT Fac. Spec. - NOX Rate Winter v.4.10 Final, Unit 1116 and retrofits | 194 | 2270 | Rate Constraint in lbs/MMBtu | FALSE | L | Annual | Allowances Withdrawn (n:1) | MTons | 0 | 0 | 0 | 0 | 0 | 0 | 0
CT Fac. Spec. - NOX Rate Winter v.4.10 Final, Unit 1116 and retrofits | 194 | 2270 | Rate Constraint in lbs/MMBtu | FALSE | L | Annual | Net Emissions Allowance Position | MTons | 0 | 0 | 0 | 0 | 0 | 0 | 0
CT Fac. Spec. - NOX Rate Winter v.4.10 Final, Unit 1116 and retrofits | 194 | 2270 | Rate Constraint in lbs/MMBtu | FALSE | L | Annual | Fuel Consumed | TBtu | 0 | 0 | 0 | 0 | 0 | 0 | 0
CT Fac. Spec. - NOX Rate Winter v.4.10 Final, Unit 1116 and retrofits | 194 | 2270 | Rate Constraint in lbs/MMBtu | FALSE | L | Annual | Rate | lb/MMBtu | 0 | 0 | 0 | 0 | 0 | 0 | 0
CT Fac. Spec. - NOX Rate Winter v.4.10 Final, Unit 1116 and retrofits | 194 | 2270 | Rate Constraint in lbs/MMBtu | FALSE | L | Annual | Generation | TWh | 0 | 0 | 0 | 0 | 0 | 0 | 0
CT Fac. Spec. - NOX Rate Winter v.4.10 Final, Unit 1116 and retrofits | 194 | 2270 | Rate Constraint in lbs/MMBtu | FALSE | L | Annual | Qualifying Generation | TWh | 0 | 0 | 0 | 0 | 0 | 0 | 0
CT Fac. Spec. - NOX Rate Winter v.4.10 Final, Unit 1116 and retrofits | 194 | 2270 | Rate Constraint in lbs/MMBtu | FALSE | L | Annual | Rate | lb/MWh | 0 | 0 | 0 | 0 | 0 | 0 | 0
CT Fac. Spec. - NOX Rate Winter v.4.10 Final, Unit 1116 and retrofits | 194 | 2270 | Rate Constraint in lbs/MMBtu | FALSE | L | Annual | Constraint Shadow Price | US$/Ton | 0 | 0 | 0 | 0 | 0 | 0 | 0
CT Fac. Spec. - NOX Rate Winter v.4.10 Final, Unit 1117 and retrofits | 195 | 2270 | Rate Constraint in lbs/MMBtu | FALSE | L | Annual | Seasons Included | Seasons | Winter | Winter | Winter | Winter | Winter | Winter | Winter
CT Fac. Spec. - NOX Rate Winter v.4.10 Final, Unit 1117 and retrofits | 195 | 2270 | Rate Constraint in lbs/MMBtu | FALSE | L | Annual | Standard | lb/MMBtu | 0.15 | 0.15 | 0.15 | 0.15 | 0.15 | 0.15 | 0.15
CT Fac. Spec. - NOX Rate Winter v.4.10 Final, Unit 1117 and retrofits | 195 | 2270 | Rate Constraint in lbs/MMBtu | FALSE | L | Annual | Emissions at Affected Plants NOX | MTons | 0 | 0 | 0 | 0 | 0 | 0 | 0
CT Fac. Spec. - NOX Rate Winter v.4.10 Final, Unit 1117 and retrofits | 195 | 2270 | Rate Constraint in lbs/MMBtu | FALSE | L | Annual | Allowances Purchased NOX | MTons | 0 | 0 | 0 | 0 | 0 | 0 | 0
CT Fac. Spec. - NOX Rate Winter v.4.10 Final, Unit 1117 and retrofits | 195 | 2270 | Rate Constraint in lbs/MMBtu | FALSE | L | Annual | Allowances Sold NOX | MTons | 0 | 0 | 0 | 0 | 0 | 0 | 0
CT Fac. Spec. - NOX Rate Winter v.4.10 Final, Unit 1117 and retrofits | 195 | 2270 | Rate Constraint in lbs/MMBtu | FALSE | L | Annual | Allowances Banked | MTons | 0 | 0 | 0 | 0 | 0 | 0 | 0
CT Fac. Spec. - NOX Rate Winter v.4.10 Final, Unit 1117 and retrofits | 195 | 2270 | Rate Constraint in lbs/MMBtu | FALSE | L | Annual | Allowances Withdrawn (1:1) | MTons | 0 | 0 | 0 | 0 | 0 | 0 | 0
CT Fac. Spec. - NOX Rate Winter v.4.10 Final, Unit 1117 and retrofits | 195 | 2270 | Rate Constraint in lbs/MMBtu | FALSE | L | Annual | Allowances Withdrawn (n:1) | MTons | 0 | 0 | 0 | 0 | 0 | 0 | 0
CT Fac. Spec. - NOX Rate Winter v.4.10 Final, Unit 1117 and retrofits | 195 | 2270 | Rate Constraint in lbs/MMBtu | FALSE | L | Annual | Net Emissions Allowance Position | MTons | 0 | 0 | 0 | 0 | 0 | 0 | 0
CT Fac. Spec. - NOX Rate Winter v.4.10 Final, Unit 1117 and retrofits | 195 | 2270 | Rate Constraint in lbs/MMBtu | FALSE | L | Annual | Fuel Consumed | TBtu | 0 | 0 | 0 | 0 | 0 | 0 | 0
CT Fac. Spec. - NOX Rate Winter v.4.10 Final, Unit 1117 and retrofits | 195 | 2270 | Rate Constraint in lbs/MMBtu | FALSE | L | Annual | Rate | lb/MMBtu | 0 | 0 | 0 | 0 | 0 | 0 | 0
CT Fac. Spec. - NOX Rate Winter v.4.10 Final, Unit 1117 and retrofits | 195 | 2270 | Rate Constraint in lbs/MMBtu | FALSE | L | Annual | Generation | TWh | 0 | 0 | 0 | 0 | 0 | 0 | 0
CT Fac. Spec. - NOX Rate Winter v.4.10 Final, Unit 1117 and retrofits | 195 | 2270 | Rate Constraint in lbs/MMBtu | FALSE | L | Annual | Qualifying Generation | TWh | 0 | 0 | 0 | 0 | 0 | 0 | 0
CT Fac. Spec. - NOX Rate Winter v.4.10 Final, Unit 1117 and retrofits | 195 | 2270 | Rate Constraint in lbs/MMBtu | FALSE | L | Annual | Rate | lb/MWh | 0 | 0 | 0 | 0 | 0 | 0 | 0
CT Fac. Spec. - NOX Rate Winter v.4.10 Final, Unit 1117 and retrofits | 195 | 2270 | Rate Constraint in lbs/MMBtu | FALSE | L | Annual | Constraint Shadow Price | US$/Ton | 0 | 0 | 0 | 0 | 0 | 0 | 0
CT Fac. Spec. - NOX Rate Winter v.4.10 Final, Unit 1118 and retrofits | 196 | 2270 | Rate Constraint in lbs/MMBtu | FALSE | L | Annual | Seasons Included | Seasons | Winter | Winter | Winter | Winter | Winter | Winter | Winter
CT Fac. Spec. - NOX Rate Winter v.4.10 Final, Unit 1118 and retrofits | 196 | 2270 | Rate Constraint in lbs/MMBtu | FALSE | L | Annual | Standard | lb/MMBtu | 0.15 | 0.15 | 0.15 | 0.15 | 0.15 | 0.15 | 0.15
CT Fac. Spec. - NOX Rate Winter v.4.10 Final, Unit 1118 and retrofits | 196 | 2270 | Rate Constraint in lbs/MMBtu | FALSE | L | Annual | Emissions at Affected Plants NOX | MTons | 0 | 0 | 0 | 0 | 0 | 0 | 0
CT Fac. Spec. - NOX Rate Winter v.4.10 Final, Unit 1118 and retrofits | 196 | 2270 | Rate Constraint in lbs/MMBtu | FALSE | L | Annual | Allowances Purchased NOX | MTons | 0 | 0 | 0 | 0 | 0 | 0 | 0
CT Fac. Spec. - NOX Rate Winter v.4.10 Final, Unit 1118 and retrofits | 196 | 2270 | Rate Constraint in lbs/MMBtu | FALSE | L | Annual | Allowances Sold NOX | MTons | 0 | 0 | 0 | 0 | 0 | 0 | 0
CT Fac. Spec. - NOX Rate Winter v.4.10 Final, Unit 1118 and retrofits | 196 | 2270 | Rate Constraint in lbs/MMBtu | FALSE | L | Annual | Allowances Banked | MTons | 0 | 0 | 0 | 0 | 0 | 0 | 0
CT Fac. Spec. - NOX Rate Winter v.4.10 Final, Unit 1118 and retrofits | 196 | 2270 | Rate Constraint in lbs/MMBtu | FALSE | L | Annual | Allowances Withdrawn (1:1) | MTons | 0 | 0 | 0 | 0 | 0 | 0 | 0
CT Fac. Spec. - NOX Rate Winter v.4.10 Final, Unit 1118 and retrofits | 196 | 2270 | Rate Constraint in lbs/MMBtu | FALSE | L | Annual | Allowances Withdrawn (n:1) | MTons | 0 | 0 | 0 | 0 | 0 | 0 | 0
CT Fac. Spec. - NOX Rate Winter v.4.10 Final, Unit 1118 and retrofits | 196 | 2270 | Rate Constraint in lbs/MMBtu | FALSE | L | Annual | Net Emissions Allowance Position | MTons | 0 | 0 | 0 | 0 | 0 | 0 | 0
CT Fac. Spec. - NOX Rate Winter v.4.10 Final, Unit 1118 and retrofits | 196 | 2270 | Rate Constraint in lbs/MMBtu | FALSE | L | Annual | Fuel Consumed | TBtu | 0 | 0 | 0 | 0 | 0 | 0 | 0
CT Fac. Spec. - NOX Rate Winter v.4.10 Final, Unit 1118 and retrofits | 196 | 2270 | Rate Constraint in lbs/MMBtu | FALSE | L | Annual | Rate | lb/MMBtu | 0 | 0 | 0 | 0 | 0 | 0 | 0
CT Fac. Spec. - NOX Rate Winter v.4.10 Final, Unit 1118 and retrofits | 196 | 2270 | Rate Constraint in lbs/MMBtu | FALSE | L | Annual | Generation | TWh | 0 | 0 | 0 | 0 | 0 | 0 | 0
CT Fac. Spec. - NOX Rate Winter v.4.10 Final, Unit 1118 and retrofits | 196 | 2270 | Rate Constraint in lbs/MMBtu | FALSE | L | Annual | Qualifying Generation | TWh | 0 | 0 | 0 | 0 | 0 | 0 | 0
CT Fac. Spec. - NOX Rate Winter v.4.10 Final, Unit 1118 and retrofits | 196 | 2270 | Rate Constraint in lbs/MMBtu | FALSE | L | Annual | Rate | lb/MWh | 0 | 0 | 0 | 0 | 0 | 0 | 0
CT Fac. Spec. - NOX Rate Winter v.4.10 Final, Unit 1118 and retrofits | 196 | 2270 | Rate Constraint in lbs/MMBtu | FALSE | L | Annual | Constraint Shadow Price | US$/Ton | 0 | 0 | 0 | 0 | 0 | 0 | 0
CT Fac. Spec. - NOX Rate Winter v.4.10 Final, Unit 1119 and retrofits | 197 | 2270 | Rate Constraint in lbs/MMBtu | FALSE | L | Annual | Seasons Included | Seasons | Winter | Winter | Winter | Winter | Winter | Winter | Winter
CT Fac. Spec. - NOX Rate Winter v.4.10 Final, Unit 1119 and retrofits | 197 | 2270 | Rate Constraint in lbs/MMBtu | FALSE | L | Annual | Standard | lb/MMBtu | 0.15 | 0.15 | 0.15 | 0.15 | 0.15 | 0.15 | 0.15
CT Fac. Spec. - NOX Rate Winter v.4.10 Final, Unit 1119 and retrofits | 197 | 2270 | Rate Constraint in lbs/MMBtu | FALSE | L | Annual | Emissions at Affected Plants NOX | MTons | 0 | 0 | 0 | 0 | 0 | 0 | 0
CT Fac. Spec. - NOX Rate Winter v.4.10 Final, Unit 1119 and retrofits | 197 | 2270 | Rate Constraint in lbs/MMBtu | FALSE | L | Annual | Allowances Purchased NOX | MTons | 0 | 0 | 0 | 0 | 0 | 0 | 0
CT Fac. Spec. - NOX Rate Winter v.4.10 Final, Unit 1119 and retrofits | 197 | 2270 | Rate Constraint in lbs/MMBtu | FALSE | L | Annual | Allowances Sold NOX | MTons | 0 | 0 | 0 | 0 | 0 | 0 | 0
CT Fac. Spec. - NOX Rate Winter v.4.10 Final, Unit 1119 and retrofits | 197 | 2270 | Rate Constraint in lbs/MMBtu | FALSE | L | Annual | Allowances Banked | MTons | 0 | 0 | 0 | 0 | 0 | 0 | 0
CT Fac. Spec. - NOX Rate Winter v.4.10 Final, Unit 1119 and retrofits | 197 | 2270 | Rate Constraint in lbs/MMBtu | FALSE | L | Annual | Allowances Withdrawn (1:1) | MTons | 0 | 0 | 0 | 0 | 0 | 0 | 0
CT Fac. Spec. - NOX Rate Winter v.4.10 Final, Unit 1119 and retrofits | 197 | 2270 | Rate Constraint in lbs/MMBtu | FALSE | L | Annual | Allowances Withdrawn (n:1) | MTons | 0 | 0 | 0 | 0 | 0 | 0 | 0
CT Fac. Spec. - NOX Rate Winter v.4.10 Final, Unit 1119 and retrofits | 197 | 2270 | Rate Constraint in lbs/MMBtu | FALSE | L | Annual | Net Emissions Allowance Position | MTons | 0 | 0 | 0 | 0 | 0 | 0 | 0
CT Fac. Spec. - NOX Rate Winter v.4.10 Final, Unit 1119 and retrofits | 197 | 2270 | Rate Constraint in lbs/MMBtu | FALSE | L | Annual | Fuel Consumed | TBtu | 0 | 0 | 0 | 0 | 0 | 0 | 0
CT Fac. Spec. - NOX Rate Winter v.4.10 Final, Unit 1119 and retrofits | 197 | 2270 | Rate Constraint in lbs/MMBtu | FALSE | L | Annual | Rate | lb/MMBtu | 0 | 0 | 0 | 0 | 0 | 0 | 0
CT Fac. Spec. - NOX Rate Winter v.4.10 Final, Unit 1119 and retrofits | 197 | 2270 | Rate Constraint in lbs/MMBtu | FALSE | L | Annual | Generation | TWh | 0 | 0 | 0 | 0 | 0 | 0 | 0
CT Fac. Spec. - NOX Rate Winter v.4.10 Final, Unit 1119 and retrofits | 197 | 2270 | Rate Constraint in lbs/MMBtu | FALSE | L | Annual | Qualifying Generation | TWh | 0 | 0 | 0 | 0 | 0 | 0 | 0
CT Fac. Spec. - NOX Rate Winter v.4.10 Final, Unit 1119 and retrofits | 197 | 2270 | Rate Constraint in lbs/MMBtu | FALSE | L | Annual | Rate | lb/MWh | 0 | 0 | 0 | 0 | 0 | 0 | 0
CT Fac. Spec. - NOX Rate Winter v.4.10 Final, Unit 1119 and retrofits | 197 | 2270 | Rate Constraint in lbs/MMBtu | FALSE | L | Annual | Constraint Shadow Price | US$/Ton | 0 | 0 | 0 | 0 | 0 | 0 | 0
CT Fac. Spec. - NOX Rate Winter v.4.10 Final, Unit 1120 and retrofits | 198 | 2270 | Rate Constraint in lbs/MMBtu | FALSE | L | Annual | Seasons Included | Seasons | Winter | Winter | Winter | Winter | Winter | Winter | Winter
CT Fac. Spec. - NOX Rate Winter v.4.10 Final, Unit 1120 and retrofits | 198 | 2270 | Rate Constraint in lbs/MMBtu | FALSE | L | Annual | Standard | lb/MMBtu | 0.15 | 0.15 | 0.15 | 0.15 | 0.15 | 0.15 | 0.15
CT Fac. Spec. - NOX Rate Winter v.4.10 Final, Unit 1120 and retrofits | 198 | 2270 | Rate Constraint in lbs/MMBtu | FALSE | L | Annual | Emissions at Affected Plants NOX | MTons | 0 | 0 | 0 | 0 | 0 | 0 | 0
CT Fac. Spec. - NOX Rate Winter v.4.10 Final, Unit 1120 and retrofits | 198 | 2270 | Rate Constraint in lbs/MMBtu | FALSE | L | Annual | Allowances Purchased NOX | MTons | 0 | 0 | 0 | 0 | 0 | 0 | 0
CT Fac. Spec. - NOX Rate Winter v.4.10 Final, Unit 1120 and retrofits | 198 | 2270 | Rate Constraint in lbs/MMBtu | FALSE | L | Annual | Allowances Sold NOX | MTons | 0 | 0 | 0 | 0 | 0 | 0 | 0
CT Fac. Spec. - NOX Rate Winter v.4.10 Final, Unit 1120 and retrofits | 198 | 2270 | Rate Constraint in lbs/MMBtu | FALSE | L | Annual | Allowances Banked | MTons | 0 | 0 | 0 | 0 | 0 | 0 | 0
CT Fac. Spec. - NOX Rate Winter v.4.10 Final, Unit 1120 and retrofits | 198 | 2270 | Rate Constraint in lbs/MMBtu | FALSE | L | Annual | Allowances Withdrawn (1:1) | MTons | 0 | 0 | 0 | 0 | 0 | 0 | 0
CT Fac. Spec. - NOX Rate Winter v.4.10 Final, Unit 1120 and retrofits | 198 | 2270 | Rate Constraint in lbs/MMBtu | FALSE | L | Annual | Allowances Withdrawn (n:1) | MTons | 0 | 0 | 0 | 0 | 0 | 0 | 0
CT Fac. Spec. - NOX Rate Winter v.4.10 Final, Unit 1120 and retrofits | 198 | 2270 | Rate Constraint in lbs/MMBtu | FALSE | L | Annual | Net Emissions Allowance Position | MTons | 0 | 0 | 0 | 0 | 0 | 0 | 0
CT Fac. Spec. - NOX Rate Winter v.4.10 Final, Unit 1120 and retrofits | 198 | 2270 | Rate Constraint in lbs/MMBtu | FALSE | L | Annual | Fuel Consumed | TBtu | 0 | 0 | 0 | 0 | 0 | 0 | 0
CT Fac. Spec. - NOX Rate Winter v.4.10 Final, Unit 1120 and retrofits | 198 | 2270 | Rate Constraint in lbs/MMBtu | FALSE | L | Annual | Rate | lb/MMBtu | 0 | 0 | 0 | 0 | 0 | 0 | 0
CT Fac. Spec. - NOX Rate Winter v.4.10 Final, Unit 1120 and retrofits | 198 | 2270 | Rate Constraint in lbs/MMBtu | FALSE | L | Annual | Generation | TWh | 0 | 0 | 0 | 0 | 0 | 0 | 0
CT Fac. Spec. - NOX Rate Winter v.4.10 Final, Unit 1120 and retrofits | 198 | 2270 | Rate Constraint in lbs/MMBtu | FALSE | L | Annual | Qualifying Generation | TWh | 0 | 0 | 0 | 0 | 0 | 0 | 0
CT Fac. Spec. - NOX Rate Winter v.4.10 Final, Unit 1120 and retrofits | 198 | 2270 | Rate Constraint in lbs/MMBtu | FALSE | L | Annual | Rate | lb/MWh | 0 | 0 | 0 | 0 | 0 | 0 | 0
CT Fac. Spec. - NOX Rate Winter v.4.10 Final, Unit 1120 and retrofits | 198 | 2270 | Rate Constraint in lbs/MMBtu | FALSE | L | Annual | Constraint Shadow Price | US$/Ton | 0 | 0 | 0 | 0 | 0 | 0 | 0
CT Fac. Spec. - NOX Rate Winter v.4.10 Final, Unit 1121 and retrofits | 199 | 2270 | Rate Constraint in lbs/MMBtu | FALSE | L | Annual | Seasons Included | Seasons | Winter | Winter | Winter | Winter | Winter | Winter | Winter
CT Fac. Spec. - NOX Rate Winter v.4.10 Final, Unit 1121 and retrofits | 199 | 2270 | Rate Constraint in lbs/MMBtu | FALSE | L | Annual | Standard | lb/MMBtu | 0.15 | 0.15 | 0.15 | 0.15 | 0.15 | 0.15 | 0.15
CT Fac. Spec. - NOX Rate Winter v.4.10 Final, Unit 1121 and retrofits | 199 | 2270 | Rate Constraint in lbs/MMBtu | FALSE | L | Annual | Emissions at Affected Plants NOX | MTons | 0 | 0 | 0 | 0 | 0 | 0 | 0
CT Fac. Spec. - NOX Rate Winter v.4.10 Final, Unit 1121 and retrofits | 199 | 2270 | Rate Constraint in lbs/MMBtu | FALSE | L | Annual | Allowances Purchased NOX | MTons | 0 | 0 | 0 | 0 | 0 | 0 | 0
CT Fac. Spec. - NOX Rate Winter v.4.10 Final, Unit 1121 and retrofits | 199 | 2270 | Rate Constraint in lbs/MMBtu | FALSE | L | Annual | Allowances Sold NOX | MTons | 0 | 0 | 0 | 0 | 0 | 0 | 0
CT Fac. Spec. - NOX Rate Winter v.4.10 Final, Unit 1121 and retrofits | 199 | 2270 | Rate Constraint in lbs/MMBtu | FALSE | L | Annual | Allowances Banked | MTons | 0 | 0 | 0 | 0 | 0 | 0 | 0
CT Fac. Spec. - NOX Rate Winter v.4.10 Final, Unit 1121 and retrofits | 199 | 2270 | Rate Constraint in lbs/MMBtu | FALSE | L | Annual | Allowances Withdrawn (1:1) | MTons | 0 | 0 | 0 | 0 | 0 | 0 | 0
CT Fac. Spec. - NOX Rate Winter v.4.10 Final, Unit 1121 and retrofits | 199 | 2270 | Rate Constraint in lbs/MMBtu | FALSE | L | Annual | Allowances Withdrawn (n:1) | MTons | 0 | 0 | 0 | 0 | 0 | 0 | 0
CT Fac. Spec. - NOX Rate Winter v.4.10 Final, Unit 1121 and retrofits | 199 | 2270 | Rate Constraint in lbs/MMBtu | FALSE | L | Annual | Net Emissions Allowance Position | MTons | 0 | 0 | 0 | 0 | 0 | 0 | 0
CT Fac. Spec. - NOX Rate Winter v.4.10 Final, Unit 1121 and retrofits | 199 | 2270 | Rate Constraint in lbs/MMBtu | FALSE | L | Annual | Fuel Consumed | TBtu | 0 | 0 | 0 | 0 | 0 | 0 | 0
CT Fac. Spec. - NOX Rate Winter v.4.10 Final, Unit 1121 and retrofits | 199 | 2270 | Rate Constraint in lbs/MMBtu | FALSE | L | Annual | Rate | lb/MMBtu | 0 | 0 | 0 | 0 | 0 | 0 | 0
CT Fac. Spec. - NOX Rate Winter v.4.10 Final, Unit 1121 and retrofits | 199 | 2270 | Rate Constraint in lbs/MMBtu | FALSE | L | Annual | Generation | TWh | 0 | 0 | 0 | 0 | 0 | 0 | 0
CT Fac. Spec. - NOX Rate Winter v.4.10 Final, Unit 1121 and retrofits | 199 | 2270 | Rate Constraint in lbs/MMBtu | FALSE | L | Annual | Qualifying Generation | TWh | 0 | 0 | 0 | 0 | 0 | 0 | 0
CT Fac. Spec. - NOX Rate Winter v.4.10 Final, Unit 1121 and retrofits | 199 | 2270 | Rate Constraint in lbs/MMBtu | FALSE | L | Annual | Rate | lb/MWh | 0 | 0 | 0 | 0 | 0 | 0 | 0
CT Fac. Spec. - NOX Rate Winter v.4.10 Final, Unit 1121 and retrofits | 199 | 2270 | Rate Constraint in lbs/MMBtu | FALSE | L | Annual | Constraint Shadow Price | US$/Ton | 0 | 0 | 0 | 0 | 0 | 0 | 0
CT Fac. Spec. - NOX Rate Winter v.4.10 Final, Unit 1122 and retrofits | 200 | 2270 | Rate Constraint in lbs/MMBtu | FALSE | L | Annual | Seasons Included | Seasons | Winter | Winter | Winter | Winter | Winter | Winter | Winter
CT Fac. Spec. - NOX Rate Winter v.4.10 Final, Unit 1122 and retrofits | 200 | 2270 | Rate Constraint in lbs/MMBtu | FALSE | L | Annual | Standard | lb/MMBtu | 0.15 | 0.15 | 0.15 | 0.15 | 0.15 | 0.15 | 0.15
CT Fac. Spec. - NOX Rate Winter v.4.10 Final, Unit 1122 and retrofits | 200 | 2270 | Rate Constraint in lbs/MMBtu | FALSE | L | Annual | Emissions at Affected Plants NOX | MTons | 0 | 0 | 0 | 0 | 0 | 0 | 0
CT Fac. Spec. - NOX Rate Winter v.4.10 Final, Unit 1122 and retrofits | 200 | 2270 | Rate Constraint in lbs/MMBtu | FALSE | L | Annual | Allowances Purchased NOX | MTons | 0 | 0 | 0 | 0 | 0 | 0 | 0
CT Fac. Spec. - NOX Rate Winter v.4.10 Final, Unit 1122 and retrofits | 200 | 2270 | Rate Constraint in lbs/MMBtu | FALSE | L | Annual | Allowances Sold NOX | MTons | 0 | 0 | 0 | 0 | 0 | 0 | 0
CT Fac. Spec. - NOX Rate Winter v.4.10 Final, Unit 1122 and retrofits | 200 | 2270 | Rate Constraint in lbs/MMBtu | FALSE | L | Annual | Allowances Banked | MTons | 0 | 0 | 0 | 0 | 0 | 0 | 0
CT Fac. Spec. - NOX Rate Winter v.4.10 Final, Unit 1122 and retrofits | 200 | 2270 | Rate Constraint in lbs/MMBtu | FALSE | L | Annual | Allowances Withdrawn (1:1) | MTons | 0 | 0 | 0 | 0 | 0 | 0 | 0
CT Fac. Spec. - NOX Rate Winter v.4.10 Final, Unit 1122 and retrofits | 200 | 2270 | Rate Constraint in lbs/MMBtu | FALSE | L | Annual | Allowances Withdrawn (n:1) | MTons | 0 | 0 | 0 | 0 | 0 | 0 | 0
CT Fac. Spec. - NOX Rate Winter v.4.10 Final, Unit 1122 and retrofits | 200 | 2270 | Rate Constraint in lbs/MMBtu | FALSE | L | Annual | Net Emissions Allowance Position | MTons | 0 | 0 | 0 | 0 | 0 | 0 | 0
CT Fac. Spec. - NOX Rate Winter v.4.10 Final, Unit 1122 and retrofits | 200 | 2270 | Rate Constraint in lbs/MMBtu | FALSE | L | Annual | Fuel Consumed | TBtu | 0 | 0 | 0 | 0 | 0 | 0 | 0
CT Fac. Spec. - NOX Rate Winter v.4.10 Final, Unit 1122 and retrofits | 200 | 2270 | Rate Constraint in lbs/MMBtu | FALSE | L | Annual | Rate | lb/MMBtu | 0 | 0 | 0 | 0 | 0 | 0 | 0
CT Fac. Spec. - NOX Rate Winter v.4.10 Final, Unit 1122 and retrofits | 200 | 2270 | Rate Constraint in lbs/MMBtu | FALSE | L | Annual | Generation | TWh | 0 | 0 | 0 | 0 | 0 | 0 | 0
CT Fac. Spec. - NOX Rate Winter v.4.10 Final, Unit 1122 and retrofits | 200 | 2270 | Rate Constraint in lbs/MMBtu | FALSE | L | Annual | Qualifying Generation | TWh | 0 | 0 | 0 | 0 | 0 | 0 | 0
CT Fac. Spec. - NOX Rate Winter v.4.10 Final, Unit 1122 and retrofits | 200 | 2270 | Rate Constraint in lbs/MMBtu | FALSE | L | Annual | Rate | lb/MWh | 0 | 0 | 0 | 0 | 0 | 0 | 0
CT Fac. Spec. - NOX Rate Winter v.4.10 Final, Unit 1122 and retrofits | 200 | 2270 | Rate Constraint in lbs/MMBtu | FALSE | L | Annual | Constraint Shadow Price | US$/Ton | 0 | 0 | 0 | 0 | 0 | 0 | 0
CT Fac. Spec. - NOX Rate Winter v.4.10 Final, Unit 1123 and retrofits | 201 | 2270 | Rate Constraint in lbs/MMBtu | FALSE | L | Annual | Seasons Included | Seasons | Winter | Winter | Winter | Winter | Winter | Winter | Winter
CT Fac. Spec. - NOX Rate Winter v.4.10 Final, Unit 1123 and retrofits | 201 | 2270 | Rate Constraint in lbs/MMBtu | FALSE | L | Annual | Standard | lb/MMBtu | 0.15 | 0.15 | 0.15 | 0.15 | 0.15 | 0.15 | 0.15
CT Fac. Spec. - NOX Rate Winter v.4.10 Final, Unit 1123 and retrofits | 201 | 2270 | Rate Constraint in lbs/MMBtu | FALSE | L | Annual | Emissions at Affected Plants NOX | MTons | 0 | 0 | 0 | 0 | 0 | 0 | 0
CT Fac. Spec. - NOX Rate Winter v.4.10 Final, Unit 1123 and retrofits | 201 | 2270 | Rate Constraint in lbs/MMBtu | FALSE | L | Annual | Allowances Purchased NOX | MTons | 0 | 0 | 0 | 0 | 0 | 0 | 0
CT Fac. Spec. - NOX Rate Winter v.4.10 Final, Unit 1123 and retrofits | 201 | 2270 | Rate Constraint in lbs/MMBtu | FALSE | L | Annual | Allowances Sold NOX | MTons | 0 | 0 | 0 | 0 | 0 | 0 | 0
CT Fac. Spec. - NOX Rate Winter v.4.10 Final, Unit 1123 and retrofits | 201 | 2270 | Rate Constraint in lbs/MMBtu | FALSE | L | Annual | Allowances Banked | MTons | 0 | 0 | 0 | 0 | 0 | 0 | 0
CT Fac. Spec. - NOX Rate Winter v.4.10 Final, Unit 1123 and retrofits | 201 | 2270 | Rate Constraint in lbs/MMBtu | FALSE | L | Annual | Allowances Withdrawn (1:1) | MTons | 0 | 0 | 0 | 0 | 0 | 0 | 0
CT Fac. Spec. - NOX Rate Winter v.4.10 Final, Unit 1123 and retrofits | 201 | 2270 | Rate Constraint in lbs/MMBtu | FALSE | L | Annual | Allowances Withdrawn (n:1) | MTons | 0 | 0 | 0 | 0 | 0 | 0 | 0
CT Fac. Spec. - NOX Rate Winter v.4.10 Final, Unit 1123 and retrofits | 201 | 2270 | Rate Constraint in lbs/MMBtu | FALSE | L | Annual | Net Emissions Allowance Position | MTons | 0 | 0 | 0 | 0 | 0 | 0 | 0
CT Fac. Spec. - NOX Rate Winter v.4.10 Final, Unit 1123 and retrofits | 201 | 2270 | Rate Constraint in lbs/MMBtu | FALSE | L | Annual | Fuel Consumed | TBtu | 0 | 0 | 0 | 0 | 0 | 0 | 0
CT Fac. Spec. - NOX Rate Winter v.4.10 Final, Unit 1123 and retrofits | 201 | 2270 | Rate Constraint in lbs/MMBtu | FALSE | L | Annual | Rate | lb/MMBtu | 0 | 0 | 0 | 0 | 0 | 0 | 0
CT Fac. Spec. - NOX Rate Winter v.4.10 Final, Unit 1123 and retrofits | 201 | 2270 | Rate Constraint in lbs/MMBtu | FALSE | L | Annual | Generation | TWh | 0 | 0 | 0 | 0 | 0 | 0 | 0
CT Fac. Spec. - NOX Rate Winter v.4.10 Final, Unit 1123 and retrofits | 201 | 2270 | Rate Constraint in lbs/MMBtu | FALSE | L | Annual | Qualifying Generation | TWh | 0 | 0 | 0 | 0 | 0 | 0 | 0
CT Fac. Spec. - NOX Rate Winter v.4.10 Final, Unit 1123 and retrofits | 201 | 2270 | Rate Constraint in lbs/MMBtu | FALSE | L | Annual | Rate | lb/MWh | 0 | 0 | 0 | 0 | 0 | 0 | 0
CT Fac. Spec. - NOX Rate Winter v.4.10 Final, Unit 1123 and retrofits | 201 | 2270 | Rate Constraint in lbs/MMBtu | FALSE | L | Annual | Constraint Shadow Price | US$/Ton | 0 | 0 | 0 | 0 | 0 | 0 | 0
CT Fac. Spec. - NOX Rate Winter v.4.10 Final, Unit 1124 and retrofits | 202 | 2270 | Rate Constraint in lbs/MMBtu | FALSE | L | Annual | Seasons Included | Seasons | Winter | Winter | Winter | Winter | Winter | Winter | Winter
CT Fac. Spec. - NOX Rate Winter v.4.10 Final, Unit 1124 and retrofits | 202 | 2270 | Rate Constraint in lbs/MMBtu | FALSE | L | Annual | Standard | lb/MMBtu | 0.15 | 0.15 | 0.15 | 0.15 | 0.15 | 0.15 | 0.15
CT Fac. Spec. - NOX Rate Winter v.4.10 Final, Unit 1124 and retrofits | 202 | 2270 | Rate Constraint in lbs/MMBtu | FALSE | L | Annual | Emissions at Affected Plants NOX | MTons | 0 | 0 | 0 | 0 | 0 | 0 | 0
CT Fac. Spec. - NOX Rate Winter v.4.10 Final, Unit 1124 and retrofits | 202 | 2270 | Rate Constraint in lbs/MMBtu | FALSE | L | Annual | Allowances Purchased NOX | MTons | 0 | 0 | 0 | 0 | 0 | 0 | 0
CT Fac. Spec. - NOX Rate Winter v.4.10 Final, Unit 1124 and retrofits | 202 | 2270 | Rate Constraint in lbs/MMBtu | FALSE | L | Annual | Allowances Sold NOX | MTons | 0 | 0 | 0 | 0 | 0 | 0 | 0
CT Fac. Spec. - NOX Rate Winter v.4.10 Final, Unit 1124 and retrofits | 202 | 2270 | Rate Constraint in lbs/MMBtu | FALSE | L | Annual | Allowances Banked | MTons | 0 | 0 | 0 | 0 | 0 | 0 | 0
CT Fac. Spec. - NOX Rate Winter v.4.10 Final, Unit 1124 and retrofits | 202 | 2270 | Rate Constraint in lbs/MMBtu | FALSE | L | Annual | Allowances Withdrawn (1:1) | MTons | 0 | 0 | 0 | 0 | 0 | 0 | 0
CT Fac. Spec. - NOX Rate Winter v.4.10 Final, Unit 1124 and retrofits | 202 | 2270 | Rate Constraint in lbs/MMBtu | FALSE | L | Annual | Allowances Withdrawn (n:1) | MTons | 0 | 0 | 0 | 0 | 0 | 0 | 0
CT Fac. Spec. - NOX Rate Winter v.4.10 Final, Unit 1124 and retrofits | 202 | 2270 | Rate Constraint in lbs/MMBtu | FALSE | L | Annual | Net Emissions Allowance Position | MTons | 0 | 0 | 0 | 0 | 0 | 0 | 0
CT Fac. Spec. - NOX Rate Winter v.4.10 Final, Unit 1124 and retrofits | 202 | 2270 | Rate Constraint in lbs/MMBtu | FALSE | L | Annual | Fuel Consumed | TBtu | 0 | 0 | 0 | 0 | 0 | 0 | 0
CT Fac. Spec. - NOX Rate Winter v.4.10 Final, Unit 1124 and retrofits | 202 | 2270 | Rate Constraint in lbs/MMBtu | FALSE | L | Annual | Rate | lb/MMBtu | 0 | 0 | 0 | 0 | 0 | 0 | 0
CT Fac. Spec. - NOX Rate Winter v.4.10 Final, Unit 1124 and retrofits | 202 | 2270 | Rate Constraint in lbs/MMBtu | FALSE | L | Annual | Generation | TWh | 0 | 0 | 0 | 0 | 0 | 0 | 0
CT Fac. Spec. - NOX Rate Winter v.4.10 Final, Unit 1124 and retrofits | 202 | 2270 | Rate Constraint in lbs/MMBtu | FALSE | L | Annual | Qualifying Generation | TWh | 0 | 0 | 0 | 0 | 0 | 0 | 0
CT Fac. Spec. - NOX Rate Winter v.4.10 Final, Unit 1124 and retrofits | 202 | 2270 | Rate Constraint in lbs/MMBtu | FALSE | L | Annual | Rate | lb/MWh | 0 | 0 | 0 | 0 | 0 | 0 | 0
CT Fac. Spec. - NOX Rate Winter v.4.10 Final, Unit 1124 and retrofits | 202 | 2270 | Rate Constraint in lbs/MMBtu | FALSE | L | Annual | Constraint Shadow Price | US$/Ton | 0 | 0 | 0 | 0 | 0 | 0 | 0
CT Fac. Spec. - NOX Rate Winter v.4.10 Final, Unit 1125 and retrofits | 203 | 2270 | Rate Constraint in lbs/MMBtu | FALSE | L | Annual | Seasons Included | Seasons | Winter | Winter | Winter | Winter | Winter | Winter | Winter
CT Fac. Spec. - NOX Rate Winter v.4.10 Final, Unit 1125 and retrofits | 203 | 2270 | Rate Constraint in lbs/MMBtu | FALSE | L | Annual | Standard | lb/MMBtu | 0.15 | 0.15 | 0.15 | 0.15 | 0.15 | 0.15 | 0.15
CT Fac. Spec. - NOX Rate Winter v.4.10 Final, Unit 1125 and retrofits | 203 | 2270 | Rate Constraint in lbs/MMBtu | FALSE | L | Annual | Emissions at Affected Plants NOX | MTons | 0 | 0 | 0 | 0 | 0 | 0 | 0
CT Fac. Spec. - NOX Rate Winter v.4.10 Final, Unit 1125 and retrofits | 203 | 2270 | Rate Constraint in lbs/MMBtu | FALSE | L | Annual | Allowances Purchased NOX | MTons | 0 | 0 | 0 | 0 | 0 | 0 | 0
CT Fac. Spec. - NOX Rate Winter v.4.10 Final, Unit 1125 and retrofits | 203 | 2270 | Rate Constraint in lbs/MMBtu | FALSE | L | Annual | Allowances Sold NOX | MTons | 0 | 0 | 0 | 0 | 0 | 0 | 0
CT Fac. Spec. - NOX Rate Winter v.4.10 Final, Unit 1125 and retrofits | 203 | 2270 | Rate Constraint in lbs/MMBtu | FALSE | L | Annual | Allowances Banked | MTons | 0 | 0 | 0 | 0 | 0 | 0 | 0
CT Fac. Spec. - NOX Rate Winter v.4.10 Final, Unit 1125 and retrofits | 203 | 2270 | Rate Constraint in lbs/MMBtu | FALSE | L | Annual | Allowances Withdrawn (1:1) | MTons | 0 | 0 | 0 | 0 | 0 | 0 | 0
CT Fac. Spec. - NOX Rate Winter v.4.10 Final, Unit 1125 and retrofits | 203 | 2270 | Rate Constraint in lbs/MMBtu | FALSE | L | Annual | Allowances Withdrawn (n:1) | MTons | 0 | 0 | 0 | 0 | 0 | 0 | 0
CT Fac. Spec. - NOX Rate Winter v.4.10 Final, Unit 1125 and retrofits | 203 | 2270 | Rate Constraint in lbs/MMBtu | FALSE | L | Annual | Net Emissions Allowance Position | MTons | 0 | 0 | 0 | 0 | 0 | 0 | 0
CT Fac. Spec. - NOX Rate Winter v.4.10 Final, Unit 1125 and retrofits | 203 | 2270 | Rate Constraint in lbs/MMBtu | FALSE | L | Annual | Fuel Consumed | TBtu | 0 | 0 | 0 | 0 | 0 | 0 | 0
CT Fac. Spec. - NOX Rate Winter v.4.10 Final, Unit 1125 and retrofits | 203 | 2270 | Rate Constraint in lbs/MMBtu | FALSE | L | Annual | Rate | lb/MMBtu | 0 | 0 | 0 | 0 | 0 | 0 | 0
CT Fac. Spec. - NOX Rate Winter v.4.10 Final, Unit 1125 and retrofits | 203 | 2270 | Rate Constraint in lbs/MMBtu | FALSE | L | Annual | Generation | TWh | 0 | 0 | 0 | 0 | 0 | 0 | 0
CT Fac. Spec. - NOX Rate Winter v.4.10 Final, Unit 1125 and retrofits | 203 | 2270 | Rate Constraint in lbs/MMBtu | FALSE | L | Annual | Qualifying Generation | TWh | 0 | 0 | 0 | 0 | 0 | 0 | 0
CT Fac. Spec. - NOX Rate Winter v.4.10 Final, Unit 1125 and retrofits | 203 | 2270 | Rate Constraint in lbs/MMBtu | FALSE | L | Annual | Rate | lb/MWh | 0 | 0 | 0 | 0 | 0 | 0 | 0
CT Fac. Spec. - NOX Rate Winter v.4.10 Final, Unit 1125 and retrofits | 203 | 2270 | Rate Constraint in lbs/MMBtu | FALSE | L | Annual | Constraint Shadow Price | US$/Ton | 0 | 0 | 0 | 0 | 0 | 0 | 0
CT Fac. Spec. - NOX Rate Winter v.4.10 Final, Unit 1140 and retrofits | 204 | 2270 | Rate Constraint in lbs/MMBtu | FALSE | L | Annual | Seasons Included | Seasons | Winter | Winter | Winter | Winter | Winter | Winter | Winter
CT Fac. Spec. - NOX Rate Winter v.4.10 Final, Unit 1140 and retrofits | 204 | 2270 | Rate Constraint in lbs/MMBtu | FALSE | L | Annual | Standard | lb/MMBtu | 0.15 | 0.15 | 0.15 | 0.15 | 0.15 | 0.15 | 0.15
CT Fac. Spec. - NOX Rate Winter v.4.10 Final, Unit 1140 and retrofits | 204 | 2270 | Rate Constraint in lbs/MMBtu | FALSE | L | Annual | Emissions at Affected Plants NOX | MTons | 0 | 0 | 0 | 0 | 0 | 0 | 0
CT Fac. Spec. - NOX Rate Winter v.4.10 Final, Unit 1140 and retrofits | 204 | 2270 | Rate Constraint in lbs/MMBtu | FALSE | L | Annual | Allowances Purchased NOX | MTons | 0 | 0 | 0 | 0 | 0 | 0 | 0
CT Fac. Spec. - NOX Rate Winter v.4.10 Final, Unit 1140 and retrofits | 204 | 2270 | Rate Constraint in lbs/MMBtu | FALSE | L | Annual | Allowances Sold NOX | MTons | 0 | 0 | 0 | 0 | 0 | 0 | 0
CT Fac. Spec. - NOX Rate Winter v.4.10 Final, Unit 1140 and retrofits | 204 | 2270 | Rate Constraint in lbs/MMBtu | FALSE | L | Annual | Allowances Banked | MTons | 0 | 0 | 0 | 0 | 0 | 0 | 0
CT Fac. Spec. - NOX Rate Winter v.4.10 Final, Unit 1140 and retrofits | 204 | 2270 | Rate Constraint in lbs/MMBtu | FALSE | L | Annual | Allowances Withdrawn (1:1) | MTons | 0 | 0 | 0 | 0 | 0 | 0 | 0
CT Fac. Spec. - NOX Rate Winter v.4.10 Final, Unit 1140 and retrofits | 204 | 2270 | Rate Constraint in lbs/MMBtu | FALSE | L | Annual | Allowances Withdrawn (n:1) | MTons | 0 | 0 | 0 | 0 | 0 | 0 | 0
CT Fac. Spec. - NOX Rate Winter v.4.10 Final, Unit 1140 and retrofits | 204 | 2270 | Rate Constraint in lbs/MMBtu | FALSE | L | Annual | Net Emissions Allowance Position | MTons | 0 | 0 | 0 | 0 | 0 | 0 | 0
CT Fac. Spec. - NOX Rate Winter v.4.10 Final, Unit 1140 and retrofits | 204 | 2270 | Rate Constraint in lbs/MMBtu | FALSE | L | Annual | Fuel Consumed | TBtu | 0 | 0 | 0 | 0 | 0 | 0 | 0
CT Fac. Spec. - NOX Rate Winter v.4.10 Final, Unit 1140 and retrofits | 204 | 2270 | Rate Constraint in lbs/MMBtu | FALSE | L | Annual | Rate | lb/MMBtu | 0 | 0 | 0 | 0 | 0 | 0 | 0
CT Fac. Spec. - NOX Rate Winter v.4.10 Final, Unit 1140 and retrofits | 204 | 2270 | Rate Constraint in lbs/MMBtu | FALSE | L | Annual | Generation | TWh | 0 | 0 | 0 | 0 | 0 | 0 | 0
CT Fac. Spec. - NOX Rate Winter v.4.10 Final, Unit 1140 and retrofits | 204 | 2270 | Rate Constraint in lbs/MMBtu | FALSE | L | Annual | Qualifying Generation | TWh | 0 | 0 | 0 | 0 | 0 | 0 | 0
CT Fac. Spec. - NOX Rate Winter v.4.10 Final, Unit 1140 and retrofits | 204 | 2270 | Rate Constraint in lbs/MMBtu | FALSE | L | Annual | Rate | lb/MWh | 0 | 0 | 0 | 0 | 0 | 0 | 0
CT Fac. Spec. - NOX Rate Winter v.4.10 Final, Unit 1140 and retrofits | 204 | 2270 | Rate Constraint in lbs/MMBtu | FALSE | L | Annual | Constraint Shadow Price | US$/Ton | 0 | 0 | 0 | 0 | 0 | 0 | 0
CT Fac. Spec. - NOX Rate Winter v.4.10 Final, Unit 1141 and retrofits | 205 | 2270 | Rate Constraint in lbs/MMBtu | FALSE | L | Annual | Seasons Included | Seasons | Winter | Winter | Winter | Winter | Winter | Winter | Winter
CT Fac. Spec. - NOX Rate Winter v.4.10 Final, Unit 1141 and retrofits | 205 | 2270 | Rate Constraint in lbs/MMBtu | FALSE | L | Annual | Standard | lb/MMBtu | 0.15 | 0.15 | 0.15 | 0.15 | 0.15 | 0.15 | 0.15
CT Fac. Spec. - NOX Rate Winter v.4.10 Final, Unit 1141 and retrofits | 205 | 2270 | Rate Constraint in lbs/MMBtu | FALSE | L | Annual | Emissions at Affected Plants NOX | MTons | 0 | 0 | 0 | 0 | 0 | 0 | 0
CT Fac. Spec. - NOX Rate Winter v.4.10 Final, Unit 1141 and retrofits | 205 | 2270 | Rate Constraint in lbs/MMBtu | FALSE | L | Annual | Allowances Purchased NOX | MTons | 0 | 0 | 0 | 0 | 0 | 0 | 0
CT Fac. Spec. - NOX Rate Winter v.4.10 Final, Unit 1141 and retrofits | 205 | 2270 | Rate Constraint in lbs/MMBtu | FALSE | L | Annual | Allowances Sold NOX | MTons | 0 | 0 | 0 | 0 | 0 | 0 | 0
CT Fac. Spec. - NOX Rate Winter v.4.10 Final, Unit 1141 and retrofits | 205 | 2270 | Rate Constraint in lbs/MMBtu | FALSE | L | Annual | Allowances Banked | MTons | 0 | 0 | 0 | 0 | 0 | 0 | 0
CT Fac. Spec. - NOX Rate Winter v.4.10 Final, Unit 1141 and retrofits | 205 | 2270 | Rate Constraint in lbs/MMBtu | FALSE | L | Annual | Allowances Withdrawn (1:1) | MTons | 0 | 0 | 0 | 0 | 0 | 0 | 0
CT Fac. Spec. - NOX Rate Winter v.4.10 Final, Unit 1141 and retrofits | 205 | 2270 | Rate Constraint in lbs/MMBtu | FALSE | L | Annual | Allowances Withdrawn (n:1) | MTons | 0 | 0 | 0 | 0 | 0 | 0 | 0
CT Fac. Spec. - NOX Rate Winter v.4.10 Final, Unit 1141 and retrofits | 205 | 2270 | Rate Constraint in lbs/MMBtu | FALSE | L | Annual | Net Emissions Allowance Position | MTons | 0 | 0 | 0 | 0 | 0 | 0 | 0
CT Fac. Spec. - NOX Rate Winter v.4.10 Final, Unit 1141 and retrofits | 205 | 2270 | Rate Constraint in lbs/MMBtu | FALSE | L | Annual | Fuel Consumed | TBtu | 0 | 0 | 0 | 0 | 0 | 0 | 0
CT Fac. Spec. - NOX Rate Winter v.4.10 Final, Unit 1141 and retrofits | 205 | 2270 | Rate Constraint in lbs/MMBtu | FALSE | L | Annual | Rate | lb/MMBtu | 0 | 0 | 0 | 0 | 0 | 0 | 0
CT Fac. Spec. - NOX Rate Winter v.4.10 Final, Unit 1141 and retrofits | 205 | 2270 | Rate Constraint in lbs/MMBtu | FALSE | L | Annual | Generation | TWh | 0 | 0 | 0 | 0 | 0 | 0 | 0
CT Fac. Spec. - NOX Rate Winter v.4.10 Final, Unit 1141 and retrofits | 205 | 2270 | Rate Constraint in lbs/MMBtu | FALSE | L | Annual | Qualifying Generation | TWh | 0 | 0 | 0 | 0 | 0 | 0 | 0
CT Fac. Spec. - NOX Rate Winter v.4.10 Final, Unit 1141 and retrofits | 205 | 2270 | Rate Constraint in lbs/MMBtu | FALSE | L | Annual | Rate | lb/MWh | 0 | 0 | 0 | 0 | 0 | 0 | 0
CT Fac. Spec. - NOX Rate Winter v.4.10 Final, Unit 1141 and retrofits | 205 | 2270 | Rate Constraint in lbs/MMBtu | FALSE | L | Annual | Constraint Shadow Price | US$/Ton | 0 | 0 | 0 | 0 | 0 | 0 | 0
CT Fac. Spec. - NOX Rate Winter v.4.10 Final, Unit 1142 and retrofits | 206 | 2270 | Rate Constraint in lbs/MMBtu | FALSE | L | Annual | Seasons Included | Seasons | Winter | Winter | Winter | Winter | Winter | Winter | Winter
CT Fac. Spec. - NOX Rate Winter v.4.10 Final, Unit 1142 and retrofits | 206 | 2270 | Rate Constraint in lbs/MMBtu | FALSE | L | Annual | Standard | lb/MMBtu | 0.15 | 0.15 | 0.15 | 0.15 | 0.15 | 0.15 | 0.15
CT Fac. Spec. - NOX Rate Winter v.4.10 Final, Unit 1142 and retrofits | 206 | 2270 | Rate Constraint in lbs/MMBtu | FALSE | L | Annual | Emissions at Affected Plants NOX | MTons | 0 | 0 | 0 | 0 | 0 | 0 | 0
CT Fac. Spec. - NOX Rate Winter v.4.10 Final, Unit 1142 and retrofits | 206 | 2270 | Rate Constraint in lbs/MMBtu | FALSE | L | Annual | Allowances Purchased NOX | MTons | 0 | 0 | 0 | 0 | 0 | 0 | 0
CT Fac. Spec. - NOX Rate Winter v.4.10 Final, Unit 1142 and retrofits | 206 | 2270 | Rate Constraint in lbs/MMBtu | FALSE | L | Annual | Allowances Sold NOX | MTons | 0 | 0 | 0 | 0 | 0 | 0 | 0
CT Fac. Spec. - NOX Rate Winter v.4.10 Final, Unit 1142 and retrofits | 206 | 2270 | Rate Constraint in lbs/MMBtu | FALSE | L | Annual | Allowances Banked | MTons | 0 | 0 | 0 | 0 | 0 | 0 | 0
CT Fac. Spec. - NOX Rate Winter v.4.10 Final, Unit 1142 and retrofits | 206 | 2270 | Rate Constraint in lbs/MMBtu | FALSE | L | Annual | Allowances Withdrawn (1:1) | MTons | 0 | 0 | 0 | 0 | 0 | 0 | 0
CT Fac. Spec. - NOX Rate Winter v.4.10 Final, Unit 1142 and retrofits | 206 | 2270 | Rate Constraint in lbs/MMBtu | FALSE | L | Annual | Allowances Withdrawn (n:1) | MTons | 0 | 0 | 0 | 0 | 0 | 0 | 0
CT Fac. Spec. - NOX Rate Winter v.4.10 Final, Unit 1142 and retrofits | 206 | 2270 | Rate Constraint in lbs/MMBtu | FALSE | L | Annual | Net Emissions Allowance Position | MTons | 0 | 0 | 0 | 0 | 0 | 0 | 0
CT Fac. Spec. - NOX Rate Winter v.4.10 Final, Unit 1142 and retrofits | 206 | 2270 | Rate Constraint in lbs/MMBtu | FALSE | L | Annual | Fuel Consumed | TBtu | 0 | 0 | 0 | 0 | 0 | 0 | 0
CT Fac. Spec. - NOX Rate Winter v.4.10 Final, Unit 1142 and retrofits | 206 | 2270 | Rate Constraint in lbs/MMBtu | FALSE | L | Annual | Rate | lb/MMBtu | 0 | 0 | 0 | 0 | 0 | 0 | 0
CT Fac. Spec. - NOX Rate Winter v.4.10 Final, Unit 1142 and retrofits | 206 | 2270 | Rate Constraint in lbs/MMBtu | FALSE | L | Annual | Generation | TWh | 0 | 0 | 0 | 0 | 0 | 0 | 0
CT Fac. Spec. - NOX Rate Winter v.4.10 Final, Unit 1142 and retrofits | 206 | 2270 | Rate Constraint in lbs/MMBtu | FALSE | L | Annual | Qualifying Generation | TWh | 0 | 0 | 0 | 0 | 0 | 0 | 0
CT Fac. Spec. - NOX Rate Winter v.4.10 Final, Unit 1142 and retrofits | 206 | 2270 | Rate Constraint in lbs/MMBtu | FALSE | L | Annual | Rate | lb/MWh | 0 | 0 | 0 | 0 | 0 | 0 | 0
CT Fac. Spec. - NOX Rate Winter v.4.10 Final, Unit 1142 and retrofits | 206 | 2270 | Rate Constraint in lbs/MMBtu | FALSE | L | Annual | Constraint Shadow Price | US$/Ton | 0 | 0 | 0 | 0 | 0 | 0 | 0
CT Fac. Spec. - NOX Rate Winter v.4.10 Final, Unit 1143 and retrofits | 207 | 2270 | Rate Constraint in lbs/MMBtu | FALSE | L | Annual | Seasons Included | Seasons | Winter | Winter | Winter | Winter | Winter | Winter | Winter
CT Fac. Spec. - NOX Rate Winter v.4.10 Final, Unit 1143 and retrofits | 207 | 2270 | Rate Constraint in lbs/MMBtu | FALSE | L | Annual | Standard | lb/MMBtu | 0.15 | 0.15 | 0.15 | 0.15 | 0.15 | 0.15 | 0.15
CT Fac. Spec. - NOX Rate Winter v.4.10 Final, Unit 1143 and retrofits | 207 | 2270 | Rate Constraint in lbs/MMBtu | FALSE | L | Annual | Emissions at Affected Plants NOX | MTons | 0 | 0 | 0 | 0 | 0 | 0 | 0
CT Fac. Spec. - NOX Rate Winter v.4.10 Final, Unit 1143 and retrofits | 207 | 2270 | Rate Constraint in lbs/MMBtu | FALSE | L | Annual | Allowances Purchased NOX | MTons | 0 | 0 | 0 | 0 | 0 | 0 | 0
CT Fac. Spec. - NOX Rate Winter v.4.10 Final, Unit 1143 and retrofits | 207 | 2270 | Rate Constraint in lbs/MMBtu | FALSE | L | Annual | Allowances Sold NOX | MTons | 0 | 0 | 0 | 0 | 0 | 0 | 0
CT Fac. Spec. - NOX Rate Winter v.4.10 Final, Unit 1143 and retrofits | 207 | 2270 | Rate Constraint in lbs/MMBtu | FALSE | L | Annual | Allowances Banked | MTons | 0 | 0 | 0 | 0 | 0 | 0 | 0
CT Fac. Spec. - NOX Rate Winter v.4.10 Final, Unit 1143 and retrofits | 207 | 2270 | Rate Constraint in lbs/MMBtu | FALSE | L | Annual | Allowances Withdrawn (1:1) | MTons | 0 | 0 | 0 | 0 | 0 | 0 | 0
CT Fac. Spec. - NOX Rate Winter v.4.10 Final, Unit 1143 and retrofits | 207 | 2270 | Rate Constraint in lbs/MMBtu | FALSE | L | Annual | Allowances Withdrawn (n:1) | MTons | 0 | 0 | 0 | 0 | 0 | 0 | 0
CT Fac. Spec. - NOX Rate Winter v.4.10 Final, Unit 1143 and retrofits | 207 | 2270 | Rate Constraint in lbs/MMBtu | FALSE | L | Annual | Net Emissions Allowance Position | MTons | 0 | 0 | 0 | 0 | 0 | 0 | 0
CT Fac. Spec. - NOX Rate Winter v.4.10 Final, Unit 1143 and retrofits | 207 | 2270 | Rate Constraint in lbs/MMBtu | FALSE | L | Annual | Fuel Consumed | TBtu | 0 | 0 | 0 | 0 | 0 | 0 | 0
CT Fac. Spec. - NOX Rate Winter v.4.10 Final, Unit 1143 and retrofits | 207 | 2270 | Rate Constraint in lbs/MMBtu | FALSE | L | Annual | Rate | lb/MMBtu | 0 | 0 | 0 | 0 | 0 | 0 | 0
CT Fac. Spec. - NOX Rate Winter v.4.10 Final, Unit 1143 and retrofits | 207 | 2270 | Rate Constraint in lbs/MMBtu | FALSE | L | Annual | Generation | TWh | 0 | 0 | 0 | 0 | 0 | 0 | 0
CT Fac. Spec. - NOX Rate Winter v.4.10 Final, Unit 1143 and retrofits | 207 | 2270 | Rate Constraint in lbs/MMBtu | FALSE | L | Annual | Qualifying Generation | TWh | 0 | 0 | 0 | 0 | 0 | 0 | 0
CT Fac. Spec. - NOX Rate Winter v.4.10 Final, Unit 1143 and retrofits | 207 | 2270 | Rate Constraint in lbs/MMBtu | FALSE | L | Annual | Rate | lb/MWh | 0 | 0 | 0 | 0 | 0 | 0 | 0
CT Fac. Spec. - NOX Rate Winter v.4.10 Final, Unit 1143 and retrofits | 207 | 2270 | Rate Constraint in lbs/MMBtu | FALSE | L | Annual | Constraint Shadow Price | US$/Ton | 0 | 0 | 0 | 0 | 0 | 0 | 0
CT Fac. Spec. - NOX Rate Winter v.4.10 Final, Unit 1144 and retrofits | 208 | 2270 | Rate Constraint in lbs/MMBtu | FALSE | L | Annual | Seasons Included | Seasons | Winter | Winter | Winter | Winter | Winter | Winter | Winter
CT Fac. Spec. - NOX Rate Winter v.4.10 Final, Unit 1144 and retrofits | 208 | 2270 | Rate Constraint in lbs/MMBtu | FALSE | L | Annual | Standard | lb/MMBtu | 0.15 | 0.15 | 0.15 | 0.15 | 0.15 | 0.15 | 0.15
CT Fac. Spec. - NOX Rate Winter v.4.10 Final, Unit 1144 and retrofits | 208 | 2270 | Rate Constraint in lbs/MMBtu | FALSE | L | Annual | Emissions at Affected Plants NOX | MTons | 0 | 0 | 0 | 0 | 0 | 0 | 0
CT Fac. Spec. - NOX Rate Winter v.4.10 Final, Unit 1144 and retrofits | 208 | 2270 | Rate Constraint in lbs/MMBtu | FALSE | L | Annual | Allowances Purchased NOX | MTons | 0 | 0 | 0 | 0 | 0 | 0 | 0
CT Fac. Spec. - NOX Rate Winter v.4.10 Final, Unit 1144 and retrofits | 208 | 2270 | Rate Constraint in lbs/MMBtu | FALSE | L | Annual | Allowances Sold NOX | MTons | 0 | 0 | 0 | 0 | 0 | 0 | 0
CT Fac. Spec. - NOX Rate Winter v.4.10 Final, Unit 1144 and retrofits | 208 | 2270 | Rate Constraint in lbs/MMBtu | FALSE | L | Annual | Allowances Banked | MTons | 0 | 0 | 0 | 0 | 0 | 0 | 0
CT Fac. Spec. - NOX Rate Winter v.4.10 Final, Unit 1144 and retrofits | 208 | 2270 | Rate Constraint in lbs/MMBtu | FALSE | L | Annual | Allowances Withdrawn (1:1) | MTons | 0 | 0 | 0 | 0 | 0 | 0 | 0
CT Fac. Spec. - NOX Rate Winter v.4.10 Final, Unit 1144 and retrofits | 208 | 2270 | Rate Constraint in lbs/MMBtu | FALSE | L | Annual | Allowances Withdrawn (n:1) | MTons | 0 | 0 | 0 | 0 | 0 | 0 | 0
CT Fac. Spec. - NOX Rate Winter v.4.10 Final, Unit 1144 and retrofits | 208 | 2270 | Rate Constraint in lbs/MMBtu | FALSE | L | Annual | Net Emissions Allowance Position | MTons | 0 | 0 | 0 | 0 | 0 | 0 | 0
CT Fac. Spec. - NOX Rate Winter v.4.10 Final, Unit 1144 and retrofits | 208 | 2270 | Rate Constraint in lbs/MMBtu | FALSE | L | Annual | Fuel Consumed | TBtu | 0 | 0 | 0 | 0 | 0 | 0 | 0
CT Fac. Spec. - NOX Rate Winter v.4.10 Final, Unit 1144 and retrofits | 208 | 2270 | Rate Constraint in lbs/MMBtu | FALSE | L | Annual | Rate | lb/MMBtu | 0 | 0 | 0 | 0 | 0 | 0 | 0
CT Fac. Spec. - NOX Rate Winter v.4.10 Final, Unit 1144 and retrofits | 208 | 2270 | Rate Constraint in lbs/MMBtu | FALSE | L | Annual | Generation | TWh | 0 | 0 | 0 | 0 | 0 | 0 | 0
CT Fac. Spec. - NOX Rate Winter v.4.10 Final, Unit 1144 and retrofits | 208 | 2270 | Rate Constraint in lbs/MMBtu | FALSE | L | Annual | Qualifying Generation | TWh | 0 | 0 | 0 | 0 | 0 | 0 | 0
CT Fac. Spec. - NOX Rate Winter v.4.10 Final, Unit 1144 and retrofits | 208 | 2270 | Rate Constraint in lbs/MMBtu | FALSE | L | Annual | Rate | lb/MWh | 0 | 0 | 0 | 0 | 0 | 0 | 0
CT Fac. Spec. - NOX Rate Winter v.4.10 Final, Unit 1144 and retrofits | 208 | 2270 | Rate Constraint in lbs/MMBtu | FALSE | L | Annual | Constraint Shadow Price | US$/Ton | 0 | 0 | 0 | 0 | 0 | 0 | 0
CT Fac. Spec. - NOX Rate Winter v.4.10 Final, Unit 1149 and retrofits | 209 | 2270 | Rate Constraint in lbs/MMBtu | FALSE | L | Annual | Seasons Included | Seasons | Winter | Winter | Winter | Winter | Winter | Winter | Winter
CT Fac. Spec. - NOX Rate Winter v.4.10 Final, Unit 1149 and retrofits | 209 | 2270 | Rate Constraint in lbs/MMBtu | FALSE | L | Annual | Standard | lb/MMBtu | 0.15 | 0.15 | 0.15 | 0.15 | 0.15 | 0.15 | 0.15
CT Fac. Spec. - NOX Rate Winter v.4.10 Final, Unit 1149 and retrofits | 209 | 2270 | Rate Constraint in lbs/MMBtu | FALSE | L | Annual | Emissions at Affected Plants NOX | MTons | 0 | 0 | 0 | 0 | 0 | 0 | 0
CT Fac. Spec. - NOX Rate Winter v.4.10 Final, Unit 1149 and retrofits | 209 | 2270 | Rate Constraint in lbs/MMBtu | FALSE | L | Annual | Allowances Purchased NOX | MTons | 0 | 0 | 0 | 0 | 0 | 0 | 0
CT Fac. Spec. - NOX Rate Winter v.4.10 Final, Unit 1149 and retrofits | 209 | 2270 | Rate Constraint in lbs/MMBtu | FALSE | L | Annual | Allowances Sold NOX | MTons | 0 | 0 | 0 | 0 | 0 | 0 | 0
CT Fac. Spec. - NOX Rate Winter v.4.10 Final, Unit 1149 and retrofits | 209 | 2270 | Rate Constraint in lbs/MMBtu | FALSE | L | Annual | Allowances Banked | MTons | 0 | 0 | 0 | 0 | 0 | 0 | 0
CT Fac. Spec. - NOX Rate Winter v.4.10 Final, Unit 1149 and retrofits | 209 | 2270 | Rate Constraint in lbs/MMBtu | FALSE | L | Annual | Allowances Withdrawn (1:1) | MTons | 0 | 0 | 0 | 0 | 0 | 0 | 0
CT Fac. Spec. - NOX Rate Winter v.4.10 Final, Unit 1149 and retrofits | 209 | 2270 | Rate Constraint in lbs/MMBtu | FALSE | L | Annual | Allowances Withdrawn (n:1) | MTons | 0 | 0 | 0 | 0 | 0 | 0 | 0
CT Fac. Spec. - NOX Rate Winter v.4.10 Final, Unit 1149 and retrofits | 209 | 2270 | Rate Constraint in lbs/MMBtu | FALSE | L | Annual | Net Emissions Allowance Position | MTons | 0 | 0 | 0 | 0 | 0 | 0 | 0
CT Fac. Spec. - NOX Rate Winter v.4.10 Final, Unit 1149 and retrofits | 209 | 2270 | Rate Constraint in lbs/MMBtu | FALSE | L | Annual | Fuel Consumed | TBtu | 0 | 0 | 0 | 0 | 0 | 0 | 0
CT Fac. Spec. - NOX Rate Winter v.4.10 Final, Unit 1149 and retrofits | 209 | 2270 | Rate Constraint in lbs/MMBtu | FALSE | L | Annual | Rate | lb/MMBtu | 0 | 0 | 0 | 0 | 0 | 0 | 0
CT Fac. Spec. - NOX Rate Winter v.4.10 Final, Unit 1149 and retrofits | 209 | 2270 | Rate Constraint in lbs/MMBtu | FALSE | L | Annual | Generation | TWh | 0 | 0 | 0 | 0 | 0 | 0 | 0
CT Fac. Spec. - NOX Rate Winter v.4.10 Final, Unit 1149 and retrofits | 209 | 2270 | Rate Constraint in lbs/MMBtu | FALSE | L | Annual | Qualifying Generation | TWh | 0 | 0 | 0 | 0 | 0 | 0 | 0
CT Fac. Spec. - NOX Rate Winter v.4.10 Final, Unit 1149 and retrofits | 209 | 2270 | Rate Constraint in lbs/MMBtu | FALSE | L | Annual | Rate | lb/MWh | 0 | 0 | 0 | 0 | 0 | 0 | 0
CT Fac. Spec. - NOX Rate Winter v.4.10 Final, Unit 1149 and retrofits | 209 | 2270 | Rate Constraint in lbs/MMBtu | FALSE | L | Annual | Constraint Shadow Price | US$/Ton | 0 | 0 | 0 | 0 | 0 | 0 | 0
CT Fac. Spec. - NOX Rate Winter v.4.10 Final, Unit 1150 and retrofits | 210 | 2270 | Rate Constraint in lbs/MMBtu | FALSE | L | Annual | Seasons Included | Seasons | Winter | Winter | Winter | Winter | Winter | Winter | Winter
CT Fac. Spec. - NOX Rate Winter v.4.10 Final, Unit 1150 and retrofits | 210 | 2270 | Rate Constraint in lbs/MMBtu | FALSE | L | Annual | Standard | lb/MMBtu | 0.15 | 0.15 | 0.15 | 0.15 | 0.15 | 0.15 | 0.15
CT Fac. Spec. - NOX Rate Winter v.4.10 Final, Unit 1150 and retrofits | 210 | 2270 | Rate Constraint in lbs/MMBtu | FALSE | L | Annual | Emissions at Affected Plants NOX | MTons | 0 | 0 | 0 | 0 | 0 | 0 | 0
CT Fac. Spec. - NOX Rate Winter v.4.10 Final, Unit 1150 and retrofits | 210 | 2270 | Rate Constraint in lbs/MMBtu | FALSE | L | Annual | Allowances Purchased NOX | MTons | 0 | 0 | 0 | 0 | 0 | 0 | 0
CT Fac. Spec. - NOX Rate Winter v.4.10 Final, Unit 1150 and retrofits | 210 | 2270 | Rate Constraint in lbs/MMBtu | FALSE | L | Annual | Allowances Sold NOX | MTons | 0 | 0 | 0 | 0 | 0 | 0 | 0
CT Fac. Spec. - NOX Rate Winter v.4.10 Final, Unit 1150 and retrofits | 210 | 2270 | Rate Constraint in lbs/MMBtu | FALSE | L | Annual | Allowances Banked | MTons | 0 | 0 | 0 | 0 | 0 | 0 | 0
CT Fac. Spec. - NOX Rate Winter v.4.10 Final, Unit 1150 and retrofits | 210 | 2270 | Rate Constraint in lbs/MMBtu | FALSE | L | Annual | Allowances Withdrawn (1:1) | MTons | 0 | 0 | 0 | 0 | 0 | 0 | 0
CT Fac. Spec. - NOX Rate Winter v.4.10 Final, Unit 1150 and retrofits | 210 | 2270 | Rate Constraint in lbs/MMBtu | FALSE | L | Annual | Allowances Withdrawn (n:1) | MTons | 0 | 0 | 0 | 0 | 0 | 0 | 0
CT Fac. Spec. - NOX Rate Winter v.4.10 Final, Unit 1150 and retrofits | 210 | 2270 | Rate Constraint in lbs/MMBtu | FALSE | L | Annual | Net Emissions Allowance Position | MTons | 0 | 0 | 0 | 0 | 0 | 0 | 0
CT Fac. Spec. - NOX Rate Winter v.4.10 Final, Unit 1150 and retrofits | 210 | 2270 | Rate Constraint in lbs/MMBtu | FALSE | L | Annual | Fuel Consumed | TBtu | 0 | 0 | 0 | 0 | 0 | 0 | 0
CT Fac. Spec. - NOX Rate Winter v.4.10 Final, Unit 1150 and retrofits | 210 | 2270 | Rate Constraint in lbs/MMBtu | FALSE | L | Annual | Rate | lb/MMBtu | 0 | 0 | 0 | 0 | 0 | 0 | 0
CT Fac. Spec. - NOX Rate Winter v.4.10 Final, Unit 1150 and retrofits | 210 | 2270 | Rate Constraint in lbs/MMBtu | FALSE | L | Annual | Generation | TWh | 0 | 0 | 0 | 0 | 0 | 0 | 0
CT Fac. Spec. - NOX Rate Winter v.4.10 Final, Unit 1150 and retrofits | 210 | 2270 | Rate Constraint in lbs/MMBtu | FALSE | L | Annual | Qualifying Generation | TWh | 0 | 0 | 0 | 0 | 0 | 0 | 0
CT Fac. Spec. - NOX Rate Winter v.4.10 Final, Unit 1150 and retrofits | 210 | 2270 | Rate Constraint in lbs/MMBtu | FALSE | L | Annual | Rate | lb/MWh | 0 | 0 | 0 | 0 | 0 | 0 | 0
CT Fac. Spec. - NOX Rate Winter v.4.10 Final, Unit 1150 and retrofits | 210 | 2270 | Rate Constraint in lbs/MMBtu | FALSE | L | Annual | Constraint Shadow Price | US$/Ton | 0 | 0 | 0 | 0 | 0 | 0 | 0
CT Fac. Spec. - NOX Rate Winter v.4.10 Final, Unit 1151 and retrofits | 211 | 2270 | Rate Constraint in lbs/MMBtu | FALSE | L | Annual | Seasons Included | Seasons | Winter | Winter | Winter | Winter | Winter | Winter | Winter
CT Fac. Spec. - NOX Rate Winter v.4.10 Final, Unit 1151 and retrofits | 211 | 2270 | Rate Constraint in lbs/MMBtu | FALSE | L | Annual | Standard | lb/MMBtu | 0.15 | 0.15 | 0.15 | 0.15 | 0.15 | 0.15 | 0.15
CT Fac. Spec. - NOX Rate Winter v.4.10 Final, Unit 1151 and retrofits | 211 | 2270 | Rate Constraint in lbs/MMBtu | FALSE | L | Annual | Emissions at Affected Plants NOX | MTons | 0 | 0 | 0 | 0 | 0 | 0 | 0
CT Fac. Spec. - NOX Rate Winter v.4.10 Final, Unit 1151 and retrofits | 211 | 2270 | Rate Constraint in lbs/MMBtu | FALSE | L | Annual | Allowances Purchased NOX | MTons | 0 | 0 | 0 | 0 | 0 | 0 | 0
CT Fac. Spec. - NOX Rate Winter v.4.10 Final, Unit 1151 and retrofits | 211 | 2270 | Rate Constraint in lbs/MMBtu | FALSE | L | Annual | Allowances Sold NOX | MTons | 0 | 0 | 0 | 0 | 0 | 0 | 0
CT Fac. Spec. - NOX Rate Winter v.4.10 Final, Unit 1151 and retrofits | 211 | 2270 | Rate Constraint in lbs/MMBtu | FALSE | L | Annual | Allowances Banked | MTons | 0 | 0 | 0 | 0 | 0 | 0 | 0
CT Fac. Spec. - NOX Rate Winter v.4.10 Final, Unit 1151 and retrofits | 211 | 2270 | Rate Constraint in lbs/MMBtu | FALSE | L | Annual | Allowances Withdrawn (1:1) | MTons | 0 | 0 | 0 | 0 | 0 | 0 | 0
CT Fac. Spec. - NOX Rate Winter v.4.10 Final, Unit 1151 and retrofits | 211 | 2270 | Rate Constraint in lbs/MMBtu | FALSE | L | Annual | Allowances Withdrawn (n:1) | MTons | 0 | 0 | 0 | 0 | 0 | 0 | 0
CT Fac. Spec. - NOX Rate Winter v.4.10 Final, Unit 1151 and retrofits | 211 | 2270 | Rate Constraint in lbs/MMBtu | FALSE | L | Annual | Net Emissions Allowance Position | MTons | 0 | 0 | 0 | 0 | 0 | 0 | 0
CT Fac. Spec. - NOX Rate Winter v.4.10 Final, Unit 1151 and retrofits | 211 | 2270 | Rate Constraint in lbs/MMBtu | FALSE | L | Annual | Fuel Consumed | TBtu | 0 | 0 | 0 | 0 | 0 | 0 | 0
CT Fac. Spec. - NOX Rate Winter v.4.10 Final, Unit 1151 and retrofits | 211 | 2270 | Rate Constraint in lbs/MMBtu | FALSE | L | Annual | Rate | lb/MMBtu | 0 | 0 | 0 | 0 | 0 | 0 | 0
CT Fac. Spec. - NOX Rate Winter v.4.10 Final, Unit 1151 and retrofits | 211 | 2270 | Rate Constraint in lbs/MMBtu | FALSE | L | Annual | Generation | TWh | 0 | 0 | 0 | 0 | 0 | 0 | 0
CT Fac. Spec. - NOX Rate Winter v.4.10 Final, Unit 1151 and retrofits | 211 | 2270 | Rate Constraint in lbs/MMBtu | FALSE | L | Annual | Qualifying Generation | TWh | 0 | 0 | 0 | 0 | 0 | 0 | 0
CT Fac. Spec. - NOX Rate Winter v.4.10 Final, Unit 1151 and retrofits | 211 | 2270 | Rate Constraint in lbs/MMBtu | FALSE | L | Annual | Rate | lb/MWh | 0 | 0 | 0 | 0 | 0 | 0 | 0
CT Fac. Spec. - NOX Rate Winter v.4.10 Final, Unit 1151 and retrofits | 211 | 2270 | Rate Constraint in lbs/MMBtu | FALSE | L | Annual | Constraint Shadow Price | US$/Ton | 0 | 0 | 0 | 0 | 0 | 0 | 0
CT Fac. Spec. - NOX Rate Winter v.4.10 Final, Unit 1152 and retrofits | 212 | 2270 | Rate Constraint in lbs/MMBtu | FALSE | L | Annual | Seasons Included | Seasons | Winter | Winter | Winter | Winter | Winter | Winter | Winter
CT Fac. Spec. - NOX Rate Winter v.4.10 Final, Unit 1152 and retrofits | 212 | 2270 | Rate Constraint in lbs/MMBtu | FALSE | L | Annual | Standard | lb/MMBtu | 0.15 | 0.15 | 0.15 | 0.15 | 0.15 | 0.15 | 0.15
CT Fac. Spec. - NOX Rate Winter v.4.10 Final, Unit 1152 and retrofits | 212 | 2270 | Rate Constraint in lbs/MMBtu | FALSE | L | Annual | Emissions at Affected Plants NOX | MTons | 0 | 0 | 0 | 0 | 0 | 0 | 0
CT Fac. Spec. - NOX Rate Winter v.4.10 Final, Unit 1152 and retrofits | 212 | 2270 | Rate Constraint in lbs/MMBtu | FALSE | L | Annual | Allowances Purchased NOX | MTons | 0 | 0 | 0 | 0 | 0 | 0 | 0
CT Fac. Spec. - NOX Rate Winter v.4.10 Final, Unit 1152 and retrofits | 212 | 2270 | Rate Constraint in lbs/MMBtu | FALSE | L | Annual | Allowances Sold NOX | MTons | 0 | 0 | 0 | 0 | 0 | 0 | 0
CT Fac. Spec. - NOX Rate Winter v.4.10 Final, Unit 1152 and retrofits | 212 | 2270 | Rate Constraint in lbs/MMBtu | FALSE | L | Annual | Allowances Banked | MTons | 0 | 0 | 0 | 0 | 0 | 0 | 0
CT Fac. Spec. - NOX Rate Winter v.4.10 Final, Unit 1152 and retrofits | 212 | 2270 | Rate Constraint in lbs/MMBtu | FALSE | L | Annual | Allowances Withdrawn (1:1) | MTons | 0 | 0 | 0 | 0 | 0 | 0 | 0
CT Fac. Spec. - NOX Rate Winter v.4.10 Final, Unit 1152 and retrofits | 212 | 2270 | Rate Constraint in lbs/MMBtu | FALSE | L | Annual | Allowances Withdrawn (n:1) | MTons | 0 | 0 | 0 | 0 | 0 | 0 | 0
CT Fac. Spec. - NOX Rate Winter v.4.10 Final, Unit 1152 and retrofits | 212 | 2270 | Rate Constraint in lbs/MMBtu | FALSE | L | Annual | Net Emissions Allowance Position | MTons | 0 | 0 | 0 | 0 | 0 | 0 | 0
CT Fac. Spec. - NOX Rate Winter v.4.10 Final, Unit 1152 and retrofits | 212 | 2270 | Rate Constraint in lbs/MMBtu | FALSE | L | Annual | Fuel Consumed | TBtu | 0 | 0 | 0 | 0 | 0 | 0 | 0
CT Fac. Spec. - NOX Rate Winter v.4.10 Final, Unit 1152 and retrofits | 212 | 2270 | Rate Constraint in lbs/MMBtu | FALSE | L | Annual | Rate | lb/MMBtu | 0 | 0 | 0 | 0 | 0 | 0 | 0
CT Fac. Spec. - NOX Rate Winter v.4.10 Final, Unit 1152 and retrofits | 212 | 2270 | Rate Constraint in lbs/MMBtu | FALSE | L | Annual | Generation | TWh | 0 | 0 | 0 | 0 | 0 | 0 | 0
CT Fac. Spec. - NOX Rate Winter v.4.10 Final, Unit 1152 and retrofits | 212 | 2270 | Rate Constraint in lbs/MMBtu | FALSE | L | Annual | Qualifying Generation | TWh | 0 | 0 | 0 | 0 | 0 | 0 | 0
CT Fac. Spec. - NOX Rate Winter v.4.10 Final, Unit 1152 and retrofits | 212 | 2270 | Rate Constraint in lbs/MMBtu | FALSE | L | Annual | Rate | lb/MWh | 0 | 0 | 0 | 0 | 0 | 0 | 0
CT Fac. Spec. - NOX Rate Winter v.4.10 Final, Unit 1152 and retrofits | 212 | 2270 | Rate Constraint in lbs/MMBtu | FALSE | L | Annual | Constraint Shadow Price | US$/Ton | 0 | 0 | 0 | 0 | 0 | 0 | 0
CT Fac. Spec. - NOX Rate Winter v.4.10 Final, Unit 1153 and retrofits | 213 | 2270 | Rate Constraint in lbs/MMBtu | FALSE | L | Annual | Seasons Included | Seasons | Winter | Winter | Winter | Winter | Winter | Winter | Winter
CT Fac. Spec. - NOX Rate Winter v.4.10 Final, Unit 1153 and retrofits | 213 | 2270 | Rate Constraint in lbs/MMBtu | FALSE | L | Annual | Standard | lb/MMBtu | 0.15 | 0.15 | 0.15 | 0.15 | 0.15 | 0.15 | 0.15
CT Fac. Spec. - NOX Rate Winter v.4.10 Final, Unit 1153 and retrofits | 213 | 2270 | Rate Constraint in lbs/MMBtu | FALSE | L | Annual | Emissions at Affected Plants NOX | MTons | 0 | 0 | 0 | 0 | 0 | 0 | 0
CT Fac. Spec. - NOX Rate Winter v.4.10 Final, Unit 1153 and retrofits | 213 | 2270 | Rate Constraint in lbs/MMBtu | FALSE | L | Annual | Allowances Purchased NOX | MTons | 0 | 0 | 0 | 0 | 0 | 0 | 0
CT Fac. Spec. - NOX Rate Winter v.4.10 Final, Unit 1153 and retrofits | 213 | 2270 | Rate Constraint in lbs/MMBtu | FALSE | L | Annual | Allowances Sold NOX | MTons | 0 | 0 | 0 | 0 | 0 | 0 | 0
CT Fac. Spec. - NOX Rate Winter v.4.10 Final, Unit 1153 and retrofits | 213 | 2270 | Rate Constraint in lbs/MMBtu | FALSE | L | Annual | Allowances Banked | MTons | 0 | 0 | 0 | 0 | 0 | 0 | 0
CT Fac. Spec. - NOX Rate Winter v.4.10 Final, Unit 1153 and retrofits | 213 | 2270 | Rate Constraint in lbs/MMBtu | FALSE | L | Annual | Allowances Withdrawn (1:1) | MTons | 0 | 0 | 0 | 0 | 0 | 0 | 0
CT Fac. Spec. - NOX Rate Winter v.4.10 Final, Unit 1153 and retrofits | 213 | 2270 | Rate Constraint in lbs/MMBtu | FALSE | L | Annual | Allowances Withdrawn (n:1) | MTons | 0 | 0 | 0 | 0 | 0 | 0 | 0
CT Fac. Spec. - NOX Rate Winter v.4.10 Final, Unit 1153 and retrofits | 213 | 2270 | Rate Constraint in lbs/MMBtu | FALSE | L | Annual | Net Emissions Allowance Position | MTons | 0 | 0 | 0 | 0 | 0 | 0 | 0
CT Fac. Spec. - NOX Rate Winter v.4.10 Final, Unit 1153 and retrofits | 213 | 2270 | Rate Constraint in lbs/MMBtu | FALSE | L | Annual | Fuel Consumed | TBtu | 0 | 0 | 0 | 0 | 0 | 0 | 0
CT Fac. Spec. - NOX Rate Winter v.4.10 Final, Unit 1153 and retrofits | 213 | 2270 | Rate Constraint in lbs/MMBtu | FALSE | L | Annual | Rate | lb/MMBtu | 0 | 0 | 0 | 0 | 0 | 0 | 0
CT Fac. Spec. - NOX Rate Winter v.4.10 Final, Unit 1153 and retrofits | 213 | 2270 | Rate Constraint in lbs/MMBtu | FALSE | L | Annual | Generation | TWh | 0 | 0 | 0 | 0 | 0 | 0 | 0
CT Fac. Spec. - NOX Rate Winter v.4.10 Final, Unit 1153 and retrofits | 213 | 2270 | Rate Constraint in lbs/MMBtu | FALSE | L | Annual | Qualifying Generation | TWh | 0 | 0 | 0 | 0 | 0 | 0 | 0
CT Fac. Spec. - NOX Rate Winter v.4.10 Final, Unit 1153 and retrofits | 213 | 2270 | Rate Constraint in lbs/MMBtu | FALSE | L | Annual | Rate | lb/MWh | 0 | 0 | 0 | 0 | 0 | 0 | 0
CT Fac. Spec. - NOX Rate Winter v.4.10 Final, Unit 1153 and retrofits | 213 | 2270 | Rate Constraint in lbs/MMBtu | FALSE | L | Annual | Constraint Shadow Price | US$/Ton | 0 | 0 | 0 | 0 | 0 | 0 | 0
CT Fac. Spec. - NOX Rate Winter v.4.10 Final, Unit 1154 and retrofits | 214 | 2270 | Rate Constraint in lbs/MMBtu | FALSE | L | Annual | Seasons Included | Seasons | Winter | Winter | Winter | Winter | Winter | Winter | Winter
CT Fac. Spec. - NOX Rate Winter v.4.10 Final, Unit 1154 and retrofits | 214 | 2270 | Rate Constraint in lbs/MMBtu | FALSE | L | Annual | Standard | lb/MMBtu | 0.15 | 0.15 | 0.15 | 0.15 | 0.15 | 0.15 | 0.15
CT Fac. Spec. - NOX Rate Winter v.4.10 Final, Unit 1154 and retrofits | 214 | 2270 | Rate Constraint in lbs/MMBtu | FALSE | L | Annual | Emissions at Affected Plants NOX | MTons | 0 | 0 | 0 | 0 | 0 | 0 | 0
CT Fac. Spec. - NOX Rate Winter v.4.10 Final, Unit 1154 and retrofits | 214 | 2270 | Rate Constraint in lbs/MMBtu | FALSE | L | Annual | Allowances Purchased NOX | MTons | 0 | 0 | 0 | 0 | 0 | 0 | 0
CT Fac. Spec. - NOX Rate Winter v.4.10 Final, Unit 1154 and retrofits | 214 | 2270 | Rate Constraint in lbs/MMBtu | FALSE | L | Annual | Allowances Sold NOX | MTons | 0 | 0 | 0 | 0 | 0 | 0 | 0
CT Fac. Spec. - NOX Rate Winter v.4.10 Final, Unit 1154 and retrofits | 214 | 2270 | Rate Constraint in lbs/MMBtu | FALSE | L | Annual | Allowances Banked | MTons | 0 | 0 | 0 | 0 | 0 | 0 | 0
CT Fac. Spec. - NOX Rate Winter v.4.10 Final, Unit 1154 and retrofits | 214 | 2270 | Rate Constraint in lbs/MMBtu | FALSE | L | Annual | Allowances Withdrawn (1:1) | MTons | 0 | 0 | 0 | 0 | 0 | 0 | 0
CT Fac. Spec. - NOX Rate Winter v.4.10 Final, Unit 1154 and retrofits | 214 | 2270 | Rate Constraint in lbs/MMBtu | FALSE | L | Annual | Allowances Withdrawn (n:1) | MTons | 0 | 0 | 0 | 0 | 0 | 0 | 0
CT Fac. Spec. - NOX Rate Winter v.4.10 Final, Unit 1154 and retrofits | 214 | 2270 | Rate Constraint in lbs/MMBtu | FALSE | L | Annual | Net Emissions Allowance Position | MTons | 0 | 0 | 0 | 0 | 0 | 0 | 0
CT Fac. Spec. - NOX Rate Winter v.4.10 Final, Unit 1154 and retrofits | 214 | 2270 | Rate Constraint in lbs/MMBtu | FALSE | L | Annual | Fuel Consumed | TBtu | 0 | 0 | 0 | 0 | 0 | 0 | 0
CT Fac. Spec. - NOX Rate Winter v.4.10 Final, Unit 1154 and retrofits | 214 | 2270 | Rate Constraint in lbs/MMBtu | FALSE | L | Annual | Rate | lb/MMBtu | 0 | 0 | 0 | 0 | 0 | 0 | 0
CT Fac. Spec. - NOX Rate Winter v.4.10 Final, Unit 1154 and retrofits | 214 | 2270 | Rate Constraint in lbs/MMBtu | FALSE | L | Annual | Generation | TWh | 0 | 0 | 0 | 0 | 0 | 0 | 0
CT Fac. Spec. - NOX Rate Winter v.4.10 Final, Unit 1154 and retrofits | 214 | 2270 | Rate Constraint in lbs/MMBtu | FALSE | L | Annual | Qualifying Generation | TWh | 0 | 0 | 0 | 0 | 0 | 0 | 0
CT Fac. Spec. - NOX Rate Winter v.4.10 Final, Unit 1154 and retrofits | 214 | 2270 | Rate Constraint in lbs/MMBtu | FALSE | L | Annual | Rate | lb/MWh | 0 | 0 | 0 | 0 | 0 | 0 | 0
CT Fac. Spec. - NOX Rate Winter v.4.10 Final, Unit 1154 and retrofits | 214 | 2270 | Rate Constraint in lbs/MMBtu | FALSE | L | Annual | Constraint Shadow Price | US$/Ton | 0 | 0 | 0 | 0 | 0 | 0 | 0
CT Fac. Spec. - NOX Rate Winter v.4.10 Final, Unit 1155 and retrofits | 215 | 2270 | Rate Constraint in lbs/MMBtu | FALSE | L | Annual | Seasons Included | Seasons | Winter | Winter | Winter | Winter | Winter | Winter | Winter
CT Fac. Spec. - NOX Rate Winter v.4.10 Final, Unit 1155 and retrofits | 215 | 2270 | Rate Constraint in lbs/MMBtu | FALSE | L | Annual | Standard | lb/MMBtu | 0.15 | 0.15 | 0.15 | 0.15 | 0.15 | 0.15 | 0.15
CT Fac. Spec. - NOX Rate Winter v.4.10 Final, Unit 1155 and retrofits | 215 | 2270 | Rate Constraint in lbs/MMBtu | FALSE | L | Annual | Emissions at Affected Plants NOX | MTons | 0 | 0 | 0 | 0 | 0 | 0 | 0
CT Fac. Spec. - NOX Rate Winter v.4.10 Final, Unit 1155 and retrofits | 215 | 2270 | Rate Constraint in lbs/MMBtu | FALSE | L | Annual | Allowances Purchased NOX | MTons | 0 | 0 | 0 | 0 | 0 | 0 | 0
CT Fac. Spec. - NOX Rate Winter v.4.10 Final, Unit 1155 and retrofits | 215 | 2270 | Rate Constraint in lbs/MMBtu | FALSE | L | Annual | Allowances Sold NOX | MTons | 0 | 0 | 0 | 0 | 0 | 0 | 0
CT Fac. Spec. - NOX Rate Winter v.4.10 Final, Unit 1155 and retrofits | 215 | 2270 | Rate Constraint in lbs/MMBtu | FALSE | L | Annual | Allowances Banked | MTons | 0 | 0 | 0 | 0 | 0 | 0 | 0
CT Fac. Spec. - NOX Rate Winter v.4.10 Final, Unit 1155 and retrofits | 215 | 2270 | Rate Constraint in lbs/MMBtu | FALSE | L | Annual | Allowances Withdrawn (1:1) | MTons | 0 | 0 | 0 | 0 | 0 | 0 | 0
CT Fac. Spec. - NOX Rate Winter v.4.10 Final, Unit 1155 and retrofits | 215 | 2270 | Rate Constraint in lbs/MMBtu | FALSE | L | Annual | Allowances Withdrawn (n:1) | MTons | 0 | 0 | 0 | 0 | 0 | 0 | 0
CT Fac. Spec. - NOX Rate Winter v.4.10 Final, Unit 1155 and retrofits | 215 | 2270 | Rate Constraint in lbs/MMBtu | FALSE | L | Annual | Net Emissions Allowance Position | MTons | 0 | 0 | 0 | 0 | 0 | 0 | 0
CT Fac. Spec. - NOX Rate Winter v.4.10 Final, Unit 1155 and retrofits | 215 | 2270 | Rate Constraint in lbs/MMBtu | FALSE | L | Annual | Fuel Consumed | TBtu | 0 | 0 | 0 | 0 | 0 | 0 | 0
CT Fac. Spec. - NOX Rate Winter v.4.10 Final, Unit 1155 and retrofits | 215 | 2270 | Rate Constraint in lbs/MMBtu | FALSE | L | Annual | Rate | lb/MMBtu | 0 | 0 | 0 | 0 | 0 | 0 | 0
CT Fac. Spec. - NOX Rate Winter v.4.10 Final, Unit 1155 and retrofits | 215 | 2270 | Rate Constraint in lbs/MMBtu | FALSE | L | Annual | Generation | TWh | 0 | 0 | 0 | 0 | 0 | 0 | 0
CT Fac. Spec. - NOX Rate Winter v.4.10 Final, Unit 1155 and retrofits | 215 | 2270 | Rate Constraint in lbs/MMBtu | FALSE | L | Annual | Qualifying Generation | TWh | 0 | 0 | 0 | 0 | 0 | 0 | 0
CT Fac. Spec. - NOX Rate Winter v.4.10 Final, Unit 1155 and retrofits | 215 | 2270 | Rate Constraint in lbs/MMBtu | FALSE | L | Annual | Rate | lb/MWh | 0 | 0 | 0 | 0 | 0 | 0 | 0
CT Fac. Spec. - NOX Rate Winter v.4.10 Final, Unit 1155 and retrofits | 215 | 2270 | Rate Constraint in lbs/MMBtu | FALSE | L | Annual | Constraint Shadow Price | US$/Ton | 0 | 0 | 0 | 0 | 0 | 0 | 0
CT Fac. Spec. - NOX Rate Winter v.4.10 Final, Unit 1156 and retrofits | 216 | 2270 | Rate Constraint in lbs/MMBtu | FALSE | L | Annual | Seasons Included | Seasons | Winter | Winter | Winter | Winter | Winter | Winter | Winter
CT Fac. Spec. - NOX Rate Winter v.4.10 Final, Unit 1156 and retrofits | 216 | 2270 | Rate Constraint in lbs/MMBtu | FALSE | L | Annual | Standard | lb/MMBtu | 0.15 | 0.15 | 0.15 | 0.15 | 0.15 | 0.15 | 0.15
CT Fac. Spec. - NOX Rate Winter v.4.10 Final, Unit 1156 and retrofits | 216 | 2270 | Rate Constraint in lbs/MMBtu | FALSE | L | Annual | Emissions at Affected Plants NOX | MTons | 0 | 0 | 0 | 0 | 0 | 0 | 0
CT Fac. Spec. - NOX Rate Winter v.4.10 Final, Unit 1156 and retrofits | 216 | 2270 | Rate Constraint in lbs/MMBtu | FALSE | L | Annual | Allowances Purchased NOX | MTons | 0 | 0 | 0 | 0 | 0 | 0 | 0
CT Fac. Spec. - NOX Rate Winter v.4.10 Final, Unit 1156 and retrofits | 216 | 2270 | Rate Constraint in lbs/MMBtu | FALSE | L | Annual | Allowances Sold NOX | MTons | 0 | 0 | 0 | 0 | 0 | 0 | 0
CT Fac. Spec. - NOX Rate Winter v.4.10 Final, Unit 1156 and retrofits | 216 | 2270 | Rate Constraint in lbs/MMBtu | FALSE | L | Annual | Allowances Banked | MTons | 0 | 0 | 0 | 0 | 0 | 0 | 0
CT Fac. Spec. - NOX Rate Winter v.4.10 Final, Unit 1156 and retrofits | 216 | 2270 | Rate Constraint in lbs/MMBtu | FALSE | L | Annual | Allowances Withdrawn (1:1) | MTons | 0 | 0 | 0 | 0 | 0 | 0 | 0
CT Fac. Spec. - NOX Rate Winter v.4.10 Final, Unit 1156 and retrofits | 216 | 2270 | Rate Constraint in lbs/MMBtu | FALSE | L | Annual | Allowances Withdrawn (n:1) | MTons | 0 | 0 | 0 | 0 | 0 | 0 | 0
CT Fac. Spec. - NOX Rate Winter v.4.10 Final, Unit 1156 and retrofits | 216 | 2270 | Rate Constraint in lbs/MMBtu | FALSE | L | Annual | Net Emissions Allowance Position | MTons | 0 | 0 | 0 | 0 | 0 | 0 | 0
CT Fac. Spec. - NOX Rate Winter v.4.10 Final, Unit 1156 and retrofits | 216 | 2270 | Rate Constraint in lbs/MMBtu | FALSE | L | Annual | Fuel Consumed | TBtu | 0 | 0 | 0 | 0 | 0 | 0 | 0
CT Fac. Spec. - NOX Rate Winter v.4.10 Final, Unit 1156 and retrofits | 216 | 2270 | Rate Constraint in lbs/MMBtu | FALSE | L | Annual | Rate | lb/MMBtu | 0 | 0 | 0 | 0 | 0 | 0 | 0
CT Fac. Spec. - NOX Rate Winter v.4.10 Final, Unit 1156 and retrofits | 216 | 2270 | Rate Constraint in lbs/MMBtu | FALSE | L | Annual | Generation | TWh | 0 | 0 | 0 | 0 | 0 | 0 | 0
CT Fac. Spec. - NOX Rate Winter v.4.10 Final, Unit 1156 and retrofits | 216 | 2270 | Rate Constraint in lbs/MMBtu | FALSE | L | Annual | Qualifying Generation | TWh | 0 | 0 | 0 | 0 | 0 | 0 | 0
CT Fac. Spec. - NOX Rate Winter v.4.10 Final, Unit 1156 and retrofits | 216 | 2270 | Rate Constraint in lbs/MMBtu | FALSE | L | Annual | Rate | lb/MWh | 0 | 0 | 0 | 0 | 0 | 0 | 0
CT Fac. Spec. - NOX Rate Winter v.4.10 Final, Unit 1156 and retrofits | 216 | 2270 | Rate Constraint in lbs/MMBtu | FALSE | L | Annual | Constraint Shadow Price | US$/Ton | 0 | 0 | 0 | 0 | 0 | 0 | 0
CT Fac. Spec. - NOX Rate Winter v.4.10 Final, Unit 1157 and retrofits | 217 | 2270 | Rate Constraint in lbs/MMBtu | FALSE | L | Annual | Seasons Included | Seasons | Winter | Winter | Winter | Winter | Winter | Winter | Winter
CT Fac. Spec. - NOX Rate Winter v.4.10 Final, Unit 1157 and retrofits | 217 | 2270 | Rate Constraint in lbs/MMBtu | FALSE | L | Annual | Standard | lb/MMBtu | 0.15 | 0.15 | 0.15 | 0.15 | 0.15 | 0.15 | 0.15
CT Fac. Spec. - NOX Rate Winter v.4.10 Final, Unit 1157 and retrofits | 217 | 2270 | Rate Constraint in lbs/MMBtu | FALSE | L | Annual | Emissions at Affected Plants NOX | MTons | 0 | 0 | 0 | 0 | 0 | 0 | 0
CT Fac. Spec. - NOX Rate Winter v.4.10 Final, Unit 1157 and retrofits | 217 | 2270 | Rate Constraint in lbs/MMBtu | FALSE | L | Annual | Allowances Purchased NOX | MTons | 0 | 0 | 0 | 0 | 0 | 0 | 0
CT Fac. Spec. - NOX Rate Winter v.4.10 Final, Unit 1157 and retrofits | 217 | 2270 | Rate Constraint in lbs/MMBtu | FALSE | L | Annual | Allowances Sold NOX | MTons | 0 | 0 | 0 | 0 | 0 | 0 | 0
CT Fac. Spec. - NOX Rate Winter v.4.10 Final, Unit 1157 and retrofits | 217 | 2270 | Rate Constraint in lbs/MMBtu | FALSE | L | Annual | Allowances Banked | MTons | 0 | 0 | 0 | 0 | 0 | 0 | 0
CT Fac. Spec. - NOX Rate Winter v.4.10 Final, Unit 1157 and retrofits | 217 | 2270 | Rate Constraint in lbs/MMBtu | FALSE | L | Annual | Allowances Withdrawn (1:1) | MTons | 0 | 0 | 0 | 0 | 0 | 0 | 0
CT Fac. Spec. - NOX Rate Winter v.4.10 Final, Unit 1157 and retrofits | 217 | 2270 | Rate Constraint in lbs/MMBtu | FALSE | L | Annual | Allowances Withdrawn (n:1) | MTons | 0 | 0 | 0 | 0 | 0 | 0 | 0
CT Fac. Spec. - NOX Rate Winter v.4.10 Final, Unit 1157 and retrofits | 217 | 2270 | Rate Constraint in lbs/MMBtu | FALSE | L | Annual | Net Emissions Allowance Position | MTons | 0 | 0 | 0 | 0 | 0 | 0 | 0
CT Fac. Spec. - NOX Rate Winter v.4.10 Final, Unit 1157 and retrofits | 217 | 2270 | Rate Constraint in lbs/MMBtu | FALSE | L | Annual | Fuel Consumed | TBtu | 0 | 0 | 0 | 0 | 0 | 0 | 0
CT Fac. Spec. - NOX Rate Winter v.4.10 Final, Unit 1157 and retrofits | 217 | 2270 | Rate Constraint in lbs/MMBtu | FALSE | L | Annual | Rate | lb/MMBtu | 0 | 0 | 0 | 0 | 0 | 0 | 0
CT Fac. Spec. - NOX Rate Winter v.4.10 Final, Unit 1157 and retrofits | 217 | 2270 | Rate Constraint in lbs/MMBtu | FALSE | L | Annual | Generation | TWh | 0 | 0 | 0 | 0 | 0 | 0 | 0
CT Fac. Spec. - NOX Rate Winter v.4.10 Final, Unit 1157 and retrofits | 217 | 2270 | Rate Constraint in lbs/MMBtu | FALSE | L | Annual | Qualifying Generation | TWh | 0 | 0 | 0 | 0 | 0 | 0 | 0
CT Fac. Spec. - NOX Rate Winter v.4.10 Final, Unit 1157 and retrofits | 217 | 2270 | Rate Constraint in lbs/MMBtu | FALSE | L | Annual | Rate | lb/MWh | 0 | 0 | 0 | 0 | 0 | 0 | 0
CT Fac. Spec. - NOX Rate Winter v.4.10 Final, Unit 1157 and retrofits | 217 | 2270 | Rate Constraint in lbs/MMBtu | FALSE | L | Annual | Constraint Shadow Price | US$/Ton | 0 | 0 | 0 | 0 | 0 | 0 | 0
CT Fac. Spec. - NOX Rate Winter v.4.10 Final, Unit 1158 and retrofits | 218 | 2270 | Rate Constraint in lbs/MMBtu | FALSE | L | Annual | Seasons Included | Seasons | Winter | Winter | Winter | Winter | Winter | Winter | Winter
CT Fac. Spec. - NOX Rate Winter v.4.10 Final, Unit 1158 and retrofits | 218 | 2270 | Rate Constraint in lbs/MMBtu | FALSE | L | Annual | Standard | lb/MMBtu | 0.15 | 0.15 | 0.15 | 0.15 | 0.15 | 0.15 | 0.15
CT Fac. Spec. - NOX Rate Winter v.4.10 Final, Unit 1158 and retrofits | 218 | 2270 | Rate Constraint in lbs/MMBtu | FALSE | L | Annual | Emissions at Affected Plants NOX | MTons | 0 | 0 | 0 | 0 | 0 | 0 | 0
CT Fac. Spec. - NOX Rate Winter v.4.10 Final, Unit 1158 and retrofits | 218 | 2270 | Rate Constraint in lbs/MMBtu | FALSE | L | Annual | Allowances Purchased NOX | MTons | 0 | 0 | 0 | 0 | 0 | 0 | 0
CT Fac. Spec. - NOX Rate Winter v.4.10 Final, Unit 1158 and retrofits | 218 | 2270 | Rate Constraint in lbs/MMBtu | FALSE | L | Annual | Allowances Sold NOX | MTons | 0 | 0 | 0 | 0 | 0 | 0 | 0
CT Fac. Spec. - NOX Rate Winter v.4.10 Final, Unit 1158 and retrofits | 218 | 2270 | Rate Constraint in lbs/MMBtu | FALSE | L | Annual | Allowances Banked | MTons | 0 | 0 | 0 | 0 | 0 | 0 | 0
CT Fac. Spec. - NOX Rate Winter v.4.10 Final, Unit 1158 and retrofits | 218 | 2270 | Rate Constraint in lbs/MMBtu | FALSE | L | Annual | Allowances Withdrawn (1:1) | MTons | 0 | 0 | 0 | 0 | 0 | 0 | 0
CT Fac. Spec. - NOX Rate Winter v.4.10 Final, Unit 1158 and retrofits | 218 | 2270 | Rate Constraint in lbs/MMBtu | FALSE | L | Annual | Allowances Withdrawn (n:1) | MTons | 0 | 0 | 0 | 0 | 0 | 0 | 0
CT Fac. Spec. - NOX Rate Winter v.4.10 Final, Unit 1158 and retrofits | 218 | 2270 | Rate Constraint in lbs/MMBtu | FALSE | L | Annual | Net Emissions Allowance Position | MTons | 0 | 0 | 0 | 0 | 0 | 0 | 0
CT Fac. Spec. - NOX Rate Winter v.4.10 Final, Unit 1158 and retrofits | 218 | 2270 | Rate Constraint in lbs/MMBtu | FALSE | L | Annual | Fuel Consumed | TBtu | 0 | 0 | 0 | 0 | 0 | 0 | 0
CT Fac. Spec. - NOX Rate Winter v.4.10 Final, Unit 1158 and retrofits | 218 | 2270 | Rate Constraint in lbs/MMBtu | FALSE | L | Annual | Rate | lb/MMBtu | 0 | 0 | 0 | 0 | 0 | 0 | 0
CT Fac. Spec. - NOX Rate Winter v.4.10 Final, Unit 1158 and retrofits | 218 | 2270 | Rate Constraint in lbs/MMBtu | FALSE | L | Annual | Generation | TWh | 0 | 0 | 0 | 0 | 0 | 0 | 0
CT Fac. Spec. - NOX Rate Winter v.4.10 Final, Unit 1158 and retrofits | 218 | 2270 | Rate Constraint in lbs/MMBtu | FALSE | L | Annual | Qualifying Generation | TWh | 0 | 0 | 0 | 0 | 0 | 0 | 0
CT Fac. Spec. - NOX Rate Winter v.4.10 Final, Unit 1158 and retrofits | 218 | 2270 | Rate Constraint in lbs/MMBtu | FALSE | L | Annual | Rate | lb/MWh | 0 | 0 | 0 | 0 | 0 | 0 | 0
CT Fac. Spec. - NOX Rate Winter v.4.10 Final, Unit 1158 and retrofits | 218 | 2270 | Rate Constraint in lbs/MMBtu | FALSE | L | Annual | Constraint Shadow Price | US$/Ton | 0 | 0 | 0 | 0 | 0 | 0 | 0
CT Fac. Spec. - NOX Rate Winter v.4.10 Final, Unit 1159 and retrofits | 219 | 2270 | Rate Constraint in lbs/MMBtu | FALSE | L | Annual | Seasons Included | Seasons | Winter | Winter | Winter | Winter | Winter | Winter | Winter
CT Fac. Spec. - NOX Rate Winter v.4.10 Final, Unit 1159 and retrofits | 219 | 2270 | Rate Constraint in lbs/MMBtu | FALSE | L | Annual | Standard | lb/MMBtu | 0.15 | 0.15 | 0.15 | 0.15 | 0.15 | 0.15 | 0.15
CT Fac. Spec. - NOX Rate Winter v.4.10 Final, Unit 1159 and retrofits | 219 | 2270 | Rate Constraint in lbs/MMBtu | FALSE | L | Annual | Emissions at Affected Plants NOX | MTons | 0 | 0 | 0 | 0 | 0 | 0 | 0
CT Fac. Spec. - NOX Rate Winter v.4.10 Final, Unit 1159 and retrofits | 219 | 2270 | Rate Constraint in lbs/MMBtu | FALSE | L | Annual | Allowances Purchased NOX | MTons | 0 | 0 | 0 | 0 | 0 | 0 | 0
CT Fac. Spec. - NOX Rate Winter v.4.10 Final, Unit 1159 and retrofits | 219 | 2270 | Rate Constraint in lbs/MMBtu | FALSE | L | Annual | Allowances Sold NOX | MTons | 0 | 0 | 0 | 0 | 0 | 0 | 0
CT Fac. Spec. - NOX Rate Winter v.4.10 Final, Unit 1159 and retrofits | 219 | 2270 | Rate Constraint in lbs/MMBtu | FALSE | L | Annual | Allowances Banked | MTons | 0 | 0 | 0 | 0 | 0 | 0 | 0
CT Fac. Spec. - NOX Rate Winter v.4.10 Final, Unit 1159 and retrofits | 219 | 2270 | Rate Constraint in lbs/MMBtu | FALSE | L | Annual | Allowances Withdrawn (1:1) | MTons | 0 | 0 | 0 | 0 | 0 | 0 | 0
CT Fac. Spec. - NOX Rate Winter v.4.10 Final, Unit 1159 and retrofits | 219 | 2270 | Rate Constraint in lbs/MMBtu | FALSE | L | Annual | Allowances Withdrawn (n:1) | MTons | 0 | 0 | 0 | 0 | 0 | 0 | 0
CT Fac. Spec. - NOX Rate Winter v.4.10 Final, Unit 1159 and retrofits | 219 | 2270 | Rate Constraint in lbs/MMBtu | FALSE | L | Annual | Net Emissions Allowance Position | MTons | 0 | 0 | 0 | 0 | 0 | 0 | 0
CT Fac. Spec. - NOX Rate Winter v.4.10 Final, Unit 1159 and retrofits | 219 | 2270 | Rate Constraint in lbs/MMBtu | FALSE | L | Annual | Fuel Consumed | TBtu | 0 | 0 | 0 | 0 | 0 | 0 | 0
CT Fac. Spec. - NOX Rate Winter v.4.10 Final, Unit 1159 and retrofits | 219 | 2270 | Rate Constraint in lbs/MMBtu | FALSE | L | Annual | Rate | lb/MMBtu | 0 | 0 | 0 | 0 | 0 | 0 | 0
CT Fac. Spec. - NOX Rate Winter v.4.10 Final, Unit 1159 and retrofits | 219 | 2270 | Rate Constraint in lbs/MMBtu | FALSE | L | Annual | Generation | TWh | 0 | 0 | 0 | 0 | 0 | 0 | 0
CT Fac. Spec. - NOX Rate Winter v.4.10 Final, Unit 1159 and retrofits | 219 | 2270 | Rate Constraint in lbs/MMBtu | FALSE | L | Annual | Qualifying Generation | TWh | 0 | 0 | 0 | 0 | 0 | 0 | 0
CT Fac. Spec. - NOX Rate Winter v.4.10 Final, Unit 1159 and retrofits | 219 | 2270 | Rate Constraint in lbs/MMBtu | FALSE | L | Annual | Rate | lb/MWh | 0 | 0 | 0 | 0 | 0 | 0 | 0
CT Fac. Spec. - NOX Rate Winter v.4.10 Final, Unit 1159 and retrofits | 219 | 2270 | Rate Constraint in lbs/MMBtu | FALSE | L | Annual | Constraint Shadow Price | US$/Ton | 0 | 0 | 0 | 0 | 0 | 0 | 0
CT Fac. Spec. - NOX Rate Winter v.4.10 Final, Unit 1161 and retrofits | 220 | 2270 | Rate Constraint in lbs/MMBtu | FALSE | L | Annual | Seasons Included | Seasons | Winter | Winter | Winter | Winter | Winter | Winter | Winter
CT Fac. Spec. - NOX Rate Winter v.4.10 Final, Unit 1161 and retrofits | 220 | 2270 | Rate Constraint in lbs/MMBtu | FALSE | L | Annual | Standard | lb/MMBtu | 0.15 | 0.15 | 0.15 | 0.15 | 0.15 | 0.15 | 0.15
CT Fac. Spec. - NOX Rate Winter v.4.10 Final, Unit 1161 and retrofits | 220 | 2270 | Rate Constraint in lbs/MMBtu | FALSE | L | Annual | Emissions at Affected Plants NOX | MTons | 0 | 0 | 0 | 0 | 0 | 0 | 0
CT Fac. Spec. - NOX Rate Winter v.4.10 Final, Unit 1161 and retrofits | 220 | 2270 | Rate Constraint in lbs/MMBtu | FALSE | L | Annual | Allowances Purchased NOX | MTons | 0 | 0 | 0 | 0 | 0 | 0 | 0
CT Fac. Spec. - NOX Rate Winter v.4.10 Final, Unit 1161 and retrofits | 220 | 2270 | Rate Constraint in lbs/MMBtu | FALSE | L | Annual | Allowances Sold NOX | MTons | 0 | 0 | 0 | 0 | 0 | 0 | 0
CT Fac. Spec. - NOX Rate Winter v.4.10 Final, Unit 1161 and retrofits | 220 | 2270 | Rate Constraint in lbs/MMBtu | FALSE | L | Annual | Allowances Banked | MTons | 0 | 0 | 0 | 0 | 0 | 0 | 0
CT Fac. Spec. - NOX Rate Winter v.4.10 Final, Unit 1161 and retrofits | 220 | 2270 | Rate Constraint in lbs/MMBtu | FALSE | L | Annual | Allowances Withdrawn (1:1) | MTons | 0 | 0 | 0 | 0 | 0 | 0 | 0
CT Fac. Spec. - NOX Rate Winter v.4.10 Final, Unit 1161 and retrofits | 220 | 2270 | Rate Constraint in lbs/MMBtu | FALSE | L | Annual | Allowances Withdrawn (n:1) | MTons | 0 | 0 | 0 | 0 | 0 | 0 | 0
CT Fac. Spec. - NOX Rate Winter v.4.10 Final, Unit 1161 and retrofits | 220 | 2270 | Rate Constraint in lbs/MMBtu | FALSE | L | Annual | Net Emissions Allowance Position | MTons | 0 | 0 | 0 | 0 | 0 | 0 | 0
CT Fac. Spec. - NOX Rate Winter v.4.10 Final, Unit 1161 and retrofits | 220 | 2270 | Rate Constraint in lbs/MMBtu | FALSE | L | Annual | Fuel Consumed | TBtu | 0 | 0 | 0 | 0 | 0 | 0 | 0
CT Fac. Spec. - NOX Rate Winter v.4.10 Final, Unit 1161 and retrofits | 220 | 2270 | Rate Constraint in lbs/MMBtu | FALSE | L | Annual | Rate | lb/MMBtu | 0 | 0 | 0 | 0 | 0 | 0 | 0
CT Fac. Spec. - NOX Rate Winter v.4.10 Final, Unit 1161 and retrofits | 220 | 2270 | Rate Constraint in lbs/MMBtu | FALSE | L | Annual | Generation | TWh | 0 | 0 | 0 | 0 | 0 | 0 | 0
CT Fac. Spec. - NOX Rate Winter v.4.10 Final, Unit 1161 and retrofits | 220 | 2270 | Rate Constraint in lbs/MMBtu | FALSE | L | Annual | Qualifying Generation | TWh | 0 | 0 | 0 | 0 | 0 | 0 | 0
CT Fac. Spec. - NOX Rate Winter v.4.10 Final, Unit 1161 and retrofits | 220 | 2270 | Rate Constraint in lbs/MMBtu | FALSE | L | Annual | Rate | lb/MWh | 0 | 0 | 0 | 0 | 0 | 0 | 0
CT Fac. Spec. - NOX Rate Winter v.4.10 Final, Unit 1161 and retrofits | 220 | 2270 | Rate Constraint in lbs/MMBtu | FALSE | L | Annual | Constraint Shadow Price | US$/Ton | 0 | 0 | 0 | 0 | 0 | 0 | 0
CT Fac. Spec. - NOX Rate Winter v.4.10 Final, Unit 1162 and retrofits | 221 | 2270 | Rate Constraint in lbs/MMBtu | FALSE | L | Annual | Seasons Included | Seasons | Winter | Winter | Winter | Winter | Winter | Winter | Winter
CT Fac. Spec. - NOX Rate Winter v.4.10 Final, Unit 1162 and retrofits | 221 | 2270 | Rate Constraint in lbs/MMBtu | FALSE | L | Annual | Standard | lb/MMBtu | 0.15 | 0.15 | 0.15 | 0.15 | 0.15 | 0.15 | 0.15
CT Fac. Spec. - NOX Rate Winter v.4.10 Final, Unit 1162 and retrofits | 221 | 2270 | Rate Constraint in lbs/MMBtu | FALSE | L | Annual | Emissions at Affected Plants NOX | MTons | 0 | 0 | 0 | 0 | 0 | 0 | 0
CT Fac. Spec. - NOX Rate Winter v.4.10 Final, Unit 1162 and retrofits | 221 | 2270 | Rate Constraint in lbs/MMBtu | FALSE | L | Annual | Allowances Purchased NOX | MTons | 0 | 0 | 0 | 0 | 0 | 0 | 0
CT Fac. Spec. - NOX Rate Winter v.4.10 Final, Unit 1162 and retrofits | 221 | 2270 | Rate Constraint in lbs/MMBtu | FALSE | L | Annual | Allowances Sold NOX | MTons | 0 | 0 | 0 | 0 | 0 | 0 | 0
CT Fac. Spec. - NOX Rate Winter v.4.10 Final, Unit 1162 and retrofits | 221 | 2270 | Rate Constraint in lbs/MMBtu | FALSE | L | Annual | Allowances Banked | MTons | 0 | 0 | 0 | 0 | 0 | 0 | 0
CT Fac. Spec. - NOX Rate Winter v.4.10 Final, Unit 1162 and retrofits | 221 | 2270 | Rate Constraint in lbs/MMBtu | FALSE | L | Annual | Allowances Withdrawn (1:1) | MTons | 0 | 0 | 0 | 0 | 0 | 0 | 0
CT Fac. Spec. - NOX Rate Winter v.4.10 Final, Unit 1162 and retrofits | 221 | 2270 | Rate Constraint in lbs/MMBtu | FALSE | L | Annual | Allowances Withdrawn (n:1) | MTons | 0 | 0 | 0 | 0 | 0 | 0 | 0
CT Fac. Spec. - NOX Rate Winter v.4.10 Final, Unit 1162 and retrofits | 221 | 2270 | Rate Constraint in lbs/MMBtu | FALSE | L | Annual | Net Emissions Allowance Position | MTons | 0 | 0 | 0 | 0 | 0 | 0 | 0
CT Fac. Spec. - NOX Rate Winter v.4.10 Final, Unit 1162 and retrofits | 221 | 2270 | Rate Constraint in lbs/MMBtu | FALSE | L | Annual | Fuel Consumed | TBtu | 0 | 0 | 0 | 0 | 0 | 0 | 0
CT Fac. Spec. - NOX Rate Winter v.4.10 Final, Unit 1162 and retrofits | 221 | 2270 | Rate Constraint in lbs/MMBtu | FALSE | L | Annual | Rate | lb/MMBtu | 0 | 0 | 0 | 0 | 0 | 0 | 0
CT Fac. Spec. - NOX Rate Winter v.4.10 Final, Unit 1162 and retrofits | 221 | 2270 | Rate Constraint in lbs/MMBtu | FALSE | L | Annual | Generation | TWh | 0 | 0 | 0 | 0 | 0 | 0 | 0
CT Fac. Spec. - NOX Rate Winter v.4.10 Final, Unit 1162 and retrofits | 221 | 2270 | Rate Constraint in lbs/MMBtu | FALSE | L | Annual | Qualifying Generation | TWh | 0 | 0 | 0 | 0 | 0 | 0 | 0
CT Fac. Spec. - NOX Rate Winter v.4.10 Final, Unit 1162 and retrofits | 221 | 2270 | Rate Constraint in lbs/MMBtu | FALSE | L | Annual | Rate | lb/MWh | 0 | 0 | 0 | 0 | 0 | 0 | 0
CT Fac. Spec. - NOX Rate Winter v.4.10 Final, Unit 1162 and retrofits | 221 | 2270 | Rate Constraint in lbs/MMBtu | FALSE | L | Annual | Constraint Shadow Price | US$/Ton | 0 | 0 | 0 | 0 | 0 | 0 | 0
CT Fac. Spec. - NOX Rate Winter v.4.10 Final, Unit 1163 and retrofits | 222 | 2270 | Rate Constraint in lbs/MMBtu | FALSE | L | Annual | Seasons Included | Seasons | Winter | Winter | Winter | Winter | Winter | Winter | Winter
CT Fac. Spec. - NOX Rate Winter v.4.10 Final, Unit 1163 and retrofits | 222 | 2270 | Rate Constraint in lbs/MMBtu | FALSE | L | Annual | Standard | lb/MMBtu | 0.15 | 0.15 | 0.15 | 0.15 | 0.15 | 0.15 | 0.15
CT Fac. Spec. - NOX Rate Winter v.4.10 Final, Unit 1163 and retrofits | 222 | 2270 | Rate Constraint in lbs/MMBtu | FALSE | L | Annual | Emissions at Affected Plants NOX | MTons | 0 | 0 | 0 | 0 | 0 | 0 | 0
CT Fac. Spec. - NOX Rate Winter v.4.10 Final, Unit 1163 and retrofits | 222 | 2270 | Rate Constraint in lbs/MMBtu | FALSE | L | Annual | Allowances Purchased NOX | MTons | 0 | 0 | 0 | 0 | 0 | 0 | 0
CT Fac. Spec. - NOX Rate Winter v.4.10 Final, Unit 1163 and retrofits | 222 | 2270 | Rate Constraint in lbs/MMBtu | FALSE | L | Annual | Allowances Sold NOX | MTons | 0 | 0 | 0 | 0 | 0 | 0 | 0
CT Fac. Spec. - NOX Rate Winter v.4.10 Final, Unit 1163 and retrofits | 222 | 2270 | Rate Constraint in lbs/MMBtu | FALSE | L | Annual | Allowances Banked | MTons | 0 | 0 | 0 | 0 | 0 | 0 | 0
CT Fac. Spec. - NOX Rate Winter v.4.10 Final, Unit 1163 and retrofits | 222 | 2270 | Rate Constraint in lbs/MMBtu | FALSE | L | Annual | Allowances Withdrawn (1:1) | MTons | 0 | 0 | 0 | 0 | 0 | 0 | 0
CT Fac. Spec. - NOX Rate Winter v.4.10 Final, Unit 1163 and retrofits | 222 | 2270 | Rate Constraint in lbs/MMBtu | FALSE | L | Annual | Allowances Withdrawn (n:1) | MTons | 0 | 0 | 0 | 0 | 0 | 0 | 0
CT Fac. Spec. - NOX Rate Winter v.4.10 Final, Unit 1163 and retrofits | 222 | 2270 | Rate Constraint in lbs/MMBtu | FALSE | L | Annual | Net Emissions Allowance Position | MTons | 0 | 0 | 0 | 0 | 0 | 0 | 0
CT Fac. Spec. - NOX Rate Winter v.4.10 Final, Unit 1163 and retrofits | 222 | 2270 | Rate Constraint in lbs/MMBtu | FALSE | L | Annual | Fuel Consumed | TBtu | 0 | 0 | 0 | 0 | 0 | 0 | 0
CT Fac. Spec. - NOX Rate Winter v.4.10 Final, Unit 1163 and retrofits | 222 | 2270 | Rate Constraint in lbs/MMBtu | FALSE | L | Annual | Rate | lb/MMBtu | 0 | 0 | 0 | 0 | 0 | 0 | 0
CT Fac. Spec. - NOX Rate Winter v.4.10 Final, Unit 1163 and retrofits | 222 | 2270 | Rate Constraint in lbs/MMBtu | FALSE | L | Annual | Generation | TWh | 0 | 0 | 0 | 0 | 0 | 0 | 0
CT Fac. Spec. - NOX Rate Winter v.4.10 Final, Unit 1163 and retrofits | 222 | 2270 | Rate Constraint in lbs/MMBtu | FALSE | L | Annual | Qualifying Generation | TWh | 0 | 0 | 0 | 0 | 0 | 0 | 0
CT Fac. Spec. - NOX Rate Winter v.4.10 Final, Unit 1163 and retrofits | 222 | 2270 | Rate Constraint in lbs/MMBtu | FALSE | L | Annual | Rate | lb/MWh | 0 | 0 | 0 | 0 | 0 | 0 | 0
CT Fac. Spec. - NOX Rate Winter v.4.10 Final, Unit 1163 and retrofits | 222 | 2270 | Rate Constraint in lbs/MMBtu | FALSE | L | Annual | Constraint Shadow Price | US$/Ton | 0 | 0 | 0 | 0 | 0 | 0 | 0
CT Fac. Spec. - NOX Rate Winter v.4.10 Final, Unit 2919 and retrofits | 223 | 2270 | Rate Constraint in lbs/MMBtu | FALSE | L | Annual | Seasons Included | Seasons | Winter | Winter | Winter | Winter | Winter | Winter | Winter
CT Fac. Spec. - NOX Rate Winter v.4.10 Final, Unit 2919 and retrofits | 223 | 2270 | Rate Constraint in lbs/MMBtu | FALSE | L | Annual | Standard | lb/MMBtu | 0.15 | 0.15 | 0.15 | 0.15 | 0.15 | 0.15 | 0.15
CT Fac. Spec. - NOX Rate Winter v.4.10 Final, Unit 2919 and retrofits | 223 | 2270 | Rate Constraint in lbs/MMBtu | FALSE | L | Annual | Emissions at Affected Plants NOX | MTons | 0.022476 | 0.022476 | 0.022476 | 0.022476 | 0.022476 | 0.022476 | 0.022476
CT Fac. Spec. - NOX Rate Winter v.4.10 Final, Unit 2919 and retrofits | 223 | 2270 | Rate Constraint in lbs/MMBtu | FALSE | L | Annual | Allowances Purchased NOX | MTons | 0 | 0 | 0 | 0 | 0 | 0 | 0
CT Fac. Spec. - NOX Rate Winter v.4.10 Final, Unit 2919 and retrofits | 223 | 2270 | Rate Constraint in lbs/MMBtu | FALSE | L | Annual | Allowances Sold NOX | MTons | 0 | 0 | 0 | 0 | 0 | 0 | 0
CT Fac. Spec. - NOX Rate Winter v.4.10 Final, Unit 2919 and retrofits | 223 | 2270 | Rate Constraint in lbs/MMBtu | FALSE | L | Annual | Allowances Banked | MTons | 0 | 0 | 0 | 0 | 0 | 0 | 0
CT Fac. Spec. - NOX Rate Winter v.4.10 Final, Unit 2919 and retrofits | 223 | 2270 | Rate Constraint in lbs/MMBtu | FALSE | L | Annual | Allowances Withdrawn (1:1) | MTons | 0 | 0 | 0 | 0 | 0 | 0 | 0
CT Fac. Spec. - NOX Rate Winter v.4.10 Final, Unit 2919 and retrofits | 223 | 2270 | Rate Constraint in lbs/MMBtu | FALSE | L | Annual | Allowances Withdrawn (n:1) | MTons | 0 | 0 | 0 | 0 | 0 | 0 | 0
CT Fac. Spec. - NOX Rate Winter v.4.10 Final, Unit 2919 and retrofits | 223 | 2270 | Rate Constraint in lbs/MMBtu | FALSE | L | Annual | Net Emissions Allowance Position | MTons | 0.022476 | 0.022476 | 0.022476 | 0.022476 | 0.022476 | 0.022476 | 0.022476
CT Fac. Spec. - NOX Rate Winter v.4.10 Final, Unit 2919 and retrofits | 223 | 2270 | Rate Constraint in lbs/MMBtu | FALSE | L | Annual | Fuel Consumed | TBtu | 4.5471 | 4.5471 | 4.5471 | 4.5471 | 4.5471 | 4.5471 | 4.5471
CT Fac. Spec. - NOX Rate Winter v.4.10 Final, Unit 2919 and retrofits | 223 | 2270 | Rate Constraint in lbs/MMBtu | FALSE | L | Annual | Rate | lb/MMBtu | 0.009886 | 0.009886 | 0.009886 | 0.009886 | 0.009886 | 0.009886 | 0.009886
CT Fac. Spec. - NOX Rate Winter v.4.10 Final, Unit 2919 and retrofits | 223 | 2270 | Rate Constraint in lbs/MMBtu | FALSE | L | Annual | Generation | TWh | 0.63623 | 0.63623 | 0.63623 | 0.63623 | 0.63623 | 0.63623 | 0.63623
CT Fac. Spec. - NOX Rate Winter v.4.10 Final, Unit 2919 and retrofits | 223 | 2270 | Rate Constraint in lbs/MMBtu | FALSE | L | Annual | Qualifying Generation | TWh | 0.63623 | 0.63623 | 0.63623 | 0.63623 | 0.63623 | 0.63623 | 0.63623
CT Fac. Spec. - NOX Rate Winter v.4.10 Final, Unit 2919 and retrofits | 223 | 2270 | Rate Constraint in lbs/MMBtu | FALSE | L | Annual | Rate | lb/MWh | 0.035328 | 0.035328 | 0.035328 | 0.035328 | 0.035328 | 0.035328 | 0.035328
CT Fac. Spec. - NOX Rate Winter v.4.10 Final, Unit 2919 and retrofits | 223 | 2270 | Rate Constraint in lbs/MMBtu | FALSE | L | Annual | Constraint Shadow Price | US$/Ton | 0 | 0 | 0 | 0 | 0 | 0 | 0
CT Fac. Spec. - NOX Rate Winter v.4.10 Final, Unit 2920 and retrofits | 224 | 2270 | Rate Constraint in lbs/MMBtu | FALSE | L | Annual | Seasons Included | Seasons | Winter | Winter | Winter | Winter | Winter | Winter | Winter
CT Fac. Spec. - NOX Rate Winter v.4.10 Final, Unit 2920 and retrofits | 224 | 2270 | Rate Constraint in lbs/MMBtu | FALSE | L | Annual | Standard | lb/MMBtu | 0.15 | 0.15 | 0.15 | 0.15 | 0.15 | 0.15 | 0.15
CT Fac. Spec. - NOX Rate Winter v.4.10 Final, Unit 2920 and retrofits | 224 | 2270 | Rate Constraint in lbs/MMBtu | FALSE | L | Annual | Emissions at Affected Plants NOX | MTons | 0.022476 | 0.022476 | 0.022476 | 0.022476 | 0.022476 | 0.022476 | 0.022476
CT Fac. Spec. - NOX Rate Winter v.4.10 Final, Unit 2920 and retrofits | 224 | 2270 | Rate Constraint in lbs/MMBtu | FALSE | L | Annual | Allowances Purchased NOX | MTons | 0 | 0 | 0 | 0 | 0 | 0 | 0
CT Fac. Spec. - NOX Rate Winter v.4.10 Final, Unit 2920 and retrofits | 224 | 2270 | Rate Constraint in lbs/MMBtu | FALSE | L | Annual | Allowances Sold NOX | MTons | 0 | 0 | 0 | 0 | 0 | 0 | 0
CT Fac. Spec. - NOX Rate Winter v.4.10 Final, Unit 2920 and retrofits | 224 | 2270 | Rate Constraint in lbs/MMBtu | FALSE | L | Annual | Allowances Banked | MTons | 0 | 0 | 0 | 0 | 0 | 0 | 0
CT Fac. Spec. - NOX Rate Winter v.4.10 Final, Unit 2920 and retrofits | 224 | 2270 | Rate Constraint in lbs/MMBtu | FALSE | L | Annual | Allowances Withdrawn (1:1) | MTons | 0 | 0 | 0 | 0 | 0 | 0 | 0
CT Fac. Spec. - NOX Rate Winter v.4.10 Final, Unit 2920 and retrofits | 224 | 2270 | Rate Constraint in lbs/MMBtu | FALSE | L | Annual | Allowances Withdrawn (n:1) | MTons | 0 | 0 | 0 | 0 | 0 | 0 | 0
CT Fac. Spec. - NOX Rate Winter v.4.10 Final, Unit 2920 and retrofits | 224 | 2270 | Rate Constraint in lbs/MMBtu | FALSE | L | Annual | Net Emissions Allowance Position | MTons | 0.022476 | 0.022476 | 0.022476 | 0.022476 | 0.022476 | 0.022476 | 0.022476
CT Fac. Spec. - NOX Rate Winter v.4.10 Final, Unit 2920 and retrofits | 224 | 2270 | Rate Constraint in lbs/MMBtu | FALSE | L | Annual | Fuel Consumed | TBtu | 4.5471 | 4.5471 | 4.5471 | 4.5471 | 4.5471 | 4.5471 | 4.5471
CT Fac. Spec. - NOX Rate Winter v.4.10 Final, Unit 2920 and retrofits | 224 | 2270 | Rate Constraint in lbs/MMBtu | FALSE | L | Annual | Rate | lb/MMBtu | 0.009886 | 0.009886 | 0.009886 | 0.009886 | 0.009886 | 0.009886 | 0.009886
CT Fac. Spec. - NOX Rate Winter v.4.10 Final, Unit 2920 and retrofits | 224 | 2270 | Rate Constraint in lbs/MMBtu | FALSE | L | Annual | Generation | TWh | 0.63623 | 0.63623 | 0.63623 | 0.63623 | 0.63623 | 0.63623 | 0.63623
CT Fac. Spec. - NOX Rate Winter v.4.10 Final, Unit 2920 and retrofits | 224 | 2270 | Rate Constraint in lbs/MMBtu | FALSE | L | Annual | Qualifying Generation | TWh | 0.63623 | 0.63623 | 0.63623 | 0.63623 | 0.63623 | 0.63623 | 0.63623
CT Fac. Spec. - NOX Rate Winter v.4.10 Final, Unit 2920 and retrofits | 224 | 2270 | Rate Constraint in lbs/MMBtu | FALSE | L | Annual | Rate | lb/MWh | 0.035328 | 0.035328 | 0.035328 | 0.035328 | 0.035328 | 0.035328 | 0.035328
CT Fac. Spec. - NOX Rate Winter v.4.10 Final, Unit 2920 and retrofits | 224 | 2270 | Rate Constraint in lbs/MMBtu | FALSE | L | Annual | Constraint Shadow Price | US$/Ton | 0 | 0 | 0 | 0 | 0 | 0 | 0
CT Fac. Spec. - NOX Rate Winter v.4.10 Final, Unit 2921 and retrofits | 225 | 2270 | Rate Constraint in lbs/MMBtu | FALSE | L | Annual | Seasons Included | Seasons | Winter | Winter | Winter | Winter | Winter | Winter | Winter
CT Fac. Spec. - NOX Rate Winter v.4.10 Final, Unit 2921 and retrofits | 225 | 2270 | Rate Constraint in lbs/MMBtu | FALSE | L | Annual | Standard | lb/MMBtu | 0.15 | 0.15 | 0.15 | 0.15 | 0.15 | 0.15 | 0.15
CT Fac. Spec. - NOX Rate Winter v.4.10 Final, Unit 2921 and retrofits | 225 | 2270 | Rate Constraint in lbs/MMBtu | FALSE | L | Annual | Emissions at Affected Plants NOX | MTons | 0.023843 | 0.023843 | 0.023843 | 0.023843 | 0.023843 | 0.021803 | 0.023843
CT Fac. Spec. - NOX Rate Winter v.4.10 Final, Unit 2921 and retrofits | 225 | 2270 | Rate Constraint in lbs/MMBtu | FALSE | L | Annual | Allowances Purchased NOX | MTons | 0 | 0 | 0 | 0 | 0 | 0 | 0
CT Fac. Spec. - NOX Rate Winter v.4.10 Final, Unit 2921 and retrofits | 225 | 2270 | Rate Constraint in lbs/MMBtu | FALSE | L | Annual | Allowances Sold NOX | MTons | 0 | 0 | 0 | 0 | 0 | 0 | 0
CT Fac. Spec. - NOX Rate Winter v.4.10 Final, Unit 2921 and retrofits | 225 | 2270 | Rate Constraint in lbs/MMBtu | FALSE | L | Annual | Allowances Banked | MTons | 0 | 0 | 0 | 0 | 0 | 0 | 0
CT Fac. Spec. - NOX Rate Winter v.4.10 Final, Unit 2921 and retrofits | 225 | 2270 | Rate Constraint in lbs/MMBtu | FALSE | L | Annual | Allowances Withdrawn (1:1) | MTons | 0 | 0 | 0 | 0 | 0 | 0 | 0
CT Fac. Spec. - NOX Rate Winter v.4.10 Final, Unit 2921 and retrofits | 225 | 2270 | Rate Constraint in lbs/MMBtu | FALSE | L | Annual | Allowances Withdrawn (n:1) | MTons | 0 | 0 | 0 | 0 | 0 | 0 | 0
CT Fac. Spec. - NOX Rate Winter v.4.10 Final, Unit 2921 and retrofits | 225 | 2270 | Rate Constraint in lbs/MMBtu | FALSE | L | Annual | Net Emissions Allowance Position | MTons | 0.023843 | 0.023843 | 0.023843 | 0.023843 | 0.023843 | 0.021803 | 0.023843
CT Fac. Spec. - NOX Rate Winter v.4.10 Final, Unit 2921 and retrofits | 225 | 2270 | Rate Constraint in lbs/MMBtu | FALSE | L | Annual | Fuel Consumed | TBtu | 4.8237 | 4.8237 | 4.8237 | 4.8237 | 4.8237 | 4.4109 | 4.8237
CT Fac. Spec. - NOX Rate Winter v.4.10 Final, Unit 2921 and retrofits | 225 | 2270 | Rate Constraint in lbs/MMBtu | FALSE | L | Annual | Rate | lb/MMBtu | 0.009886 | 0.009886 | 0.009886 | 0.009886 | 0.009886 | 0.009886 | 0.009886
CT Fac. Spec. - NOX Rate Winter v.4.10 Final, Unit 2921 and retrofits | 225 | 2270 | Rate Constraint in lbs/MMBtu | FALSE | L | Annual | Generation | TWh | 0.67492 | 0.67492 | 0.67492 | 0.67492 | 0.67492 | 0.61717 | 0.67492
CT Fac. Spec. - NOX Rate Winter v.4.10 Final, Unit 2921 and retrofits | 225 | 2270 | Rate Constraint in lbs/MMBtu | FALSE | L | Annual | Qualifying Generation | TWh | 0.67492 | 0.67492 | 0.67492 | 0.67492 | 0.67492 | 0.61717 | 0.67492
CT Fac. Spec. - NOX Rate Winter v.4.10 Final, Unit 2921 and retrofits | 225 | 2270 | Rate Constraint in lbs/MMBtu | FALSE | L | Annual | Rate | lb/MWh | 0.035328 | 0.035328 | 0.035328 | 0.035328 | 0.035328 | 0.035328 | 0.035328
CT Fac. Spec. - NOX Rate Winter v.4.10 Final, Unit 2921 and retrofits | 225 | 2270 | Rate Constraint in lbs/MMBtu | FALSE | L | Annual | Constraint Shadow Price | US$/Ton | 0 | 0 | 0 | 0 | 0 | 0 | 0
CT Fac. Spec. - NOX Rate Winter v.4.10 Final, Unit 2922 and retrofits | 226 | 2270 | Rate Constraint in lbs/MMBtu | FALSE | L | Annual | Seasons Included | Seasons | Winter | Winter | Winter | Winter | Winter | Winter | Winter
CT Fac. Spec. - NOX Rate Winter v.4.10 Final, Unit 2922 and retrofits | 226 | 2270 | Rate Constraint in lbs/MMBtu | FALSE | L | Annual | Standard | lb/MMBtu | 0.15 | 0.15 | 0.15 | 0.15 | 0.15 | 0.15 | 0.15
CT Fac. Spec. - NOX Rate Winter v.4.10 Final, Unit 2922 and retrofits | 226 | 2270 | Rate Constraint in lbs/MMBtu | FALSE | L | Annual | Emissions at Affected Plants NOX | MTons | 0.0013843 | 0.0013843 | 0.0013843 | 0.0041582 | 0.0041582 | 0.0013843 | 0.00064425
CT Fac. Spec. - NOX Rate Winter v.4.10 Final, Unit 2922 and retrofits | 226 | 2270 | Rate Constraint in lbs/MMBtu | FALSE | L | Annual | Allowances Purchased NOX | MTons | 0 | 0 | 0 | 0 | 0 | 0 | 0
CT Fac. Spec. - NOX Rate Winter v.4.10 Final, Unit 2922 and retrofits | 226 | 2270 | Rate Constraint in lbs/MMBtu | FALSE | L | Annual | Allowances Sold NOX | MTons | 0 | 0 | 0 | 0 | 0 | 0 | 0
CT Fac. Spec. - NOX Rate Winter v.4.10 Final, Unit 2922 and retrofits | 226 | 2270 | Rate Constraint in lbs/MMBtu | FALSE | L | Annual | Allowances Banked | MTons | 0 | 0 | 0 | 0 | 0 | 0 | 0
CT Fac. Spec. - NOX Rate Winter v.4.10 Final, Unit 2922 and retrofits | 226 | 2270 | Rate Constraint in lbs/MMBtu | FALSE | L | Annual | Allowances Withdrawn (1:1) | MTons | 0 | 0 | 0 | 0 | 0 | 0 | 0
CT Fac. Spec. - NOX Rate Winter v.4.10 Final, Unit 2922 and retrofits | 226 | 2270 | Rate Constraint in lbs/MMBtu | FALSE | L | Annual | Allowances Withdrawn (n:1) | MTons | 0 | 0 | 0 | 0 | 0 | 0 | 0
CT Fac. Spec. - NOX Rate Winter v.4.10 Final, Unit 2922 and retrofits | 226 | 2270 | Rate Constraint in lbs/MMBtu | FALSE | L | Annual | Net Emissions Allowance Position | MTons | 0.0013843 | 0.0013843 | 0.0013843 | 0.0041582 | 0.0041582 | 0.0013843 | 0.00064425
CT Fac. Spec. - NOX Rate Winter v.4.10 Final, Unit 2922 and retrofits | 226 | 2270 | Rate Constraint in lbs/MMBtu | FALSE | L | Annual | Fuel Consumed | TBtu | 0.044372 | 0.044372 | 0.044372 | 0.13329 | 0.13329 | 0.044372 | 0.020651
CT Fac. Spec. - NOX Rate Winter v.4.10 Final, Unit 2922 and retrofits | 226 | 2270 | Rate Constraint in lbs/MMBtu | FALSE | L | Annual | Rate | lb/MMBtu | 0.062393 | 0.062393 | 0.062393 | 0.062393 | 0.062393 | 0.062393 | 0.062393
CT Fac. Spec. - NOX Rate Winter v.4.10 Final, Unit 2922 and retrofits | 226 | 2270 | Rate Constraint in lbs/MMBtu | FALSE | L | Annual | Generation | TWh | 0.0050002 | 0.0050002 | 0.0050002 | 0.01502 | 0.01502 | 0.0050002 | 0.0023272
CT Fac. Spec. - NOX Rate Winter v.4.10 Final, Unit 2922 and retrofits | 226 | 2270 | Rate Constraint in lbs/MMBtu | FALSE | L | Annual | Qualifying Generation | TWh | 0.0050002 | 0.0050002 | 0.0050002 | 0.01502 | 0.01502 | 0.0050002 | 0.0023272
CT Fac. Spec. - NOX Rate Winter v.4.10 Final, Unit 2922 and retrofits | 226 | 2270 | Rate Constraint in lbs/MMBtu | FALSE | L | Annual | Rate | lb/MWh | 0.27684 | 0.27684 | 0.27684 | 0.27684 | 0.27684 | 0.27684 | 0.27684
CT Fac. Spec. - NOX Rate Winter v.4.10 Final, Unit 2922 and retrofits | 226 | 2270 | Rate Constraint in lbs/MMBtu | FALSE | L | Annual | Constraint Shadow Price | US$/Ton | 0 | 0 | 0 | 0 | 0 | 0 | 0
CT Fac. Spec. - NOX Rate Winter v.4.10 Final, Unit 2923 and retrofits | 227 | 2270 | Rate Constraint in lbs/MMBtu | FALSE | L | Annual | Seasons Included | Seasons | Winter | Winter | Winter | Winter | Winter | Winter | Winter
CT Fac. Spec. - NOX Rate Winter v.4.10 Final, Unit 2923 and retrofits | 227 | 2270 | Rate Constraint in lbs/MMBtu | FALSE | L | Annual | Standard | lb/MMBtu | 0.15 | 0.15 | 0.15 | 0.15 | 0.15 | 0.15 | 0.15
CT Fac. Spec. - NOX Rate Winter v.4.10 Final, Unit 2923 and retrofits | 227 | 2270 | Rate Constraint in lbs/MMBtu | FALSE | L | Annual | Emissions at Affected Plants NOX | MTons | 0.0019011 | 0.0018864 | 0.0019011 | 0.0019011 | 0.00037424 | 0 | 0
CT Fac. Spec. - NOX Rate Winter v.4.10 Final, Unit 2923 and retrofits | 227 | 2270 | Rate Constraint in lbs/MMBtu | FALSE | L | Annual | Allowances Purchased NOX | MTons | 0 | 0 | 0 | 0 | 0 | 0 | 0
CT Fac. Spec. - NOX Rate Winter v.4.10 Final, Unit 2923 and retrofits | 227 | 2270 | Rate Constraint in lbs/MMBtu | FALSE | L | Annual | Allowances Sold NOX | MTons | 0 | 0 | 0 | 0 | 0 | 0 | 0
CT Fac. Spec. - NOX Rate Winter v.4.10 Final, Unit 2923 and retrofits | 227 | 2270 | Rate Constraint in lbs/MMBtu | FALSE | L | Annual | Allowances Banked | MTons | 0 | 0 | 0 | 0 | 0 | 0 | 0
CT Fac. Spec. - NOX Rate Winter v.4.10 Final, Unit 2923 and retrofits | 227 | 2270 | Rate Constraint in lbs/MMBtu | FALSE | L | Annual | Allowances Withdrawn (1:1) | MTons | 0 | 0 | 0 | 0 | 0 | 0 | 0
CT Fac. Spec. - NOX Rate Winter v.4.10 Final, Unit 2923 and retrofits | 227 | 2270 | Rate Constraint in lbs/MMBtu | FALSE | L | Annual | Allowances Withdrawn (n:1) | MTons | 0 | 0 | 0 | 0 | 0 | 0 | 0
CT Fac. Spec. - NOX Rate Winter v.4.10 Final, Unit 2923 and retrofits | 227 | 2270 | Rate Constraint in lbs/MMBtu | FALSE | L | Annual | Net Emissions Allowance Position | MTons | 0.0019011 | 0.0018864 | 0.0019011 | 0.0019011 | 0.00037424 | 0 | 0
CT Fac. Spec. - NOX Rate Winter v.4.10 Final, Unit 2923 and retrofits | 227 | 2270 | Rate Constraint in lbs/MMBtu | FALSE | L | Annual | Fuel Consumed | TBtu | 0.06094 | 0.060467 | 0.06094 | 0.06094 | 0.011996 | 0 | 0
CT Fac. Spec. - NOX Rate Winter v.4.10 Final, Unit 2923 and retrofits | 227 | 2270 | Rate Constraint in lbs/MMBtu | FALSE | L | Annual | Rate | lb/MMBtu | 0.062393 | 0.062393 | 0.062393 | 0.062393 | 0.062393 | 0 | 0
CT Fac. Spec. - NOX Rate Winter v.4.10 Final, Unit 2923 and retrofits | 227 | 2270 | Rate Constraint in lbs/MMBtu | FALSE | L | Annual | Generation | TWh | 0.0068673 | 0.0068139 | 0.0068673 | 0.0068673 | 0.0013518 | 0 | 0
CT Fac. Spec. - NOX Rate Winter v.4.10 Final, Unit 2923 and retrofits | 227 | 2270 | Rate Constraint in lbs/MMBtu | FALSE | L | Annual | Qualifying Generation | TWh | 0.0068673 | 0.0068139 | 0.0068673 | 0.0068673 | 0.0013518 | 0 | 0
CT Fac. Spec. - NOX Rate Winter v.4.10 Final, Unit 2923 and retrofits | 227 | 2270 | Rate Constraint in lbs/MMBtu | FALSE | L | Annual | Rate | lb/MWh | 0.27684 | 0.27684 | 0.27684 | 0.27684 | 0.27684 | 0 | 0
CT Fac. Spec. - NOX Rate Winter v.4.10 Final, Unit 2923 and retrofits | 227 | 2270 | Rate Constraint in lbs/MMBtu | FALSE | L | Annual | Constraint Shadow Price | US$/Ton | 0 | 0 | 0 | 0 | 0 | 0 | 0
CT Fac. Spec. - NOX Rate Winter v.4.10 Final, Unit 2925 and retrofits | 228 | 2270 | Rate Constraint in lbs/MMBtu | FALSE | L | Annual | Seasons Included | Seasons | Winter | Winter | Winter | Winter | Winter | Winter | Winter
CT Fac. Spec. - NOX Rate Winter v.4.10 Final, Unit 2925 and retrofits | 228 | 2270 | Rate Constraint in lbs/MMBtu | FALSE | L | Annual | Standard | lb/MMBtu | 0.15 | 0.15 | 0.15 | 0.15 | 0.15 | 0.15 | 0.15
CT Fac. Spec. - NOX Rate Winter v.4.10 Final, Unit 2925 and retrofits | 228 | 2270 | Rate Constraint in lbs/MMBtu | FALSE | L | Annual | Emissions at Affected Plants NOX | MTons | 0.011006 | 0.011006 | 0.011006 | 0.011006 | 0.011006 | 0.011006 | 0.011006
CT Fac. Spec. - NOX Rate Winter v.4.10 Final, Unit 2925 and retrofits | 228 | 2270 | Rate Constraint in lbs/MMBtu | FALSE | L | Annual | Allowances Purchased NOX | MTons | 0 | 0 | 0 | 0 | 0 | 0 | 0
CT Fac. Spec. - NOX Rate Winter v.4.10 Final, Unit 2925 and retrofits | 228 | 2270 | Rate Constraint in lbs/MMBtu | FALSE | L | Annual | Allowances Sold NOX | MTons | 0 | 0 | 0 | 0 | 0 | 0 | 0
CT Fac. Spec. - NOX Rate Winter v.4.10 Final, Unit 2925 and retrofits | 228 | 2270 | Rate Constraint in lbs/MMBtu | FALSE | L | Annual | Allowances Banked | MTons | 0 | 0 | 0 | 0 | 0 | 0 | 0
CT Fac. Spec. - NOX Rate Winter v.4.10 Final, Unit 2925 and retrofits | 228 | 2270 | Rate Constraint in lbs/MMBtu | FALSE | L | Annual | Allowances Withdrawn (1:1) | MTons | 0 | 0 | 0 | 0 | 0 | 0 | 0
CT Fac. Spec. - NOX Rate Winter v.4.10 Final, Unit 2925 and retrofits | 228 | 2270 | Rate Constraint in lbs/MMBtu | FALSE | L | Annual | Allowances Withdrawn (n:1) | MTons | 0 | 0 | 0 | 0 | 0 | 0 | 0
CT Fac. Spec. - NOX Rate Winter v.4.10 Final, Unit 2925 and retrofits | 228 | 2270 | Rate Constraint in lbs/MMBtu | FALSE | L | Annual | Net Emissions Allowance Position | MTons | 0.011006 | 0.011006 | 0.011006 | 0.011006 | 0.011006 | 0.011006 | 0.011006
CT Fac. Spec. - NOX Rate Winter v.4.10 Final, Unit 2925 and retrofits | 228 | 2270 | Rate Constraint in lbs/MMBtu | FALSE | L | Annual | Fuel Consumed | TBtu | 5.3643 | 5.3643 | 5.3643 | 5.3643 | 5.3643 | 5.3643 | 5.3643
CT Fac. Spec. - NOX Rate Winter v.4.10 Final, Unit 2925 and retrofits | 228 | 2270 | Rate Constraint in lbs/MMBtu | FALSE | L | Annual | Rate | lb/MMBtu | 0.0041036 | 0.0041036 | 0.0041036 | 0.0041036 | 0.0041036 | 0.0041036 | 0.0041036
CT Fac. Spec. - NOX Rate Winter v.4.10 Final, Unit 2925 and retrofits | 228 | 2270 | Rate Constraint in lbs/MMBtu | FALSE | L | Annual | Generation | TWh | 0.7609 | 0.7609 | 0.7609 | 0.7609 | 0.7609 | 0.7609 | 0.7609
CT Fac. Spec. - NOX Rate Winter v.4.10 Final, Unit 2925 and retrofits | 228 | 2270 | Rate Constraint in lbs/MMBtu | FALSE | L | Annual | Qualifying Generation | TWh | 0.7609 | 0.7609 | 0.7609 | 0.7609 | 0.7609 | 0.7609 | 0.7609
CT Fac. Spec. - NOX Rate Winter v.4.10 Final, Unit 2925 and retrofits | 228 | 2270 | Rate Constraint in lbs/MMBtu | FALSE | L | Annual | Rate | lb/MWh | 0.014465 | 0.014465 | 0.014465 | 0.014465 | 0.014465 | 0.014465 | 0.014465
CT Fac. Spec. - NOX Rate Winter v.4.10 Final, Unit 2925 and retrofits | 228 | 2270 | Rate Constraint in lbs/MMBtu | FALSE | L | Annual | Constraint Shadow Price | US$/Ton | 0 | 0 | 0 | 0 | 0 | 0 | 0
CT Fac. Spec. - NOX Rate Winter v.4.10 Final, Unit 2926 and retrofits | 229 | 2270 | Rate Constraint in lbs/MMBtu | FALSE | L | Annual | Seasons Included | Seasons | Winter | Winter | Winter | Winter | Winter | Winter | Winter
CT Fac. Spec. - NOX Rate Winter v.4.10 Final, Unit 2926 and retrofits | 229 | 2270 | Rate Constraint in lbs/MMBtu | FALSE | L | Annual | Standard | lb/MMBtu | 0.15 | 0.15 | 0.15 | 0.15 | 0.15 | 0.15 | 0.15
CT Fac. Spec. - NOX Rate Winter v.4.10 Final, Unit 2926 and retrofits | 229 | 2270 | Rate Constraint in lbs/MMBtu | FALSE | L | Annual | Emissions at Affected Plants NOX | MTons | 0.011006 | 0.011006 | 0.011006 | 0.011006 | 0.011006 | 0.011006 | 0.011006
CT Fac. Spec. - NOX Rate Winter v.4.10 Final, Unit 2926 and retrofits | 229 | 2270 | Rate Constraint in lbs/MMBtu | FALSE | L | Annual | Allowances Purchased NOX | MTons | 0 | 0 | 0 | 0 | 0 | 0 | 0
CT Fac. Spec. - NOX Rate Winter v.4.10 Final, Unit 2926 and retrofits | 229 | 2270 | Rate Constraint in lbs/MMBtu | FALSE | L | Annual | Allowances Sold NOX | MTons | 0 | 0 | 0 | 0 | 0 | 0 | 0
CT Fac. Spec. - NOX Rate Winter v.4.10 Final, Unit 2926 and retrofits | 229 | 2270 | Rate Constraint in lbs/MMBtu | FALSE | L | Annual | Allowances Banked | MTons | 0 | 0 | 0 | 0 | 0 | 0 | 0
CT Fac. Spec. - NOX Rate Winter v.4.10 Final, Unit 2926 and retrofits | 229 | 2270 | Rate Constraint in lbs/MMBtu | FALSE | L | Annual | Allowances Withdrawn (1:1) | MTons | 0 | 0 | 0 | 0 | 0 | 0 | 0
CT Fac. Spec. - NOX Rate Winter v.4.10 Final, Unit 2926 and retrofits | 229 | 2270 | Rate Constraint in lbs/MMBtu | FALSE | L | Annual | Allowances Withdrawn (n:1) | MTons | 0 | 0 | 0 | 0 | 0 | 0 | 0
CT Fac. Spec. - NOX Rate Winter v.4.10 Final, Unit 2926 and retrofits | 229 | 2270 | Rate Constraint in lbs/MMBtu | FALSE | L | Annual | Net Emissions Allowance Position | MTons | 0.011006 | 0.011006 | 0.011006 | 0.011006 | 0.011006 | 0.011006 | 0.011006
CT Fac. Spec. - NOX Rate Winter v.4.10 Final, Unit 2926 and retrofits | 229 | 2270 | Rate Constraint in lbs/MMBtu | FALSE | L | Annual | Fuel Consumed | TBtu | 5.3643 | 5.3643 | 5.3643 | 5.3643 | 5.3643 | 5.3643 | 5.3643
CT Fac. Spec. - NOX Rate Winter v.4.10 Final, Unit 2926 and retrofits | 229 | 2270 | Rate Constraint in lbs/MMBtu | FALSE | L | Annual | Rate | lb/MMBtu | 0.0041036 | 0.0041036 | 0.0041036 | 0.0041036 | 0.0041036 | 0.0041036 | 0.0041036
CT Fac. Spec. - NOX Rate Winter v.4.10 Final, Unit 2926 and retrofits | 229 | 2270 | Rate Constraint in lbs/MMBtu | FALSE | L | Annual | Generation | TWh | 0.7609 | 0.7609 | 0.7609 | 0.7609 | 0.7609 | 0.7609 | 0.7609
CT Fac. Spec. - NOX Rate Winter v.4.10 Final, Unit 2926 and retrofits | 229 | 2270 | Rate Constraint in lbs/MMBtu | FALSE | L | Annual | Qualifying Generation | TWh | 0.7609 | 0.7609 | 0.7609 | 0.7609 | 0.7609 | 0.7609 | 0.7609
CT Fac. Spec. - NOX Rate Winter v.4.10 Final, Unit 2926 and retrofits | 229 | 2270 | Rate Constraint in lbs/MMBtu | FALSE | L | Annual | Rate | lb/MWh | 0.014465 | 0.014465 | 0.014465 | 0.014465 | 0.014465 | 0.014465 | 0.014465
CT Fac. Spec. - NOX Rate Winter v.4.10 Final, Unit 2926 and retrofits | 229 | 2270 | Rate Constraint in lbs/MMBtu | FALSE | L | Annual | Constraint Shadow Price | US$/Ton | 0 | 0 | 0 | 0 | 0 | 0 | 0
CT Fac. Spec. - NOX Rate Winter v.4.10 Final, Unit 2927 and retrofits | 230 | 2270 | Rate Constraint in lbs/MMBtu | FALSE | L | Annual | Seasons Included | Seasons | Winter | Winter | Winter | Winter | Winter | Winter | Winter
CT Fac. Spec. - NOX Rate Winter v.4.10 Final, Unit 2927 and retrofits | 230 | 2270 | Rate Constraint in lbs/MMBtu | FALSE | L | Annual | Standard | lb/MMBtu | 0.15 | 0.15 | 0.15 | 0.15 | 0.15 | 0.15 | 0.15
CT Fac. Spec. - NOX Rate Winter v.4.10 Final, Unit 2927 and retrofits | 230 | 2270 | Rate Constraint in lbs/MMBtu | FALSE | L | Annual | Emissions at Affected Plants NOX | MTons | 0.017038 | 0.017038 | 0.017038 | 0.017038 | 0.017038 | 0.017038 | 0.017038
CT Fac. Spec. - NOX Rate Winter v.4.10 Final, Unit 2927 and retrofits | 230 | 2270 | Rate Constraint in lbs/MMBtu | FALSE | L | Annual | Allowances Purchased NOX | MTons | 0 | 0 | 0 | 0 | 0 | 0 | 0
CT Fac. Spec. - NOX Rate Winter v.4.10 Final, Unit 2927 and retrofits | 230 | 2270 | Rate Constraint in lbs/MMBtu | FALSE | L | Annual | Allowances Sold NOX | MTons | 0 | 0 | 0 | 0 | 0 | 0 | 0
CT Fac. Spec. - NOX Rate Winter v.4.10 Final, Unit 2927 and retrofits | 230 | 2270 | Rate Constraint in lbs/MMBtu | FALSE | L | Annual | Allowances Banked | MTons | 0 | 0 | 0 | 0 | 0 | 0 | 0
CT Fac. Spec. - NOX Rate Winter v.4.10 Final, Unit 2927 and retrofits | 230 | 2270 | Rate Constraint in lbs/MMBtu | FALSE | L | Annual | Allowances Withdrawn (1:1) | MTons | 0 | 0 | 0 | 0 | 0 | 0 | 0
CT Fac. Spec. - NOX Rate Winter v.4.10 Final, Unit 2927 and retrofits | 230 | 2270 | Rate Constraint in lbs/MMBtu | FALSE | L | Annual | Allowances Withdrawn (n:1) | MTons | 0 | 0 | 0 | 0 | 0 | 0 | 0
CT Fac. Spec. - NOX Rate Winter v.4.10 Final, Unit 2927 and retrofits | 230 | 2270 | Rate Constraint in lbs/MMBtu | FALSE | L | Annual | Net Emissions Allowance Position | MTons | 0.017038 | 0.017038 | 0.017038 | 0.017038 | 0.017038 | 0.017038 | 0.017038
CT Fac. Spec. - NOX Rate Winter v.4.10 Final, Unit 2927 and retrofits | 230 | 2270 | Rate Constraint in lbs/MMBtu | FALSE | L | Annual | Fuel Consumed | TBtu | 8.3041 | 8.3041 | 8.3041 | 8.3041 | 8.3041 | 8.3041 | 8.3041
CT Fac. Spec. - NOX Rate Winter v.4.10 Final, Unit 2927 and retrofits | 230 | 2270 | Rate Constraint in lbs/MMBtu | FALSE | L | Annual | Rate | lb/MMBtu | 0.0041036 | 0.0041036 | 0.0041036 | 0.0041036 | 0.0041036 | 0.0041036 | 0.0041036
CT Fac. Spec. - NOX Rate Winter v.4.10 Final, Unit 2927 and retrofits | 230 | 2270 | Rate Constraint in lbs/MMBtu | FALSE | L | Annual | Generation | TWh | 1.1779 | 1.1779 | 1.1779 | 1.1779 | 1.1779 | 1.1779 | 1.1779
CT Fac. Spec. - NOX Rate Winter v.4.10 Final, Unit 2927 and retrofits | 230 | 2270 | Rate Constraint in lbs/MMBtu | FALSE | L | Annual | Qualifying Generation | TWh | 1.1779 | 1.1779 | 1.1779 | 1.1779 | 1.1779 | 1.1779 | 1.1779
CT Fac. Spec. - NOX Rate Winter v.4.10 Final, Unit 2927 and retrofits | 230 | 2270 | Rate Constraint in lbs/MMBtu | FALSE | L | Annual | Rate | lb/MWh | 0.014465 | 0.014465 | 0.014465 | 0.014465 | 0.014465 | 0.014465 | 0.014465
CT Fac. Spec. - NOX Rate Winter v.4.10 Final, Unit 2927 and retrofits | 230 | 2270 | Rate Constraint in lbs/MMBtu | FALSE | L | Annual | Constraint Shadow Price | US$/Ton | 0 | 0 | 0 | 0 | 0 | 0 | 0
CT Fac. Spec. - NOX Rate Winter v.4.10 Final, Unit 2929 and retrofits | 231 | 2270 | Rate Constraint in lbs/MMBtu | FALSE | L | Annual | Seasons Included | Seasons | Winter | Winter | Winter | Winter | Winter | Winter | Winter
CT Fac. Spec. - NOX Rate Winter v.4.10 Final, Unit 2929 and retrofits | 231 | 2270 | Rate Constraint in lbs/MMBtu | FALSE | L | Annual | Standard | lb/MMBtu | 0.15 | 0.15 | 0.15 | 0.15 | 0.15 | 0.15 | 0.15
CT Fac. Spec. - NOX Rate Winter v.4.10 Final, Unit 2929 and retrofits | 231 | 2270 | Rate Constraint in lbs/MMBtu | FALSE | L | Annual | Emissions at Affected Plants NOX | MTons | 0.0073508 | 0.0073508 | 0.0073508 | 0.0073508 | 0.0073508 | 0.005253 | 0.00081568
CT Fac. Spec. - NOX Rate Winter v.4.10 Final, Unit 2929 and retrofits | 231 | 2270 | Rate Constraint in lbs/MMBtu | FALSE | L | Annual | Allowances Purchased NOX | MTons | 0 | 0 | 0 | 0 | 0 | 0 | 0
CT Fac. Spec. - NOX Rate Winter v.4.10 Final, Unit 2929 and retrofits | 231 | 2270 | Rate Constraint in lbs/MMBtu | FALSE | L | Annual | Allowances Sold NOX | MTons | 0 | 0 | 0 | 0 | 0 | 0 | 0
CT Fac. Spec. - NOX Rate Winter v.4.10 Final, Unit 2929 and retrofits | 231 | 2270 | Rate Constraint in lbs/MMBtu | FALSE | L | Annual | Allowances Banked | MTons | 0 | 0 | 0 | 0 | 0 | 0 | 0
CT Fac. Spec. - NOX Rate Winter v.4.10 Final, Unit 2929 and retrofits | 231 | 2270 | Rate Constraint in lbs/MMBtu | FALSE | L | Annual | Allowances Withdrawn (1:1) | MTons | 0 | 0 | 0 | 0 | 0 | 0 | 0
CT Fac. Spec. - NOX Rate Winter v.4.10 Final, Unit 2929 and retrofits | 231 | 2270 | Rate Constraint in lbs/MMBtu | FALSE | L | Annual | Allowances Withdrawn (n:1) | MTons | 0 | 0 | 0 | 0 | 0 | 0 | 0
CT Fac. Spec. - NOX Rate Winter v.4.10 Final, Unit 2929 and retrofits | 231 | 2270 | Rate Constraint in lbs/MMBtu | FALSE | L | Annual | Net Emissions Allowance Position | MTons | 0.0073508 | 0.0073508 | 0.0073508 | 0.0073508 | 0.0073508 | 0.005253 | 0.00081568
CT Fac. Spec. - NOX Rate Winter v.4.10 Final, Unit 2929 and retrofits | 231 | 2270 | Rate Constraint in lbs/MMBtu | FALSE | L | Annual | Fuel Consumed | TBtu | 3.5463 | 3.5463 | 3.5463 | 3.5463 | 3.5463 | 2.5342 | 0.39352
CT Fac. Spec. - NOX Rate Winter v.4.10 Final, Unit 2929 and retrofits | 231 | 2270 | Rate Constraint in lbs/MMBtu | FALSE | L | Annual | Rate | lb/MMBtu | 0.0041456 | 0.0041456 | 0.0041456 | 0.0041456 | 0.0041456 | 0.0041456 | 0.0041456
CT Fac. Spec. - NOX Rate Winter v.4.10 Final, Unit 2929 and retrofits | 231 | 2270 | Rate Constraint in lbs/MMBtu | FALSE | L | Annual | Generation | TWh | 0.47576 | 0.47576 | 0.47576 | 0.47576 | 0.47576 | 0.33998 | 0.052793
CT Fac. Spec. - NOX Rate Winter v.4.10 Final, Unit 2929 and retrofits | 231 | 2270 | Rate Constraint in lbs/MMBtu | FALSE | L | Annual | Qualifying Generation | TWh | 0.47576 | 0.47576 | 0.47576 | 0.47576 | 0.47576 | 0.33998 | 0.052793
CT Fac. Spec. - NOX Rate Winter v.4.10 Final, Unit 2929 and retrofits | 231 | 2270 | Rate Constraint in lbs/MMBtu | FALSE | L | Annual | Rate | lb/MWh | 0.015451 | 0.015451 | 0.015451 | 0.015451 | 0.015451 | 0.015451 | 0.015451
CT Fac. Spec. - NOX Rate Winter v.4.10 Final, Unit 2929 and retrofits | 231 | 2270 | Rate Constraint in lbs/MMBtu | FALSE | L | Annual | Constraint Shadow Price | US$/Ton | 0 | 0 | 0 | 0 | 0 | 0 | 0
CT Fac. Spec. - NOX Rate Winter v.4.10 Final, Unit 2930 and retrofits | 232 | 2270 | Rate Constraint in lbs/MMBtu | FALSE | L | Annual | Seasons Included | Seasons | Winter | Winter | Winter | Winter | Winter | Winter | Winter
CT Fac. Spec. - NOX Rate Winter v.4.10 Final, Unit 2930 and retrofits | 232 | 2270 | Rate Constraint in lbs/MMBtu | FALSE | L | Annual | Standard | lb/MMBtu | 0.15 | 0.15 | 0.15 | 0.15 | 0.15 | 0.15 | 0.15
CT Fac. Spec. - NOX Rate Winter v.4.10 Final, Unit 2930 and retrofits | 232 | 2270 | Rate Constraint in lbs/MMBtu | FALSE | L | Annual | Emissions at Affected Plants NOX | MTons | 0.0073642 | 0.0073642 | 0.0093729 | 0.0047931 | 0.0073642 | 0.00081717 | 0.00081717
CT Fac. Spec. - NOX Rate Winter v.4.10 Final, Unit 2930 and retrofits | 232 | 2270 | Rate Constraint in lbs/MMBtu | FALSE | L | Annual | Allowances Purchased NOX | MTons | 0 | 0 | 0 | 0 | 0 | 0 | 0
CT Fac. Spec. - NOX Rate Winter v.4.10 Final, Unit 2930 and retrofits | 232 | 2270 | Rate Constraint in lbs/MMBtu | FALSE | L | Annual | Allowances Sold NOX | MTons | 0 | 0 | 0 | 0 | 0 | 0 | 0
CT Fac. Spec. - NOX Rate Winter v.4.10 Final, Unit 2930 and retrofits | 232 | 2270 | Rate Constraint in lbs/MMBtu | FALSE | L | Annual | Allowances Banked | MTons | 0 | 0 | 0 | 0 | 0 | 0 | 0
CT Fac. Spec. - NOX Rate Winter v.4.10 Final, Unit 2930 and retrofits | 232 | 2270 | Rate Constraint in lbs/MMBtu | FALSE | L | Annual | Allowances Withdrawn (1:1) | MTons | 0 | 0 | 0 | 0 | 0 | 0 | 0
CT Fac. Spec. - NOX Rate Winter v.4.10 Final, Unit 2930 and retrofits | 232 | 2270 | Rate Constraint in lbs/MMBtu | FALSE | L | Annual | Allowances Withdrawn (n:1) | MTons | 0 | 0 | 0 | 0 | 0 | 0 | 0
CT Fac. Spec. - NOX Rate Winter v.4.10 Final, Unit 2930 and retrofits | 232 | 2270 | Rate Constraint in lbs/MMBtu | FALSE | L | Annual | Net Emissions Allowance Position | MTons | 0.0073642 | 0.0073642 | 0.0093729 | 0.0047931 | 0.0073642 | 0.00081717 | 0.00081717
CT Fac. Spec. - NOX Rate Winter v.4.10 Final, Unit 2930 and retrofits | 232 | 2270 | Rate Constraint in lbs/MMBtu | FALSE | L | Annual | Fuel Consumed | TBtu | 3.6184 | 3.6184 | 4.6054 | 2.3551 | 3.6184 | 0.40152 | 0.40152
CT Fac. Spec. - NOX Rate Winter v.4.10 Final, Unit 2930 and retrofits | 232 | 2270 | Rate Constraint in lbs/MMBtu | FALSE | L | Annual | Rate | lb/MMBtu | 0.0040704 | 0.0040704 | 0.0040704 | 0.0040704 | 0.0040704 | 0.0040704 | 0.0040704
CT Fac. Spec. - NOX Rate Winter v.4.10 Final, Unit 2930 and retrofits | 232 | 2270 | Rate Constraint in lbs/MMBtu | FALSE | L | Annual | Generation | TWh | 0.48543 | 0.48543 | 0.61784 | 0.31594 | 0.48543 | 0.053866 | 0.053866
CT Fac. Spec. - NOX Rate Winter v.4.10 Final, Unit 2930 and retrofits | 232 | 2270 | Rate Constraint in lbs/MMBtu | FALSE | L | Annual | Qualifying Generation | TWh | 0.48543 | 0.48543 | 0.61784 | 0.31594 | 0.48543 | 0.053866 | 0.053866
CT Fac. Spec. - NOX Rate Winter v.4.10 Final, Unit 2930 and retrofits | 232 | 2270 | Rate Constraint in lbs/MMBtu | FALSE | L | Annual | Rate | lb/MWh | 0.015171 | 0.015171 | 0.015171 | 0.015171 | 0.015171 | 0.015171 | 0.015171
CT Fac. Spec. - NOX Rate Winter v.4.10 Final, Unit 2930 and retrofits | 232 | 2270 | Rate Constraint in lbs/MMBtu | FALSE | L | Annual | Constraint Shadow Price | US$/Ton | 0 | 0 | 0 | 0 | 0 | 0 | 0
CT Fac. Spec. - NOX Rate Winter v.4.10 Final, Unit 2931 and retrofits | 233 | 2270 | Rate Constraint in lbs/MMBtu | FALSE | L | Annual | Seasons Included | Seasons | Winter | Winter | Winter | Winter | Winter | Winter | Winter
CT Fac. Spec. - NOX Rate Winter v.4.10 Final, Unit 2931 and retrofits | 233 | 2270 | Rate Constraint in lbs/MMBtu | FALSE | L | Annual | Standard | lb/MMBtu | 0.15 | 0.15 | 0.15 | 0.15 | 0.15 | 0.15 | 0.15
CT Fac. Spec. - NOX Rate Winter v.4.10 Final, Unit 2931 and retrofits | 233 | 2270 | Rate Constraint in lbs/MMBtu | FALSE | L | Annual | Emissions at Affected Plants NOX | MTons | 0.011546 | 0.014688 | 0.012659 | 0.012659 | 0.012465 | 0.0075933 | 0.0008426
CT Fac. Spec. - NOX Rate Winter v.4.10 Final, Unit 2931 and retrofits | 233 | 2270 | Rate Constraint in lbs/MMBtu | FALSE | L | Annual | Allowances Purchased NOX | MTons | 0 | 0 | 0 | 0 | 0 | 0 | 0
CT Fac. Spec. - NOX Rate Winter v.4.10 Final, Unit 2931 and retrofits | 233 | 2270 | Rate Constraint in lbs/MMBtu | FALSE | L | Annual | Allowances Sold NOX | MTons | 0 | 0 | 0 | 0 | 0 | 0 | 0
CT Fac. Spec. - NOX Rate Winter v.4.10 Final, Unit 2931 and retrofits | 233 | 2270 | Rate Constraint in lbs/MMBtu | FALSE | L | Annual | Allowances Banked | MTons | 0 | 0 | 0 | 0 | 0 | 0 | 0
CT Fac. Spec. - NOX Rate Winter v.4.10 Final, Unit 2931 and retrofits | 233 | 2270 | Rate Constraint in lbs/MMBtu | FALSE | L | Annual | Allowances Withdrawn (1:1) | MTons | 0 | 0 | 0 | 0 | 0 | 0 | 0
CT Fac. Spec. - NOX Rate Winter v.4.10 Final, Unit 2931 and retrofits | 233 | 2270 | Rate Constraint in lbs/MMBtu | FALSE | L | Annual | Allowances Withdrawn (n:1) | MTons | 0 | 0 | 0 | 0 | 0 | 0 | 0
CT Fac. Spec. - NOX Rate Winter v.4.10 Final, Unit 2931 and retrofits | 233 | 2270 | Rate Constraint in lbs/MMBtu | FALSE | L | Annual | Net Emissions Allowance Position | MTons | 0.011546 | 0.014688 | 0.012659 | 0.012659 | 0.012465 | 0.0075933 | 0.0008426
CT Fac. Spec. - NOX Rate Winter v.4.10 Final, Unit 2931 and retrofits | 233 | 2270 | Rate Constraint in lbs/MMBtu | FALSE | L | Annual | Fuel Consumed | TBtu | 5.4359 | 6.9154 | 5.9601 | 5.9601 | 5.8689 | 3.5751 | 0.39672
CT Fac. Spec. - NOX Rate Winter v.4.10 Final, Unit 2931 and retrofits | 233 | 2270 | Rate Constraint in lbs/MMBtu | FALSE | L | Annual | Rate | lb/MMBtu | 0.0042479 | 0.0042479 | 0.0042479 | 0.0042479 | 0.0042479 | 0.0042479 | 0.0042479
CT Fac. Spec. - NOX Rate Winter v.4.10 Final, Unit 2931 and retrofits | 233 | 2270 | Rate Constraint in lbs/MMBtu | FALSE | L | Annual | Generation | TWh | 0.72927 | 0.92774 | 0.79959 | 0.79959 | 0.78735 | 0.47963 | 0.053222
CT Fac. Spec. - NOX Rate Winter v.4.10 Final, Unit 2931 and retrofits | 233 | 2270 | Rate Constraint in lbs/MMBtu | FALSE | L | Annual | Qualifying Generation | TWh | 0.72927 | 0.92774 | 0.79959 | 0.79959 | 0.78735 | 0.47963 | 0.053222
CT Fac. Spec. - NOX Rate Winter v.4.10 Final, Unit 2931 and retrofits | 233 | 2270 | Rate Constraint in lbs/MMBtu | FALSE | L | Annual | Rate | lb/MWh | 0.015832 | 0.015832 | 0.015832 | 0.015832 | 0.015832 | 0.015832 | 0.015832
CT Fac. Spec. - NOX Rate Winter v.4.10 Final, Unit 2931 and retrofits | 233 | 2270 | Rate Constraint in lbs/MMBtu | FALSE | L | Annual | Constraint Shadow Price | US$/Ton | 0 | 0 | 0 | 0 | 0 | 0 | 0
CT Fac. Spec. - NOX Rate Winter v.4.10 Final, Unit 2932 and retrofits | 234 | 2270 | Rate Constraint in lbs/MMBtu | FALSE | L | Annual | Seasons Included | Seasons | Winter | Winter | Winter | Winter | Winter | Winter | Winter
CT Fac. Spec. - NOX Rate Winter v.4.10 Final, Unit 2932 and retrofits | 234 | 2270 | Rate Constraint in lbs/MMBtu | FALSE | L | Annual | Standard | lb/MMBtu | 0.15 | 0.15 | 0.15 | 0.15 | 0.15 | 0.15 | 0.15
CT Fac. Spec. - NOX Rate Winter v.4.10 Final, Unit 2932 and retrofits | 234 | 2270 | Rate Constraint in lbs/MMBtu | FALSE | L | Annual | Emissions at Affected Plants NOX | MTons | 0.013249 | 0.013249 | 0.013249 | 0.013249 | 0.013249 | 0.0059606 | 0.00066142
CT Fac. Spec. - NOX Rate Winter v.4.10 Final, Unit 2932 and retrofits | 234 | 2270 | Rate Constraint in lbs/MMBtu | FALSE | L | Annual | Allowances Purchased NOX | MTons | 0 | 0 | 0 | 0 | 0 | 0 | 0
CT Fac. Spec. - NOX Rate Winter v.4.10 Final, Unit 2932 and retrofits | 234 | 2270 | Rate Constraint in lbs/MMBtu | FALSE | L | Annual | Allowances Sold NOX | MTons | 0 | 0 | 0 | 0 | 0 | 0 | 0
CT Fac. Spec. - NOX Rate Winter v.4.10 Final, Unit 2932 and retrofits | 234 | 2270 | Rate Constraint in lbs/MMBtu | FALSE | L | Annual | Allowances Banked | MTons | 0 | 0 | 0 | 0 | 0 | 0 | 0
CT Fac. Spec. - NOX Rate Winter v.4.10 Final, Unit 2932 and retrofits | 234 | 2270 | Rate Constraint in lbs/MMBtu | FALSE | L | Annual | Allowances Withdrawn (1:1) | MTons | 0 | 0 | 0 | 0 | 0 | 0 | 0
CT Fac. Spec. - NOX Rate Winter v.4.10 Final, Unit 2932 and retrofits | 234 | 2270 | Rate Constraint in lbs/MMBtu | FALSE | L | Annual | Allowances Withdrawn (n:1) | MTons | 0 | 0 | 0 | 0 | 0 | 0 | 0
CT Fac. Spec. - NOX Rate Winter v.4.10 Final, Unit 2932 and retrofits | 234 | 2270 | Rate Constraint in lbs/MMBtu | FALSE | L | Annual | Net Emissions Allowance Position | MTons | 0.013249 | 0.013249 | 0.013249 | 0.013249 | 0.013249 | 0.0059606 | 0.00066142
CT Fac. Spec. - NOX Rate Winter v.4.10 Final, Unit 2932 and retrofits | 234 | 2270 | Rate Constraint in lbs/MMBtu | FALSE | L | Annual | Fuel Consumed | TBtu | 8.0048 | 8.0048 | 8.0048 | 8.0048 | 8.0048 | 3.6012 | 0.39961
CT Fac. Spec. - NOX Rate Winter v.4.10 Final, Unit 2932 and retrofits | 234 | 2270 | Rate Constraint in lbs/MMBtu | FALSE | L | Annual | Rate | lb/MMBtu | 0.0033103 | 0.0033103 | 0.0033103 | 0.0033103 | 0.0033103 | 0.0033103 | 0.0033103
CT Fac. Spec. - NOX Rate Winter v.4.10 Final, Unit 2932 and retrofits | 234 | 2270 | Rate Constraint in lbs/MMBtu | FALSE | L | Annual | Generation | TWh | 1.0876 | 1.0876 | 1.0876 | 1.0876 | 1.0876 | 0.4893 | 0.054295
CT Fac. Spec. - NOX Rate Winter v.4.10 Final, Unit 2932 and retrofits | 234 | 2270 | Rate Constraint in lbs/MMBtu | FALSE | L | Annual | Qualifying Generation | TWh | 1.0876 | 1.0876 | 1.0876 | 1.0876 | 1.0876 | 0.4893 | 0.054295
CT Fac. Spec. - NOX Rate Winter v.4.10 Final, Unit 2932 and retrofits | 234 | 2270 | Rate Constraint in lbs/MMBtu | FALSE | L | Annual | Rate | lb/MWh | 0.012182 | 0.012182 | 0.012182 | 0.012182 | 0.012182 | 0.012182 | 0.012182
CT Fac. Spec. - NOX Rate Winter v.4.10 Final, Unit 2932 and retrofits | 234 | 2270 | Rate Constraint in lbs/MMBtu | FALSE | L | Annual | Constraint Shadow Price | US$/Ton | 0 | 0 | 0 | 0 | 0 | 0 | 0
CT Fac. Spec. - NOX Rate Winter v.4.10 Final, Unit 2933 and retrofits | 235 | 2270 | Rate Constraint in lbs/MMBtu | FALSE | L | Annual | Seasons Included | Seasons | Winter | Winter | Winter | Winter | Winter | Winter | Winter
CT Fac. Spec. - NOX Rate Winter v.4.10 Final, Unit 2933 and retrofits | 235 | 2270 | Rate Constraint in lbs/MMBtu | FALSE | L | Annual | Standard | lb/MMBtu | 0.15 | 0.15 | 0.15 | 0.15 | 0.15 | 0.15 | 0.15
CT Fac. Spec. - NOX Rate Winter v.4.10 Final, Unit 2933 and retrofits | 235 | 2270 | Rate Constraint in lbs/MMBtu | FALSE | L | Annual | Emissions at Affected Plants NOX | MTons | 0.014712 | 0.014712 | 0.014712 | 0.014712 | 0.014712 | 0.0078318 | 0.00073447
CT Fac. Spec. - NOX Rate Winter v.4.10 Final, Unit 2933 and retrofits | 235 | 2270 | Rate Constraint in lbs/MMBtu | FALSE | L | Annual | Allowances Purchased NOX | MTons | 0 | 0 | 0 | 0 | 0 | 0 | 0
CT Fac. Spec. - NOX Rate Winter v.4.10 Final, Unit 2933 and retrofits | 235 | 2270 | Rate Constraint in lbs/MMBtu | FALSE | L | Annual | Allowances Sold NOX | MTons | 0 | 0 | 0 | 0 | 0 | 0 | 0
CT Fac. Spec. - NOX Rate Winter v.4.10 Final, Unit 2933 and retrofits | 235 | 2270 | Rate Constraint in lbs/MMBtu | FALSE | L | Annual | Allowances Banked | MTons | 0 | 0 | 0 | 0 | 0 | 0 | 0
CT Fac. Spec. - NOX Rate Winter v.4.10 Final, Unit 2933 and retrofits | 235 | 2270 | Rate Constraint in lbs/MMBtu | FALSE | L | Annual | Allowances Withdrawn (1:1) | MTons | 0 | 0 | 0 | 0 | 0 | 0 | 0
CT Fac. Spec. - NOX Rate Winter v.4.10 Final, Unit 2933 and retrofits | 235 | 2270 | Rate Constraint in lbs/MMBtu | FALSE | L | Annual | Allowances Withdrawn (n:1) | MTons | 0 | 0 | 0 | 0 | 0 | 0 | 0
CT Fac. Spec. - NOX Rate Winter v.4.10 Final, Unit 2933 and retrofits | 235 | 2270 | Rate Constraint in lbs/MMBtu | FALSE | L | Annual | Net Emissions Allowance Position | MTons | 0.014712 | 0.014712 | 0.014712 | 0.014712 | 0.014712 | 0.0078318 | 0.00073447
CT Fac. Spec. - NOX Rate Winter v.4.10 Final, Unit 2933 and retrofits | 235 | 2270 | Rate Constraint in lbs/MMBtu | FALSE | L | Annual | Fuel Consumed | TBtu | 8.0354 | 8.0354 | 8.0354 | 8.0354 | 8.0354 | 4.2774 | 0.40114
CT Fac. Spec. - NOX Rate Winter v.4.10 Final, Unit 2933 and retrofits | 235 | 2270 | Rate Constraint in lbs/MMBtu | FALSE | L | Annual | Rate | lb/MMBtu | 0.0036619 | 0.0036619 | 0.0036619 | 0.0036619 | 0.0036619 | 0.0036619 | 0.0036619
CT Fac. Spec. - NOX Rate Winter v.4.10 Final, Unit 2933 and retrofits | 235 | 2270 | Rate Constraint in lbs/MMBtu | FALSE | L | Annual | Generation | TWh | 1.0919 | 1.0919 | 1.0919 | 1.0919 | 1.0919 | 0.58125 | 0.05451
CT Fac. Spec. - NOX Rate Winter v.4.10 Final, Unit 2933 and retrofits | 235 | 2270 | Rate Constraint in lbs/MMBtu | FALSE | L | Annual | Qualifying Generation | TWh | 1.0919 | 1.0919 | 1.0919 | 1.0919 | 1.0919 | 0.58125 | 0.05451
CT Fac. Spec. - NOX Rate Winter v.4.10 Final, Unit 2933 and retrofits | 235 | 2270 | Rate Constraint in lbs/MMBtu | FALSE | L | Annual | Rate | lb/MWh | 0.013474 | 0.013474 | 0.013474 | 0.013474 | 0.013474 | 0.013474 | 0.013474
CT Fac. Spec. - NOX Rate Winter v.4.10 Final, Unit 2933 and retrofits | 235 | 2270 | Rate Constraint in lbs/MMBtu | FALSE | L | Annual | Constraint Shadow Price | US$/Ton | 0 | 0 | 0 | 0 | 0 | 0 | 0
CT Fac. Spec. - NOX Rate Winter v.4.10 Final, Unit 2934 and retrofits | 236 | 2270 | Rate Constraint in lbs/MMBtu | FALSE | L | Annual | Seasons Included | Seasons | Winter | Winter | Winter | Winter | Winter | Winter | Winter
CT Fac. Spec. - NOX Rate Winter v.4.10 Final, Unit 2934 and retrofits | 236 | 2270 | Rate Constraint in lbs/MMBtu | FALSE | L | Annual | Standard | lb/MMBtu | 0.15 | 0.15 | 0.15 | 0.15 | 0.15 | 0.15 | 0.15
CT Fac. Spec. - NOX Rate Winter v.4.10 Final, Unit 2934 and retrofits | 236 | 2270 | Rate Constraint in lbs/MMBtu | FALSE | L | Annual | Emissions at Affected Plants NOX | MTons | 0.029403 | 0.029403 | 0.029403 | 0.029403 | 0.029403 | 0.029403 | 0.029403
CT Fac. Spec. - NOX Rate Winter v.4.10 Final, Unit 2934 and retrofits | 236 | 2270 | Rate Constraint in lbs/MMBtu | FALSE | L | Annual | Allowances Purchased NOX | MTons | 0 | 0 | 0 | 0 | 0 | 0 | 0
CT Fac. Spec. - NOX Rate Winter v.4.10 Final, Unit 2934 and retrofits | 236 | 2270 | Rate Constraint in lbs/MMBtu | FALSE | L | Annual | Allowances Sold NOX | MTons | 0 | 0 | 0 | 0 | 0 | 0 | 0
CT Fac. Spec. - NOX Rate Winter v.4.10 Final, Unit 2934 and retrofits | 236 | 2270 | Rate Constraint in lbs/MMBtu | FALSE | L | Annual | Allowances Banked | MTons | 0 | 0 | 0 | 0 | 0 | 0 | 0
CT Fac. Spec. - NOX Rate Winter v.4.10 Final, Unit 2934 and retrofits | 236 | 2270 | Rate Constraint in lbs/MMBtu | FALSE | L | Annual | Allowances Withdrawn (1:1) | MTons | 0 | 0 | 0 | 0 | 0 | 0 | 0
CT Fac. Spec. - NOX Rate Winter v.4.10 Final, Unit 2934 and retrofits | 236 | 2270 | Rate Constraint in lbs/MMBtu | FALSE | L | Annual | Allowances Withdrawn (n:1) | MTons | 0 | 0 | 0 | 0 | 0 | 0 | 0
CT Fac. Spec. - NOX Rate Winter v.4.10 Final, Unit 2934 and retrofits | 236 | 2270 | Rate Constraint in lbs/MMBtu | FALSE | L | Annual | Net Emissions Allowance Position | MTons | 0.029403 | 0.029403 | 0.029403 | 0.029403 | 0.029403 | 0.029403 | 0.029403
CT Fac. Spec. - NOX Rate Winter v.4.10 Final, Unit 2934 and retrofits | 236 | 2270 | Rate Constraint in lbs/MMBtu | FALSE | L | Annual | Fuel Consumed | TBtu | 0.49426 | 0.49426 | 0.49426 | 0.49426 | 0.49426 | 0.49426 | 0.49426
CT Fac. Spec. - NOX Rate Winter v.4.10 Final, Unit 2934 and retrofits | 236 | 2270 | Rate Constraint in lbs/MMBtu | FALSE | L | Annual | Rate | lb/MMBtu | 0.11898 | 0.11898 | 0.11898 | 0.11898 | 0.11898 | 0.11898 | 0.11898
CT Fac. Spec. - NOX Rate Winter v.4.10 Final, Unit 2934 and retrofits | 236 | 2270 | Rate Constraint in lbs/MMBtu | FALSE | L | Annual | Generation | TWh | 0.068781 | 0.068781 | 0.068781 | 0.068781 | 0.068781 | 0.068781 | 0.068781
CT Fac. Spec. - NOX Rate Winter v.4.10 Final, Unit 2934 and retrofits | 236 | 2270 | Rate Constraint in lbs/MMBtu | FALSE | L | Annual | Qualifying Generation | TWh | 0.068781 | 0.068781 | 0.068781 | 0.068781 | 0.068781 | 0.068781 | 0.068781
CT Fac. Spec. - NOX Rate Winter v.4.10 Final, Unit 2934 and retrofits | 236 | 2270 | Rate Constraint in lbs/MMBtu | FALSE | L | Annual | Rate | lb/MWh | 0.42749 | 0.42749 | 0.42749 | 0.42749 | 0.42749 | 0.42749 | 0.42749
CT Fac. Spec. - NOX Rate Winter v.4.10 Final, Unit 2934 and retrofits | 236 | 2270 | Rate Constraint in lbs/MMBtu | FALSE | L | Annual | Constraint Shadow Price | US$/Ton | 0 | 0 | 0 | 0 | 0 | 0 | 0
CT Fac. Spec. - NOX Rate Winter v.4.10 Final, Unit 2935 and retrofits | 237 | 2270 | Rate Constraint in lbs/MMBtu | FALSE | L | Annual | Seasons Included | Seasons | Winter | Winter | Winter | Winter | Winter | Winter | Winter
CT Fac. Spec. - NOX Rate Winter v.4.10 Final, Unit 2935 and retrofits | 237 | 2270 | Rate Constraint in lbs/MMBtu | FALSE | L | Annual | Standard | lb/MMBtu | 0.15 | 0.15 | 0.15 | 0.15 | 0.15 | 0.15 | 0.15
CT Fac. Spec. - NOX Rate Winter v.4.10 Final, Unit 2935 and retrofits | 237 | 2270 | Rate Constraint in lbs/MMBtu | FALSE | L | Annual | Emissions at Affected Plants NOX | MTons | 0.064319 | 0.064319 | 0.064319 | 0.064319 | 0.064319 | 0.028936 | 0.0032109
CT Fac. Spec. - NOX Rate Winter v.4.10 Final, Unit 2935 and retrofits | 237 | 2270 | Rate Constraint in lbs/MMBtu | FALSE | L | Annual | Allowances Purchased NOX | MTons | 0 | 0 | 0 | 0 | 0 | 0 | 0
CT Fac. Spec. - NOX Rate Winter v.4.10 Final, Unit 2935 and retrofits | 237 | 2270 | Rate Constraint in lbs/MMBtu | FALSE | L | Annual | Allowances Sold NOX | MTons | 0 | 0 | 0 | 0 | 0 | 0 | 0
CT Fac. Spec. - NOX Rate Winter v.4.10 Final, Unit 2935 and retrofits | 237 | 2270 | Rate Constraint in lbs/MMBtu | FALSE | L | Annual | Allowances Banked | MTons | 0 | 0 | 0 | 0 | 0 | 0 | 0
CT Fac. Spec. - NOX Rate Winter v.4.10 Final, Unit 2935 and retrofits | 237 | 2270 | Rate Constraint in lbs/MMBtu | FALSE | L | Annual | Allowances Withdrawn (1:1) | MTons | 0 | 0 | 0 | 0 | 0 | 0 | 0
CT Fac. Spec. - NOX Rate Winter v.4.10 Final, Unit 2935 and retrofits | 237 | 2270 | Rate Constraint in lbs/MMBtu | FALSE | L | Annual | Allowances Withdrawn (n:1) | MTons | 0 | 0 | 0 | 0 | 0 | 0 | 0
CT Fac. Spec. - NOX Rate Winter v.4.10 Final, Unit 2935 and retrofits | 237 | 2270 | Rate Constraint in lbs/MMBtu | FALSE | L | Annual | Net Emissions Allowance Position | MTons | 0.064319 | 0.064319 | 0.064319 | 0.064319 | 0.064319 | 0.028936 | 0.0032109
CT Fac. Spec. - NOX Rate Winter v.4.10 Final, Unit 2935 and retrofits | 237 | 2270 | Rate Constraint in lbs/MMBtu | FALSE | L | Annual | Fuel Consumed | TBtu | 1.0812 | 1.0812 | 1.0812 | 1.0812 | 1.0812 | 0.48641 | 0.053975
CT Fac. Spec. - NOX Rate Winter v.4.10 Final, Unit 2935 and retrofits | 237 | 2270 | Rate Constraint in lbs/MMBtu | FALSE | L | Annual | Rate | lb/MMBtu | 0.11898 | 0.11898 | 0.11898 | 0.11898 | 0.11898 | 0.11898 | 0.11898
CT Fac. Spec. - NOX Rate Winter v.4.10 Final, Unit 2935 and retrofits | 237 | 2270 | Rate Constraint in lbs/MMBtu | FALSE | L | Annual | Generation | TWh | 0.15046 | 0.15046 | 0.15046 | 0.15046 | 0.15046 | 0.067689 | 0.0075111
CT Fac. Spec. - NOX Rate Winter v.4.10 Final, Unit 2935 and retrofits | 237 | 2270 | Rate Constraint in lbs/MMBtu | FALSE | L | Annual | Qualifying Generation | TWh | 0.15046 | 0.15046 | 0.15046 | 0.15046 | 0.15046 | 0.067689 | 0.0075111
CT Fac. Spec. - NOX Rate Winter v.4.10 Final, Unit 2935 and retrofits | 237 | 2270 | Rate Constraint in lbs/MMBtu | FALSE | L | Annual | Rate | lb/MWh | 0.42749 | 0.42749 | 0.42749 | 0.42749 | 0.42749 | 0.42749 | 0.42749
CT Fac. Spec. - NOX Rate Winter v.4.10 Final, Unit 2935 and retrofits | 237 | 2270 | Rate Constraint in lbs/MMBtu | FALSE | L | Annual | Constraint Shadow Price | US$/Ton | 0 | 0 | 0 | 0 | 0 | 0 | 0
CT Fac. Spec. - NOX Rate Winter v.4.10 Final, Unit 3639 and retrofits | 238 | 2270 | Rate Constraint in lbs/MMBtu | FALSE | L | Annual | Seasons Included | Seasons | Winter | Winter | Winter | Winter | Winter | Winter | Winter
CT Fac. Spec. - NOX Rate Winter v.4.10 Final, Unit 3639 and retrofits | 238 | 2270 | Rate Constraint in lbs/MMBtu | FALSE | L | Annual | Standard | lb/MMBtu | 0.15 | 0.15 | 0.15 | 0.15 | 0.15 | 0.15 | 0.15
CT Fac. Spec. - NOX Rate Winter v.4.10 Final, Unit 3639 and retrofits | 238 | 2270 | Rate Constraint in lbs/MMBtu | FALSE | L | Annual | Emissions at Affected Plants NOX | MTons | 0.0069251 | 0 | 0 | 0 | 0 | 0 | 0
CT Fac. Spec. - NOX Rate Winter v.4.10 Final, Unit 3639 and retrofits | 238 | 2270 | Rate Constraint in lbs/MMBtu | FALSE | L | Annual | Allowances Purchased NOX | MTons | 0 | 0 | 0 | 0 | 0 | 0 | 0
CT Fac. Spec. - NOX Rate Winter v.4.10 Final, Unit 3639 and retrofits | 238 | 2270 | Rate Constraint in lbs/MMBtu | FALSE | L | Annual | Allowances Sold NOX | MTons | 0 | 0 | 0 | 0 | 0 | 0 | 0
CT Fac. Spec. - NOX Rate Winter v.4.10 Final, Unit 3639 and retrofits | 238 | 2270 | Rate Constraint in lbs/MMBtu | FALSE | L | Annual | Allowances Banked | MTons | 0 | 0 | 0 | 0 | 0 | 0 | 0
CT Fac. Spec. - NOX Rate Winter v.4.10 Final, Unit 3639 and retrofits | 238 | 2270 | Rate Constraint in lbs/MMBtu | FALSE | L | Annual | Allowances Withdrawn (1:1) | MTons | 0 | 0 | 0 | 0 | 0 | 0 | 0
CT Fac. Spec. - NOX Rate Winter v.4.10 Final, Unit 3639 and retrofits | 238 | 2270 | Rate Constraint in lbs/MMBtu | FALSE | L | Annual | Allowances Withdrawn (n:1) | MTons | 0 | 0 | 0 | 0 | 0 | 0 | 0
CT Fac. Spec. - NOX Rate Winter v.4.10 Final, Unit 3639 and retrofits | 238 | 2270 | Rate Constraint in lbs/MMBtu | FALSE | L | Annual | Net Emissions Allowance Position | MTons | 0.0069251 | 0 | 0 | 0 | 0 | 0 | 0
CT Fac. Spec. - NOX Rate Winter v.4.10 Final, Unit 3639 and retrofits | 238 | 2270 | Rate Constraint in lbs/MMBtu | FALSE | L | Annual | Fuel Consumed | TBtu | 0.1589 | 0 | 0 | 0 | 0 | 0 | 0
CT Fac. Spec. - NOX Rate Winter v.4.10 Final, Unit 3639 and retrofits | 238 | 2270 | Rate Constraint in lbs/MMBtu | FALSE | L | Annual | Rate | lb/MMBtu | 0.087162 | 0 | 0 | 0 | 0 | 0 | 0
CT Fac. Spec. - NOX Rate Winter v.4.10 Final, Unit 3639 and retrofits | 238 | 2270 | Rate Constraint in lbs/MMBtu | FALSE | L | Annual | Generation | TWh | 0.013127 | 0 | 0 | 0 | 0 | 0 | 0
CT Fac. Spec. - NOX Rate Winter v.4.10 Final, Unit 3639 and retrofits | 238 | 2270 | Rate Constraint in lbs/MMBtu | FALSE | L | Annual | Qualifying Generation | TWh | 0.013127 | 0 | 0 | 0 | 0 | 0 | 0
CT Fac. Spec. - NOX Rate Winter v.4.10 Final, Unit 3639 and retrofits | 238 | 2270 | Rate Constraint in lbs/MMBtu | FALSE | L | Annual | Rate | lb/MWh | 0.52755 | 0 | 0 | 0 | 0 | 0 | 0
CT Fac. Spec. - NOX Rate Winter v.4.10 Final, Unit 3639 and retrofits | 238 | 2270 | Rate Constraint in lbs/MMBtu | FALSE | L | Annual | Constraint Shadow Price | US$/Ton | 0 | 0 | 0 | 0 | 0 | 0 | 0
CT Fac. Spec. - NOX Rate Winter v.4.10 Final, Unit 3640 and retrofits | 239 | 2270 | Rate Constraint in lbs/MMBtu | FALSE | L | Annual | Seasons Included | Seasons | Winter | Winter | Winter | Winter | Winter | Winter | Winter
CT Fac. Spec. - NOX Rate Winter v.4.10 Final, Unit 3640 and retrofits | 239 | 2270 | Rate Constraint in lbs/MMBtu | FALSE | L | Annual | Standard | lb/MMBtu | 0.15 | 0.15 | 0.15 | 0.15 | 0.15 | 0.15 | 0.15
CT Fac. Spec. - NOX Rate Winter v.4.10 Final, Unit 3640 and retrofits | 239 | 2270 | Rate Constraint in lbs/MMBtu | FALSE | L | Annual | Emissions at Affected Plants NOX | MTons | 0.007907 | 0 | 0 | 0 | 0 | 0 | 0
CT Fac. Spec. - NOX Rate Winter v.4.10 Final, Unit 3640 and retrofits | 239 | 2270 | Rate Constraint in lbs/MMBtu | FALSE | L | Annual | Allowances Purchased NOX | MTons | 0 | 0 | 0 | 0 | 0 | 0 | 0
CT Fac. Spec. - NOX Rate Winter v.4.10 Final, Unit 3640 and retrofits | 239 | 2270 | Rate Constraint in lbs/MMBtu | FALSE | L | Annual | Allowances Sold NOX | MTons | 0 | 0 | 0 | 0 | 0 | 0 | 0
CT Fac. Spec. - NOX Rate Winter v.4.10 Final, Unit 3640 and retrofits | 239 | 2270 | Rate Constraint in lbs/MMBtu | FALSE | L | Annual | Allowances Banked | MTons | 0 | 0 | 0 | 0 | 0 | 0 | 0
CT Fac. Spec. - NOX Rate Winter v.4.10 Final, Unit 3640 and retrofits | 239 | 2270 | Rate Constraint in lbs/MMBtu | FALSE | L | Annual | Allowances Withdrawn (1:1) | MTons | 0 | 0 | 0 | 0 | 0 | 0 | 0
CT Fac. Spec. - NOX Rate Winter v.4.10 Final, Unit 3640 and retrofits | 239 | 2270 | Rate Constraint in lbs/MMBtu | FALSE | L | Annual | Allowances Withdrawn (n:1) | MTons | 0 | 0 | 0 | 0 | 0 | 0 | 0
CT Fac. Spec. - NOX Rate Winter v.4.10 Final, Unit 3640 and retrofits | 239 | 2270 | Rate Constraint in lbs/MMBtu | FALSE | L | Annual | Net Emissions Allowance Position | MTons | 0.007907 | 0 | 0 | 0 | 0 | 0 | 0
CT Fac. Spec. - NOX Rate Winter v.4.10 Final, Unit 3640 and retrofits | 239 | 2270 | Rate Constraint in lbs/MMBtu | FALSE | L | Annual | Fuel Consumed | TBtu | 0.091125 | 0 | 0 | 0 | 0 | 0 | 0
CT Fac. Spec. - NOX Rate Winter v.4.10 Final, Unit 3640 and retrofits | 239 | 2270 | Rate Constraint in lbs/MMBtu | FALSE | L | Annual | Rate | lb/MMBtu | 0.17354 | 0 | 0 | 0 | 0 | 0 | 0
CT Fac. Spec. - NOX Rate Winter v.4.10 Final, Unit 3640 and retrofits | 239 | 2270 | Rate Constraint in lbs/MMBtu | FALSE | L | Annual | Generation | TWh | 0.0075341 | 0 | 0 | 0 | 0 | 0 | 0
CT Fac. Spec. - NOX Rate Winter v.4.10 Final, Unit 3640 and retrofits | 239 | 2270 | Rate Constraint in lbs/MMBtu | FALSE | L | Annual | Qualifying Generation | TWh | 0.0075341 | 0 | 0 | 0 | 0 | 0 | 0
CT Fac. Spec. - NOX Rate Winter v.4.10 Final, Unit 3640 and retrofits | 239 | 2270 | Rate Constraint in lbs/MMBtu | FALSE | L | Annual | Rate | lb/MWh | 1.0495 | 0 | 0 | 0 | 0 | 0 | 0
CT Fac. Spec. - NOX Rate Winter v.4.10 Final, Unit 3640 and retrofits | 239 | 2270 | Rate Constraint in lbs/MMBtu | FALSE | L | Annual | Constraint Shadow Price | US$/Ton | 0 | 0 | 0 | 0 | 0 | 0 | 4387.8829
CT Fac. Spec. - NOX Rate Winter v.4.10 Final, Unit 3641 and retrofits | 240 | 2270 | Rate Constraint in lbs/MMBtu | FALSE | L | Annual | Seasons Included | Seasons | Winter | Winter | Winter | Winter | Winter | Winter | Winter
CT Fac. Spec. - NOX Rate Winter v.4.10 Final, Unit 3641 and retrofits | 240 | 2270 | Rate Constraint in lbs/MMBtu | FALSE | L | Annual | Standard | lb/MMBtu | 0.15 | 0.15 | 0.15 | 0.15 | 0.15 | 0.15 | 0.15
CT Fac. Spec. - NOX Rate Winter v.4.10 Final, Unit 3641 and retrofits | 240 | 2270 | Rate Constraint in lbs/MMBtu | FALSE | L | Annual | Emissions at Affected Plants NOX | MTons | 0 | 0 | 0 | 0 | 0 | 0 | 0
CT Fac. Spec. - NOX Rate Winter v.4.10 Final, Unit 3641 and retrofits | 240 | 2270 | Rate Constraint in lbs/MMBtu | FALSE | L | Annual | Allowances Purchased NOX | MTons | 0 | 0 | 0 | 0 | 0 | 0 | 0
CT Fac. Spec. - NOX Rate Winter v.4.10 Final, Unit 3641 and retrofits | 240 | 2270 | Rate Constraint in lbs/MMBtu | FALSE | L | Annual | Allowances Sold NOX | MTons | 0 | 0 | 0 | 0 | 0 | 0 | 0
CT Fac. Spec. - NOX Rate Winter v.4.10 Final, Unit 3641 and retrofits | 240 | 2270 | Rate Constraint in lbs/MMBtu | FALSE | L | Annual | Allowances Banked | MTons | 0 | 0 | 0 | 0 | 0 | 0 | 0
CT Fac. Spec. - NOX Rate Winter v.4.10 Final, Unit 3641 and retrofits | 240 | 2270 | Rate Constraint in lbs/MMBtu | FALSE | L | Annual | Allowances Withdrawn (1:1) | MTons | 0 | 0 | 0 | 0 | 0 | 0 | 0
CT Fac. Spec. - NOX Rate Winter v.4.10 Final, Unit 3641 and retrofits | 240 | 2270 | Rate Constraint in lbs/MMBtu | FALSE | L | Annual | Allowances Withdrawn (n:1) | MTons | 0 | 0 | 0 | 0 | 0 | 0 | 0
CT Fac. Spec. - NOX Rate Winter v.4.10 Final, Unit 3641 and retrofits | 240 | 2270 | Rate Constraint in lbs/MMBtu | FALSE | L | Annual | Net Emissions Allowance Position | MTons | 0 | 0 | 0 | 0 | 0 | 0 | 0
CT Fac. Spec. - NOX Rate Winter v.4.10 Final, Unit 3641 and retrofits | 240 | 2270 | Rate Constraint in lbs/MMBtu | FALSE | L | Annual | Fuel Consumed | TBtu | 0 | 0 | 0 | 0 | 0 | 0 | 0
CT Fac. Spec. - NOX Rate Winter v.4.10 Final, Unit 3641 and retrofits | 240 | 2270 | Rate Constraint in lbs/MMBtu | FALSE | L | Annual | Rate | lb/MMBtu | 0 | 0 | 0 | 0 | 0 | 0 | 0
CT Fac. Spec. - NOX Rate Winter v.4.10 Final, Unit 3641 and retrofits | 240 | 2270 | Rate Constraint in lbs/MMBtu | FALSE | L | Annual | Generation | TWh | 0 | 0 | 0 | 0 | 0 | 0 | 0
CT Fac. Spec. - NOX Rate Winter v.4.10 Final, Unit 3641 and retrofits | 240 | 2270 | Rate Constraint in lbs/MMBtu | FALSE | L | Annual | Qualifying Generation | TWh | 0 | 0 | 0 | 0 | 0 | 0 | 0
CT Fac. Spec. - NOX Rate Winter v.4.10 Final, Unit 3641 and retrofits | 240 | 2270 | Rate Constraint in lbs/MMBtu | FALSE | L | Annual | Rate | lb/MWh | 0 | 0 | 0 | 0 | 0 | 0 | 0
CT Fac. Spec. - NOX Rate Winter v.4.10 Final, Unit 3641 and retrofits | 240 | 2270 | Rate Constraint in lbs/MMBtu | FALSE | L | Annual | Constraint Shadow Price | US$/Ton | 0 | 0 | 0 | 0 | 0 | 0 | 0
CT Fac. Spec. - NOX Rate Winter v.4.10 Final, Unit 3642 and retrofits | 241 | 2270 | Rate Constraint in lbs/MMBtu | FALSE | L | Annual | Seasons Included | Seasons | Winter | Winter | Winter | Winter | Winter | Winter | Winter
CT Fac. Spec. - NOX Rate Winter v.4.10 Final, Unit 3642 and retrofits | 241 | 2270 | Rate Constraint in lbs/MMBtu | FALSE | L | Annual | Standard | lb/MMBtu | 0.15 | 0.15 | 0.15 | 0.15 | 0.15 | 0.15 | 0.15
CT Fac. Spec. - NOX Rate Winter v.4.10 Final, Unit 3642 and retrofits | 241 | 2270 | Rate Constraint in lbs/MMBtu | FALSE | L | Annual | Emissions at Affected Plants NOX | MTons | 0.0026208 | 0 | 0 | 0 | 0 | 0 | 0
CT Fac. Spec. - NOX Rate Winter v.4.10 Final, Unit 3642 and retrofits | 241 | 2270 | Rate Constraint in lbs/MMBtu | FALSE | L | Annual | Allowances Purchased NOX | MTons | 0 | 0 | 0 | 0 | 0 | 0 | 0
CT Fac. Spec. - NOX Rate Winter v.4.10 Final, Unit 3642 and retrofits | 241 | 2270 | Rate Constraint in lbs/MMBtu | FALSE | L | Annual | Allowances Sold NOX | MTons | 0 | 0 | 0 | 0 | 0 | 0 | 0
CT Fac. Spec. - NOX Rate Winter v.4.10 Final, Unit 3642 and retrofits | 241 | 2270 | Rate Constraint in lbs/MMBtu | FALSE | L | Annual | Allowances Banked | MTons | 0 | 0 | 0 | 0 | 0 | 0 | 0
CT Fac. Spec. - NOX Rate Winter v.4.10 Final, Unit 3642 and retrofits | 241 | 2270 | Rate Constraint in lbs/MMBtu | FALSE | L | Annual | Allowances Withdrawn (1:1) | MTons | 0 | 0 | 0 | 0 | 0 | 0 | 0
CT Fac. Spec. - NOX Rate Winter v.4.10 Final, Unit 3642 and retrofits | 241 | 2270 | Rate Constraint in lbs/MMBtu | FALSE | L | Annual | Allowances Withdrawn (n:1) | MTons | 0 | 0 | 0 | 0 | 0 | 0 | 0
CT Fac. Spec. - NOX Rate Winter v.4.10 Final, Unit 3642 and retrofits | 241 | 2270 | Rate Constraint in lbs/MMBtu | FALSE | L | Annual | Net Emissions Allowance Position | MTons | 0.0026208 | 0 | 0 | 0 | 0 | 0 | 0
CT Fac. Spec. - NOX Rate Winter v.4.10 Final, Unit 3642 and retrofits | 241 | 2270 | Rate Constraint in lbs/MMBtu | FALSE | L | Annual | Fuel Consumed | TBtu | 0.04712 | 0 | 0 | 0 | 0 | 0 | 0
CT Fac. Spec. - NOX Rate Winter v.4.10 Final, Unit 3642 and retrofits | 241 | 2270 | Rate Constraint in lbs/MMBtu | FALSE | L | Annual | Rate | lb/MMBtu | 0.11124 | 0 | 0 | 0 | 0 | 0 | 0
CT Fac. Spec. - NOX Rate Winter v.4.10 Final, Unit 3642 and retrofits | 241 | 2270 | Rate Constraint in lbs/MMBtu | FALSE | L | Annual | Generation | TWh | 0.0039929 | 0 | 0 | 0 | 0 | 0 | 0
CT Fac. Spec. - NOX Rate Winter v.4.10 Final, Unit 3642 and retrofits | 241 | 2270 | Rate Constraint in lbs/MMBtu | FALSE | L | Annual | Qualifying Generation | TWh | 0.0039929 | 0 | 0 | 0 | 0 | 0 | 0
CT Fac. Spec. - NOX Rate Winter v.4.10 Final, Unit 3642 and retrofits | 241 | 2270 | Rate Constraint in lbs/MMBtu | FALSE | L | Annual | Rate | lb/MWh | 0.65638 | 0 | 0 | 0 | 0 | 0 | 0
CT Fac. Spec. - NOX Rate Winter v.4.10 Final, Unit 3642 and retrofits | 241 | 2270 | Rate Constraint in lbs/MMBtu | FALSE | L | Annual | Constraint Shadow Price | US$/Ton | 0 | 0 | 0 | 0 | 0 | 0 | 0
CT Fac. Spec. - NOX Rate Winter v.4.10 Final, Unit 3835 and retrofits | 242 | 2270 | Rate Constraint in lbs/MMBtu | FALSE | L | Annual | Seasons Included | Seasons | Winter | Winter | Winter | Winter | Winter | Winter | Winter
CT Fac. Spec. - NOX Rate Winter v.4.10 Final, Unit 3835 and retrofits | 242 | 2270 | Rate Constraint in lbs/MMBtu | FALSE | L | Annual | Standard | lb/MMBtu | 0.15 | 0.15 | 0.15 | 0.15 | 0.15 | 0.15 | 0.15
CT Fac. Spec. - NOX Rate Winter v.4.10 Final, Unit 3835 and retrofits | 242 | 2270 | Rate Constraint in lbs/MMBtu | FALSE | L | Annual | Emissions at Affected Plants NOX | MTons | 0 | 0 | 0 | 0 | 0 | 0 | 0
CT Fac. Spec. - NOX Rate Winter v.4.10 Final, Unit 3835 and retrofits | 242 | 2270 | Rate Constraint in lbs/MMBtu | FALSE | L | Annual | Allowances Purchased NOX | MTons | 0 | 0 | 0 | 0 | 0 | 0 | 0
CT Fac. Spec. - NOX Rate Winter v.4.10 Final, Unit 3835 and retrofits | 242 | 2270 | Rate Constraint in lbs/MMBtu | FALSE | L | Annual | Allowances Sold NOX | MTons | 0 | 0 | 0 | 0 | 0 | 0 | 0
CT Fac. Spec. - NOX Rate Winter v.4.10 Final, Unit 3835 and retrofits | 242 | 2270 | Rate Constraint in lbs/MMBtu | FALSE | L | Annual | Allowances Banked | MTons | 0 | 0 | 0 | 0 | 0 | 0 | 0
CT Fac. Spec. - NOX Rate Winter v.4.10 Final, Unit 3835 and retrofits | 242 | 2270 | Rate Constraint in lbs/MMBtu | FALSE | L | Annual | Allowances Withdrawn (1:1) | MTons | 0 | 0 | 0 | 0 | 0 | 0 | 0
CT Fac. Spec. - NOX Rate Winter v.4.10 Final, Unit 3835 and retrofits | 242 | 2270 | Rate Constraint in lbs/MMBtu | FALSE | L | Annual | Allowances Withdrawn (n:1) | MTons | 0 | 0 | 0 | 0 | 0 | 0 | 0
CT Fac. Spec. - NOX Rate Winter v.4.10 Final, Unit 3835 and retrofits | 242 | 2270 | Rate Constraint in lbs/MMBtu | FALSE | L | Annual | Net Emissions Allowance Position | MTons | 0 | 0 | 0 | 0 | 0 | 0 | 0
CT Fac. Spec. - NOX Rate Winter v.4.10 Final, Unit 3835 and retrofits | 242 | 2270 | Rate Constraint in lbs/MMBtu | FALSE | L | Annual | Fuel Consumed | TBtu | 0 | 0 | 0 | 0 | 0 | 0 | 0
CT Fac. Spec. - NOX Rate Winter v.4.10 Final, Unit 3835 and retrofits | 242 | 2270 | Rate Constraint in lbs/MMBtu | FALSE | L | Annual | Rate | lb/MMBtu | 0 | 0 | 0 | 0 | 0 | 0 | 0
CT Fac. Spec. - NOX Rate Winter v.4.10 Final, Unit 3835 and retrofits | 242 | 2270 | Rate Constraint in lbs/MMBtu | FALSE | L | Annual | Generation | TWh | 0 | 0 | 0 | 0 | 0 | 0 | 0
CT Fac. Spec. - NOX Rate Winter v.4.10 Final, Unit 3835 and retrofits | 242 | 2270 | Rate Constraint in lbs/MMBtu | FALSE | L | Annual | Qualifying Generation | TWh | 0 | 0 | 0 | 0 | 0 | 0 | 0
CT Fac. Spec. - NOX Rate Winter v.4.10 Final, Unit 3835 and retrofits | 242 | 2270 | Rate Constraint in lbs/MMBtu | FALSE | L | Annual | Rate | lb/MWh | 0 | 0 | 0 | 0 | 0 | 0 | 0
CT Fac. Spec. - NOX Rate Winter v.4.10 Final, Unit 3835 and retrofits | 242 | 2270 | Rate Constraint in lbs/MMBtu | FALSE | L | Annual | Constraint Shadow Price | US$/Ton | 0 | 0 | 0 | 0 | 0 | 0 | 0
CT Fac. Spec. - NOX Rate Winter v.4.10 Final, Unit 3836 and retrofits | 243 | 2270 | Rate Constraint in lbs/MMBtu | FALSE | L | Annual | Seasons Included | Seasons | Winter | Winter | Winter | Winter | Winter | Winter | Winter
CT Fac. Spec. - NOX Rate Winter v.4.10 Final, Unit 3836 and retrofits | 243 | 2270 | Rate Constraint in lbs/MMBtu | FALSE | L | Annual | Standard | lb/MMBtu | 0.15 | 0.15 | 0.15 | 0.15 | 0.15 | 0.15 | 0.15
CT Fac. Spec. - NOX Rate Winter v.4.10 Final, Unit 3836 and retrofits | 243 | 2270 | Rate Constraint in lbs/MMBtu | FALSE | L | Annual | Emissions at Affected Plants NOX | MTons | 0 | 0 | 0 | 0 | 0 | 0 | 0
CT Fac. Spec. - NOX Rate Winter v.4.10 Final, Unit 3836 and retrofits | 243 | 2270 | Rate Constraint in lbs/MMBtu | FALSE | L | Annual | Allowances Purchased NOX | MTons | 0 | 0 | 0 | 0 | 0 | 0 | 0
CT Fac. Spec. - NOX Rate Winter v.4.10 Final, Unit 3836 and retrofits | 243 | 2270 | Rate Constraint in lbs/MMBtu | FALSE | L | Annual | Allowances Sold NOX | MTons | 0 | 0 | 0 | 0 | 0 | 0 | 0
CT Fac. Spec. - NOX Rate Winter v.4.10 Final, Unit 3836 and retrofits | 243 | 2270 | Rate Constraint in lbs/MMBtu | FALSE | L | Annual | Allowances Banked | MTons | 0 | 0 | 0 | 0 | 0 | 0 | 0
CT Fac. Spec. - NOX Rate Winter v.4.10 Final, Unit 3836 and retrofits | 243 | 2270 | Rate Constraint in lbs/MMBtu | FALSE | L | Annual | Allowances Withdrawn (1:1) | MTons | 0 | 0 | 0 | 0 | 0 | 0 | 0
CT Fac. Spec. - NOX Rate Winter v.4.10 Final, Unit 3836 and retrofits | 243 | 2270 | Rate Constraint in lbs/MMBtu | FALSE | L | Annual | Allowances Withdrawn (n:1) | MTons | 0 | 0 | 0 | 0 | 0 | 0 | 0
CT Fac. Spec. - NOX Rate Winter v.4.10 Final, Unit 3836 and retrofits | 243 | 2270 | Rate Constraint in lbs/MMBtu | FALSE | L | Annual | Net Emissions Allowance Position | MTons | 0 | 0 | 0 | 0 | 0 | 0 | 0
CT Fac. Spec. - NOX Rate Winter v.4.10 Final, Unit 3836 and retrofits | 243 | 2270 | Rate Constraint in lbs/MMBtu | FALSE | L | Annual | Fuel Consumed | TBtu | 0 | 0 | 0 | 0 | 0 | 0 | 0
CT Fac. Spec. - NOX Rate Winter v.4.10 Final, Unit 3836 and retrofits | 243 | 2270 | Rate Constraint in lbs/MMBtu | FALSE | L | Annual | Rate | lb/MMBtu | 0 | 0 | 0 | 0 | 0 | 0 | 0
CT Fac. Spec. - NOX Rate Winter v.4.10 Final, Unit 3836 and retrofits | 243 | 2270 | Rate Constraint in lbs/MMBtu | FALSE | L | Annual | Generation | TWh | 0 | 0 | 0 | 0 | 0 | 0 | 0
CT Fac. Spec. - NOX Rate Winter v.4.10 Final, Unit 3836 and retrofits | 243 | 2270 | Rate Constraint in lbs/MMBtu | FALSE | L | Annual | Qualifying Generation | TWh | 0 | 0 | 0 | 0 | 0 | 0 | 0
CT Fac. Spec. - NOX Rate Winter v.4.10 Final, Unit 3836 and retrofits | 243 | 2270 | Rate Constraint in lbs/MMBtu | FALSE | L | Annual | Rate | lb/MWh | 0 | 0 | 0 | 0 | 0 | 0 | 0
CT Fac. Spec. - NOX Rate Winter v.4.10 Final, Unit 3836 and retrofits | 243 | 2270 | Rate Constraint in lbs/MMBtu | FALSE | L | Annual | Constraint Shadow Price | US$/Ton | 0 | 0 | 0 | 0 | 0 | 0 | 0
CT Fac. Spec. - NOX Rate Winter v.4.10 Final, Unit 3837 and retrofits | 244 | 2270 | Rate Constraint in lbs/MMBtu | FALSE | L | Annual | Seasons Included | Seasons | Winter | Winter | Winter | Winter | Winter | Winter | Winter
CT Fac. Spec. - NOX Rate Winter v.4.10 Final, Unit 3837 and retrofits | 244 | 2270 | Rate Constraint in lbs/MMBtu | FALSE | L | Annual | Standard | lb/MMBtu | 0.15 | 0.15 | 0.15 | 0.15 | 0.15 | 0.15 | 0.15
CT Fac. Spec. - NOX Rate Winter v.4.10 Final, Unit 3837 and retrofits | 244 | 2270 | Rate Constraint in lbs/MMBtu | FALSE | L | Annual | Emissions at Affected Plants NOX | MTons | 0 | 0 | 0 | 0 | 0 | 0 | 0
CT Fac. Spec. - NOX Rate Winter v.4.10 Final, Unit 3837 and retrofits | 244 | 2270 | Rate Constraint in lbs/MMBtu | FALSE | L | Annual | Allowances Purchased NOX | MTons | 0 | 0 | 0 | 0 | 0 | 0 | 0
CT Fac. Spec. - NOX Rate Winter v.4.10 Final, Unit 3837 and retrofits | 244 | 2270 | Rate Constraint in lbs/MMBtu | FALSE | L | Annual | Allowances Sold NOX | MTons | 0 | 0 | 0 | 0 | 0 | 0 | 0
CT Fac. Spec. - NOX Rate Winter v.4.10 Final, Unit 3837 and retrofits | 244 | 2270 | Rate Constraint in lbs/MMBtu | FALSE | L | Annual | Allowances Banked | MTons | 0 | 0 | 0 | 0 | 0 | 0 | 0
CT Fac. Spec. - NOX Rate Winter v.4.10 Final, Unit 3837 and retrofits | 244 | 2270 | Rate Constraint in lbs/MMBtu | FALSE | L | Annual | Allowances Withdrawn (1:1) | MTons | 0 | 0 | 0 | 0 | 0 | 0 | 0
CT Fac. Spec. - NOX Rate Winter v.4.10 Final, Unit 3837 and retrofits | 244 | 2270 | Rate Constraint in lbs/MMBtu | FALSE | L | Annual | Allowances Withdrawn (n:1) | MTons | 0 | 0 | 0 | 0 | 0 | 0 | 0
CT Fac. Spec. - NOX Rate Winter v.4.10 Final, Unit 3837 and retrofits | 244 | 2270 | Rate Constraint in lbs/MMBtu | FALSE | L | Annual | Net Emissions Allowance Position | MTons | 0 | 0 | 0 | 0 | 0 | 0 | 0
CT Fac. Spec. - NOX Rate Winter v.4.10 Final, Unit 3837 and retrofits | 244 | 2270 | Rate Constraint in lbs/MMBtu | FALSE | L | Annual | Fuel Consumed | TBtu | 0 | 0 | 0 | 0 | 0 | 0 | 0
CT Fac. Spec. - NOX Rate Winter v.4.10 Final, Unit 3837 and retrofits | 244 | 2270 | Rate Constraint in lbs/MMBtu | FALSE | L | Annual | Rate | lb/MMBtu | 0 | 0 | 0 | 0 | 0 | 0 | 0
CT Fac. Spec. - NOX Rate Winter v.4.10 Final, Unit 3837 and retrofits | 244 | 2270 | Rate Constraint in lbs/MMBtu | FALSE | L | Annual | Generation | TWh | 0 | 0 | 0 | 0 | 0 | 0 | 0
CT Fac. Spec. - NOX Rate Winter v.4.10 Final, Unit 3837 and retrofits | 244 | 2270 | Rate Constraint in lbs/MMBtu | FALSE | L | Annual | Qualifying Generation | TWh | 0 | 0 | 0 | 0 | 0 | 0 | 0
CT Fac. Spec. - NOX Rate Winter v.4.10 Final, Unit 3837 and retrofits | 244 | 2270 | Rate Constraint in lbs/MMBtu | FALSE | L | Annual | Rate | lb/MWh | 0 | 0 | 0 | 0 | 0 | 0 | 0
CT Fac. Spec. - NOX Rate Winter v.4.10 Final, Unit 3837 and retrofits | 244 | 2270 | Rate Constraint in lbs/MMBtu | FALSE | L | Annual | Constraint Shadow Price | US$/Ton | 0 | 0 | 0 | 0 | 0 | 0 | 0
CT Fac. Spec. - NOX Rate Winter v.4.10 Final, Unit 3838 and retrofits | 245 | 2270 | Rate Constraint in lbs/MMBtu | FALSE | L | Annual | Seasons Included | Seasons | Winter | Winter | Winter | Winter | Winter | Winter | Winter
CT Fac. Spec. - NOX Rate Winter v.4.10 Final, Unit 3838 and retrofits | 245 | 2270 | Rate Constraint in lbs/MMBtu | FALSE | L | Annual | Standard | lb/MMBtu | 0.15 | 0.15 | 0.15 | 0.15 | 0.15 | 0.15 | 0.15
CT Fac. Spec. - NOX Rate Winter v.4.10 Final, Unit 3838 and retrofits | 245 | 2270 | Rate Constraint in lbs/MMBtu | FALSE | L | Annual | Emissions at Affected Plants NOX | MTons | 0.013241 | 0 | 0 | 0 | 0 | 0 | 0
CT Fac. Spec. - NOX Rate Winter v.4.10 Final, Unit 3838 and retrofits | 245 | 2270 | Rate Constraint in lbs/MMBtu | FALSE | L | Annual | Allowances Purchased NOX | MTons | 0 | 0 | 0 | 0 | 0 | 0 | 0
CT Fac. Spec. - NOX Rate Winter v.4.10 Final, Unit 3838 and retrofits | 245 | 2270 | Rate Constraint in lbs/MMBtu | FALSE | L | Annual | Allowances Sold NOX | MTons | 0 | 0 | 0 | 0 | 0 | 0 | 0
CT Fac. Spec. - NOX Rate Winter v.4.10 Final, Unit 3838 and retrofits | 245 | 2270 | Rate Constraint in lbs/MMBtu | FALSE | L | Annual | Allowances Banked | MTons | 0 | 0 | 0 | 0 | 0 | 0 | 0
CT Fac. Spec. - NOX Rate Winter v.4.10 Final, Unit 3838 and retrofits | 245 | 2270 | Rate Constraint in lbs/MMBtu | FALSE | L | Annual | Allowances Withdrawn (1:1) | MTons | 0 | 0 | 0 | 0 | 0 | 0 | 0
CT Fac. Spec. - NOX Rate Winter v.4.10 Final, Unit 3838 and retrofits | 245 | 2270 | Rate Constraint in lbs/MMBtu | FALSE | L | Annual | Allowances Withdrawn (n:1) | MTons | 0 | 0 | 0 | 0 | 0 | 0 | 0
CT Fac. Spec. - NOX Rate Winter v.4.10 Final, Unit 3838 and retrofits | 245 | 2270 | Rate Constraint in lbs/MMBtu | FALSE | L | Annual | Net Emissions Allowance Position | MTons | 0.013241 | 0 | 0 | 0 | 0 | 0 | 0
CT Fac. Spec. - NOX Rate Winter v.4.10 Final, Unit 3838 and retrofits | 245 | 2270 | Rate Constraint in lbs/MMBtu | FALSE | L | Annual | Fuel Consumed | TBtu | 0.47286 | 0 | 0 | 0 | 0 | 0 | 0
CT Fac. Spec. - NOX Rate Winter v.4.10 Final, Unit 3838 and retrofits | 245 | 2270 | Rate Constraint in lbs/MMBtu | FALSE | L | Annual | Rate | lb/MMBtu | 0.056002 | 0 | 0 | 0 | 0 | 0 | 0
CT Fac. Spec. - NOX Rate Winter v.4.10 Final, Unit 3838 and retrofits | 245 | 2270 | Rate Constraint in lbs/MMBtu | FALSE | L | Annual | Generation | TWh | 0.037269 | 0 | 0 | 0 | 0 | 0 | 0
CT Fac. Spec. - NOX Rate Winter v.4.10 Final, Unit 3838 and retrofits | 245 | 2270 | Rate Constraint in lbs/MMBtu | FALSE | L | Annual | Qualifying Generation | TWh | 0.037269 | 0 | 0 | 0 | 0 | 0 | 0
CT Fac. Spec. - NOX Rate Winter v.4.10 Final, Unit 3838 and retrofits | 245 | 2270 | Rate Constraint in lbs/MMBtu | FALSE | L | Annual | Rate | lb/MWh | 0.35528 | 0 | 0 | 0 | 0 | 0 | 0
CT Fac. Spec. - NOX Rate Winter v.4.10 Final, Unit 3838 and retrofits | 245 | 2270 | Rate Constraint in lbs/MMBtu | FALSE | L | Annual | Constraint Shadow Price | US$/Ton | 0 | 0 | 0 | 0 | 0 | 0 | 0
CT Fac. Spec. - NOX Rate Winter v.4.10 Final, Unit 4164 and retrofits | 246 | 2270 | Rate Constraint in lbs/MMBtu | FALSE | L | Annual | Seasons Included | Seasons | Winter | Winter | Winter | Winter | Winter | Winter | Winter
CT Fac. Spec. - NOX Rate Winter v.4.10 Final, Unit 4164 and retrofits | 246 | 2270 | Rate Constraint in lbs/MMBtu | FALSE | L | Annual | Standard | lb/MMBtu | 0.15 | 0.15 | 0.15 | 0.15 | 0.15 | 0.15 | 0.15
CT Fac. Spec. - NOX Rate Winter v.4.10 Final, Unit 4164 and retrofits | 246 | 2270 | Rate Constraint in lbs/MMBtu | FALSE | L | Annual | Emissions at Affected Plants NOX | MTons | 0 | 0 | 0 | 0 | 0 | 0 | 0
CT Fac. Spec. - NOX Rate Winter v.4.10 Final, Unit 4164 and retrofits | 246 | 2270 | Rate Constraint in lbs/MMBtu | FALSE | L | Annual | Allowances Purchased NOX | MTons | 0 | 0 | 0 | 0 | 0 | 0 | 0
CT Fac. Spec. - NOX Rate Winter v.4.10 Final, Unit 4164 and retrofits | 246 | 2270 | Rate Constraint in lbs/MMBtu | FALSE | L | Annual | Allowances Sold NOX | MTons | 0 | 0 | 0 | 0 | 0 | 0 | 0
CT Fac. Spec. - NOX Rate Winter v.4.10 Final, Unit 4164 and retrofits | 246 | 2270 | Rate Constraint in lbs/MMBtu | FALSE | L | Annual | Allowances Banked | MTons | 0 | 0 | 0 | 0 | 0 | 0 | 0
CT Fac. Spec. - NOX Rate Winter v.4.10 Final, Unit 4164 and retrofits | 246 | 2270 | Rate Constraint in lbs/MMBtu | FALSE | L | Annual | Allowances Withdrawn (1:1) | MTons | 0 | 0 | 0 | 0 | 0 | 0 | 0
CT Fac. Spec. - NOX Rate Winter v.4.10 Final, Unit 4164 and retrofits | 246 | 2270 | Rate Constraint in lbs/MMBtu | FALSE | L | Annual | Allowances Withdrawn (n:1) | MTons | 0 | 0 | 0 | 0 | 0 | 0 | 0
CT Fac. Spec. - NOX Rate Winter v.4.10 Final, Unit 4164 and retrofits | 246 | 2270 | Rate Constraint in lbs/MMBtu | FALSE | L | Annual | Net Emissions Allowance Position | MTons | 0 | 0 | 0 | 0 | 0 | 0 | 0
CT Fac. Spec. - NOX Rate Winter v.4.10 Final, Unit 4164 and retrofits | 246 | 2270 | Rate Constraint in lbs/MMBtu | FALSE | L | Annual | Fuel Consumed | TBtu | 0 | 0 | 0 | 0 | 0 | 0 | 0
CT Fac. Spec. - NOX Rate Winter v.4.10 Final, Unit 4164 and retrofits | 246 | 2270 | Rate Constraint in lbs/MMBtu | FALSE | L | Annual | Rate | lb/MMBtu | 0 | 0 | 0 | 0 | 0 | 0 | 0
CT Fac. Spec. - NOX Rate Winter v.4.10 Final, Unit 4164 and retrofits | 246 | 2270 | Rate Constraint in lbs/MMBtu | FALSE | L | Annual | Generation | TWh | 0 | 0 | 0 | 0 | 0 | 0 | 0
CT Fac. Spec. - NOX Rate Winter v.4.10 Final, Unit 4164 and retrofits | 246 | 2270 | Rate Constraint in lbs/MMBtu | FALSE | L | Annual | Qualifying Generation | TWh | 0 | 0 | 0 | 0 | 0 | 0 | 0
CT Fac. Spec. - NOX Rate Winter v.4.10 Final, Unit 4164 and retrofits | 246 | 2270 | Rate Constraint in lbs/MMBtu | FALSE | L | Annual | Rate | lb/MWh | 0 | 0 | 0 | 0 | 0 | 0 | 0
CT Fac. Spec. - NOX Rate Winter v.4.10 Final, Unit 4164 and retrofits | 246 | 2270 | Rate Constraint in lbs/MMBtu | FALSE | L | Annual | Constraint Shadow Price | US$/Ton | 0 | 0 | 0 | 0 | 0 | 0 | 0
CT Fac. Spec. - SO2 Rate Annual Non-Title IV v3.1, Unit 1112 and retrofits | 247 | 2294 | Rate Constraint in lbs/MMBtu | FALSE | L | Annual | Seasons Included | Seasons | Winter, Summer | Winter, Summer | Winter, Summer | Winter, Summer | Winter, Summer | Winter, Summer | Winter, Summer
CT Fac. Spec. - SO2 Rate Annual Non-Title IV v3.1, Unit 1112 and retrofits | 247 | 2294 | Rate Constraint in lbs/MMBtu | FALSE | L | Annual | Standard | lb/MMBtu | 0.55 | 0.55 | 0.55 | 0.55 | 0.55 | 0.55 | 0.55
CT Fac. Spec. - SO2 Rate Annual Non-Title IV v3.1, Unit 1112 and retrofits | 247 | 2294 | Rate Constraint in lbs/MMBtu | FALSE | L | Annual | Emissions at Affected Plants SO2 | MTons | 0 | 0 | 0 | 0 | 0 | 0 | 0
CT Fac. Spec. - SO2 Rate Annual Non-Title IV v3.1, Unit 1112 and retrofits | 247 | 2294 | Rate Constraint in lbs/MMBtu | FALSE | L | Annual | Allowances Purchased SO2 | MTons | 0 | 0 | 0 | 0 | 0 | 0 | 0
CT Fac. Spec. - SO2 Rate Annual Non-Title IV v3.1, Unit 1112 and retrofits | 247 | 2294 | Rate Constraint in lbs/MMBtu | FALSE | L | Annual | Allowances Sold SO2 | MTons | 0 | 0 | 0 | 0 | 0 | 0 | 0
CT Fac. Spec. - SO2 Rate Annual Non-Title IV v3.1, Unit 1112 and retrofits | 247 | 2294 | Rate Constraint in lbs/MMBtu | FALSE | L | Annual | Allowances Banked | MTons | 0 | 0 | 0 | 0 | 0 | 0 | 0
CT Fac. Spec. - SO2 Rate Annual Non-Title IV v3.1, Unit 1112 and retrofits | 247 | 2294 | Rate Constraint in lbs/MMBtu | FALSE | L | Annual | Allowances Withdrawn (1:1) | MTons | 0 | 0 | 0 | 0 | 0 | 0 | 0
CT Fac. Spec. - SO2 Rate Annual Non-Title IV v3.1, Unit 1112 and retrofits | 247 | 2294 | Rate Constraint in lbs/MMBtu | FALSE | L | Annual | Allowances Withdrawn (n:1) | MTons | 0 | 0 | 0 | 0 | 0 | 0 | 0
CT Fac. Spec. - SO2 Rate Annual Non-Title IV v3.1, Unit 1112 and retrofits | 247 | 2294 | Rate Constraint in lbs/MMBtu | FALSE | L | Annual | Net Emissions Allowance Position | MTons | 0 | 0 | 0 | 0 | 0 | 0 | 0
CT Fac. Spec. - SO2 Rate Annual Non-Title IV v3.1, Unit 1112 and retrofits | 247 | 2294 | Rate Constraint in lbs/MMBtu | FALSE | L | Annual | Fuel Consumed | TBtu | 0 | 0 | 0 | 0 | 0 | 0 | 0
CT Fac. Spec. - SO2 Rate Annual Non-Title IV v3.1, Unit 1112 and retrofits | 247 | 2294 | Rate Constraint in lbs/MMBtu | FALSE | L | Annual | Rate | lb/MMBtu | 0 | 0 | 0 | 0 | 0 | 0 | 0
CT Fac. Spec. - SO2 Rate Annual Non-Title IV v3.1, Unit 1112 and retrofits | 247 | 2294 | Rate Constraint in lbs/MMBtu | FALSE | L | Annual | Generation | TWh | 0 | 0 | 0 | 0 | 0 | 0 | 0
CT Fac. Spec. - SO2 Rate Annual Non-Title IV v3.1, Unit 1112 and retrofits | 247 | 2294 | Rate Constraint in lbs/MMBtu | FALSE | L | Annual | Qualifying Generation | TWh | 0 | 0 | 0 | 0 | 0 | 0 | 0
CT Fac. Spec. - SO2 Rate Annual Non-Title IV v3.1, Unit 1112 and retrofits | 247 | 2294 | Rate Constraint in lbs/MMBtu | FALSE | L | Annual | Rate | lb/MWh | 0 | 0 | 0 | 0 | 0 | 0 | 0
CT Fac. Spec. - SO2 Rate Annual Non-Title IV v3.1, Unit 1112 and retrofits | 247 | 2294 | Rate Constraint in lbs/MMBtu | FALSE | L | Annual | Constraint Shadow Price | US$/Ton | 0 | 0 | 0 | 0 | 0 | 0 | 0
CT Fac. Spec. - SO2 Rate Annual Non-Title IV v3.1, Unit 1113 and retrofits | 248 | 2294 | Rate Constraint in lbs/MMBtu | FALSE | L | Annual | Seasons Included | Seasons | Winter, Summer | Winter, Summer | Winter, Summer | Winter, Summer | Winter, Summer | Winter, Summer | Winter, Summer
CT Fac. Spec. - SO2 Rate Annual Non-Title IV v3.1, Unit 1113 and retrofits | 248 | 2294 | Rate Constraint in lbs/MMBtu | FALSE | L | Annual | Standard | lb/MMBtu | 0.55 | 0.55 | 0.55 | 0.55 | 0.55 | 0.55 | 0.55
CT Fac. Spec. - SO2 Rate Annual Non-Title IV v3.1, Unit 1113 and retrofits | 248 | 2294 | Rate Constraint in lbs/MMBtu | FALSE | L | Annual | Emissions at Affected Plants SO2 | MTons | 0 | 0 | 0 | 0 | 0 | 0 | 0
CT Fac. Spec. - SO2 Rate Annual Non-Title IV v3.1, Unit 1113 and retrofits | 248 | 2294 | Rate Constraint in lbs/MMBtu | FALSE | L | Annual | Allowances Purchased SO2 | MTons | 0 | 0 | 0 | 0 | 0 | 0 | 0
CT Fac. Spec. - SO2 Rate Annual Non-Title IV v3.1, Unit 1113 and retrofits | 248 | 2294 | Rate Constraint in lbs/MMBtu | FALSE | L | Annual | Allowances Sold SO2 | MTons | 0 | 0 | 0 | 0 | 0 | 0 | 0
CT Fac. Spec. - SO2 Rate Annual Non-Title IV v3.1, Unit 1113 and retrofits | 248 | 2294 | Rate Constraint in lbs/MMBtu | FALSE | L | Annual | Allowances Banked | MTons | 0 | 0 | 0 | 0 | 0 | 0 | 0
CT Fac. Spec. - SO2 Rate Annual Non-Title IV v3.1, Unit 1113 and retrofits | 248 | 2294 | Rate Constraint in lbs/MMBtu | FALSE | L | Annual | Allowances Withdrawn (1:1) | MTons | 0 | 0 | 0 | 0 | 0 | 0 | 0
CT Fac. Spec. - SO2 Rate Annual Non-Title IV v3.1, Unit 1113 and retrofits | 248 | 2294 | Rate Constraint in lbs/MMBtu | FALSE | L | Annual | Allowances Withdrawn (n:1) | MTons | 0 | 0 | 0 | 0 | 0 | 0 | 0
CT Fac. Spec. - SO2 Rate Annual Non-Title IV v3.1, Unit 1113 and retrofits | 248 | 2294 | Rate Constraint in lbs/MMBtu | FALSE | L | Annual | Net Emissions Allowance Position | MTons | 0 | 0 | 0 | 0 | 0 | 0 | 0
CT Fac. Spec. - SO2 Rate Annual Non-Title IV v3.1, Unit 1113 and retrofits | 248 | 2294 | Rate Constraint in lbs/MMBtu | FALSE | L | Annual | Fuel Consumed | TBtu | 0 | 0 | 0 | 0 | 0 | 0 | 0
CT Fac. Spec. - SO2 Rate Annual Non-Title IV v3.1, Unit 1113 and retrofits | 248 | 2294 | Rate Constraint in lbs/MMBtu | FALSE | L | Annual | Rate | lb/MMBtu | 0 | 0 | 0 | 0 | 0 | 0 | 0
CT Fac. Spec. - SO2 Rate Annual Non-Title IV v3.1, Unit 1113 and retrofits | 248 | 2294 | Rate Constraint in lbs/MMBtu | FALSE | L | Annual | Generation | TWh | 0 | 0 | 0 | 0 | 0 | 0 | 0
CT Fac. Spec. - SO2 Rate Annual Non-Title IV v3.1, Unit 1113 and retrofits | 248 | 2294 | Rate Constraint in lbs/MMBtu | FALSE | L | Annual | Qualifying Generation | TWh | 0 | 0 | 0 | 0 | 0 | 0 | 0
CT Fac. Spec. - SO2 Rate Annual Non-Title IV v3.1, Unit 1113 and retrofits | 248 | 2294 | Rate Constraint in lbs/MMBtu | FALSE | L | Annual | Rate | lb/MWh | 0 | 0 | 0 | 0 | 0 | 0 | 0
CT Fac. Spec. - SO2 Rate Annual Non-Title IV v3.1, Unit 1113 and retrofits | 248 | 2294 | Rate Constraint in lbs/MMBtu | FALSE | L | Annual | Constraint Shadow Price | US$/Ton | 0 | 0 | 0 | 0 | 0 | 0 | 0
CT Fac. Spec. - SO2 Rate Annual Non-Title IV v3.1, Unit 1117 and retrofits | 249 | 2294 | Rate Constraint in lbs/MMBtu | FALSE | L | Annual | Seasons Included | Seasons | Winter, Summer | Winter, Summer | Winter, Summer | Winter, Summer | Winter, Summer | Winter, Summer | Winter, Summer
CT Fac. Spec. - SO2 Rate Annual Non-Title IV v3.1, Unit 1117 and retrofits | 249 | 2294 | Rate Constraint in lbs/MMBtu | FALSE | L | Annual | Standard | lb/MMBtu | 0.55 | 0.55 | 0.55 | 0.55 | 0.55 | 0.55 | 0.55
CT Fac. Spec. - SO2 Rate Annual Non-Title IV v3.1, Unit 1117 and retrofits | 249 | 2294 | Rate Constraint in lbs/MMBtu | FALSE | L | Annual | Emissions at Affected Plants SO2 | MTons | 0 | 0 | 0 | 0 | 0 | 0 | 0
CT Fac. Spec. - SO2 Rate Annual Non-Title IV v3.1, Unit 1117 and retrofits | 249 | 2294 | Rate Constraint in lbs/MMBtu | FALSE | L | Annual | Allowances Purchased SO2 | MTons | 0 | 0 | 0 | 0 | 0 | 0 | 0
CT Fac. Spec. - SO2 Rate Annual Non-Title IV v3.1, Unit 1117 and retrofits | 249 | 2294 | Rate Constraint in lbs/MMBtu | FALSE | L | Annual | Allowances Sold SO2 | MTons | 0 | 0 | 0 | 0 | 0 | 0 | 0
CT Fac. Spec. - SO2 Rate Annual Non-Title IV v3.1, Unit 1117 and retrofits | 249 | 2294 | Rate Constraint in lbs/MMBtu | FALSE | L | Annual | Allowances Banked | MTons | 0 | 0 | 0 | 0 | 0 | 0 | 0
CT Fac. Spec. - SO2 Rate Annual Non-Title IV v3.1, Unit 1117 and retrofits | 249 | 2294 | Rate Constraint in lbs/MMBtu | FALSE | L | Annual | Allowances Withdrawn (1:1) | MTons | 0 | 0 | 0 | 0 | 0 | 0 | 0
CT Fac. Spec. - SO2 Rate Annual Non-Title IV v3.1, Unit 1117 and retrofits | 249 | 2294 | Rate Constraint in lbs/MMBtu | FALSE | L | Annual | Allowances Withdrawn (n:1) | MTons | 0 | 0 | 0 | 0 | 0 | 0 | 0
CT Fac. Spec. - SO2 Rate Annual Non-Title IV v3.1, Unit 1117 and retrofits | 249 | 2294 | Rate Constraint in lbs/MMBtu | FALSE | L | Annual | Net Emissions Allowance Position | MTons | 0 | 0 | 0 | 0 | 0 | 0 | 0
CT Fac. Spec. - SO2 Rate Annual Non-Title IV v3.1, Unit 1117 and retrofits | 249 | 2294 | Rate Constraint in lbs/MMBtu | FALSE | L | Annual | Fuel Consumed | TBtu | 0 | 0 | 0 | 0 | 0 | 0 | 0
CT Fac. Spec. - SO2 Rate Annual Non-Title IV v3.1, Unit 1117 and retrofits | 249 | 2294 | Rate Constraint in lbs/MMBtu | FALSE | L | Annual | Rate | lb/MMBtu | 0 | 0 | 0 | 0 | 0 | 0 | 0
CT Fac. Spec. - SO2 Rate Annual Non-Title IV v3.1, Unit 1117 and retrofits | 249 | 2294 | Rate Constraint in lbs/MMBtu | FALSE | L | Annual | Generation | TWh | 0 | 0 | 0 | 0 | 0 | 0 | 0
CT Fac. Spec. - SO2 Rate Annual Non-Title IV v3.1, Unit 1117 and retrofits | 249 | 2294 | Rate Constraint in lbs/MMBtu | FALSE | L | Annual | Qualifying Generation | TWh | 0 | 0 | 0 | 0 | 0 | 0 | 0
CT Fac. Spec. - SO2 Rate Annual Non-Title IV v3.1, Unit 1117 and retrofits | 249 | 2294 | Rate Constraint in lbs/MMBtu | FALSE | L | Annual | Rate | lb/MWh | 0 | 0 | 0 | 0 | 0 | 0 | 0
CT Fac. Spec. - SO2 Rate Annual Non-Title IV v3.1, Unit 1117 and retrofits | 249 | 2294 | Rate Constraint in lbs/MMBtu | FALSE | L | Annual | Constraint Shadow Price | US$/Ton | 0 | 0 | 0 | 0 | 0 | 0 | 0
CT Fac. Spec. - SO2 Rate Annual Non-Title IV v3.1, Unit 1118 and retrofits | 250 | 2294 | Rate Constraint in lbs/MMBtu | FALSE | L | Annual | Seasons Included | Seasons | Winter, Summer | Winter, Summer | Winter, Summer | Winter, Summer | Winter, Summer | Winter, Summer | Winter, Summer
CT Fac. Spec. - SO2 Rate Annual Non-Title IV v3.1, Unit 1118 and retrofits | 250 | 2294 | Rate Constraint in lbs/MMBtu | FALSE | L | Annual | Standard | lb/MMBtu | 0.55 | 0.55 | 0.55 | 0.55 | 0.55 | 0.55 | 0.55
CT Fac. Spec. - SO2 Rate Annual Non-Title IV v3.1, Unit 1118 and retrofits | 250 | 2294 | Rate Constraint in lbs/MMBtu | FALSE | L | Annual | Emissions at Affected Plants SO2 | MTons | 0 | 0 | 0 | 0 | 0 | 0 | 0
CT Fac. Spec. - SO2 Rate Annual Non-Title IV v3.1, Unit 1118 and retrofits | 250 | 2294 | Rate Constraint in lbs/MMBtu | FALSE | L | Annual | Allowances Purchased SO2 | MTons | 0 | 0 | 0 | 0 | 0 | 0 | 0
CT Fac. Spec. - SO2 Rate Annual Non-Title IV v3.1, Unit 1118 and retrofits | 250 | 2294 | Rate Constraint in lbs/MMBtu | FALSE | L | Annual | Allowances Sold SO2 | MTons | 0 | 0 | 0 | 0 | 0 | 0 | 0
CT Fac. Spec. - SO2 Rate Annual Non-Title IV v3.1, Unit 1118 and retrofits | 250 | 2294 | Rate Constraint in lbs/MMBtu | FALSE | L | Annual | Allowances Banked | MTons | 0 | 0 | 0 | 0 | 0 | 0 | 0
CT Fac. Spec. - SO2 Rate Annual Non-Title IV v3.1, Unit 1118 and retrofits | 250 | 2294 | Rate Constraint in lbs/MMBtu | FALSE | L | Annual | Allowances Withdrawn (1:1) | MTons | 0 | 0 | 0 | 0 | 0 | 0 | 0
CT Fac. Spec. - SO2 Rate Annual Non-Title IV v3.1, Unit 1118 and retrofits | 250 | 2294 | Rate Constraint in lbs/MMBtu | FALSE | L | Annual | Allowances Withdrawn (n:1) | MTons | 0 | 0 | 0 | 0 | 0 | 0 | 0
CT Fac. Spec. - SO2 Rate Annual Non-Title IV v3.1, Unit 1118 and retrofits | 250 | 2294 | Rate Constraint in lbs/MMBtu | FALSE | L | Annual | Net Emissions Allowance Position | MTons | 0 | 0 | 0 | 0 | 0 | 0 | 0
CT Fac. Spec. - SO2 Rate Annual Non-Title IV v3.1, Unit 1118 and retrofits | 250 | 2294 | Rate Constraint in lbs/MMBtu | FALSE | L | Annual | Fuel Consumed | TBtu | 0 | 0 | 0 | 0 | 0 | 0 | 0
CT Fac. Spec. - SO2 Rate Annual Non-Title IV v3.1, Unit 1118 and retrofits | 250 | 2294 | Rate Constraint in lbs/MMBtu | FALSE | L | Annual | Rate | lb/MMBtu | 0 | 0 | 0 | 0 | 0 | 0 | 0
CT Fac. Spec. - SO2 Rate Annual Non-Title IV v3.1, Unit 1118 and retrofits | 250 | 2294 | Rate Constraint in lbs/MMBtu | FALSE | L | Annual | Generation | TWh | 0 | 0 | 0 | 0 | 0 | 0 | 0
CT Fac. Spec. - SO2 Rate Annual Non-Title IV v3.1, Unit 1118 and retrofits | 250 | 2294 | Rate Constraint in lbs/MMBtu | FALSE | L | Annual | Qualifying Generation | TWh | 0 | 0 | 0 | 0 | 0 | 0 | 0
CT Fac. Spec. - SO2 Rate Annual Non-Title IV v3.1, Unit 1118 and retrofits | 250 | 2294 | Rate Constraint in lbs/MMBtu | FALSE | L | Annual | Rate | lb/MWh | 0 | 0 | 0 | 0 | 0 | 0 | 0
CT Fac. Spec. - SO2 Rate Annual Non-Title IV v3.1, Unit 1118 and retrofits | 250 | 2294 | Rate Constraint in lbs/MMBtu | FALSE | L | Annual | Constraint Shadow Price | US$/Ton | 0 | 0 | 0 | 0 | 0 | 0 | 0
CT Fac. Spec. - SO2 Rate Annual Non-Title IV v3.1, Unit 1119 and retrofits | 251 | 2294 | Rate Constraint in lbs/MMBtu | FALSE | L | Annual | Seasons Included | Seasons | Winter, Summer | Winter, Summer | Winter, Summer | Winter, Summer | Winter, Summer | Winter, Summer | Winter, Summer
CT Fac. Spec. - SO2 Rate Annual Non-Title IV v3.1, Unit 1119 and retrofits | 251 | 2294 | Rate Constraint in lbs/MMBtu | FALSE | L | Annual | Standard | lb/MMBtu | 0.55 | 0.55 | 0.55 | 0.55 | 0.55 | 0.55 | 0.55
CT Fac. Spec. - SO2 Rate Annual Non-Title IV v3.1, Unit 1119 and retrofits | 251 | 2294 | Rate Constraint in lbs/MMBtu | FALSE | L | Annual | Emissions at Affected Plants SO2 | MTons | 0 | 0 | 0 | 0 | 0 | 0 | 0
CT Fac. Spec. - SO2 Rate Annual Non-Title IV v3.1, Unit 1119 and retrofits | 251 | 2294 | Rate Constraint in lbs/MMBtu | FALSE | L | Annual | Allowances Purchased SO2 | MTons | 0 | 0 | 0 | 0 | 0 | 0 | 0
CT Fac. Spec. - SO2 Rate Annual Non-Title IV v3.1, Unit 1119 and retrofits | 251 | 2294 | Rate Constraint in lbs/MMBtu | FALSE | L | Annual | Allowances Sold SO2 | MTons | 0 | 0 | 0 | 0 | 0 | 0 | 0
CT Fac. Spec. - SO2 Rate Annual Non-Title IV v3.1, Unit 1119 and retrofits | 251 | 2294 | Rate Constraint in lbs/MMBtu | FALSE | L | Annual | Allowances Banked | MTons | 0 | 0 | 0 | 0 | 0 | 0 | 0
CT Fac. Spec. - SO2 Rate Annual Non-Title IV v3.1, Unit 1119 and retrofits | 251 | 2294 | Rate Constraint in lbs/MMBtu | FALSE | L | Annual | Allowances Withdrawn (1:1) | MTons | 0 | 0 | 0 | 0 | 0 | 0 | 0
CT Fac. Spec. - SO2 Rate Annual Non-Title IV v3.1, Unit 1119 and retrofits | 251 | 2294 | Rate Constraint in lbs/MMBtu | FALSE | L | Annual | Allowances Withdrawn (n:1) | MTons | 0 | 0 | 0 | 0 | 0 | 0 | 0
CT Fac. Spec. - SO2 Rate Annual Non-Title IV v3.1, Unit 1119 and retrofits | 251 | 2294 | Rate Constraint in lbs/MMBtu | FALSE | L | Annual | Net Emissions Allowance Position | MTons | 0 | 0 | 0 | 0 | 0 | 0 | 0
CT Fac. Spec. - SO2 Rate Annual Non-Title IV v3.1, Unit 1119 and retrofits | 251 | 2294 | Rate Constraint in lbs/MMBtu | FALSE | L | Annual | Fuel Consumed | TBtu | 0 | 0 | 0 | 0 | 0 | 0 | 0
CT Fac. Spec. - SO2 Rate Annual Non-Title IV v3.1, Unit 1119 and retrofits | 251 | 2294 | Rate Constraint in lbs/MMBtu | FALSE | L | Annual | Rate | lb/MMBtu | 0 | 0 | 0 | 0 | 0 | 0 | 0
CT Fac. Spec. - SO2 Rate Annual Non-Title IV v3.1, Unit 1119 and retrofits | 251 | 2294 | Rate Constraint in lbs/MMBtu | FALSE | L | Annual | Generation | TWh | 0 | 0 | 0 | 0 | 0 | 0 | 0
CT Fac. Spec. - SO2 Rate Annual Non-Title IV v3.1, Unit 1119 and retrofits | 251 | 2294 | Rate Constraint in lbs/MMBtu | FALSE | L | Annual | Qualifying Generation | TWh | 0 | 0 | 0 | 0 | 0 | 0 | 0
CT Fac. Spec. - SO2 Rate Annual Non-Title IV v3.1, Unit 1119 and retrofits | 251 | 2294 | Rate Constraint in lbs/MMBtu | FALSE | L | Annual | Rate | lb/MWh | 0 | 0 | 0 | 0 | 0 | 0 | 0
CT Fac. Spec. - SO2 Rate Annual Non-Title IV v3.1, Unit 1119 and retrofits | 251 | 2294 | Rate Constraint in lbs/MMBtu | FALSE | L | Annual | Constraint Shadow Price | US$/Ton | 0 | 0 | 0 | 0 | 0 | 0 | 0
CT Fac. Spec. - SO2 Rate Annual Non-Title IV v3.1, Unit 1120 and retrofits | 252 | 2294 | Rate Constraint in lbs/MMBtu | FALSE | L | Annual | Seasons Included | Seasons | Winter, Summer | Winter, Summer | Winter, Summer | Winter, Summer | Winter, Summer | Winter, Summer | Winter, Summer
CT Fac. Spec. - SO2 Rate Annual Non-Title IV v3.1, Unit 1120 and retrofits | 252 | 2294 | Rate Constraint in lbs/MMBtu | FALSE | L | Annual | Standard | lb/MMBtu | 0.55 | 0.55 | 0.55 | 0.55 | 0.55 | 0.55 | 0.55
CT Fac. Spec. - SO2 Rate Annual Non-Title IV v3.1, Unit 1120 and retrofits | 252 | 2294 | Rate Constraint in lbs/MMBtu | FALSE | L | Annual | Emissions at Affected Plants SO2 | MTons | 0 | 0 | 0 | 0 | 0 | 0 | 0
CT Fac. Spec. - SO2 Rate Annual Non-Title IV v3.1, Unit 1120 and retrofits | 252 | 2294 | Rate Constraint in lbs/MMBtu | FALSE | L | Annual | Allowances Purchased SO2 | MTons | 0 | 0 | 0 | 0 | 0 | 0 | 0
CT Fac. Spec. - SO2 Rate Annual Non-Title IV v3.1, Unit 1120 and retrofits | 252 | 2294 | Rate Constraint in lbs/MMBtu | FALSE | L | Annual | Allowances Sold SO2 | MTons | 0 | 0 | 0 | 0 | 0 | 0 | 0
CT Fac. Spec. - SO2 Rate Annual Non-Title IV v3.1, Unit 1120 and retrofits | 252 | 2294 | Rate Constraint in lbs/MMBtu | FALSE | L | Annual | Allowances Banked | MTons | 0 | 0 | 0 | 0 | 0 | 0 | 0
CT Fac. Spec. - SO2 Rate Annual Non-Title IV v3.1, Unit 1120 and retrofits | 252 | 2294 | Rate Constraint in lbs/MMBtu | FALSE | L | Annual | Allowances Withdrawn (1:1) | MTons | 0 | 0 | 0 | 0 | 0 | 0 | 0
CT Fac. Spec. - SO2 Rate Annual Non-Title IV v3.1, Unit 1120 and retrofits | 252 | 2294 | Rate Constraint in lbs/MMBtu | FALSE | L | Annual | Allowances Withdrawn (n:1) | MTons | 0 | 0 | 0 | 0 | 0 | 0 | 0
CT Fac. Spec. - SO2 Rate Annual Non-Title IV v3.1, Unit 1120 and retrofits | 252 | 2294 | Rate Constraint in lbs/MMBtu | FALSE | L | Annual | Net Emissions Allowance Position | MTons | 0 | 0 | 0 | 0 | 0 | 0 | 0
CT Fac. Spec. - SO2 Rate Annual Non-Title IV v3.1, Unit 1120 and retrofits | 252 | 2294 | Rate Constraint in lbs/MMBtu | FALSE | L | Annual | Fuel Consumed | TBtu | 0 | 0 | 0 | 0 | 0 | 0 | 0
CT Fac. Spec. - SO2 Rate Annual Non-Title IV v3.1, Unit 1120 and retrofits | 252 | 2294 | Rate Constraint in lbs/MMBtu | FALSE | L | Annual | Rate | lb/MMBtu | 0 | 0 | 0 | 0 | 0 | 0 | 0
CT Fac. Spec. - SO2 Rate Annual Non-Title IV v3.1, Unit 1120 and retrofits | 252 | 2294 | Rate Constraint in lbs/MMBtu | FALSE | L | Annual | Generation | TWh | 0 | 0 | 0 | 0 | 0 | 0 | 0
CT Fac. Spec. - SO2 Rate Annual Non-Title IV v3.1, Unit 1120 and retrofits | 252 | 2294 | Rate Constraint in lbs/MMBtu | FALSE | L | Annual | Qualifying Generation | TWh | 0 | 0 | 0 | 0 | 0 | 0 | 0
CT Fac. Spec. - SO2 Rate Annual Non-Title IV v3.1, Unit 1120 and retrofits | 252 | 2294 | Rate Constraint in lbs/MMBtu | FALSE | L | Annual | Rate | lb/MWh | 0 | 0 | 0 | 0 | 0 | 0 | 0
CT Fac. Spec. - SO2 Rate Annual Non-Title IV v3.1, Unit 1120 and retrofits | 252 | 2294 | Rate Constraint in lbs/MMBtu | FALSE | L | Annual | Constraint Shadow Price | US$/Ton | 0 | 0 | 0 | 0 | 0 | 0 | 0
CT Fac. Spec. - SO2 Rate Annual Non-Title IV v3.1, Unit 1121 and retrofits | 253 | 2294 | Rate Constraint in lbs/MMBtu | FALSE | L | Annual | Seasons Included | Seasons | Winter, Summer | Winter, Summer | Winter, Summer | Winter, Summer | Winter, Summer | Winter, Summer | Winter, Summer
CT Fac. Spec. - SO2 Rate Annual Non-Title IV v3.1, Unit 1121 and retrofits | 253 | 2294 | Rate Constraint in lbs/MMBtu | FALSE | L | Annual | Standard | lb/MMBtu | 0.55 | 0.55 | 0.55 | 0.55 | 0.55 | 0.55 | 0.55
CT Fac. Spec. - SO2 Rate Annual Non-Title IV v3.1, Unit 1121 and retrofits | 253 | 2294 | Rate Constraint in lbs/MMBtu | FALSE | L | Annual | Emissions at Affected Plants SO2 | MTons | 0 | 0 | 0 | 0 | 0 | 0 | 0
CT Fac. Spec. - SO2 Rate Annual Non-Title IV v3.1, Unit 1121 and retrofits | 253 | 2294 | Rate Constraint in lbs/MMBtu | FALSE | L | Annual | Allowances Purchased SO2 | MTons | 0 | 0 | 0 | 0 | 0 | 0 | 0
CT Fac. Spec. - SO2 Rate Annual Non-Title IV v3.1, Unit 1121 and retrofits | 253 | 2294 | Rate Constraint in lbs/MMBtu | FALSE | L | Annual | Allowances Sold SO2 | MTons | 0 | 0 | 0 | 0 | 0 | 0 | 0
CT Fac. Spec. - SO2 Rate Annual Non-Title IV v3.1, Unit 1121 and retrofits | 253 | 2294 | Rate Constraint in lbs/MMBtu | FALSE | L | Annual | Allowances Banked | MTons | 0 | 0 | 0 | 0 | 0 | 0 | 0
CT Fac. Spec. - SO2 Rate Annual Non-Title IV v3.1, Unit 1121 and retrofits | 253 | 2294 | Rate Constraint in lbs/MMBtu | FALSE | L | Annual | Allowances Withdrawn (1:1) | MTons | 0 | 0 | 0 | 0 | 0 | 0 | 0
CT Fac. Spec. - SO2 Rate Annual Non-Title IV v3.1, Unit 1121 and retrofits | 253 | 2294 | Rate Constraint in lbs/MMBtu | FALSE | L | Annual | Allowances Withdrawn (n:1) | MTons | 0 | 0 | 0 | 0 | 0 | 0 | 0
CT Fac. Spec. - SO2 Rate Annual Non-Title IV v3.1, Unit 1121 and retrofits | 253 | 2294 | Rate Constraint in lbs/MMBtu | FALSE | L | Annual | Net Emissions Allowance Position | MTons | 0 | 0 | 0 | 0 | 0 | 0 | 0
CT Fac. Spec. - SO2 Rate Annual Non-Title IV v3.1, Unit 1121 and retrofits | 253 | 2294 | Rate Constraint in lbs/MMBtu | FALSE | L | Annual | Fuel Consumed | TBtu | 0 | 0 | 0 | 0 | 0 | 0 | 0
CT Fac. Spec. - SO2 Rate Annual Non-Title IV v3.1, Unit 1121 and retrofits | 253 | 2294 | Rate Constraint in lbs/MMBtu | FALSE | L | Annual | Rate | lb/MMBtu | 0 | 0 | 0 | 0 | 0 | 0 | 0
CT Fac. Spec. - SO2 Rate Annual Non-Title IV v3.1, Unit 1121 and retrofits | 253 | 2294 | Rate Constraint in lbs/MMBtu | FALSE | L | Annual | Generation | TWh | 0 | 0 | 0 | 0 | 0 | 0 | 0
CT Fac. Spec. - SO2 Rate Annual Non-Title IV v3.1, Unit 1121 and retrofits | 253 | 2294 | Rate Constraint in lbs/MMBtu | FALSE | L | Annual | Qualifying Generation | TWh | 0 | 0 | 0 | 0 | 0 | 0 | 0
CT Fac. Spec. - SO2 Rate Annual Non-Title IV v3.1, Unit 1121 and retrofits | 253 | 2294 | Rate Constraint in lbs/MMBtu | FALSE | L | Annual | Rate | lb/MWh | 0 | 0 | 0 | 0 | 0 | 0 | 0
CT Fac. Spec. - SO2 Rate Annual Non-Title IV v3.1, Unit 1121 and retrofits | 253 | 2294 | Rate Constraint in lbs/MMBtu | FALSE | L | Annual | Constraint Shadow Price | US$/Ton | 0 | 0 | 0 | 0 | 0 | 0 | 0
CT Fac. Spec. - SO2 Rate Annual Non-Title IV v3.1, Unit 1122 and retrofits | 254 | 2294 | Rate Constraint in lbs/MMBtu | FALSE | L | Annual | Seasons Included | Seasons | Winter, Summer | Winter, Summer | Winter, Summer | Winter, Summer | Winter, Summer | Winter, Summer | Winter, Summer
CT Fac. Spec. - SO2 Rate Annual Non-Title IV v3.1, Unit 1122 and retrofits | 254 | 2294 | Rate Constraint in lbs/MMBtu | FALSE | L | Annual | Standard | lb/MMBtu | 0.55 | 0.55 | 0.55 | 0.55 | 0.55 | 0.55 | 0.55
CT Fac. Spec. - SO2 Rate Annual Non-Title IV v3.1, Unit 1122 and retrofits | 254 | 2294 | Rate Constraint in lbs/MMBtu | FALSE | L | Annual | Emissions at Affected Plants SO2 | MTons | 0 | 0 | 0 | 0 | 0 | 0 | 0
CT Fac. Spec. - SO2 Rate Annual Non-Title IV v3.1, Unit 1122 and retrofits | 254 | 2294 | Rate Constraint in lbs/MMBtu | FALSE | L | Annual | Allowances Purchased SO2 | MTons | 0 | 0 | 0 | 0 | 0 | 0 | 0
CT Fac. Spec. - SO2 Rate Annual Non-Title IV v3.1, Unit 1122 and retrofits | 254 | 2294 | Rate Constraint in lbs/MMBtu | FALSE | L | Annual | Allowances Sold SO2 | MTons | 0 | 0 | 0 | 0 | 0 | 0 | 0
CT Fac. Spec. - SO2 Rate Annual Non-Title IV v3.1, Unit 1122 and retrofits | 254 | 2294 | Rate Constraint in lbs/MMBtu | FALSE | L | Annual | Allowances Banked | MTons | 0 | 0 | 0 | 0 | 0 | 0 | 0
CT Fac. Spec. - SO2 Rate Annual Non-Title IV v3.1, Unit 1122 and retrofits | 254 | 2294 | Rate Constraint in lbs/MMBtu | FALSE | L | Annual | Allowances Withdrawn (1:1) | MTons | 0 | 0 | 0 | 0 | 0 | 0 | 0
CT Fac. Spec. - SO2 Rate Annual Non-Title IV v3.1, Unit 1122 and retrofits | 254 | 2294 | Rate Constraint in lbs/MMBtu | FALSE | L | Annual | Allowances Withdrawn (n:1) | MTons | 0 | 0 | 0 | 0 | 0 | 0 | 0
CT Fac. Spec. - SO2 Rate Annual Non-Title IV v3.1, Unit 1122 and retrofits | 254 | 2294 | Rate Constraint in lbs/MMBtu | FALSE | L | Annual | Net Emissions Allowance Position | MTons | 0 | 0 | 0 | 0 | 0 | 0 | 0
CT Fac. Spec. - SO2 Rate Annual Non-Title IV v3.1, Unit 1122 and retrofits | 254 | 2294 | Rate Constraint in lbs/MMBtu | FALSE | L | Annual | Fuel Consumed | TBtu | 0 | 0 | 0 | 0 | 0 | 0 | 0
CT Fac. Spec. - SO2 Rate Annual Non-Title IV v3.1, Unit 1122 and retrofits | 254 | 2294 | Rate Constraint in lbs/MMBtu | FALSE | L | Annual | Rate | lb/MMBtu | 0 | 0 | 0 | 0 | 0 | 0 | 0
CT Fac. Spec. - SO2 Rate Annual Non-Title IV v3.1, Unit 1122 and retrofits | 254 | 2294 | Rate Constraint in lbs/MMBtu | FALSE | L | Annual | Generation | TWh | 0 | 0 | 0 | 0 | 0 | 0 | 0
CT Fac. Spec. - SO2 Rate Annual Non-Title IV v3.1, Unit 1122 and retrofits | 254 | 2294 | Rate Constraint in lbs/MMBtu | FALSE | L | Annual | Qualifying Generation | TWh | 0 | 0 | 0 | 0 | 0 | 0 | 0
CT Fac. Spec. - SO2 Rate Annual Non-Title IV v3.1, Unit 1122 and retrofits | 254 | 2294 | Rate Constraint in lbs/MMBtu | FALSE | L | Annual | Rate | lb/MWh | 0 | 0 | 0 | 0 | 0 | 0 | 0
CT Fac. Spec. - SO2 Rate Annual Non-Title IV v3.1, Unit 1122 and retrofits | 254 | 2294 | Rate Constraint in lbs/MMBtu | FALSE | L | Annual | Constraint Shadow Price | US$/Ton | 0 | 0 | 0 | 0 | 0 | 0 | 0
CT Fac. Spec. - SO2 Rate Annual Non-Title IV v3.1, Unit 1123 and retrofits | 255 | 2294 | Rate Constraint in lbs/MMBtu | FALSE | L | Annual | Seasons Included | Seasons | Winter, Summer | Winter, Summer | Winter, Summer | Winter, Summer | Winter, Summer | Winter, Summer | Winter, Summer
CT Fac. Spec. - SO2 Rate Annual Non-Title IV v3.1, Unit 1123 and retrofits | 255 | 2294 | Rate Constraint in lbs/MMBtu | FALSE | L | Annual | Standard | lb/MMBtu | 0.55 | 0.55 | 0.55 | 0.55 | 0.55 | 0.55 | 0.55
CT Fac. Spec. - SO2 Rate Annual Non-Title IV v3.1, Unit 1123 and retrofits | 255 | 2294 | Rate Constraint in lbs/MMBtu | FALSE | L | Annual | Emissions at Affected Plants SO2 | MTons | 0 | 0 | 0 | 0 | 0 | 0 | 0
CT Fac. Spec. - SO2 Rate Annual Non-Title IV v3.1, Unit 1123 and retrofits | 255 | 2294 | Rate Constraint in lbs/MMBtu | FALSE | L | Annual | Allowances Purchased SO2 | MTons | 0 | 0 | 0 | 0 | 0 | 0 | 0
CT Fac. Spec. - SO2 Rate Annual Non-Title IV v3.1, Unit 1123 and retrofits | 255 | 2294 | Rate Constraint in lbs/MMBtu | FALSE | L | Annual | Allowances Sold SO2 | MTons | 0 | 0 | 0 | 0 | 0 | 0 | 0
CT Fac. Spec. - SO2 Rate Annual Non-Title IV v3.1, Unit 1123 and retrofits | 255 | 2294 | Rate Constraint in lbs/MMBtu | FALSE | L | Annual | Allowances Banked | MTons | 0 | 0 | 0 | 0 | 0 | 0 | 0
CT Fac. Spec. - SO2 Rate Annual Non-Title IV v3.1, Unit 1123 and retrofits | 255 | 2294 | Rate Constraint in lbs/MMBtu | FALSE | L | Annual | Allowances Withdrawn (1:1) | MTons | 0 | 0 | 0 | 0 | 0 | 0 | 0
CT Fac. Spec. - SO2 Rate Annual Non-Title IV v3.1, Unit 1123 and retrofits | 255 | 2294 | Rate Constraint in lbs/MMBtu | FALSE | L | Annual | Allowances Withdrawn (n:1) | MTons | 0 | 0 | 0 | 0 | 0 | 0 | 0
CT Fac. Spec. - SO2 Rate Annual Non-Title IV v3.1, Unit 1123 and retrofits | 255 | 2294 | Rate Constraint in lbs/MMBtu | FALSE | L | Annual | Net Emissions Allowance Position | MTons | 0 | 0 | 0 | 0 | 0 | 0 | 0
CT Fac. Spec. - SO2 Rate Annual Non-Title IV v3.1, Unit 1123 and retrofits | 255 | 2294 | Rate Constraint in lbs/MMBtu | FALSE | L | Annual | Fuel Consumed | TBtu | 0 | 0 | 0 | 0 | 0 | 0 | 0
CT Fac. Spec. - SO2 Rate Annual Non-Title IV v3.1, Unit 1123 and retrofits | 255 | 2294 | Rate Constraint in lbs/MMBtu | FALSE | L | Annual | Rate | lb/MMBtu | 0 | 0 | 0 | 0 | 0 | 0 | 0
CT Fac. Spec. - SO2 Rate Annual Non-Title IV v3.1, Unit 1123 and retrofits | 255 | 2294 | Rate Constraint in lbs/MMBtu | FALSE | L | Annual | Generation | TWh | 0 | 0 | 0 | 0 | 0 | 0 | 0
CT Fac. Spec. - SO2 Rate Annual Non-Title IV v3.1, Unit 1123 and retrofits | 255 | 2294 | Rate Constraint in lbs/MMBtu | FALSE | L | Annual | Qualifying Generation | TWh | 0 | 0 | 0 | 0 | 0 | 0 | 0
CT Fac. Spec. - SO2 Rate Annual Non-Title IV v3.1, Unit 1123 and retrofits | 255 | 2294 | Rate Constraint in lbs/MMBtu | FALSE | L | Annual | Rate | lb/MWh | 0 | 0 | 0 | 0 | 0 | 0 | 0
CT Fac. Spec. - SO2 Rate Annual Non-Title IV v3.1, Unit 1123 and retrofits | 255 | 2294 | Rate Constraint in lbs/MMBtu | FALSE | L | Annual | Constraint Shadow Price | US$/Ton | 0 | 0 | 0 | 0 | 0 | 0 | 0
CT Fac. Spec. - SO2 Rate Annual Non-Title IV v3.1, Unit 1124 and retrofits | 256 | 2294 | Rate Constraint in lbs/MMBtu | FALSE | L | Annual | Seasons Included | Seasons | Winter, Summer | Winter, Summer | Winter, Summer | Winter, Summer | Winter, Summer | Winter, Summer | Winter, Summer
CT Fac. Spec. - SO2 Rate Annual Non-Title IV v3.1, Unit 1124 and retrofits | 256 | 2294 | Rate Constraint in lbs/MMBtu | FALSE | L | Annual | Standard | lb/MMBtu | 0.55 | 0.55 | 0.55 | 0.55 | 0.55 | 0.55 | 0.55
CT Fac. Spec. - SO2 Rate Annual Non-Title IV v3.1, Unit 1124 and retrofits | 256 | 2294 | Rate Constraint in lbs/MMBtu | FALSE | L | Annual | Emissions at Affected Plants SO2 | MTons | 0 | 0 | 0 | 0 | 0 | 0 | 0
CT Fac. Spec. - SO2 Rate Annual Non-Title IV v3.1, Unit 1124 and retrofits | 256 | 2294 | Rate Constraint in lbs/MMBtu | FALSE | L | Annual | Allowances Purchased SO2 | MTons | 0 | 0 | 0 | 0 | 0 | 0 | 0
CT Fac. Spec. - SO2 Rate Annual Non-Title IV v3.1, Unit 1124 and retrofits | 256 | 2294 | Rate Constraint in lbs/MMBtu | FALSE | L | Annual | Allowances Sold SO2 | MTons | 0 | 0 | 0 | 0 | 0 | 0 | 0
CT Fac. Spec. - SO2 Rate Annual Non-Title IV v3.1, Unit 1124 and retrofits | 256 | 2294 | Rate Constraint in lbs/MMBtu | FALSE | L | Annual | Allowances Banked | MTons | 0 | 0 | 0 | 0 | 0 | 0 | 0
CT Fac. Spec. - SO2 Rate Annual Non-Title IV v3.1, Unit 1124 and retrofits | 256 | 2294 | Rate Constraint in lbs/MMBtu | FALSE | L | Annual | Allowances Withdrawn (1:1) | MTons | 0 | 0 | 0 | 0 | 0 | 0 | 0
CT Fac. Spec. - SO2 Rate Annual Non-Title IV v3.1, Unit 1124 and retrofits | 256 | 2294 | Rate Constraint in lbs/MMBtu | FALSE | L | Annual | Allowances Withdrawn (n:1) | MTons | 0 | 0 | 0 | 0 | 0 | 0 | 0
CT Fac. Spec. - SO2 Rate Annual Non-Title IV v3.1, Unit 1124 and retrofits | 256 | 2294 | Rate Constraint in lbs/MMBtu | FALSE | L | Annual | Net Emissions Allowance Position | MTons | 0 | 0 | 0 | 0 | 0 | 0 | 0
CT Fac. Spec. - SO2 Rate Annual Non-Title IV v3.1, Unit 1124 and retrofits | 256 | 2294 | Rate Constraint in lbs/MMBtu | FALSE | L | Annual | Fuel Consumed | TBtu | 0 | 0 | 0 | 0.0084243 | 0.0084243 | 0 | 0
CT Fac. Spec. - SO2 Rate Annual Non-Title IV v3.1, Unit 1124 and retrofits | 256 | 2294 | Rate Constraint in lbs/MMBtu | FALSE | L | Annual | Rate | lb/MMBtu | 0 | 0 | 0 | 0 | 0 | 0 | 0
CT Fac. Spec. - SO2 Rate Annual Non-Title IV v3.1, Unit 1124 and retrofits | 256 | 2294 | Rate Constraint in lbs/MMBtu | FALSE | L | Annual | Generation | TWh | 0 | 0 | 0 | 0.00075143 | 0.00075143 | 0 | 0
CT Fac. Spec. - SO2 Rate Annual Non-Title IV v3.1, Unit 1124 and retrofits | 256 | 2294 | Rate Constraint in lbs/MMBtu | FALSE | L | Annual | Qualifying Generation | TWh | 0 | 0 | 0 | 0.00075143 | 0.00075143 | 0 | 0
CT Fac. Spec. - SO2 Rate Annual Non-Title IV v3.1, Unit 1124 and retrofits | 256 | 2294 | Rate Constraint in lbs/MMBtu | FALSE | L | Annual | Rate | lb/MWh | 0 | 0 | 0 | 0 | 0 | 0 | 0
CT Fac. Spec. - SO2 Rate Annual Non-Title IV v3.1, Unit 1124 and retrofits | 256 | 2294 | Rate Constraint in lbs/MMBtu | FALSE | L | Annual | Constraint Shadow Price | US$/Ton | 0 | 0 | 0 | 0 | 0 | 0 | 0
CT Fac. Spec. - SO2 Rate Annual Non-Title IV v3.1, Unit 1125 and retrofits | 257 | 2294 | Rate Constraint in lbs/MMBtu | FALSE | L | Annual | Seasons Included | Seasons | Winter, Summer | Winter, Summer | Winter, Summer | Winter, Summer | Winter, Summer | Winter, Summer | Winter, Summer
CT Fac. Spec. - SO2 Rate Annual Non-Title IV v3.1, Unit 1125 and retrofits | 257 | 2294 | Rate Constraint in lbs/MMBtu | FALSE | L | Annual | Standard | lb/MMBtu | 0.55 | 0.55 | 0.55 | 0.55 | 0.55 | 0.55 | 0.55
CT Fac. Spec. - SO2 Rate Annual Non-Title IV v3.1, Unit 1125 and retrofits | 257 | 2294 | Rate Constraint in lbs/MMBtu | FALSE | L | Annual | Emissions at Affected Plants SO2 | MTons | 0 | 0 | 0 | 0 | 0 | 0 | 0
CT Fac. Spec. - SO2 Rate Annual Non-Title IV v3.1, Unit 1125 and retrofits | 257 | 2294 | Rate Constraint in lbs/MMBtu | FALSE | L | Annual | Allowances Purchased SO2 | MTons | 0 | 0 | 0 | 0 | 0 | 0 | 0
CT Fac. Spec. - SO2 Rate Annual Non-Title IV v3.1, Unit 1125 and retrofits | 257 | 2294 | Rate Constraint in lbs/MMBtu | FALSE | L | Annual | Allowances Sold SO2 | MTons | 0 | 0 | 0 | 0 | 0 | 0 | 0
CT Fac. Spec. - SO2 Rate Annual Non-Title IV v3.1, Unit 1125 and retrofits | 257 | 2294 | Rate Constraint in lbs/MMBtu | FALSE | L | Annual | Allowances Banked | MTons | 0 | 0 | 0 | 0 | 0 | 0 | 0
CT Fac. Spec. - SO2 Rate Annual Non-Title IV v3.1, Unit 1125 and retrofits | 257 | 2294 | Rate Constraint in lbs/MMBtu | FALSE | L | Annual | Allowances Withdrawn (1:1) | MTons | 0 | 0 | 0 | 0 | 0 | 0 | 0
CT Fac. Spec. - SO2 Rate Annual Non-Title IV v3.1, Unit 1125 and retrofits | 257 | 2294 | Rate Constraint in lbs/MMBtu | FALSE | L | Annual | Allowances Withdrawn (n:1) | MTons | 0 | 0 | 0 | 0 | 0 | 0 | 0
CT Fac. Spec. - SO2 Rate Annual Non-Title IV v3.1, Unit 1125 and retrofits | 257 | 2294 | Rate Constraint in lbs/MMBtu | FALSE | L | Annual | Net Emissions Allowance Position | MTons | 0 | 0 | 0 | 0 | 0 | 0 | 0
CT Fac. Spec. - SO2 Rate Annual Non-Title IV v3.1, Unit 1125 and retrofits | 257 | 2294 | Rate Constraint in lbs/MMBtu | FALSE | L | Annual | Fuel Consumed | TBtu | 0 | 0 | 0.14275 | 0.14275 | 0.14275 | 0 | 0
CT Fac. Spec. - SO2 Rate Annual Non-Title IV v3.1, Unit 1125 and retrofits | 257 | 2294 | Rate Constraint in lbs/MMBtu | FALSE | L | Annual | Rate | lb/MMBtu | 0 | 0 | 0 | 0 | 0 | 0 | 0
CT Fac. Spec. - SO2 Rate Annual Non-Title IV v3.1, Unit 1125 and retrofits | 257 | 2294 | Rate Constraint in lbs/MMBtu | FALSE | L | Annual | Generation | TWh | 0 | 0 | 0.014641 | 0.014641 | 0.014641 | 0 | 0
CT Fac. Spec. - SO2 Rate Annual Non-Title IV v3.1, Unit 1125 and retrofits | 257 | 2294 | Rate Constraint in lbs/MMBtu | FALSE | L | Annual | Qualifying Generation | TWh | 0 | 0 | 0.014641 | 0.014641 | 0.014641 | 0 | 0
CT Fac. Spec. - SO2 Rate Annual Non-Title IV v3.1, Unit 1125 and retrofits | 257 | 2294 | Rate Constraint in lbs/MMBtu | FALSE | L | Annual | Rate | lb/MWh | 0 | 0 | 0 | 0 | 0 | 0 | 0
CT Fac. Spec. - SO2 Rate Annual Non-Title IV v3.1, Unit 1125 and retrofits | 257 | 2294 | Rate Constraint in lbs/MMBtu | FALSE | L | Annual | Constraint Shadow Price | US$/Ton | 0 | 0 | 0 | 0 | 0 | 0 | 0
CT Fac. Spec. - SO2 Rate Annual Non-Title IV v3.1, Unit 1139 and retrofits | 258 | 2294 | Rate Constraint in lbs/MMBtu | FALSE | L | Annual | Seasons Included | Seasons | Winter, Summer | Winter, Summer | Winter, Summer | Winter, Summer | Winter, Summer | Winter, Summer | Winter, Summer
CT Fac. Spec. - SO2 Rate Annual Non-Title IV v3.1, Unit 1139 and retrofits | 258 | 2294 | Rate Constraint in lbs/MMBtu | FALSE | L | Annual | Standard | lb/MMBtu | 0.55 | 0.55 | 0.55 | 0.55 | 0.55 | 0.55 | 0.55
CT Fac. Spec. - SO2 Rate Annual Non-Title IV v3.1, Unit 1139 and retrofits | 258 | 2294 | Rate Constraint in lbs/MMBtu | FALSE | L | Annual | Emissions at Affected Plants SO2 | MTons | 0 | 0 | 0 | 0 | 0 | 0 | 0
CT Fac. Spec. - SO2 Rate Annual Non-Title IV v3.1, Unit 1139 and retrofits | 258 | 2294 | Rate Constraint in lbs/MMBtu | FALSE | L | Annual | Allowances Purchased SO2 | MTons | 0 | 0 | 0 | 0 | 0 | 0 | 0
CT Fac. Spec. - SO2 Rate Annual Non-Title IV v3.1, Unit 1139 and retrofits | 258 | 2294 | Rate Constraint in lbs/MMBtu | FALSE | L | Annual | Allowances Sold SO2 | MTons | 0 | 0 | 0 | 0 | 0 | 0 | 0
CT Fac. Spec. - SO2 Rate Annual Non-Title IV v3.1, Unit 1139 and retrofits | 258 | 2294 | Rate Constraint in lbs/MMBtu | FALSE | L | Annual | Allowances Banked | MTons | 0 | 0 | 0 | 0 | 0 | 0 | 0
CT Fac. Spec. - SO2 Rate Annual Non-Title IV v3.1, Unit 1139 and retrofits | 258 | 2294 | Rate Constraint in lbs/MMBtu | FALSE | L | Annual | Allowances Withdrawn (1:1) | MTons | 0 | 0 | 0 | 0 | 0 | 0 | 0
CT Fac. Spec. - SO2 Rate Annual Non-Title IV v3.1, Unit 1139 and retrofits | 258 | 2294 | Rate Constraint in lbs/MMBtu | FALSE | L | Annual | Allowances Withdrawn (n:1) | MTons | 0 | 0 | 0 | 0 | 0 | 0 | 0
CT Fac. Spec. - SO2 Rate Annual Non-Title IV v3.1, Unit 1139 and retrofits | 258 | 2294 | Rate Constraint in lbs/MMBtu | FALSE | L | Annual | Net Emissions Allowance Position | MTons | 0 | 0 | 0 | 0 | 0 | 0 | 0
CT Fac. Spec. - SO2 Rate Annual Non-Title IV v3.1, Unit 1139 and retrofits | 258 | 2294 | Rate Constraint in lbs/MMBtu | FALSE | L | Annual | Fuel Consumed | TBtu | 0 | 0 | 0 | 0.016849 | 0.016849 | 0 | 0
CT Fac. Spec. - SO2 Rate Annual Non-Title IV v3.1, Unit 1139 and retrofits | 258 | 2294 | Rate Constraint in lbs/MMBtu | FALSE | L | Annual | Rate | lb/MMBtu | 0 | 0 | 0 | 0 | 0 | 0 | 0
CT Fac. Spec. - SO2 Rate Annual Non-Title IV v3.1, Unit 1139 and retrofits | 258 | 2294 | Rate Constraint in lbs/MMBtu | FALSE | L | Annual | Generation | TWh | 0 | 0 | 0 | 0.0015029 | 0.0015029 | 0 | 0
CT Fac. Spec. - SO2 Rate Annual Non-Title IV v3.1, Unit 1139 and retrofits | 258 | 2294 | Rate Constraint in lbs/MMBtu | FALSE | L | Annual | Qualifying Generation | TWh | 0 | 0 | 0 | 0.0015029 | 0.0015029 | 0 | 0
CT Fac. Spec. - SO2 Rate Annual Non-Title IV v3.1, Unit 1139 and retrofits | 258 | 2294 | Rate Constraint in lbs/MMBtu | FALSE | L | Annual | Rate | lb/MWh | 0 | 0 | 0 | 0 | 0 | 0 | 0
CT Fac. Spec. - SO2 Rate Annual Non-Title IV v3.1, Unit 1139 and retrofits | 258 | 2294 | Rate Constraint in lbs/MMBtu | FALSE | L | Annual | Constraint Shadow Price | US$/Ton | 0 | 0 | 0 | 0 | 0 | 0 | 0
CT Fac. Spec. - SO2 Rate Annual Non-Title IV v3.1, Unit 1140 and retrofits | 259 | 2294 | Rate Constraint in lbs/MMBtu | FALSE | L | Annual | Seasons Included | Seasons | Winter, Summer | Winter, Summer | Winter, Summer | Winter, Summer | Winter, Summer | Winter, Summer | Winter, Summer
CT Fac. Spec. - SO2 Rate Annual Non-Title IV v3.1, Unit 1140 and retrofits | 259 | 2294 | Rate Constraint in lbs/MMBtu | FALSE | L | Annual | Standard | lb/MMBtu | 0.55 | 0.55 | 0.55 | 0.55 | 0.55 | 0.55 | 0.55
CT Fac. Spec. - SO2 Rate Annual Non-Title IV v3.1, Unit 1140 and retrofits | 259 | 2294 | Rate Constraint in lbs/MMBtu | FALSE | L | Annual | Emissions at Affected Plants SO2 | MTons | 0 | 0 | 0 | 0 | 0 | 0 | 0
CT Fac. Spec. - SO2 Rate Annual Non-Title IV v3.1, Unit 1140 and retrofits | 259 | 2294 | Rate Constraint in lbs/MMBtu | FALSE | L | Annual | Allowances Purchased SO2 | MTons | 0 | 0 | 0 | 0 | 0 | 0 | 0
CT Fac. Spec. - SO2 Rate Annual Non-Title IV v3.1, Unit 1140 and retrofits | 259 | 2294 | Rate Constraint in lbs/MMBtu | FALSE | L | Annual | Allowances Sold SO2 | MTons | 0 | 0 | 0 | 0 | 0 | 0 | 0
CT Fac. Spec. - SO2 Rate Annual Non-Title IV v3.1, Unit 1140 and retrofits | 259 | 2294 | Rate Constraint in lbs/MMBtu | FALSE | L | Annual | Allowances Banked | MTons | 0 | 0 | 0 | 0 | 0 | 0 | 0
CT Fac. Spec. - SO2 Rate Annual Non-Title IV v3.1, Unit 1140 and retrofits | 259 | 2294 | Rate Constraint in lbs/MMBtu | FALSE | L | Annual | Allowances Withdrawn (1:1) | MTons | 0 | 0 | 0 | 0 | 0 | 0 | 0
CT Fac. Spec. - SO2 Rate Annual Non-Title IV v3.1, Unit 1140 and retrofits | 259 | 2294 | Rate Constraint in lbs/MMBtu | FALSE | L | Annual | Allowances Withdrawn (n:1) | MTons | 0 | 0 | 0 | 0 | 0 | 0 | 0
CT Fac. Spec. - SO2 Rate Annual Non-Title IV v3.1, Unit 1140 and retrofits | 259 | 2294 | Rate Constraint in lbs/MMBtu | FALSE | L | Annual | Net Emissions Allowance Position | MTons | 0 | 0 | 0 | 0 | 0 | 0 | 0
CT Fac. Spec. - SO2 Rate Annual Non-Title IV v3.1, Unit 1140 and retrofits | 259 | 2294 | Rate Constraint in lbs/MMBtu | FALSE | L | Annual | Fuel Consumed | TBtu | 0 | 0 | 0 | 0 | 0 | 0 | 0
CT Fac. Spec. - SO2 Rate Annual Non-Title IV v3.1, Unit 1140 and retrofits | 259 | 2294 | Rate Constraint in lbs/MMBtu | FALSE | L | Annual | Rate | lb/MMBtu | 0 | 0 | 0 | 0 | 0 | 0 | 0
CT Fac. Spec. - SO2 Rate Annual Non-Title IV v3.1, Unit 1140 and retrofits | 259 | 2294 | Rate Constraint in lbs/MMBtu | FALSE | L | Annual | Generation | TWh | 0 | 0 | 0 | 0 | 0 | 0 | 0
CT Fac. Spec. - SO2 Rate Annual Non-Title IV v3.1, Unit 1140 and retrofits | 259 | 2294 | Rate Constraint in lbs/MMBtu | FALSE | L | Annual | Qualifying Generation | TWh | 0 | 0 | 0 | 0 | 0 | 0 | 0
CT Fac. Spec. - SO2 Rate Annual Non-Title IV v3.1, Unit 1140 and retrofits | 259 | 2294 | Rate Constraint in lbs/MMBtu | FALSE | L | Annual | Rate | lb/MWh | 0 | 0 | 0 | 0 | 0 | 0 | 0
CT Fac. Spec. - SO2 Rate Annual Non-Title IV v3.1, Unit 1140 and retrofits | 259 | 2294 | Rate Constraint in lbs/MMBtu | FALSE | L | Annual | Constraint Shadow Price | US$/Ton | 0 | 0 | 0 | 0 | 0 | 0 | 0
CT Fac. Spec. - SO2 Rate Annual Non-Title IV v3.1, Unit 1141 and retrofits | 260 | 2294 | Rate Constraint in lbs/MMBtu | FALSE | L | Annual | Seasons Included | Seasons | Winter, Summer | Winter, Summer | Winter, Summer | Winter, Summer | Winter, Summer | Winter, Summer | Winter, Summer
CT Fac. Spec. - SO2 Rate Annual Non-Title IV v3.1, Unit 1141 and retrofits | 260 | 2294 | Rate Constraint in lbs/MMBtu | FALSE | L | Annual | Standard | lb/MMBtu | 0.55 | 0.55 | 0.55 | 0.55 | 0.55 | 0.55 | 0.55
CT Fac. Spec. - SO2 Rate Annual Non-Title IV v3.1, Unit 1141 and retrofits | 260 | 2294 | Rate Constraint in lbs/MMBtu | FALSE | L | Annual | Emissions at Affected Plants SO2 | MTons | 0 | 0 | 0 | 0 | 0 | 0 | 0
CT Fac. Spec. - SO2 Rate Annual Non-Title IV v3.1, Unit 1141 and retrofits | 260 | 2294 | Rate Constraint in lbs/MMBtu | FALSE | L | Annual | Allowances Purchased SO2 | MTons | 0 | 0 | 0 | 0 | 0 | 0 | 0
CT Fac. Spec. - SO2 Rate Annual Non-Title IV v3.1, Unit 1141 and retrofits | 260 | 2294 | Rate Constraint in lbs/MMBtu | FALSE | L | Annual | Allowances Sold SO2 | MTons | 0 | 0 | 0 | 0 | 0 | 0 | 0
CT Fac. Spec. - SO2 Rate Annual Non-Title IV v3.1, Unit 1141 and retrofits | 260 | 2294 | Rate Constraint in lbs/MMBtu | FALSE | L | Annual | Allowances Banked | MTons | 0 | 0 | 0 | 0 | 0 | 0 | 0
CT Fac. Spec. - SO2 Rate Annual Non-Title IV v3.1, Unit 1141 and retrofits | 260 | 2294 | Rate Constraint in lbs/MMBtu | FALSE | L | Annual | Allowances Withdrawn (1:1) | MTons | 0 | 0 | 0 | 0 | 0 | 0 | 0
CT Fac. Spec. - SO2 Rate Annual Non-Title IV v3.1, Unit 1141 and retrofits | 260 | 2294 | Rate Constraint in lbs/MMBtu | FALSE | L | Annual | Allowances Withdrawn (n:1) | MTons | 0 | 0 | 0 | 0 | 0 | 0 | 0
CT Fac. Spec. - SO2 Rate Annual Non-Title IV v3.1, Unit 1141 and retrofits | 260 | 2294 | Rate Constraint in lbs/MMBtu | FALSE | L | Annual | Net Emissions Allowance Position | MTons | 0 | 0 | 0 | 0 | 0 | 0 | 0
CT Fac. Spec. - SO2 Rate Annual Non-Title IV v3.1, Unit 1141 and retrofits | 260 | 2294 | Rate Constraint in lbs/MMBtu | FALSE | L | Annual | Fuel Consumed | TBtu | 0 | 0 | 0 | 0 | 0 | 0 | 0
CT Fac. Spec. - SO2 Rate Annual Non-Title IV v3.1, Unit 1141 and retrofits | 260 | 2294 | Rate Constraint in lbs/MMBtu | FALSE | L | Annual | Rate | lb/MMBtu | 0 | 0 | 0 | 0 | 0 | 0 | 0
CT Fac. Spec. - SO2 Rate Annual Non-Title IV v3.1, Unit 1141 and retrofits | 260 | 2294 | Rate Constraint in lbs/MMBtu | FALSE | L | Annual | Generation | TWh | 0 | 0 | 0 | 0 | 0 | 0 | 0
CT Fac. Spec. - SO2 Rate Annual Non-Title IV v3.1, Unit 1141 and retrofits | 260 | 2294 | Rate Constraint in lbs/MMBtu | FALSE | L | Annual | Qualifying Generation | TWh | 0 | 0 | 0 | 0 | 0 | 0 | 0
CT Fac. Spec. - SO2 Rate Annual Non-Title IV v3.1, Unit 1141 and retrofits | 260 | 2294 | Rate Constraint in lbs/MMBtu | FALSE | L | Annual | Rate | lb/MWh | 0 | 0 | 0 | 0 | 0 | 0 | 0
CT Fac. Spec. - SO2 Rate Annual Non-Title IV v3.1, Unit 1141 and retrofits | 260 | 2294 | Rate Constraint in lbs/MMBtu | FALSE | L | Annual | Constraint Shadow Price | US$/Ton | 0 | 0 | 0 | 0 | 0 | 0 | 0
CT Fac. Spec. - SO2 Rate Annual Non-Title IV v3.1, Unit 1159 and retrofits | 261 | 2294 | Rate Constraint in lbs/MMBtu | FALSE | L | Annual | Seasons Included | Seasons | Winter, Summer | Winter, Summer | Winter, Summer | Winter, Summer | Winter, Summer | Winter, Summer | Winter, Summer
CT Fac. Spec. - SO2 Rate Annual Non-Title IV v3.1, Unit 1159 and retrofits | 261 | 2294 | Rate Constraint in lbs/MMBtu | FALSE | L | Annual | Standard | lb/MMBtu | 0.55 | 0.55 | 0.55 | 0.55 | 0.55 | 0.55 | 0.55
CT Fac. Spec. - SO2 Rate Annual Non-Title IV v3.1, Unit 1159 and retrofits | 261 | 2294 | Rate Constraint in lbs/MMBtu | FALSE | L | Annual | Emissions at Affected Plants SO2 | MTons | 0 | 0 | 0 | 0 | 0 | 0 | 0
CT Fac. Spec. - SO2 Rate Annual Non-Title IV v3.1, Unit 1159 and retrofits | 261 | 2294 | Rate Constraint in lbs/MMBtu | FALSE | L | Annual | Allowances Purchased SO2 | MTons | 0 | 0 | 0 | 0 | 0 | 0 | 0
CT Fac. Spec. - SO2 Rate Annual Non-Title IV v3.1, Unit 1159 and retrofits | 261 | 2294 | Rate Constraint in lbs/MMBtu | FALSE | L | Annual | Allowances Sold SO2 | MTons | 0 | 0 | 0 | 0 | 0 | 0 | 0
CT Fac. Spec. - SO2 Rate Annual Non-Title IV v3.1, Unit 1159 and retrofits | 261 | 2294 | Rate Constraint in lbs/MMBtu | FALSE | L | Annual | Allowances Banked | MTons | 0 | 0 | 0 | 0 | 0 | 0 | 0
CT Fac. Spec. - SO2 Rate Annual Non-Title IV v3.1, Unit 1159 and retrofits | 261 | 2294 | Rate Constraint in lbs/MMBtu | FALSE | L | Annual | Allowances Withdrawn (1:1) | MTons | 0 | 0 | 0 | 0 | 0 | 0 | 0
CT Fac. Spec. - SO2 Rate Annual Non-Title IV v3.1, Unit 1159 and retrofits | 261 | 2294 | Rate Constraint in lbs/MMBtu | FALSE | L | Annual | Allowances Withdrawn (n:1) | MTons | 0 | 0 | 0 | 0 | 0 | 0 | 0
CT Fac. Spec. - SO2 Rate Annual Non-Title IV v3.1, Unit 1159 and retrofits | 261 | 2294 | Rate Constraint in lbs/MMBtu | FALSE | L | Annual | Net Emissions Allowance Position | MTons | 0 | 0 | 0 | 0 | 0 | 0 | 0
CT Fac. Spec. - SO2 Rate Annual Non-Title IV v3.1, Unit 1159 and retrofits | 261 | 2294 | Rate Constraint in lbs/MMBtu | FALSE | L | Annual | Fuel Consumed | TBtu | 0 | 0 | 0 | 0 | 0 | 0 | 0
CT Fac. Spec. - SO2 Rate Annual Non-Title IV v3.1, Unit 1159 and retrofits | 261 | 2294 | Rate Constraint in lbs/MMBtu | FALSE | L | Annual | Rate | lb/MMBtu | 0 | 0 | 0 | 0 | 0 | 0 | 0
CT Fac. Spec. - SO2 Rate Annual Non-Title IV v3.1, Unit 1159 and retrofits | 261 | 2294 | Rate Constraint in lbs/MMBtu | FALSE | L | Annual | Generation | TWh | 0 | 0 | 0 | 0 | 0 | 0 | 0
CT Fac. Spec. - SO2 Rate Annual Non-Title IV v3.1, Unit 1159 and retrofits | 261 | 2294 | Rate Constraint in lbs/MMBtu | FALSE | L | Annual | Qualifying Generation | TWh | 0 | 0 | 0 | 0 | 0 | 0 | 0
CT Fac. Spec. - SO2 Rate Annual Non-Title IV v3.1, Unit 1159 and retrofits | 261 | 2294 | Rate Constraint in lbs/MMBtu | FALSE | L | Annual | Rate | lb/MWh | 0 | 0 | 0 | 0 | 0 | 0 | 0
CT Fac. Spec. - SO2 Rate Annual Non-Title IV v3.1, Unit 1159 and retrofits | 261 | 2294 | Rate Constraint in lbs/MMBtu | FALSE | L | Annual | Constraint Shadow Price | US$/Ton | 0 | 0 | 0 | 0 | 0 | 0 | 0
CT Fac. Spec. - SO2 Rate Annual Non-Title IV v3.1, Unit 2922 and retrofits | 262 | 2294 | Rate Constraint in lbs/MMBtu | FALSE | L | Annual | Seasons Included | Seasons | Winter, Summer | Winter, Summer | Winter, Summer | Winter, Summer | Winter, Summer | Winter, Summer | Winter, Summer
CT Fac. Spec. - SO2 Rate Annual Non-Title IV v3.1, Unit 2922 and retrofits | 262 | 2294 | Rate Constraint in lbs/MMBtu | FALSE | L | Annual | Standard | lb/MMBtu | 0.55 | 0.55 | 0.55 | 0.55 | 0.55 | 0.55 | 0.55
CT Fac. Spec. - SO2 Rate Annual Non-Title IV v3.1, Unit 2922 and retrofits | 262 | 2294 | Rate Constraint in lbs/MMBtu | FALSE | L | Annual | Emissions at Affected Plants SO2 | MTons | 0 | 0 | 0 | 0 | 0 | 0 | 0
CT Fac. Spec. - SO2 Rate Annual Non-Title IV v3.1, Unit 2922 and retrofits | 262 | 2294 | Rate Constraint in lbs/MMBtu | FALSE | L | Annual | Allowances Purchased SO2 | MTons | 0 | 0 | 0 | 0 | 0 | 0 | 0
CT Fac. Spec. - SO2 Rate Annual Non-Title IV v3.1, Unit 2922 and retrofits | 262 | 2294 | Rate Constraint in lbs/MMBtu | FALSE | L | Annual | Allowances Sold SO2 | MTons | 0 | 0 | 0 | 0 | 0 | 0 | 0
CT Fac. Spec. - SO2 Rate Annual Non-Title IV v3.1, Unit 2922 and retrofits | 262 | 2294 | Rate Constraint in lbs/MMBtu | FALSE | L | Annual | Allowances Banked | MTons | 0 | 0 | 0 | 0 | 0 | 0 | 0
CT Fac. Spec. - SO2 Rate Annual Non-Title IV v3.1, Unit 2922 and retrofits | 262 | 2294 | Rate Constraint in lbs/MMBtu | FALSE | L | Annual | Allowances Withdrawn (1:1) | MTons | 0 | 0 | 0 | 0 | 0 | 0 | 0
CT Fac. Spec. - SO2 Rate Annual Non-Title IV v3.1, Unit 2922 and retrofits | 262 | 2294 | Rate Constraint in lbs/MMBtu | FALSE | L | Annual | Allowances Withdrawn (n:1) | MTons | 0 | 0 | 0 | 0 | 0 | 0 | 0
CT Fac. Spec. - SO2 Rate Annual Non-Title IV v3.1, Unit 2922 and retrofits | 262 | 2294 | Rate Constraint in lbs/MMBtu | FALSE | L | Annual | Net Emissions Allowance Position | MTons | 0 | 0 | 0 | 0 | 0 | 0 | 0
CT Fac. Spec. - SO2 Rate Annual Non-Title IV v3.1, Unit 2922 and retrofits | 262 | 2294 | Rate Constraint in lbs/MMBtu | FALSE | L | Annual | Fuel Consumed | TBtu | 0.14688 | 0.14688 | 0.14688 | 0.24718 | 0.24718 | 0.15826 | 0.054757
CT Fac. Spec. - SO2 Rate Annual Non-Title IV v3.1, Unit 2922 and retrofits | 262 | 2294 | Rate Constraint in lbs/MMBtu | FALSE | L | Annual | Rate | lb/MMBtu | 0 | 0 | 0 | 0 | 0 | 0 | 0
CT Fac. Spec. - SO2 Rate Annual Non-Title IV v3.1, Unit 2922 and retrofits | 262 | 2294 | Rate Constraint in lbs/MMBtu | FALSE | L | Annual | Generation | TWh | 0.016551 | 0.016551 | 0.016551 | 0.027854 | 0.027854 | 0.017834 | 0.0061705
CT Fac. Spec. - SO2 Rate Annual Non-Title IV v3.1, Unit 2922 and retrofits | 262 | 2294 | Rate Constraint in lbs/MMBtu | FALSE | L | Annual | Qualifying Generation | TWh | 0.016551 | 0.016551 | 0.016551 | 0.027854 | 0.027854 | 0.017834 | 0.0061705
CT Fac. Spec. - SO2 Rate Annual Non-Title IV v3.1, Unit 2922 and retrofits | 262 | 2294 | Rate Constraint in lbs/MMBtu | FALSE | L | Annual | Rate | lb/MWh | 0 | 0 | 0 | 0 | 0 | 0 | 0
CT Fac. Spec. - SO2 Rate Annual Non-Title IV v3.1, Unit 2922 and retrofits | 262 | 2294 | Rate Constraint in lbs/MMBtu | FALSE | L | Annual | Constraint Shadow Price | US$/Ton | 0 | 0 | 0 | 0 | 0 | 0 | 0
CT Fac. Spec. - SO2 Rate Annual Non-Title IV v3.1, Unit 2934 and retrofits | 263 | 2294 | Rate Constraint in lbs/MMBtu | FALSE | L | Annual | Seasons Included | Seasons | Winter, Summer | Winter, Summer | Winter, Summer | Winter, Summer | Winter, Summer | Winter, Summer | Winter, Summer
CT Fac. Spec. - SO2 Rate Annual Non-Title IV v3.1, Unit 2934 and retrofits | 263 | 2294 | Rate Constraint in lbs/MMBtu | FALSE | L | Annual | Standard | lb/MMBtu | 0.55 | 0.55 | 0.55 | 0.55 | 0.55 | 0.55 | 0.55
CT Fac. Spec. - SO2 Rate Annual Non-Title IV v3.1, Unit 2934 and retrofits | 263 | 2294 | Rate Constraint in lbs/MMBtu | FALSE | L | Annual | Emissions at Affected Plants SO2 | MTons | 0 | 0 | 0 | 0 | 0 | 0 | 0
CT Fac. Spec. - SO2 Rate Annual Non-Title IV v3.1, Unit 2934 and retrofits | 263 | 2294 | Rate Constraint in lbs/MMBtu | FALSE | L | Annual | Allowances Purchased SO2 | MTons | 0 | 0 | 0 | 0 | 0 | 0 | 0
CT Fac. Spec. - SO2 Rate Annual Non-Title IV v3.1, Unit 2934 and retrofits | 263 | 2294 | Rate Constraint in lbs/MMBtu | FALSE | L | Annual | Allowances Sold SO2 | MTons | 0 | 0 | 0 | 0 | 0 | 0 | 0
CT Fac. Spec. - SO2 Rate Annual Non-Title IV v3.1, Unit 2934 and retrofits | 263 | 2294 | Rate Constraint in lbs/MMBtu | FALSE | L | Annual | Allowances Banked | MTons | 0 | 0 | 0 | 0 | 0 | 0 | 0
CT Fac. Spec. - SO2 Rate Annual Non-Title IV v3.1, Unit 2934 and retrofits | 263 | 2294 | Rate Constraint in lbs/MMBtu | FALSE | L | Annual | Allowances Withdrawn (1:1) | MTons | 0 | 0 | 0 | 0 | 0 | 0 | 0
CT Fac. Spec. - SO2 Rate Annual Non-Title IV v3.1, Unit 2934 and retrofits | 263 | 2294 | Rate Constraint in lbs/MMBtu | FALSE | L | Annual | Allowances Withdrawn (n:1) | MTons | 0 | 0 | 0 | 0 | 0 | 0 | 0
CT Fac. Spec. - SO2 Rate Annual Non-Title IV v3.1, Unit 2934 and retrofits | 263 | 2294 | Rate Constraint in lbs/MMBtu | FALSE | L | Annual | Net Emissions Allowance Position | MTons | 0 | 0 | 0 | 0 | 0 | 0 | 0
CT Fac. Spec. - SO2 Rate Annual Non-Title IV v3.1, Unit 2934 and retrofits | 263 | 2294 | Rate Constraint in lbs/MMBtu | FALSE | L | Annual | Fuel Consumed | TBtu | 0.85887 | 0.85887 | 0.85887 | 0.85887 | 0.85887 | 0.85887 | 0.85887
CT Fac. Spec. - SO2 Rate Annual Non-Title IV v3.1, Unit 2934 and retrofits | 263 | 2294 | Rate Constraint in lbs/MMBtu | FALSE | L | Annual | Rate | lb/MMBtu | 0 | 0 | 0 | 0 | 0 | 0 | 0
CT Fac. Spec. - SO2 Rate Annual Non-Title IV v3.1, Unit 2934 and retrofits | 263 | 2294 | Rate Constraint in lbs/MMBtu | FALSE | L | Annual | Generation | TWh | 0.11952 | 0.11952 | 0.11952 | 0.11952 | 0.11952 | 0.11952 | 0.11952
CT Fac. Spec. - SO2 Rate Annual Non-Title IV v3.1, Unit 2934 and retrofits | 263 | 2294 | Rate Constraint in lbs/MMBtu | FALSE | L | Annual | Qualifying Generation | TWh | 0.11952 | 0.11952 | 0.11952 | 0.11952 | 0.11952 | 0.11952 | 0.11952
CT Fac. Spec. - SO2 Rate Annual Non-Title IV v3.1, Unit 2934 and retrofits | 263 | 2294 | Rate Constraint in lbs/MMBtu | FALSE | L | Annual | Rate | lb/MWh | 0 | 0 | 0 | 0 | 0 | 0 | 0
CT Fac. Spec. - SO2 Rate Annual Non-Title IV v3.1, Unit 2934 and retrofits | 263 | 2294 | Rate Constraint in lbs/MMBtu | FALSE | L | Annual | Constraint Shadow Price | US$/Ton | 0 | 0 | 0 | 0 | 0 | 0 | 0
CT Fac. Spec. - SO2 Rate Annual Non-Title IV v3.1, Unit 4982 and retrofits | 264 | 2294 | Rate Constraint in lbs/MMBtu | FALSE | L | Annual | Seasons Included | Seasons | Winter, Summer | Winter, Summer | Winter, Summer | Winter, Summer | Winter, Summer | Winter, Summer | Winter, Summer
CT Fac. Spec. - SO2 Rate Annual Non-Title IV v3.1, Unit 4982 and retrofits | 264 | 2294 | Rate Constraint in lbs/MMBtu | FALSE | L | Annual | Standard | lb/MMBtu | 0.55 | 0.55 | 0.55 | 0.55 | 0.55 | 0.55 | 0.55
CT Fac. Spec. - SO2 Rate Annual Non-Title IV v3.1, Unit 4982 and retrofits | 264 | 2294 | Rate Constraint in lbs/MMBtu | FALSE | L | Annual | Emissions at Affected Plants SO2 | MTons | 0.081304 | 0.081304 | 0.081304 | 0.081304 | 0.081304 | 0.081304 | 0.081304
CT Fac. Spec. - SO2 Rate Annual Non-Title IV v3.1, Unit 4982 and retrofits | 264 | 2294 | Rate Constraint in lbs/MMBtu | FALSE | L | Annual | Allowances Purchased SO2 | MTons | 0 | 0 | 0 | 0 | 0 | 0 | 0
CT Fac. Spec. - SO2 Rate Annual Non-Title IV v3.1, Unit 4982 and retrofits | 264 | 2294 | Rate Constraint in lbs/MMBtu | FALSE | L | Annual | Allowances Sold SO2 | MTons | 0 | 0 | 0 | 0 | 0 | 0 | 0
CT Fac. Spec. - SO2 Rate Annual Non-Title IV v3.1, Unit 4982 and retrofits | 264 | 2294 | Rate Constraint in lbs/MMBtu | FALSE | L | Annual | Allowances Banked | MTons | 0 | 0 | 0 | 0 | 0 | 0 | 0
CT Fac. Spec. - SO2 Rate Annual Non-Title IV v3.1, Unit 4982 and retrofits | 264 | 2294 | Rate Constraint in lbs/MMBtu | FALSE | L | Annual | Allowances Withdrawn (1:1) | MTons | 0 | 0 | 0 | 0 | 0 | 0 | 0
CT Fac. Spec. - SO2 Rate Annual Non-Title IV v3.1, Unit 4982 and retrofits | 264 | 2294 | Rate Constraint in lbs/MMBtu | FALSE | L | Annual | Allowances Withdrawn (n:1) | MTons | 0 | 0 | 0 | 0 | 0 | 0 | 0
CT Fac. Spec. - SO2 Rate Annual Non-Title IV v3.1, Unit 4982 and retrofits | 264 | 2294 | Rate Constraint in lbs/MMBtu | FALSE | L | Annual | Net Emissions Allowance Position | MTons | 0.081304 | 0.081304 | 0.081304 | 0.081304 | 0.081304 | 0.081304 | 0.081304
CT Fac. Spec. - SO2 Rate Annual Non-Title IV v3.1, Unit 4982 and retrofits | 264 | 2294 | Rate Constraint in lbs/MMBtu | FALSE | L | Annual | Fuel Consumed | TBtu | 1.8584 | 1.8584 | 1.8584 | 1.8584 | 1.8584 | 1.8584 | 1.8584
CT Fac. Spec. - SO2 Rate Annual Non-Title IV v3.1, Unit 4982 and retrofits | 264 | 2294 | Rate Constraint in lbs/MMBtu | FALSE | L | Annual | Rate | lb/MMBtu | 0.0875 | 0.0875 | 0.0875 | 0.0875 | 0.0875 | 0.0875 | 0.0875
CT Fac. Spec. - SO2 Rate Annual Non-Title IV v3.1, Unit 4982 and retrofits | 264 | 2294 | Rate Constraint in lbs/MMBtu | FALSE | L | Annual | Generation | TWh | 0.094608 | 0.094608 | 0.094608 | 0.094608 | 0.094608 | 0.094608 | 0.094608
CT Fac. Spec. - SO2 Rate Annual Non-Title IV v3.1, Unit 4982 and retrofits | 264 | 2294 | Rate Constraint in lbs/MMBtu | FALSE | L | Annual | Qualifying Generation | TWh | 0.094608 | 0.094608 | 0.094608 | 0.094608 | 0.094608 | 0.094608 | 0.094608
CT Fac. Spec. - SO2 Rate Annual Non-Title IV v3.1, Unit 4982 and retrofits | 264 | 2294 | Rate Constraint in lbs/MMBtu | FALSE | L | Annual | Rate | lb/MWh | 0.85938 | 0.85938 | 0.85938 | 0.85938 | 0.85938 | 0.85938 | 0.85938
CT Fac. Spec. - SO2 Rate Annual Non-Title IV v3.1, Unit 4982 and retrofits | 264 | 2294 | Rate Constraint in lbs/MMBtu | FALSE | L | Annual | Constraint Shadow Price | US$/Ton | 0 | 0 | 0 | 0 | 0 | 0 | 0
CT Fac. Spec. - SO2 Rate Annual Non-Title IV v3.1, Unit 4983 and retrofits | 265 | 2294 | Rate Constraint in lbs/MMBtu | FALSE | L | Annual | Seasons Included | Seasons | Winter, Summer | Winter, Summer | Winter, Summer | Winter, Summer | Winter, Summer | Winter, Summer | Winter, Summer
CT Fac. Spec. - SO2 Rate Annual Non-Title IV v3.1, Unit 4983 and retrofits | 265 | 2294 | Rate Constraint in lbs/MMBtu | FALSE | L | Annual | Standard | lb/MMBtu | 0.55 | 0.55 | 0.55 | 0.55 | 0.55 | 0.55 | 0.55
CT Fac. Spec. - SO2 Rate Annual Non-Title IV v3.1, Unit 4983 and retrofits | 265 | 2294 | Rate Constraint in lbs/MMBtu | FALSE | L | Annual | Emissions at Affected Plants SO2 | MTons | 0.24327 | 0.24327 | 0.24327 | 0.24327 | 0.24327 | 0.24327 | 0.24327
CT Fac. Spec. - SO2 Rate Annual Non-Title IV v3.1, Unit 4983 and retrofits | 265 | 2294 | Rate Constraint in lbs/MMBtu | FALSE | L | Annual | Allowances Purchased SO2 | MTons | 0 | 0 | 0 | 0 | 0 | 0 | 0
CT Fac. Spec. - SO2 Rate Annual Non-Title IV v3.1, Unit 4983 and retrofits | 265 | 2294 | Rate Constraint in lbs/MMBtu | FALSE | L | Annual | Allowances Sold SO2 | MTons | 0 | 0 | 0 | 0 | 0 | 0 | 0
CT Fac. Spec. - SO2 Rate Annual Non-Title IV v3.1, Unit 4983 and retrofits | 265 | 2294 | Rate Constraint in lbs/MMBtu | FALSE | L | Annual | Allowances Banked | MTons | 0 | 0 | 0 | 0 | 0 | 0 | 0
CT Fac. Spec. - SO2 Rate Annual Non-Title IV v3.1, Unit 4983 and retrofits | 265 | 2294 | Rate Constraint in lbs/MMBtu | FALSE | L | Annual | Allowances Withdrawn (1:1) | MTons | 0 | 0 | 0 | 0 | 0 | 0 | 0
CT Fac. Spec. - SO2 Rate Annual Non-Title IV v3.1, Unit 4983 and retrofits | 265 | 2294 | Rate Constraint in lbs/MMBtu | FALSE | L | Annual | Allowances Withdrawn (n:1) | MTons | 0 | 0 | 0 | 0 | 0 | 0 | 0
CT Fac. Spec. - SO2 Rate Annual Non-Title IV v3.1, Unit 4983 and retrofits | 265 | 2294 | Rate Constraint in lbs/MMBtu | FALSE | L | Annual | Net Emissions Allowance Position | MTons | 0.24327 | 0.24327 | 0.24327 | 0.24327 | 0.24327 | 0.24327 | 0.24327
CT Fac. Spec. - SO2 Rate Annual Non-Title IV v3.1, Unit 4983 and retrofits | 265 | 2294 | Rate Constraint in lbs/MMBtu | FALSE | L | Annual | Fuel Consumed | TBtu | 7.3165 | 7.3165 | 7.3165 | 7.3165 | 7.3165 | 7.3165 | 7.3165
CT Fac. Spec. - SO2 Rate Annual Non-Title IV v3.1, Unit 4983 and retrofits | 265 | 2294 | Rate Constraint in lbs/MMBtu | FALSE | L | Annual | Rate | lb/MMBtu | 0.0665 | 0.0665 | 0.0665 | 0.0665 | 0.0665 | 0.0665 | 0.0665
CT Fac. Spec. - SO2 Rate Annual Non-Title IV v3.1, Unit 4983 and retrofits | 265 | 2294 | Rate Constraint in lbs/MMBtu | FALSE | L | Annual | Generation | TWh | 0.45648 | 0.45648 | 0.45648 | 0.45648 | 0.45648 | 0.45648 | 0.45648
CT Fac. Spec. - SO2 Rate Annual Non-Title IV v3.1, Unit 4983 and retrofits | 265 | 2294 | Rate Constraint in lbs/MMBtu | FALSE | L | Annual | Qualifying Generation | TWh | 0.45648 | 0.45648 | 0.45648 | 0.45648 | 0.45648 | 0.45648 | 0.45648
CT Fac. Spec. - SO2 Rate Annual Non-Title IV v3.1, Unit 4983 and retrofits | 265 | 2294 | Rate Constraint in lbs/MMBtu | FALSE | L | Annual | Rate | lb/MWh | 0.53293 | 0.53293 | 0.53293 | 0.53293 | 0.53293 | 0.53293 | 0.53293
CT Fac. Spec. - SO2 Rate Annual Non-Title IV v3.1, Unit 4983 and retrofits | 265 | 2294 | Rate Constraint in lbs/MMBtu | FALSE | L | Annual | Constraint Shadow Price | US$/Ton | 0 | 0 | 0 | 0 | 0 | 0 | 0
CT Fac. Spec. - SO2 Rate Annual Non-Title IV v3.1, Unit 4984 and retrofits | 266 | 2294 | Rate Constraint in lbs/MMBtu | FALSE | L | Annual | Seasons Included | Seasons | Winter, Summer | Winter, Summer | Winter, Summer | Winter, Summer | Winter, Summer | Winter, Summer | Winter, Summer
CT Fac. Spec. - SO2 Rate Annual Non-Title IV v3.1, Unit 4984 and retrofits | 266 | 2294 | Rate Constraint in lbs/MMBtu | FALSE | L | Annual | Standard | lb/MMBtu | 0.55 | 0.55 | 0.55 | 0.55 | 0.55 | 0.55 | 0.55
CT Fac. Spec. - SO2 Rate Annual Non-Title IV v3.1, Unit 4984 and retrofits | 266 | 2294 | Rate Constraint in lbs/MMBtu | FALSE | L | Annual | Emissions at Affected Plants SO2 | MTons | 0.05633 | 0.05633 | 0.05633 | 0.05633 | 0.05633 | 0.05633 | 0.05633
CT Fac. Spec. - SO2 Rate Annual Non-Title IV v3.1, Unit 4984 and retrofits | 266 | 2294 | Rate Constraint in lbs/MMBtu | FALSE | L | Annual | Allowances Purchased SO2 | MTons | 0 | 0 | 0 | 0 | 0 | 0 | 0
CT Fac. Spec. - SO2 Rate Annual Non-Title IV v3.1, Unit 4984 and retrofits | 266 | 2294 | Rate Constraint in lbs/MMBtu | FALSE | L | Annual | Allowances Sold SO2 | MTons | 0 | 0 | 0 | 0 | 0 | 0 | 0
CT Fac. Spec. - SO2 Rate Annual Non-Title IV v3.1, Unit 4984 and retrofits | 266 | 2294 | Rate Constraint in lbs/MMBtu | FALSE | L | Annual | Allowances Banked | MTons | 0 | 0 | 0 | 0 | 0 | 0 | 0
CT Fac. Spec. - SO2 Rate Annual Non-Title IV v3.1, Unit 4984 and retrofits | 266 | 2294 | Rate Constraint in lbs/MMBtu | FALSE | L | Annual | Allowances Withdrawn (1:1) | MTons | 0 | 0 | 0 | 0 | 0 | 0 | 0
CT Fac. Spec. - SO2 Rate Annual Non-Title IV v3.1, Unit 4984 and retrofits | 266 | 2294 | Rate Constraint in lbs/MMBtu | FALSE | L | Annual | Allowances Withdrawn (n:1) | MTons | 0 | 0 | 0 | 0 | 0 | 0 | 0
CT Fac. Spec. - SO2 Rate Annual Non-Title IV v3.1, Unit 4984 and retrofits | 266 | 2294 | Rate Constraint in lbs/MMBtu | FALSE | L | Annual | Net Emissions Allowance Position | MTons | 0.05633 | 0.05633 | 0.05633 | 0.05633 | 0.05633 | 0.05633 | 0.05633
CT Fac. Spec. - SO2 Rate Annual Non-Title IV v3.1, Unit 4984 and retrofits | 266 | 2294 | Rate Constraint in lbs/MMBtu | FALSE | L | Annual | Fuel Consumed | TBtu | 2.1459 | 2.1459 | 2.1459 | 2.1459 | 2.1459 | 2.1459 | 2.1459
CT Fac. Spec. - SO2 Rate Annual Non-Title IV v3.1, Unit 4984 and retrofits | 266 | 2294 | Rate Constraint in lbs/MMBtu | FALSE | L | Annual | Rate | lb/MMBtu | 0.0525 | 0.0525 | 0.0525 | 0.0525 | 0.0525 | 0.0525 | 0.0525
CT Fac. Spec. - SO2 Rate Annual Non-Title IV v3.1, Unit 4984 and retrofits | 266 | 2294 | Rate Constraint in lbs/MMBtu | FALSE | L | Annual | Generation | TWh | 0.10407 | 0.10407 | 0.10407 | 0.10407 | 0.10407 | 0.10407 | 0.10407
CT Fac. Spec. - SO2 Rate Annual Non-Title IV v3.1, Unit 4984 and retrofits | 266 | 2294 | Rate Constraint in lbs/MMBtu | FALSE | L | Annual | Qualifying Generation | TWh | 0.10407 | 0.10407 | 0.10407 | 0.10407 | 0.10407 | 0.10407 | 0.10407
CT Fac. Spec. - SO2 Rate Annual Non-Title IV v3.1, Unit 4984 and retrofits | 266 | 2294 | Rate Constraint in lbs/MMBtu | FALSE | L | Annual | Rate | lb/MWh | 0.54127 | 0.54127 | 0.54127 | 0.54127 | 0.54127 | 0.54127 | 0.54127
CT Fac. Spec. - SO2 Rate Annual Non-Title IV v3.1, Unit 4984 and retrofits | 266 | 2294 | Rate Constraint in lbs/MMBtu | FALSE | L | Annual | Constraint Shadow Price | US$/Ton | 0 | 0 | 0 | 0 | 0 | 0 | 0
CT Fac. Spec. - SO2 Rate Annual Non-Title IV v3.1, Unit 4985 and retrofits | 267 | 2294 | Rate Constraint in lbs/MMBtu | FALSE | L | Annual | Seasons Included | Seasons | Winter, Summer | Winter, Summer | Winter, Summer | Winter, Summer | Winter, Summer | Winter, Summer | Winter, Summer
CT Fac. Spec. - SO2 Rate Annual Non-Title IV v3.1, Unit 4985 and retrofits | 267 | 2294 | Rate Constraint in lbs/MMBtu | FALSE | L | Annual | Standard | lb/MMBtu | 0.55 | 0.55 | 0.55 | 0.55 | 0.55 | 0.55 | 0.55
CT Fac. Spec. - SO2 Rate Annual Non-Title IV v3.1, Unit 4985 and retrofits | 267 | 2294 | Rate Constraint in lbs/MMBtu | FALSE | L | Annual | Emissions at Affected Plants SO2 | MTons | 0.077291 | 0.077291 | 0.077291 | 0.077291 | 0.077291 | 0.077291 | 0.077291
CT Fac. Spec. - SO2 Rate Annual Non-Title IV v3.1, Unit 4985 and retrofits | 267 | 2294 | Rate Constraint in lbs/MMBtu | FALSE | L | Annual | Allowances Purchased SO2 | MTons | 0 | 0 | 0 | 0 | 0 | 0 | 0
CT Fac. Spec. - SO2 Rate Annual Non-Title IV v3.1, Unit 4985 and retrofits | 267 | 2294 | Rate Constraint in lbs/MMBtu | FALSE | L | Annual | Allowances Sold SO2 | MTons | 0 | 0 | 0 | 0 | 0 | 0 | 0
CT Fac. Spec. - SO2 Rate Annual Non-Title IV v3.1, Unit 4985 and retrofits | 267 | 2294 | Rate Constraint in lbs/MMBtu | FALSE | L | Annual | Allowances Banked | MTons | 0 | 0 | 0 | 0 | 0 | 0 | 0
CT Fac. Spec. - SO2 Rate Annual Non-Title IV v3.1, Unit 4985 and retrofits | 267 | 2294 | Rate Constraint in lbs/MMBtu | FALSE | L | Annual | Allowances Withdrawn (1:1) | MTons | 0 | 0 | 0 | 0 | 0 | 0 | 0
CT Fac. Spec. - SO2 Rate Annual Non-Title IV v3.1, Unit 4985 and retrofits | 267 | 2294 | Rate Constraint in lbs/MMBtu | FALSE | L | Annual | Allowances Withdrawn (n:1) | MTons | 0 | 0 | 0 | 0 | 0 | 0 | 0
CT Fac. Spec. - SO2 Rate Annual Non-Title IV v3.1, Unit 4985 and retrofits | 267 | 2294 | Rate Constraint in lbs/MMBtu | FALSE | L | Annual | Net Emissions Allowance Position | MTons | 0.077291 | 0.077291 | 0.077291 | 0.077291 | 0.077291 | 0.077291 | 0.077291
CT Fac. Spec. - SO2 Rate Annual Non-Title IV v3.1, Unit 4985 and retrofits | 267 | 2294 | Rate Constraint in lbs/MMBtu | FALSE | L | Annual | Fuel Consumed | TBtu | 1.7667 | 1.7667 | 1.7667 | 1.7667 | 1.7667 | 1.7667 | 1.7667
CT Fac. Spec. - SO2 Rate Annual Non-Title IV v3.1, Unit 4985 and retrofits | 267 | 2294 | Rate Constraint in lbs/MMBtu | FALSE | L | Annual | Rate | lb/MMBtu | 0.0875 | 0.0875 | 0.0875 | 0.0875 | 0.0875 | 0.0875 | 0.0875
CT Fac. Spec. - SO2 Rate Annual Non-Title IV v3.1, Unit 4985 and retrofits | 267 | 2294 | Rate Constraint in lbs/MMBtu | FALSE | L | Annual | Generation | TWh | 0.10249 | 0.10249 | 0.10249 | 0.10249 | 0.10249 | 0.10249 | 0.10249
CT Fac. Spec. - SO2 Rate Annual Non-Title IV v3.1, Unit 4985 and retrofits | 267 | 2294 | Rate Constraint in lbs/MMBtu | FALSE | L | Annual | Qualifying Generation | TWh | 0.10249 | 0.10249 | 0.10249 | 0.10249 | 0.10249 | 0.10249 | 0.10249
CT Fac. Spec. - SO2 Rate Annual Non-Title IV v3.1, Unit 4985 and retrofits | 267 | 2294 | Rate Constraint in lbs/MMBtu | FALSE | L | Annual | Rate | lb/MWh | 0.75412 | 0.75412 | 0.75412 | 0.75412 | 0.75412 | 0.75412 | 0.75412
CT Fac. Spec. - SO2 Rate Annual Non-Title IV v3.1, Unit 4985 and retrofits | 267 | 2294 | Rate Constraint in lbs/MMBtu | FALSE | L | Annual | Constraint Shadow Price | US$/Ton | 0 | 0 | 0 | 0 | 0 | 0 | 0
CT Fac. Spec. - SO2 Rate Annual Non-Title IV v3.1, Unit 4986 and retrofits | 268 | 2294 | Rate Constraint in lbs/MMBtu | FALSE | L | Annual | Seasons Included | Seasons | Winter, Summer | Winter, Summer | Winter, Summer | Winter, Summer | Winter, Summer | Winter, Summer | Winter, Summer
CT Fac. Spec. - SO2 Rate Annual Non-Title IV v3.1, Unit 4986 and retrofits | 268 | 2294 | Rate Constraint in lbs/MMBtu | FALSE | L | Annual | Standard | lb/MMBtu | 0.55 | 0.55 | 0.55 | 0.55 | 0.55 | 0.55 | 0.55
CT Fac. Spec. - SO2 Rate Annual Non-Title IV v3.1, Unit 4986 and retrofits | 268 | 2294 | Rate Constraint in lbs/MMBtu | FALSE | L | Annual | Emissions at Affected Plants SO2 | MTons | 0.31388 | 0.31388 | 0.31388 | 0.31388 | 0.31388 | 0.31388 | 0.31388
CT Fac. Spec. - SO2 Rate Annual Non-Title IV v3.1, Unit 4986 and retrofits | 268 | 2294 | Rate Constraint in lbs/MMBtu | FALSE | L | Annual | Allowances Purchased SO2 | MTons | 0 | 0 | 0 | 0 | 0 | 0 | 0
CT Fac. Spec. - SO2 Rate Annual Non-Title IV v3.1, Unit 4986 and retrofits | 268 | 2294 | Rate Constraint in lbs/MMBtu | FALSE | L | Annual | Allowances Sold SO2 | MTons | 0 | 0 | 0 | 0 | 0 | 0 | 0
CT Fac. Spec. - SO2 Rate Annual Non-Title IV v3.1, Unit 4986 and retrofits | 268 | 2294 | Rate Constraint in lbs/MMBtu | FALSE | L | Annual | Allowances Banked | MTons | 0 | 0 | 0 | 0 | 0 | 0 | 0
CT Fac. Spec. - SO2 Rate Annual Non-Title IV v3.1, Unit 4986 and retrofits | 268 | 2294 | Rate Constraint in lbs/MMBtu | FALSE | L | Annual | Allowances Withdrawn (1:1) | MTons | 0 | 0 | 0 | 0 | 0 | 0 | 0
CT Fac. Spec. - SO2 Rate Annual Non-Title IV v3.1, Unit 4986 and retrofits | 268 | 2294 | Rate Constraint in lbs/MMBtu | FALSE | L | Annual | Allowances Withdrawn (n:1) | MTons | 0 | 0 | 0 | 0 | 0 | 0 | 0
CT Fac. Spec. - SO2 Rate Annual Non-Title IV v3.1, Unit 4986 and retrofits | 268 | 2294 | Rate Constraint in lbs/MMBtu | FALSE | L | Annual | Net Emissions Allowance Position | MTons | 0.31388 | 0.31388 | 0.31388 | 0.31388 | 0.31388 | 0.31388 | 0.31388
CT Fac. Spec. - SO2 Rate Annual Non-Title IV v3.1, Unit 4986 and retrofits | 268 | 2294 | Rate Constraint in lbs/MMBtu | FALSE | L | Annual | Fuel Consumed | TBtu | 7.1745 | 7.1745 | 7.1745 | 7.1745 | 7.1745 | 7.1745 | 7.1745
CT Fac. Spec. - SO2 Rate Annual Non-Title IV v3.1, Unit 4986 and retrofits | 268 | 2294 | Rate Constraint in lbs/MMBtu | FALSE | L | Annual | Rate | lb/MMBtu | 0.0875 | 0.0875 | 0.0875 | 0.0875 | 0.0875 | 0.0875 | 0.0875
CT Fac. Spec. - SO2 Rate Annual Non-Title IV v3.1, Unit 4986 and retrofits | 268 | 2294 | Rate Constraint in lbs/MMBtu | FALSE | L | Annual | Generation | TWh | 0.38789 | 0.38789 | 0.38789 | 0.38789 | 0.38789 | 0.38789 | 0.38789
CT Fac. Spec. - SO2 Rate Annual Non-Title IV v3.1, Unit 4986 and retrofits | 268 | 2294 | Rate Constraint in lbs/MMBtu | FALSE | L | Annual | Qualifying Generation | TWh | 0.38789 | 0.38789 | 0.38789 | 0.38789 | 0.38789 | 0.38789 | 0.38789
CT Fac. Spec. - SO2 Rate Annual Non-Title IV v3.1, Unit 4986 and retrofits | 268 | 2294 | Rate Constraint in lbs/MMBtu | FALSE | L | Annual | Rate | lb/MWh | 0.8092 | 0.8092 | 0.8092 | 0.8092 | 0.8092 | 0.8092 | 0.8092
CT Fac. Spec. - SO2 Rate Annual Non-Title IV v3.1, Unit 4986 and retrofits | 268 | 2294 | Rate Constraint in lbs/MMBtu | FALSE | L | Annual | Constraint Shadow Price | US$/Ton | 0 | 0 | 0 | 0 | 0 | 0 | 0
CT Fac. Spec. - SO2 Rate Annual Non-Title IV v3.1, Unit 4987 and retrofits | 269 | 2294 | Rate Constraint in lbs/MMBtu | FALSE | L | Annual | Seasons Included | Seasons | Winter, Summer | Winter, Summer | Winter, Summer | Winter, Summer | Winter, Summer | Winter, Summer | Winter, Summer
CT Fac. Spec. - SO2 Rate Annual Non-Title IV v3.1, Unit 4987 and retrofits | 269 | 2294 | Rate Constraint in lbs/MMBtu | FALSE | L | Annual | Standard | lb/MMBtu | 0.55 | 0.55 | 0.55 | 0.55 | 0.55 | 0.55 | 0.55
CT Fac. Spec. - SO2 Rate Annual Non-Title IV v3.1, Unit 4987 and retrofits | 269 | 2294 | Rate Constraint in lbs/MMBtu | FALSE | L | Annual | Emissions at Affected Plants SO2 | MTons | 0.096371 | 0.096371 | 0.096371 | 0.096371 | 0.096371 | 0.096371 | 0.096371
CT Fac. Spec. - SO2 Rate Annual Non-Title IV v3.1, Unit 4987 and retrofits | 269 | 2294 | Rate Constraint in lbs/MMBtu | FALSE | L | Annual | Allowances Purchased SO2 | MTons | 0 | 0 | 0 | 0 | 0 | 0 | 0
CT Fac. Spec. - SO2 Rate Annual Non-Title IV v3.1, Unit 4987 and retrofits | 269 | 2294 | Rate Constraint in lbs/MMBtu | FALSE | L | Annual | Allowances Sold SO2 | MTons | 0 | 0 | 0 | 0 | 0 | 0 | 0
CT Fac. Spec. - SO2 Rate Annual Non-Title IV v3.1, Unit 4987 and retrofits | 269 | 2294 | Rate Constraint in lbs/MMBtu | FALSE | L | Annual | Allowances Banked | MTons | 0 | 0 | 0 | 0 | 0 | 0 | 0
CT Fac. Spec. - SO2 Rate Annual Non-Title IV v3.1, Unit 4987 and retrofits | 269 | 2294 | Rate Constraint in lbs/MMBtu | FALSE | L | Annual | Allowances Withdrawn (1:1) | MTons | 0 | 0 | 0 | 0 | 0 | 0 | 0
CT Fac. Spec. - SO2 Rate Annual Non-Title IV v3.1, Unit 4987 and retrofits | 269 | 2294 | Rate Constraint in lbs/MMBtu | FALSE | L | Annual | Allowances Withdrawn (n:1) | MTons | 0 | 0 | 0 | 0 | 0 | 0 | 0
CT Fac. Spec. - SO2 Rate Annual Non-Title IV v3.1, Unit 4987 and retrofits | 269 | 2294 | Rate Constraint in lbs/MMBtu | FALSE | L | Annual | Net Emissions Allowance Position | MTons | 0.096371 | 0.096371 | 0.096371 | 0.096371 | 0.096371 | 0.096371 | 0.096371
CT Fac. Spec. - SO2 Rate Annual Non-Title IV v3.1, Unit 4987 and retrofits | 269 | 2294 | Rate Constraint in lbs/MMBtu | FALSE | L | Annual | Fuel Consumed | TBtu | 1.8356 | 1.8356 | 1.8356 | 1.8356 | 1.8356 | 1.8356 | 1.8356
CT Fac. Spec. - SO2 Rate Annual Non-Title IV v3.1, Unit 4987 and retrofits | 269 | 2294 | Rate Constraint in lbs/MMBtu | FALSE | L | Annual | Rate | lb/MMBtu | 0.105 | 0.105 | 0.105 | 0.105 | 0.105 | 0.105 | 0.105
CT Fac. Spec. - SO2 Rate Annual Non-Title IV v3.1, Unit 4987 and retrofits | 269 | 2294 | Rate Constraint in lbs/MMBtu | FALSE | L | Annual | Generation | TWh | 0.066226 | 0.066226 | 0.066226 | 0.066226 | 0.066226 | 0.066226 | 0.066226
CT Fac. Spec. - SO2 Rate Annual Non-Title IV v3.1, Unit 4987 and retrofits | 269 | 2294 | Rate Constraint in lbs/MMBtu | FALSE | L | Annual | Qualifying Generation | TWh | 0.066226 | 0.066226 | 0.066226 | 0.066226 | 0.066226 | 0.066226 | 0.066226
CT Fac. Spec. - SO2 Rate Annual Non-Title IV v3.1, Unit 4987 and retrofits | 269 | 2294 | Rate Constraint in lbs/MMBtu | FALSE | L | Annual | Rate | lb/MWh | 1.4552 | 1.4552 | 1.4552 | 1.4552 | 1.4552 | 1.4552 | 1.4552
CT Fac. Spec. - SO2 Rate Annual Non-Title IV v3.1, Unit 4987 and retrofits | 269 | 2294 | Rate Constraint in lbs/MMBtu | FALSE | L | Annual | Constraint Shadow Price | US$/Ton | 0 | 0 | 0 | 0 | 0 | 0 | 0
CT Fac. Spec. - SO2 Rate Annual Non-Title IV v3.1, Unit 4988 and retrofits | 270 | 2294 | Rate Constraint in lbs/MMBtu | FALSE | L | Annual | Seasons Included | Seasons | Winter, Summer | Winter, Summer | Winter, Summer | Winter, Summer | Winter, Summer | Winter, Summer | Winter, Summer
CT Fac. Spec. - SO2 Rate Annual Non-Title IV v3.1, Unit 4988 and retrofits | 270 | 2294 | Rate Constraint in lbs/MMBtu | FALSE | L | Annual | Standard | lb/MMBtu | 0.55 | 0.55 | 0.55 | 0.55 | 0.55 | 0.55 | 0.55
CT Fac. Spec. - SO2 Rate Annual Non-Title IV v3.1, Unit 4988 and retrofits | 270 | 2294 | Rate Constraint in lbs/MMBtu | FALSE | L | Annual | Emissions at Affected Plants SO2 | MTons | 0.091586 | 0.091586 | 0.091586 | 0.091586 | 0.091586 | 0.091586 | 0.091586
CT Fac. Spec. - SO2 Rate Annual Non-Title IV v3.1, Unit 4988 and retrofits | 270 | 2294 | Rate Constraint in lbs/MMBtu | FALSE | L | Annual | Allowances Purchased SO2 | MTons | 0 | 0 | 0 | 0 | 0 | 0 | 0
CT Fac. Spec. - SO2 Rate Annual Non-Title IV v3.1, Unit 4988 and retrofits | 270 | 2294 | Rate Constraint in lbs/MMBtu | FALSE | L | Annual | Allowances Sold SO2 | MTons | 0 | 0 | 0 | 0 | 0 | 0 | 0
CT Fac. Spec. - SO2 Rate Annual Non-Title IV v3.1, Unit 4988 and retrofits | 270 | 2294 | Rate Constraint in lbs/MMBtu | FALSE | L | Annual | Allowances Banked | MTons | 0 | 0 | 0 | 0 | 0 | 0 | 0
CT Fac. Spec. - SO2 Rate Annual Non-Title IV v3.1, Unit 4988 and retrofits | 270 | 2294 | Rate Constraint in lbs/MMBtu | FALSE | L | Annual | Allowances Withdrawn (1:1) | MTons | 0 | 0 | 0 | 0 | 0 | 0 | 0
CT Fac. Spec. - SO2 Rate Annual Non-Title IV v3.1, Unit 4988 and retrofits | 270 | 2294 | Rate Constraint in lbs/MMBtu | FALSE | L | Annual | Allowances Withdrawn (n:1) | MTons | 0 | 0 | 0 | 0 | 0 | 0 | 0
CT Fac. Spec. - SO2 Rate Annual Non-Title IV v3.1, Unit 4988 and retrofits | 270 | 2294 | Rate Constraint in lbs/MMBtu | FALSE | L | Annual | Net Emissions Allowance Position | MTons | 0.091586 | 0.091586 | 0.091586 | 0.091586 | 0.091586 | 0.091586 | 0.091586
CT Fac. Spec. - SO2 Rate Annual Non-Title IV v3.1, Unit 4988 and retrofits | 270 | 2294 | Rate Constraint in lbs/MMBtu | FALSE | L | Annual | Fuel Consumed | TBtu | 3.0004 | 3.0004 | 3.0004 | 3.0004 | 3.0004 | 3.0004 | 3.0004
CT Fac. Spec. - SO2 Rate Annual Non-Title IV v3.1, Unit 4988 and retrofits | 270 | 2294 | Rate Constraint in lbs/MMBtu | FALSE | L | Annual | Rate | lb/MMBtu | 0.06105 | 0.06105 | 0.06105 | 0.06105 | 0.06105 | 0.06105 | 0.06105
CT Fac. Spec. - SO2 Rate Annual Non-Title IV v3.1, Unit 4988 and retrofits | 270 | 2294 | Rate Constraint in lbs/MMBtu | FALSE | L | Annual | Generation | TWh | 0.20498 | 0.20498 | 0.20498 | 0.20498 | 0.20498 | 0.20498 | 0.20498
CT Fac. Spec. - SO2 Rate Annual Non-Title IV v3.1, Unit 4988 and retrofits | 270 | 2294 | Rate Constraint in lbs/MMBtu | FALSE | L | Annual | Qualifying Generation | TWh | 0.20498 | 0.20498 | 0.20498 | 0.20498 | 0.20498 | 0.20498 | 0.20498
CT Fac. Spec. - SO2 Rate Annual Non-Title IV v3.1, Unit 4988 and retrofits | 270 | 2294 | Rate Constraint in lbs/MMBtu | FALSE | L | Annual | Rate | lb/MWh | 0.44679 | 0.44679 | 0.44679 | 0.44679 | 0.44679 | 0.44679 | 0.44679
CT Fac. Spec. - SO2 Rate Annual Non-Title IV v3.1, Unit 4988 and retrofits | 270 | 2294 | Rate Constraint in lbs/MMBtu | FALSE | L | Annual | Constraint Shadow Price | US$/Ton | 0 | 0 | 0 | 0 | 0 | 0 | 0
CT Fac. Spec. - SO2 Rate Annual v3.1, Unit 1114 and retrofits | 271 | 1769 | Rate Constraint in lbs/MMBtu | FALSE | L | Annual | Seasons Included | Seasons | Winter, Summer | Winter, Summer | Winter, Summer | Winter, Summer | Winter, Summer | Winter, Summer | Winter, Summer
CT Fac. Spec. - SO2 Rate Annual v3.1, Unit 1114 and retrofits | 271 | 1769 | Rate Constraint in lbs/MMBtu | FALSE | L | Annual | Standard | lb/MMBtu | 0.33 | 0.33 | 0.33 | 0.33 | 0.33 | 0.33 | 0.33
CT Fac. Spec. - SO2 Rate Annual v3.1, Unit 1114 and retrofits | 271 | 1769 | Rate Constraint in lbs/MMBtu | FALSE | L | Annual | Emissions at Affected Plants SO2 | MTons | 0 | 0 | 0 | 0 | 0 | 0 | 0
CT Fac. Spec. - SO2 Rate Annual v3.1, Unit 1114 and retrofits | 271 | 1769 | Rate Constraint in lbs/MMBtu | FALSE | L | Annual | Allowances Purchased SO2 | MTons | 0 | 0 | 0 | 0 | 0 | 0 | 0
CT Fac. Spec. - SO2 Rate Annual v3.1, Unit 1114 and retrofits | 271 | 1769 | Rate Constraint in lbs/MMBtu | FALSE | L | Annual | Allowances Sold SO2 | MTons | 0 | 0 | 0 | 0 | 0 | 0 | 0
CT Fac. Spec. - SO2 Rate Annual v3.1, Unit 1114 and retrofits | 271 | 1769 | Rate Constraint in lbs/MMBtu | FALSE | L | Annual | Allowances Banked | MTons | 0 | 0 | 0 | 0 | 0 | 0 | 0
CT Fac. Spec. - SO2 Rate Annual v3.1, Unit 1114 and retrofits | 271 | 1769 | Rate Constraint in lbs/MMBtu | FALSE | L | Annual | Allowances Withdrawn (1:1) | MTons | 0 | 0 | 0 | 0 | 0 | 0 | 0
CT Fac. Spec. - SO2 Rate Annual v3.1, Unit 1114 and retrofits | 271 | 1769 | Rate Constraint in lbs/MMBtu | FALSE | L | Annual | Allowances Withdrawn (n:1) | MTons | 0 | 0 | 0 | 0 | 0 | 0 | 0
CT Fac. Spec. - SO2 Rate Annual v3.1, Unit 1114 and retrofits | 271 | 1769 | Rate Constraint in lbs/MMBtu | FALSE | L | Annual | Net Emissions Allowance Position | MTons | 0 | 0 | 0 | 0 | 0 | 0 | 0
CT Fac. Spec. - SO2 Rate Annual v3.1, Unit 1114 and retrofits | 271 | 1769 | Rate Constraint in lbs/MMBtu | FALSE | L | Annual | Fuel Consumed | TBtu | 0 | 0 | 0 | 0 | 0 | 0 | 0
CT Fac. Spec. - SO2 Rate Annual v3.1, Unit 1114 and retrofits | 271 | 1769 | Rate Constraint in lbs/MMBtu | FALSE | L | Annual | Rate | lb/MMBtu | 0 | 0 | 0 | 0 | 0 | 0 | 0
CT Fac. Spec. - SO2 Rate Annual v3.1, Unit 1114 and retrofits | 271 | 1769 | Rate Constraint in lbs/MMBtu | FALSE | L | Annual | Generation | TWh | 0 | 0 | 0 | 0 | 0 | 0 | 0
CT Fac. Spec. - SO2 Rate Annual v3.1, Unit 1114 and retrofits | 271 | 1769 | Rate Constraint in lbs/MMBtu | FALSE | L | Annual | Qualifying Generation | TWh | 0 | 0 | 0 | 0 | 0 | 0 | 0
CT Fac. Spec. - SO2 Rate Annual v3.1, Unit 1114 and retrofits | 271 | 1769 | Rate Constraint in lbs/MMBtu | FALSE | L | Annual | Rate | lb/MWh | 0 | 0 | 0 | 0 | 0 | 0 | 0
CT Fac. Spec. - SO2 Rate Annual v3.1, Unit 1114 and retrofits | 271 | 1769 | Rate Constraint in lbs/MMBtu | FALSE | L | Annual | Constraint Shadow Price | US$/Ton | 0 | 0 | 0 | 0 | 0 | 0 | 0
CT Fac. Spec. - SO2 Rate Annual v3.1, Unit 1115 and retrofits | 272 | 1769 | Rate Constraint in lbs/MMBtu | FALSE | L | Annual | Seasons Included | Seasons | Winter, Summer | Winter, Summer | Winter, Summer | Winter, Summer | Winter, Summer | Winter, Summer | Winter, Summer
CT Fac. Spec. - SO2 Rate Annual v3.1, Unit 1115 and retrofits | 272 | 1769 | Rate Constraint in lbs/MMBtu | FALSE | L | Annual | Standard | lb/MMBtu | 0.33 | 0.33 | 0.33 | 0.33 | 0.33 | 0.33 | 0.33
CT Fac. Spec. - SO2 Rate Annual v3.1, Unit 1115 and retrofits | 272 | 1769 | Rate Constraint in lbs/MMBtu | FALSE | L | Annual | Emissions at Affected Plants SO2 | MTons | 0 | 0 | 0 | 0 | 0 | 0 | 0
CT Fac. Spec. - SO2 Rate Annual v3.1, Unit 1115 and retrofits | 272 | 1769 | Rate Constraint in lbs/MMBtu | FALSE | L | Annual | Allowances Purchased SO2 | MTons | 0 | 0 | 0 | 0 | 0 | 0 | 0
CT Fac. Spec. - SO2 Rate Annual v3.1, Unit 1115 and retrofits | 272 | 1769 | Rate Constraint in lbs/MMBtu | FALSE | L | Annual | Allowances Sold SO2 | MTons | 0 | 0 | 0 | 0 | 0 | 0 | 0
CT Fac. Spec. - SO2 Rate Annual v3.1, Unit 1115 and retrofits | 272 | 1769 | Rate Constraint in lbs/MMBtu | FALSE | L | Annual | Allowances Banked | MTons | 0 | 0 | 0 | 0 | 0 | 0 | 0
CT Fac. Spec. - SO2 Rate Annual v3.1, Unit 1115 and retrofits | 272 | 1769 | Rate Constraint in lbs/MMBtu | FALSE | L | Annual | Allowances Withdrawn (1:1) | MTons | 0 | 0 | 0 | 0 | 0 | 0 | 0
CT Fac. Spec. - SO2 Rate Annual v3.1, Unit 1115 and retrofits | 272 | 1769 | Rate Constraint in lbs/MMBtu | FALSE | L | Annual | Allowances Withdrawn (n:1) | MTons | 0 | 0 | 0 | 0 | 0 | 0 | 0
CT Fac. Spec. - SO2 Rate Annual v3.1, Unit 1115 and retrofits | 272 | 1769 | Rate Constraint in lbs/MMBtu | FALSE | L | Annual | Net Emissions Allowance Position | MTons | 0 | 0 | 0 | 0 | 0 | 0 | 0
CT Fac. Spec. - SO2 Rate Annual v3.1, Unit 1115 and retrofits | 272 | 1769 | Rate Constraint in lbs/MMBtu | FALSE | L | Annual | Fuel Consumed | TBtu | 0 | 0 | 0 | 0 | 0 | 0 | 0
CT Fac. Spec. - SO2 Rate Annual v3.1, Unit 1115 and retrofits | 272 | 1769 | Rate Constraint in lbs/MMBtu | FALSE | L | Annual | Rate | lb/MMBtu | 0 | 0 | 0 | 0 | 0 | 0 | 0
CT Fac. Spec. - SO2 Rate Annual v3.1, Unit 1115 and retrofits | 272 | 1769 | Rate Constraint in lbs/MMBtu | FALSE | L | Annual | Generation | TWh | 0 | 0 | 0 | 0 | 0 | 0 | 0
CT Fac. Spec. - SO2 Rate Annual v3.1, Unit 1115 and retrofits | 272 | 1769 | Rate Constraint in lbs/MMBtu | FALSE | L | Annual | Qualifying Generation | TWh | 0 | 0 | 0 | 0 | 0 | 0 | 0
CT Fac. Spec. - SO2 Rate Annual v3.1, Unit 1115 and retrofits | 272 | 1769 | Rate Constraint in lbs/MMBtu | FALSE | L | Annual | Rate | lb/MWh | 0 | 0 | 0 | 0 | 0 | 0 | 0
CT Fac. Spec. - SO2 Rate Annual v3.1, Unit 1115 and retrofits | 272 | 1769 | Rate Constraint in lbs/MMBtu | FALSE | L | Annual | Constraint Shadow Price | US$/Ton | 0 | 0 | 0 | 0 | 0 | 0 | 0
CT Fac. Spec. - SO2 Rate Annual v3.1, Unit 1116 and retrofits | 273 | 1769 | Rate Constraint in lbs/MMBtu | FALSE | L | Annual | Seasons Included | Seasons | Winter, Summer | Winter, Summer | Winter, Summer | Winter, Summer | Winter, Summer | Winter, Summer | Winter, Summer
CT Fac. Spec. - SO2 Rate Annual v3.1, Unit 1116 and retrofits | 273 | 1769 | Rate Constraint in lbs/MMBtu | FALSE | L | Annual | Standard | lb/MMBtu | 0.33 | 0.33 | 0.33 | 0.33 | 0.33 | 0.33 | 0.33
CT Fac. Spec. - SO2 Rate Annual v3.1, Unit 1116 and retrofits | 273 | 1769 | Rate Constraint in lbs/MMBtu | FALSE | L | Annual | Emissions at Affected Plants SO2 | MTons | 0 | 0 | 0 | 0 | 0 | 0 | 0
CT Fac. Spec. - SO2 Rate Annual v3.1, Unit 1116 and retrofits | 273 | 1769 | Rate Constraint in lbs/MMBtu | FALSE | L | Annual | Allowances Purchased SO2 | MTons | 0 | 0 | 0 | 0 | 0 | 0 | 0
CT Fac. Spec. - SO2 Rate Annual v3.1, Unit 1116 and retrofits | 273 | 1769 | Rate Constraint in lbs/MMBtu | FALSE | L | Annual | Allowances Sold SO2 | MTons | 0 | 0 | 0 | 0 | 0 | 0 | 0
CT Fac. Spec. - SO2 Rate Annual v3.1, Unit 1116 and retrofits | 273 | 1769 | Rate Constraint in lbs/MMBtu | FALSE | L | Annual | Allowances Banked | MTons | 0 | 0 | 0 | 0 | 0 | 0 | 0
CT Fac. Spec. - SO2 Rate Annual v3.1, Unit 1116 and retrofits | 273 | 1769 | Rate Constraint in lbs/MMBtu | FALSE | L | Annual | Allowances Withdrawn (1:1) | MTons | 0 | 0 | 0 | 0 | 0 | 0 | 0
CT Fac. Spec. - SO2 Rate Annual v3.1, Unit 1116 and retrofits | 273 | 1769 | Rate Constraint in lbs/MMBtu | FALSE | L | Annual | Allowances Withdrawn (n:1) | MTons | 0 | 0 | 0 | 0 | 0 | 0 | 0
CT Fac. Spec. - SO2 Rate Annual v3.1, Unit 1116 and retrofits | 273 | 1769 | Rate Constraint in lbs/MMBtu | FALSE | L | Annual | Net Emissions Allowance Position | MTons | 0 | 0 | 0 | 0 | 0 | 0 | 0
CT Fac. Spec. - SO2 Rate Annual v3.1, Unit 1116 and retrofits | 273 | 1769 | Rate Constraint in lbs/MMBtu | FALSE | L | Annual | Fuel Consumed | TBtu | 0 | 0 | 0 | 0 | 0 | 0 | 0
CT Fac. Spec. - SO2 Rate Annual v3.1, Unit 1116 and retrofits | 273 | 1769 | Rate Constraint in lbs/MMBtu | FALSE | L | Annual | Rate | lb/MMBtu | 0 | 0 | 0 | 0 | 0 | 0 | 0
CT Fac. Spec. - SO2 Rate Annual v3.1, Unit 1116 and retrofits | 273 | 1769 | Rate Constraint in lbs/MMBtu | FALSE | L | Annual | Generation | TWh | 0 | 0 | 0 | 0 | 0 | 0 | 0
CT Fac. Spec. - SO2 Rate Annual v3.1, Unit 1116 and retrofits | 273 | 1769 | Rate Constraint in lbs/MMBtu | FALSE | L | Annual | Qualifying Generation | TWh | 0 | 0 | 0 | 0 | 0 | 0 | 0
CT Fac. Spec. - SO2 Rate Annual v3.1, Unit 1116 and retrofits | 273 | 1769 | Rate Constraint in lbs/MMBtu | FALSE | L | Annual | Rate | lb/MWh | 0 | 0 | 0 | 0 | 0 | 0 | 0
CT Fac. Spec. - SO2 Rate Annual v3.1, Unit 1116 and retrofits | 273 | 1769 | Rate Constraint in lbs/MMBtu | FALSE | L | Annual | Constraint Shadow Price | US$/Ton | 0 | 0 | 0 | 0 | 0 | 0 | 0
CT Fac. Spec. - SO2 Rate Annual v3.1, Unit 1125 and retrofits | 274 | 1769 | Rate Constraint in lbs/MMBtu | FALSE | L | Annual | Seasons Included | Seasons | Winter, Summer | Winter, Summer | Winter, Summer | Winter, Summer | Winter, Summer | Winter, Summer | Winter, Summer
CT Fac. Spec. - SO2 Rate Annual v3.1, Unit 1125 and retrofits | 274 | 1769 | Rate Constraint in lbs/MMBtu | FALSE | L | Annual | Standard | lb/MMBtu | 0.33 | 0.33 | 0.33 | 0.33 | 0.33 | 0.33 | 0.33
CT Fac. Spec. - SO2 Rate Annual v3.1, Unit 1125 and retrofits | 274 | 1769 | Rate Constraint in lbs/MMBtu | FALSE | L | Annual | Emissions at Affected Plants SO2 | MTons | 0 | 0 | 0 | 0 | 0 | 0 | 0
CT Fac. Spec. - SO2 Rate Annual v3.1, Unit 1125 and retrofits | 274 | 1769 | Rate Constraint in lbs/MMBtu | FALSE | L | Annual | Allowances Purchased SO2 | MTons | 0 | 0 | 0 | 0 | 0 | 0 | 0
CT Fac. Spec. - SO2 Rate Annual v3.1, Unit 1125 and retrofits | 274 | 1769 | Rate Constraint in lbs/MMBtu | FALSE | L | Annual | Allowances Sold SO2 | MTons | 0 | 0 | 0 | 0 | 0 | 0 | 0
CT Fac. Spec. - SO2 Rate Annual v3.1, Unit 1125 and retrofits | 274 | 1769 | Rate Constraint in lbs/MMBtu | FALSE | L | Annual | Allowances Banked | MTons | 0 | 0 | 0 | 0 | 0 | 0 | 0
CT Fac. Spec. - SO2 Rate Annual v3.1, Unit 1125 and retrofits | 274 | 1769 | Rate Constraint in lbs/MMBtu | FALSE | L | Annual | Allowances Withdrawn (1:1) | MTons | 0 | 0 | 0 | 0 | 0 | 0 | 0
CT Fac. Spec. - SO2 Rate Annual v3.1, Unit 1125 and retrofits | 274 | 1769 | Rate Constraint in lbs/MMBtu | FALSE | L | Annual | Allowances Withdrawn (n:1) | MTons | 0 | 0 | 0 | 0 | 0 | 0 | 0
CT Fac. Spec. - SO2 Rate Annual v3.1, Unit 1125 and retrofits | 274 | 1769 | Rate Constraint in lbs/MMBtu | FALSE | L | Annual | Net Emissions Allowance Position | MTons | 0 | 0 | 0 | 0 | 0 | 0 | 0
CT Fac. Spec. - SO2 Rate Annual v3.1, Unit 1125 and retrofits | 274 | 1769 | Rate Constraint in lbs/MMBtu | FALSE | L | Annual | Fuel Consumed | TBtu | 0 | 0 | 0.14275 | 0.14275 | 0.14275 | 0 | 0
CT Fac. Spec. - SO2 Rate Annual v3.1, Unit 1125 and retrofits | 274 | 1769 | Rate Constraint in lbs/MMBtu | FALSE | L | Annual | Rate | lb/MMBtu | 0 | 0 | 0 | 0 | 0 | 0 | 0
CT Fac. Spec. - SO2 Rate Annual v3.1, Unit 1125 and retrofits | 274 | 1769 | Rate Constraint in lbs/MMBtu | FALSE | L | Annual | Generation | TWh | 0 | 0 | 0.014641 | 0.014641 | 0.014641 | 0 | 0
CT Fac. Spec. - SO2 Rate Annual v3.1, Unit 1125 and retrofits | 274 | 1769 | Rate Constraint in lbs/MMBtu | FALSE | L | Annual | Qualifying Generation | TWh | 0 | 0 | 0.014641 | 0.014641 | 0.014641 | 0 | 0
CT Fac. Spec. - SO2 Rate Annual v3.1, Unit 1125 and retrofits | 274 | 1769 | Rate Constraint in lbs/MMBtu | FALSE | L | Annual | Rate | lb/MWh | 0 | 0 | 0 | 0 | 0 | 0 | 0
CT Fac. Spec. - SO2 Rate Annual v3.1, Unit 1125 and retrofits | 274 | 1769 | Rate Constraint in lbs/MMBtu | FALSE | L | Annual | Constraint Shadow Price | US$/Ton | 0 | 0 | 0 | 0 | 0 | 0 | 0
CT Fac. Spec. - SO2 Rate Annual v3.1, Unit 1142 and retrofits | 275 | 1769 | Rate Constraint in lbs/MMBtu | FALSE | L | Annual | Seasons Included | Seasons | Winter, Summer | Winter, Summer | Winter, Summer | Winter, Summer | Winter, Summer | Winter, Summer | Winter, Summer
CT Fac. Spec. - SO2 Rate Annual v3.1, Unit 1142 and retrofits | 275 | 1769 | Rate Constraint in lbs/MMBtu | FALSE | L | Annual | Standard | lb/MMBtu | 0.33 | 0.33 | 0.33 | 0.33 | 0.33 | 0.33 | 0.33
CT Fac. Spec. - SO2 Rate Annual v3.1, Unit 1142 and retrofits | 275 | 1769 | Rate Constraint in lbs/MMBtu | FALSE | L | Annual | Emissions at Affected Plants SO2 | MTons | 0 | 0 | 0 | 0 | 0 | 0 | 0
CT Fac. Spec. - SO2 Rate Annual v3.1, Unit 1142 and retrofits | 275 | 1769 | Rate Constraint in lbs/MMBtu | FALSE | L | Annual | Allowances Purchased SO2 | MTons | 0 | 0 | 0 | 0 | 0 | 0 | 0
CT Fac. Spec. - SO2 Rate Annual v3.1, Unit 1142 and retrofits | 275 | 1769 | Rate Constraint in lbs/MMBtu | FALSE | L | Annual | Allowances Sold SO2 | MTons | 0 | 0 | 0 | 0 | 0 | 0 | 0
CT Fac. Spec. - SO2 Rate Annual v3.1, Unit 1142 and retrofits | 275 | 1769 | Rate Constraint in lbs/MMBtu | FALSE | L | Annual | Allowances Banked | MTons | 0 | 0 | 0 | 0 | 0 | 0 | 0
CT Fac. Spec. - SO2 Rate Annual v3.1, Unit 1142 and retrofits | 275 | 1769 | Rate Constraint in lbs/MMBtu | FALSE | L | Annual | Allowances Withdrawn (1:1) | MTons | 0 | 0 | 0 | 0 | 0 | 0 | 0
CT Fac. Spec. - SO2 Rate Annual v3.1, Unit 1142 and retrofits | 275 | 1769 | Rate Constraint in lbs/MMBtu | FALSE | L | Annual | Allowances Withdrawn (n:1) | MTons | 0 | 0 | 0 | 0 | 0 | 0 | 0
CT Fac. Spec. - SO2 Rate Annual v3.1, Unit 1142 and retrofits | 275 | 1769 | Rate Constraint in lbs/MMBtu | FALSE | L | Annual | Net Emissions Allowance Position | MTons | 0 | 0 | 0 | 0 | 0 | 0 | 0
CT Fac. Spec. - SO2 Rate Annual v3.1, Unit 1142 and retrofits | 275 | 1769 | Rate Constraint in lbs/MMBtu | FALSE | L | Annual | Fuel Consumed | TBtu | 0.013225 | 0.067226 | 0.067226 | 0.067226 | 0.067226 | 0.067226 | 0.067226
CT Fac. Spec. - SO2 Rate Annual v3.1, Unit 1142 and retrofits | 275 | 1769 | Rate Constraint in lbs/MMBtu | FALSE | L | Annual | Rate | lb/MMBtu | 0 | 0 | 0 | 0 | 0 | 0 | 0
CT Fac. Spec. - SO2 Rate Annual v3.1, Unit 1142 and retrofits | 275 | 1769 | Rate Constraint in lbs/MMBtu | FALSE | L | Annual | Generation | TWh | 0.0012308 | 0.0062565 | 0.0062565 | 0.0062565 | 0.0062565 | 0.0062565 | 0.0062565
CT Fac. Spec. - SO2 Rate Annual v3.1, Unit 1142 and retrofits | 275 | 1769 | Rate Constraint in lbs/MMBtu | FALSE | L | Annual | Qualifying Generation | TWh | 0.0012308 | 0.0062565 | 0.0062565 | 0.0062565 | 0.0062565 | 0.0062565 | 0.0062565
CT Fac. Spec. - SO2 Rate Annual v3.1, Unit 1142 and retrofits | 275 | 1769 | Rate Constraint in lbs/MMBtu | FALSE | L | Annual | Rate | lb/MWh | 0 | 0 | 0 | 0 | 0 | 0 | 0
CT Fac. Spec. - SO2 Rate Annual v3.1, Unit 1142 and retrofits | 275 | 1769 | Rate Constraint in lbs/MMBtu | FALSE | L | Annual | Constraint Shadow Price | US$/Ton | 0 | 0 | 0 | 0 | 0 | 0 | 0
CT Fac. Spec. - SO2 Rate Annual v3.1, Unit 1143 and retrofits | 276 | 1769 | Rate Constraint in lbs/MMBtu | FALSE | L | Annual | Seasons Included | Seasons | Winter, Summer | Winter, Summer | Winter, Summer | Winter, Summer | Winter, Summer | Winter, Summer | Winter, Summer
CT Fac. Spec. - SO2 Rate Annual v3.1, Unit 1143 and retrofits | 276 | 1769 | Rate Constraint in lbs/MMBtu | FALSE | L | Annual | Standard | lb/MMBtu | 0.33 | 0.33 | 0.33 | 0.33 | 0.33 | 0.33 | 0.33
CT Fac. Spec. - SO2 Rate Annual v3.1, Unit 1143 and retrofits | 276 | 1769 | Rate Constraint in lbs/MMBtu | FALSE | L | Annual | Emissions at Affected Plants SO2 | MTons | 0 | 0 | 0 | 0 | 0 | 0 | 0
CT Fac. Spec. - SO2 Rate Annual v3.1, Unit 1143 and retrofits | 276 | 1769 | Rate Constraint in lbs/MMBtu | FALSE | L | Annual | Allowances Purchased SO2 | MTons | 0 | 0 | 0 | 0 | 0 | 0 | 0
CT Fac. Spec. - SO2 Rate Annual v3.1, Unit 1143 and retrofits | 276 | 1769 | Rate Constraint in lbs/MMBtu | FALSE | L | Annual | Allowances Sold SO2 | MTons | 0 | 0 | 0 | 0 | 0 | 0 | 0
CT Fac. Spec. - SO2 Rate Annual v3.1, Unit 1143 and retrofits | 276 | 1769 | Rate Constraint in lbs/MMBtu | FALSE | L | Annual | Allowances Banked | MTons | 0 | 0 | 0 | 0 | 0 | 0 | 0
CT Fac. Spec. - SO2 Rate Annual v3.1, Unit 1143 and retrofits | 276 | 1769 | Rate Constraint in lbs/MMBtu | FALSE | L | Annual | Allowances Withdrawn (1:1) | MTons | 0 | 0 | 0 | 0 | 0 | 0 | 0
CT Fac. Spec. - SO2 Rate Annual v3.1, Unit 1143 and retrofits | 276 | 1769 | Rate Constraint in lbs/MMBtu | FALSE | L | Annual | Allowances Withdrawn (n:1) | MTons | 0 | 0 | 0 | 0 | 0 | 0 | 0
CT Fac. Spec. - SO2 Rate Annual v3.1, Unit 1143 and retrofits | 276 | 1769 | Rate Constraint in lbs/MMBtu | FALSE | L | Annual | Net Emissions Allowance Position | MTons | 0 | 0 | 0 | 0 | 0 | 0 | 0
CT Fac. Spec. - SO2 Rate Annual v3.1, Unit 1143 and retrofits | 276 | 1769 | Rate Constraint in lbs/MMBtu | FALSE | L | Annual | Fuel Consumed | TBtu | 0.013225 | 0.067226 | 0.067226 | 0.067226 | 0.067226 | 0.067226 | 0.067226
CT Fac. Spec. - SO2 Rate Annual v3.1, Unit 1143 and retrofits | 276 | 1769 | Rate Constraint in lbs/MMBtu | FALSE | L | Annual | Rate | lb/MMBtu | 0 | 0 | 0 | 0 | 0 | 0 | 0
CT Fac. Spec. - SO2 Rate Annual v3.1, Unit 1143 and retrofits | 276 | 1769 | Rate Constraint in lbs/MMBtu | FALSE | L | Annual | Generation | TWh | 0.0012308 | 0.0062565 | 0.0062565 | 0.0062565 | 0.0062565 | 0.0062565 | 0.0062565
CT Fac. Spec. - SO2 Rate Annual v3.1, Unit 1143 and retrofits | 276 | 1769 | Rate Constraint in lbs/MMBtu | FALSE | L | Annual | Qualifying Generation | TWh | 0.0012308 | 0.0062565 | 0.0062565 | 0.0062565 | 0.0062565 | 0.0062565 | 0.0062565
CT Fac. Spec. - SO2 Rate Annual v3.1, Unit 1143 and retrofits | 276 | 1769 | Rate Constraint in lbs/MMBtu | FALSE | L | Annual | Rate | lb/MWh | 0 | 0 | 0 | 0 | 0 | 0 | 0
CT Fac. Spec. - SO2 Rate Annual v3.1, Unit 1143 and retrofits | 276 | 1769 | Rate Constraint in lbs/MMBtu | FALSE | L | Annual | Constraint Shadow Price | US$/Ton | 0 | 0 | 0 | 0 | 0 | 0 | 0
CT Fac. Spec. - SO2 Rate Annual v3.1, Unit 1144 and retrofits | 277 | 1769 | Rate Constraint in lbs/MMBtu | FALSE | L | Annual | Seasons Included | Seasons | Winter, Summer | Winter, Summer | Winter, Summer | Winter, Summer | Winter, Summer | Winter, Summer | Winter, Summer
CT Fac. Spec. - SO2 Rate Annual v3.1, Unit 1144 and retrofits | 277 | 1769 | Rate Constraint in lbs/MMBtu | FALSE | L | Annual | Standard | lb/MMBtu | 0.33 | 0.33 | 0.33 | 0.33 | 0.33 | 0.33 | 0.33
CT Fac. Spec. - SO2 Rate Annual v3.1, Unit 1144 and retrofits | 277 | 1769 | Rate Constraint in lbs/MMBtu | FALSE | L | Annual | Emissions at Affected Plants SO2 | MTons | 0 | 0 | 0 | 0 | 0 | 0 | 0
CT Fac. Spec. - SO2 Rate Annual v3.1, Unit 1144 and retrofits | 277 | 1769 | Rate Constraint in lbs/MMBtu | FALSE | L | Annual | Allowances Purchased SO2 | MTons | 0 | 0 | 0 | 0 | 0 | 0 | 0
CT Fac. Spec. - SO2 Rate Annual v3.1, Unit 1144 and retrofits | 277 | 1769 | Rate Constraint in lbs/MMBtu | FALSE | L | Annual | Allowances Sold SO2 | MTons | 0 | 0 | 0 | 0 | 0 | 0 | 0
CT Fac. Spec. - SO2 Rate Annual v3.1, Unit 1144 and retrofits | 277 | 1769 | Rate Constraint in lbs/MMBtu | FALSE | L | Annual | Allowances Banked | MTons | 0 | 0 | 0 | 0 | 0 | 0 | 0
CT Fac. Spec. - SO2 Rate Annual v3.1, Unit 1144 and retrofits | 277 | 1769 | Rate Constraint in lbs/MMBtu | FALSE | L | Annual | Allowances Withdrawn (1:1) | MTons | 0 | 0 | 0 | 0 | 0 | 0 | 0
CT Fac. Spec. - SO2 Rate Annual v3.1, Unit 1144 and retrofits | 277 | 1769 | Rate Constraint in lbs/MMBtu | FALSE | L | Annual | Allowances Withdrawn (n:1) | MTons | 0 | 0 | 0 | 0 | 0 | 0 | 0
CT Fac. Spec. - SO2 Rate Annual v3.1, Unit 1144 and retrofits | 277 | 1769 | Rate Constraint in lbs/MMBtu | FALSE | L | Annual | Net Emissions Allowance Position | MTons | 0 | 0 | 0 | 0 | 0 | 0 | 0
CT Fac. Spec. - SO2 Rate Annual v3.1, Unit 1144 and retrofits | 277 | 1769 | Rate Constraint in lbs/MMBtu | FALSE | L | Annual | Fuel Consumed | TBtu | 0.039675 | 0.20168 | 0.20168 | 0.20168 | 0.20168 | 0.20168 | 0.20168
CT Fac. Spec. - SO2 Rate Annual v3.1, Unit 1144 and retrofits | 277 | 1769 | Rate Constraint in lbs/MMBtu | FALSE | L | Annual | Rate | lb/MMBtu | 0 | 0 | 0 | 0 | 0 | 0 | 0
CT Fac. Spec. - SO2 Rate Annual v3.1, Unit 1144 and retrofits | 277 | 1769 | Rate Constraint in lbs/MMBtu | FALSE | L | Annual | Generation | TWh | 0.0036924 | 0.01877 | 0.01877 | 0.01877 | 0.01877 | 0.01877 | 0.01877
CT Fac. Spec. - SO2 Rate Annual v3.1, Unit 1144 and retrofits | 277 | 1769 | Rate Constraint in lbs/MMBtu | FALSE | L | Annual | Qualifying Generation | TWh | 0.0036924 | 0.01877 | 0.01877 | 0.01877 | 0.01877 | 0.01877 | 0.01877
CT Fac. Spec. - SO2 Rate Annual v3.1, Unit 1144 and retrofits | 277 | 1769 | Rate Constraint in lbs/MMBtu | FALSE | L | Annual | Rate | lb/MWh | 0 | 0 | 0 | 0 | 0 | 0 | 0
CT Fac. Spec. - SO2 Rate Annual v3.1, Unit 1144 and retrofits | 277 | 1769 | Rate Constraint in lbs/MMBtu | FALSE | L | Annual | Constraint Shadow Price | US$/Ton | 0 | 0 | 0 | 0 | 0 | 0 | 0
CT Fac. Spec. - SO2 Rate Annual v3.1, Unit 1149 and retrofits | 278 | 1769 | Rate Constraint in lbs/MMBtu | FALSE | L | Annual | Seasons Included | Seasons | Winter, Summer | Winter, Summer | Winter, Summer | Winter, Summer | Winter, Summer | Winter, Summer | Winter, Summer
CT Fac. Spec. - SO2 Rate Annual v3.1, Unit 1149 and retrofits | 278 | 1769 | Rate Constraint in lbs/MMBtu | FALSE | L | Annual | Standard | lb/MMBtu | 0.33 | 0.33 | 0.33 | 0.33 | 0.33 | 0.33 | 0.33
CT Fac. Spec. - SO2 Rate Annual v3.1, Unit 1149 and retrofits | 278 | 1769 | Rate Constraint in lbs/MMBtu | FALSE | L | Annual | Emissions at Affected Plants SO2 | MTons | 0 | 0 | 0 | 0 | 0 | 0 | 0
CT Fac. Spec. - SO2 Rate Annual v3.1, Unit 1149 and retrofits | 278 | 1769 | Rate Constraint in lbs/MMBtu | FALSE | L | Annual | Allowances Purchased SO2 | MTons | 0 | 0 | 0 | 0 | 0 | 0 | 0
CT Fac. Spec. - SO2 Rate Annual v3.1, Unit 1149 and retrofits | 278 | 1769 | Rate Constraint in lbs/MMBtu | FALSE | L | Annual | Allowances Sold SO2 | MTons | 0 | 0 | 0 | 0 | 0 | 0 | 0
CT Fac. Spec. - SO2 Rate Annual v3.1, Unit 1149 and retrofits | 278 | 1769 | Rate Constraint in lbs/MMBtu | FALSE | L | Annual | Allowances Banked | MTons | 0 | 0 | 0 | 0 | 0 | 0 | 0
CT Fac. Spec. - SO2 Rate Annual v3.1, Unit 1149 and retrofits | 278 | 1769 | Rate Constraint in lbs/MMBtu | FALSE | L | Annual | Allowances Withdrawn (1:1) | MTons | 0 | 0 | 0 | 0 | 0 | 0 | 0
CT Fac. Spec. - SO2 Rate Annual v3.1, Unit 1149 and retrofits | 278 | 1769 | Rate Constraint in lbs/MMBtu | FALSE | L | Annual | Allowances Withdrawn (n:1) | MTons | 0 | 0 | 0 | 0 | 0 | 0 | 0
CT Fac. Spec. - SO2 Rate Annual v3.1, Unit 1149 and retrofits | 278 | 1769 | Rate Constraint in lbs/MMBtu | FALSE | L | Annual | Net Emissions Allowance Position | MTons | 0 | 0 | 0 | 0 | 0 | 0 | 0
CT Fac. Spec. - SO2 Rate Annual v3.1, Unit 1149 and retrofits | 278 | 1769 | Rate Constraint in lbs/MMBtu | FALSE | L | Annual | Fuel Consumed | TBtu | 0.034029 | 0.17298 | 0.17298 | 0.17298 | 0.17298 | 0.17298 | 0.17298
CT Fac. Spec. - SO2 Rate Annual v3.1, Unit 1149 and retrofits | 278 | 1769 | Rate Constraint in lbs/MMBtu | FALSE | L | Annual | Rate | lb/MMBtu | 0 | 0 | 0 | 0 | 0 | 0 | 0
CT Fac. Spec. - SO2 Rate Annual v3.1, Unit 1149 and retrofits | 278 | 1769 | Rate Constraint in lbs/MMBtu | FALSE | L | Annual | Generation | TWh | 0.0031669 | 0.016099 | 0.016099 | 0.016099 | 0.016099 | 0.016099 | 0.016099
CT Fac. Spec. - SO2 Rate Annual v3.1, Unit 1149 and retrofits | 278 | 1769 | Rate Constraint in lbs/MMBtu | FALSE | L | Annual | Qualifying Generation | TWh | 0.0031669 | 0.016099 | 0.016099 | 0.016099 | 0.016099 | 0.016099 | 0.016099
CT Fac. Spec. - SO2 Rate Annual v3.1, Unit 1149 and retrofits | 278 | 1769 | Rate Constraint in lbs/MMBtu | FALSE | L | Annual | Rate | lb/MWh | 0 | 0 | 0 | 0 | 0 | 0 | 0
CT Fac. Spec. - SO2 Rate Annual v3.1, Unit 1149 and retrofits | 278 | 1769 | Rate Constraint in lbs/MMBtu | FALSE | L | Annual | Constraint Shadow Price | US$/Ton | 0 | 0 | 0 | 0 | 0 | 0 | 0
CT Fac. Spec. - SO2 Rate Annual v3.1, Unit 1150 and retrofits | 279 | 1769 | Rate Constraint in lbs/MMBtu | FALSE | L | Annual | Seasons Included | Seasons | Winter, Summer | Winter, Summer | Winter, Summer | Winter, Summer | Winter, Summer | Winter, Summer | Winter, Summer
CT Fac. Spec. - SO2 Rate Annual v3.1, Unit 1150 and retrofits | 279 | 1769 | Rate Constraint in lbs/MMBtu | FALSE | L | Annual | Standard | lb/MMBtu | 0.33 | 0.33 | 0.33 | 0.33 | 0.33 | 0.33 | 0.33
CT Fac. Spec. - SO2 Rate Annual v3.1, Unit 1150 and retrofits | 279 | 1769 | Rate Constraint in lbs/MMBtu | FALSE | L | Annual | Emissions at Affected Plants SO2 | MTons | 0 | 0 | 0 | 0 | 0 | 0 | 0
CT Fac. Spec. - SO2 Rate Annual v3.1, Unit 1150 and retrofits | 279 | 1769 | Rate Constraint in lbs/MMBtu | FALSE | L | Annual | Allowances Purchased SO2 | MTons | 0 | 0 | 0 | 0 | 0 | 0 | 0
CT Fac. Spec. - SO2 Rate Annual v3.1, Unit 1150 and retrofits | 279 | 1769 | Rate Constraint in lbs/MMBtu | FALSE | L | Annual | Allowances Sold SO2 | MTons | 0 | 0 | 0 | 0 | 0 | 0 | 0
CT Fac. Spec. - SO2 Rate Annual v3.1, Unit 1150 and retrofits | 279 | 1769 | Rate Constraint in lbs/MMBtu | FALSE | L | Annual | Allowances Banked | MTons | 0 | 0 | 0 | 0 | 0 | 0 | 0
CT Fac. Spec. - SO2 Rate Annual v3.1, Unit 1150 and retrofits | 279 | 1769 | Rate Constraint in lbs/MMBtu | FALSE | L | Annual | Allowances Withdrawn (1:1) | MTons | 0 | 0 | 0 | 0 | 0 | 0 | 0
CT Fac. Spec. - SO2 Rate Annual v3.1, Unit 1150 and retrofits | 279 | 1769 | Rate Constraint in lbs/MMBtu | FALSE | L | Annual | Allowances Withdrawn (n:1) | MTons | 0 | 0 | 0 | 0 | 0 | 0 | 0
CT Fac. Spec. - SO2 Rate Annual v3.1, Unit 1150 and retrofits | 279 | 1769 | Rate Constraint in lbs/MMBtu | FALSE | L | Annual | Net Emissions Allowance Position | MTons | 0 | 0 | 0 | 0 | 0 | 0 | 0
CT Fac. Spec. - SO2 Rate Annual v3.1, Unit 1150 and retrofits | 279 | 1769 | Rate Constraint in lbs/MMBtu | FALSE | L | Annual | Fuel Consumed | TBtu | 0.030312 | 0.030312 | 0.15409 | 0.030312 | 0.15409 | 0.15409 | 0
CT Fac. Spec. - SO2 Rate Annual v3.1, Unit 1150 and retrofits | 279 | 1769 | Rate Constraint in lbs/MMBtu | FALSE | L | Annual | Rate | lb/MMBtu | 0 | 0 | 0 | 0 | 0 | 0 | 0
CT Fac. Spec. - SO2 Rate Annual v3.1, Unit 1150 and retrofits | 279 | 1769 | Rate Constraint in lbs/MMBtu | FALSE | L | Annual | Generation | TWh | 0.0023669 | 0.0023669 | 0.012032 | 0.0023669 | 0.012032 | 0.012032 | 0
CT Fac. Spec. - SO2 Rate Annual v3.1, Unit 1150 and retrofits | 279 | 1769 | Rate Constraint in lbs/MMBtu | FALSE | L | Annual | Qualifying Generation | TWh | 0.0023669 | 0.0023669 | 0.012032 | 0.0023669 | 0.012032 | 0.012032 | 0
CT Fac. Spec. - SO2 Rate Annual v3.1, Unit 1150 and retrofits | 279 | 1769 | Rate Constraint in lbs/MMBtu | FALSE | L | Annual | Rate | lb/MWh | 0 | 0 | 0 | 0 | 0 | 0 | 0
CT Fac. Spec. - SO2 Rate Annual v3.1, Unit 1150 and retrofits | 279 | 1769 | Rate Constraint in lbs/MMBtu | FALSE | L | Annual | Constraint Shadow Price | US$/Ton | 0 | 0 | 0 | 0 | 0 | 0 | 0
CT Fac. Spec. - SO2 Rate Annual v3.1, Unit 1151 and retrofits | 280 | 1769 | Rate Constraint in lbs/MMBtu | FALSE | L | Annual | Seasons Included | Seasons | Winter, Summer | Winter, Summer | Winter, Summer | Winter, Summer | Winter, Summer | Winter, Summer | Winter, Summer
CT Fac. Spec. - SO2 Rate Annual v3.1, Unit 1151 and retrofits | 280 | 1769 | Rate Constraint in lbs/MMBtu | FALSE | L | Annual | Standard | lb/MMBtu | 0.33 | 0.33 | 0.33 | 0.33 | 0.33 | 0.33 | 0.33
CT Fac. Spec. - SO2 Rate Annual v3.1, Unit 1151 and retrofits | 280 | 1769 | Rate Constraint in lbs/MMBtu | FALSE | L | Annual | Emissions at Affected Plants SO2 | MTons | 0 | 0 | 0 | 0 | 0 | 0 | 0
CT Fac. Spec. - SO2 Rate Annual v3.1, Unit 1151 and retrofits | 280 | 1769 | Rate Constraint in lbs/MMBtu | FALSE | L | Annual | Allowances Purchased SO2 | MTons | 0 | 0 | 0 | 0 | 0 | 0 | 0
CT Fac. Spec. - SO2 Rate Annual v3.1, Unit 1151 and retrofits | 280 | 1769 | Rate Constraint in lbs/MMBtu | FALSE | L | Annual | Allowances Sold SO2 | MTons | 0 | 0 | 0 | 0 | 0 | 0 | 0
CT Fac. Spec. - SO2 Rate Annual v3.1, Unit 1151 and retrofits | 280 | 1769 | Rate Constraint in lbs/MMBtu | FALSE | L | Annual | Allowances Banked | MTons | 0 | 0 | 0 | 0 | 0 | 0 | 0
CT Fac. Spec. - SO2 Rate Annual v3.1, Unit 1151 and retrofits | 280 | 1769 | Rate Constraint in lbs/MMBtu | FALSE | L | Annual | Allowances Withdrawn (1:1) | MTons | 0 | 0 | 0 | 0 | 0 | 0 | 0
CT Fac. Spec. - SO2 Rate Annual v3.1, Unit 1151 and retrofits | 280 | 1769 | Rate Constraint in lbs/MMBtu | FALSE | L | Annual | Allowances Withdrawn (n:1) | MTons | 0 | 0 | 0 | 0 | 0 | 0 | 0
CT Fac. Spec. - SO2 Rate Annual v3.1, Unit 1151 and retrofits | 280 | 1769 | Rate Constraint in lbs/MMBtu | FALSE | L | Annual | Net Emissions Allowance Position | MTons | 0 | 0 | 0 | 0 | 0 | 0 | 0
CT Fac. Spec. - SO2 Rate Annual v3.1, Unit 1151 and retrofits | 280 | 1769 | Rate Constraint in lbs/MMBtu | FALSE | L | Annual | Fuel Consumed | TBtu | 0.050115 | 0.25475 | 0.25475 | 0.25475 | 0.25475 | 0.25475 | 0.25475
CT Fac. Spec. - SO2 Rate Annual v3.1, Unit 1151 and retrofits | 280 | 1769 | Rate Constraint in lbs/MMBtu | FALSE | L | Annual | Rate | lb/MMBtu | 0 | 0 | 0 | 0 | 0 | 0 | 0
CT Fac. Spec. - SO2 Rate Annual v3.1, Unit 1151 and retrofits | 280 | 1769 | Rate Constraint in lbs/MMBtu | FALSE | L | Annual | Generation | TWh | 0.004664 | 0.023709 | 0.023709 | 0.023709 | 0.023709 | 0.023709 | 0.023709
CT Fac. Spec. - SO2 Rate Annual v3.1, Unit 1151 and retrofits | 280 | 1769 | Rate Constraint in lbs/MMBtu | FALSE | L | Annual | Qualifying Generation | TWh | 0.004664 | 0.023709 | 0.023709 | 0.023709 | 0.023709 | 0.023709 | 0.023709
CT Fac. Spec. - SO2 Rate Annual v3.1, Unit 1151 and retrofits | 280 | 1769 | Rate Constraint in lbs/MMBtu | FALSE | L | Annual | Rate | lb/MWh | 0 | 0 | 0 | 0 | 0 | 0 | 0
CT Fac. Spec. - SO2 Rate Annual v3.1, Unit 1151 and retrofits | 280 | 1769 | Rate Constraint in lbs/MMBtu | FALSE | L | Annual | Constraint Shadow Price | US$/Ton | 0 | 0 | 0 | 0 | 0 | 0 | 0
CT Fac. Spec. - SO2 Rate Annual v3.1, Unit 1152 and retrofits | 281 | 1769 | Rate Constraint in lbs/MMBtu | FALSE | L | Annual | Seasons Included | Seasons | Winter, Summer | Winter, Summer | Winter, Summer | Winter, Summer | Winter, Summer | Winter, Summer | Winter, Summer
CT Fac. Spec. - SO2 Rate Annual v3.1, Unit 1152 and retrofits | 281 | 1769 | Rate Constraint in lbs/MMBtu | FALSE | L | Annual | Standard | lb/MMBtu | 0.33 | 0.33 | 0.33 | 0.33 | 0.33 | 0.33 | 0.33
CT Fac. Spec. - SO2 Rate Annual v3.1, Unit 1152 and retrofits | 281 | 1769 | Rate Constraint in lbs/MMBtu | FALSE | L | Annual | Emissions at Affected Plants SO2 | MTons | 0 | 0 | 0 | 0 | 0 | 0 | 0
CT Fac. Spec. - SO2 Rate Annual v3.1, Unit 1152 and retrofits | 281 | 1769 | Rate Constraint in lbs/MMBtu | FALSE | L | Annual | Allowances Purchased SO2 | MTons | 0 | 0 | 0 | 0 | 0 | 0 | 0
CT Fac. Spec. - SO2 Rate Annual v3.1, Unit 1152 and retrofits | 281 | 1769 | Rate Constraint in lbs/MMBtu | FALSE | L | Annual | Allowances Sold SO2 | MTons | 0 | 0 | 0 | 0 | 0 | 0 | 0
CT Fac. Spec. - SO2 Rate Annual v3.1, Unit 1152 and retrofits | 281 | 1769 | Rate Constraint in lbs/MMBtu | FALSE | L | Annual | Allowances Banked | MTons | 0 | 0 | 0 | 0 | 0 | 0 | 0
CT Fac. Spec. - SO2 Rate Annual v3.1, Unit 1152 and retrofits | 281 | 1769 | Rate Constraint in lbs/MMBtu | FALSE | L | Annual | Allowances Withdrawn (1:1) | MTons | 0 | 0 | 0 | 0 | 0 | 0 | 0
CT Fac. Spec. - SO2 Rate Annual v3.1, Unit 1152 and retrofits | 281 | 1769 | Rate Constraint in lbs/MMBtu | FALSE | L | Annual | Allowances Withdrawn (n:1) | MTons | 0 | 0 | 0 | 0 | 0 | 0 | 0
CT Fac. Spec. - SO2 Rate Annual v3.1, Unit 1152 and retrofits | 281 | 1769 | Rate Constraint in lbs/MMBtu | FALSE | L | Annual | Net Emissions Allowance Position | MTons | 0 | 0 | 0 | 0 | 0 | 0 | 0
CT Fac. Spec. - SO2 Rate Annual v3.1, Unit 1152 and retrofits | 281 | 1769 | Rate Constraint in lbs/MMBtu | FALSE | L | Annual | Fuel Consumed | TBtu | 0.016705 | 0.084917 | 0.084917 | 0.084917 | 0.084917 | 0.084917 | 0.084917
CT Fac. Spec. - SO2 Rate Annual v3.1, Unit 1152 and retrofits | 281 | 1769 | Rate Constraint in lbs/MMBtu | FALSE | L | Annual | Rate | lb/MMBtu | 0 | 0 | 0 | 0 | 0 | 0 | 0
CT Fac. Spec. - SO2 Rate Annual v3.1, Unit 1152 and retrofits | 281 | 1769 | Rate Constraint in lbs/MMBtu | FALSE | L | Annual | Generation | TWh | 0.0015547 | 0.007903 | 0.007903 | 0.007903 | 0.007903 | 0.007903 | 0.007903
CT Fac. Spec. - SO2 Rate Annual v3.1, Unit 1152 and retrofits | 281 | 1769 | Rate Constraint in lbs/MMBtu | FALSE | L | Annual | Qualifying Generation | TWh | 0.0015547 | 0.007903 | 0.007903 | 0.007903 | 0.007903 | 0.007903 | 0.007903
CT Fac. Spec. - SO2 Rate Annual v3.1, Unit 1152 and retrofits | 281 | 1769 | Rate Constraint in lbs/MMBtu | FALSE | L | Annual | Rate | lb/MWh | 0 | 0 | 0 | 0 | 0 | 0 | 0
CT Fac. Spec. - SO2 Rate Annual v3.1, Unit 1152 and retrofits | 281 | 1769 | Rate Constraint in lbs/MMBtu | FALSE | L | Annual | Constraint Shadow Price | US$/Ton | 0 | 0 | 0 | 0 | 0 | 0 | 0
CT Fac. Spec. - SO2 Rate Annual v3.1, Unit 1153 and retrofits | 282 | 1769 | Rate Constraint in lbs/MMBtu | FALSE | L | Annual | Seasons Included | Seasons | Winter, Summer | Winter, Summer | Winter, Summer | Winter, Summer | Winter, Summer | Winter, Summer | Winter, Summer
CT Fac. Spec. - SO2 Rate Annual v3.1, Unit 1153 and retrofits | 282 | 1769 | Rate Constraint in lbs/MMBtu | FALSE | L | Annual | Standard | lb/MMBtu | 0.33 | 0.33 | 0.33 | 0.33 | 0.33 | 0.33 | 0.33
CT Fac. Spec. - SO2 Rate Annual v3.1, Unit 1153 and retrofits | 282 | 1769 | Rate Constraint in lbs/MMBtu | FALSE | L | Annual | Emissions at Affected Plants SO2 | MTons | 0 | 0 | 0 | 0 | 0 | 0 | 0
CT Fac. Spec. - SO2 Rate Annual v3.1, Unit 1153 and retrofits | 282 | 1769 | Rate Constraint in lbs/MMBtu | FALSE | L | Annual | Allowances Purchased SO2 | MTons | 0 | 0 | 0 | 0 | 0 | 0 | 0
CT Fac. Spec. - SO2 Rate Annual v3.1, Unit 1153 and retrofits | 282 | 1769 | Rate Constraint in lbs/MMBtu | FALSE | L | Annual | Allowances Sold SO2 | MTons | 0 | 0 | 0 | 0 | 0 | 0 | 0
CT Fac. Spec. - SO2 Rate Annual v3.1, Unit 1153 and retrofits | 282 | 1769 | Rate Constraint in lbs/MMBtu | FALSE | L | Annual | Allowances Banked | MTons | 0 | 0 | 0 | 0 | 0 | 0 | 0
CT Fac. Spec. - SO2 Rate Annual v3.1, Unit 1153 and retrofits | 282 | 1769 | Rate Constraint in lbs/MMBtu | FALSE | L | Annual | Allowances Withdrawn (1:1) | MTons | 0 | 0 | 0 | 0 | 0 | 0 | 0
CT Fac. Spec. - SO2 Rate Annual v3.1, Unit 1153 and retrofits | 282 | 1769 | Rate Constraint in lbs/MMBtu | FALSE | L | Annual | Allowances Withdrawn (n:1) | MTons | 0 | 0 | 0 | 0 | 0 | 0 | 0
CT Fac. Spec. - SO2 Rate Annual v3.1, Unit 1153 and retrofits | 282 | 1769 | Rate Constraint in lbs/MMBtu | FALSE | L | Annual | Net Emissions Allowance Position | MTons | 0 | 0 | 0 | 0 | 0 | 0 | 0
CT Fac. Spec. - SO2 Rate Annual v3.1, Unit 1153 and retrofits | 282 | 1769 | Rate Constraint in lbs/MMBtu | FALSE | L | Annual | Fuel Consumed | TBtu | 0.043511 | 0.043511 | 0.043511 | 0.043511 | 0.043511 | 0 | 0
CT Fac. Spec. - SO2 Rate Annual v3.1, Unit 1153 and retrofits | 282 | 1769 | Rate Constraint in lbs/MMBtu | FALSE | L | Annual | Rate | lb/MMBtu | 0 | 0 | 0 | 0 | 0 | 0 | 0
CT Fac. Spec. - SO2 Rate Annual v3.1, Unit 1153 and retrofits | 282 | 1769 | Rate Constraint in lbs/MMBtu | FALSE | L | Annual | Generation | TWh | 0.0031094 | 0.0031094 | 0.0031094 | 0.0031094 | 0.0031094 | 0 | 0
CT Fac. Spec. - SO2 Rate Annual v3.1, Unit 1153 and retrofits | 282 | 1769 | Rate Constraint in lbs/MMBtu | FALSE | L | Annual | Qualifying Generation | TWh | 0.0031094 | 0.0031094 | 0.0031094 | 0.0031094 | 0.0031094 | 0 | 0
CT Fac. Spec. - SO2 Rate Annual v3.1, Unit 1153 and retrofits | 282 | 1769 | Rate Constraint in lbs/MMBtu | FALSE | L | Annual | Rate | lb/MWh | 0 | 0 | 0 | 0 | 0 | 0 | 0
CT Fac. Spec. - SO2 Rate Annual v3.1, Unit 1153 and retrofits | 282 | 1769 | Rate Constraint in lbs/MMBtu | FALSE | L | Annual | Constraint Shadow Price | US$/Ton | 0 | 0 | 0 | 0 | 0 | 0 | 0
CT Fac. Spec. - SO2 Rate Annual v3.1, Unit 1154 and retrofits | 283 | 1769 | Rate Constraint in lbs/MMBtu | FALSE | L | Annual | Seasons Included | Seasons | Winter, Summer | Winter, Summer | Winter, Summer | Winter, Summer | Winter, Summer | Winter, Summer | Winter, Summer
CT Fac. Spec. - SO2 Rate Annual v3.1, Unit 1154 and retrofits | 283 | 1769 | Rate Constraint in lbs/MMBtu | FALSE | L | Annual | Standard | lb/MMBtu | 0.33 | 0.33 | 0.33 | 0.33 | 0.33 | 0.33 | 0.33
CT Fac. Spec. - SO2 Rate Annual v3.1, Unit 1154 and retrofits | 283 | 1769 | Rate Constraint in lbs/MMBtu | FALSE | L | Annual | Emissions at Affected Plants SO2 | MTons | 0 | 0 | 0 | 0 | 0 | 0 | 0
CT Fac. Spec. - SO2 Rate Annual v3.1, Unit 1154 and retrofits | 283 | 1769 | Rate Constraint in lbs/MMBtu | FALSE | L | Annual | Allowances Purchased SO2 | MTons | 0 | 0 | 0 | 0 | 0 | 0 | 0
CT Fac. Spec. - SO2 Rate Annual v3.1, Unit 1154 and retrofits | 283 | 1769 | Rate Constraint in lbs/MMBtu | FALSE | L | Annual | Allowances Sold SO2 | MTons | 0 | 0 | 0 | 0 | 0 | 0 | 0
CT Fac. Spec. - SO2 Rate Annual v3.1, Unit 1154 and retrofits | 283 | 1769 | Rate Constraint in lbs/MMBtu | FALSE | L | Annual | Allowances Banked | MTons | 0 | 0 | 0 | 0 | 0 | 0 | 0
CT Fac. Spec. - SO2 Rate Annual v3.1, Unit 1154 and retrofits | 283 | 1769 | Rate Constraint in lbs/MMBtu | FALSE | L | Annual | Allowances Withdrawn (1:1) | MTons | 0 | 0 | 0 | 0 | 0 | 0 | 0
CT Fac. Spec. - SO2 Rate Annual v3.1, Unit 1154 and retrofits | 283 | 1769 | Rate Constraint in lbs/MMBtu | FALSE | L | Annual | Allowances Withdrawn (n:1) | MTons | 0 | 0 | 0 | 0 | 0 | 0 | 0
CT Fac. Spec. - SO2 Rate Annual v3.1, Unit 1154 and retrofits | 283 | 1769 | Rate Constraint in lbs/MMBtu | FALSE | L | Annual | Net Emissions Allowance Position | MTons | 0 | 0 | 0 | 0 | 0 | 0 | 0
CT Fac. Spec. - SO2 Rate Annual v3.1, Unit 1154 and retrofits | 283 | 1769 | Rate Constraint in lbs/MMBtu | FALSE | L | Annual | Fuel Consumed | TBtu | 0.021106 | 0.021106 | 0.021106 | 0.021106 | 0.021106 | 0 | 0
CT Fac. Spec. - SO2 Rate Annual v3.1, Unit 1154 and retrofits | 283 | 1769 | Rate Constraint in lbs/MMBtu | FALSE | L | Annual | Rate | lb/MMBtu | 0 | 0 | 0 | 0 | 0 | 0 | 0
CT Fac. Spec. - SO2 Rate Annual v3.1, Unit 1154 and retrofits | 283 | 1769 | Rate Constraint in lbs/MMBtu | FALSE | L | Annual | Generation | TWh | 0.0015547 | 0.0015547 | 0.0015547 | 0.0015547 | 0.0015547 | 0 | 0
CT Fac. Spec. - SO2 Rate Annual v3.1, Unit 1154 and retrofits | 283 | 1769 | Rate Constraint in lbs/MMBtu | FALSE | L | Annual | Qualifying Generation | TWh | 0.0015547 | 0.0015547 | 0.0015547 | 0.0015547 | 0.0015547 | 0 | 0
CT Fac. Spec. - SO2 Rate Annual v3.1, Unit 1154 and retrofits | 283 | 1769 | Rate Constraint in lbs/MMBtu | FALSE | L | Annual | Rate | lb/MWh | 0 | 0 | 0 | 0 | 0 | 0 | 0
CT Fac. Spec. - SO2 Rate Annual v3.1, Unit 1154 and retrofits | 283 | 1769 | Rate Constraint in lbs/MMBtu | FALSE | L | Annual | Constraint Shadow Price | US$/Ton | 0 | 0 | 0 | 0 | 0 | 0 | 0
CT Fac. Spec. - SO2 Rate Annual v3.1, Unit 1155 and retrofits | 284 | 1769 | Rate Constraint in lbs/MMBtu | FALSE | L | Annual | Seasons Included | Seasons | Winter, Summer | Winter, Summer | Winter, Summer | Winter, Summer | Winter, Summer | Winter, Summer | Winter, Summer
CT Fac. Spec. - SO2 Rate Annual v3.1, Unit 1155 and retrofits | 284 | 1769 | Rate Constraint in lbs/MMBtu | FALSE | L | Annual | Standard | lb/MMBtu | 0.33 | 0.33 | 0.33 | 0.33 | 0.33 | 0.33 | 0.33
CT Fac. Spec. - SO2 Rate Annual v3.1, Unit 1155 and retrofits | 284 | 1769 | Rate Constraint in lbs/MMBtu | FALSE | L | Annual | Emissions at Affected Plants SO2 | MTons | 0 | 0 | 0 | 0 | 0 | 0 | 0
CT Fac. Spec. - SO2 Rate Annual v3.1, Unit 1155 and retrofits | 284 | 1769 | Rate Constraint in lbs/MMBtu | FALSE | L | Annual | Allowances Purchased SO2 | MTons | 0 | 0 | 0 | 0 | 0 | 0 | 0
CT Fac. Spec. - SO2 Rate Annual v3.1, Unit 1155 and retrofits | 284 | 1769 | Rate Constraint in lbs/MMBtu | FALSE | L | Annual | Allowances Sold SO2 | MTons | 0 | 0 | 0 | 0 | 0 | 0 | 0
CT Fac. Spec. - SO2 Rate Annual v3.1, Unit 1155 and retrofits | 284 | 1769 | Rate Constraint in lbs/MMBtu | FALSE | L | Annual | Allowances Banked | MTons | 0 | 0 | 0 | 0 | 0 | 0 | 0
CT Fac. Spec. - SO2 Rate Annual v3.1, Unit 1155 and retrofits | 284 | 1769 | Rate Constraint in lbs/MMBtu | FALSE | L | Annual | Allowances Withdrawn (1:1) | MTons | 0 | 0 | 0 | 0 | 0 | 0 | 0
CT Fac. Spec. - SO2 Rate Annual v3.1, Unit 1155 and retrofits | 284 | 1769 | Rate Constraint in lbs/MMBtu | FALSE | L | Annual | Allowances Withdrawn (n:1) | MTons | 0 | 0 | 0 | 0 | 0 | 0 | 0
CT Fac. Spec. - SO2 Rate Annual v3.1, Unit 1155 and retrofits | 284 | 1769 | Rate Constraint in lbs/MMBtu | FALSE | L | Annual | Net Emissions Allowance Position | MTons | 0 | 0 | 0 | 0 | 0 | 0 | 0
CT Fac. Spec. - SO2 Rate Annual v3.1, Unit 1155 and retrofits | 284 | 1769 | Rate Constraint in lbs/MMBtu | FALSE | L | Annual | Fuel Consumed | TBtu | 0.021106 | 0.021106 | 0.021106 | 0.021106 | 0.021106 | 0 | 0
CT Fac. Spec. - SO2 Rate Annual v3.1, Unit 1155 and retrofits | 284 | 1769 | Rate Constraint in lbs/MMBtu | FALSE | L | Annual | Rate | lb/MMBtu | 0 | 0 | 0 | 0 | 0 | 0 | 0
CT Fac. Spec. - SO2 Rate Annual v3.1, Unit 1155 and retrofits | 284 | 1769 | Rate Constraint in lbs/MMBtu | FALSE | L | Annual | Generation | TWh | 0.0015547 | 0.0015547 | 0.0015547 | 0.0015547 | 0.0015547 | 0 | 0
CT Fac. Spec. - SO2 Rate Annual v3.1, Unit 1155 and retrofits | 284 | 1769 | Rate Constraint in lbs/MMBtu | FALSE | L | Annual | Qualifying Generation | TWh | 0.0015547 | 0.0015547 | 0.0015547 | 0.0015547 | 0.0015547 | 0 | 0
CT Fac. Spec. - SO2 Rate Annual v3.1, Unit 1155 and retrofits | 284 | 1769 | Rate Constraint in lbs/MMBtu | FALSE | L | Annual | Rate | lb/MWh | 0 | 0 | 0 | 0 | 0 | 0 | 0
CT Fac. Spec. - SO2 Rate Annual v3.1, Unit 1155 and retrofits | 284 | 1769 | Rate Constraint in lbs/MMBtu | FALSE | L | Annual | Constraint Shadow Price | US$/Ton | 0 | 0 | 0 | 0 | 0 | 0 | 0
CT Fac. Spec. - SO2 Rate Annual v3.1, Unit 1156 and retrofits | 285 | 1769 | Rate Constraint in lbs/MMBtu | FALSE | L | Annual | Seasons Included | Seasons | Winter, Summer | Winter, Summer | Winter, Summer | Winter, Summer | Winter, Summer | Winter, Summer | Winter, Summer
CT Fac. Spec. - SO2 Rate Annual v3.1, Unit 1156 and retrofits | 285 | 1769 | Rate Constraint in lbs/MMBtu | FALSE | L | Annual | Standard | lb/MMBtu | 0.33 | 0.33 | 0.33 | 0.33 | 0.33 | 0.33 | 0.33
CT Fac. Spec. - SO2 Rate Annual v3.1, Unit 1156 and retrofits | 285 | 1769 | Rate Constraint in lbs/MMBtu | FALSE | L | Annual | Emissions at Affected Plants SO2 | MTons | 0 | 0 | 0 | 0 | 0 | 0 | 0
CT Fac. Spec. - SO2 Rate Annual v3.1, Unit 1156 and retrofits | 285 | 1769 | Rate Constraint in lbs/MMBtu | FALSE | L | Annual | Allowances Purchased SO2 | MTons | 0 | 0 | 0 | 0 | 0 | 0 | 0
CT Fac. Spec. - SO2 Rate Annual v3.1, Unit 1156 and retrofits | 285 | 1769 | Rate Constraint in lbs/MMBtu | FALSE | L | Annual | Allowances Sold SO2 | MTons | 0 | 0 | 0 | 0 | 0 | 0 | 0
CT Fac. Spec. - SO2 Rate Annual v3.1, Unit 1156 and retrofits | 285 | 1769 | Rate Constraint in lbs/MMBtu | FALSE | L | Annual | Allowances Banked | MTons | 0 | 0 | 0 | 0 | 0 | 0 | 0
CT Fac. Spec. - SO2 Rate Annual v3.1, Unit 1156 and retrofits | 285 | 1769 | Rate Constraint in lbs/MMBtu | FALSE | L | Annual | Allowances Withdrawn (1:1) | MTons | 0 | 0 | 0 | 0 | 0 | 0 | 0
CT Fac. Spec. - SO2 Rate Annual v3.1, Unit 1156 and retrofits | 285 | 1769 | Rate Constraint in lbs/MMBtu | FALSE | L | Annual | Allowances Withdrawn (n:1) | MTons | 0 | 0 | 0 | 0 | 0 | 0 | 0
CT Fac. Spec. - SO2 Rate Annual v3.1, Unit 1156 and retrofits | 285 | 1769 | Rate Constraint in lbs/MMBtu | FALSE | L | Annual | Net Emissions Allowance Position | MTons | 0 | 0 | 0 | 0 | 0 | 0 | 0
CT Fac. Spec. - SO2 Rate Annual v3.1, Unit 1156 and retrofits | 285 | 1769 | Rate Constraint in lbs/MMBtu | FALSE | L | Annual | Fuel Consumed | TBtu | 0.012134 | 0.012134 | 0.061682 | 0.061682 | 0.061682 | 0.061682 | 0
CT Fac. Spec. - SO2 Rate Annual v3.1, Unit 1156 and retrofits | 285 | 1769 | Rate Constraint in lbs/MMBtu | FALSE | L | Annual | Rate | lb/MMBtu | 0 | 0 | 0 | 0 | 0 | 0 | 0
CT Fac. Spec. - SO2 Rate Annual v3.1, Unit 1156 and retrofits | 285 | 1769 | Rate Constraint in lbs/MMBtu | FALSE | L | Annual | Generation | TWh | 0.0010041 | 0.0010041 | 0.005104 | 0.005104 | 0.005104 | 0.005104 | 0
CT Fac. Spec. - SO2 Rate Annual v3.1, Unit 1156 and retrofits | 285 | 1769 | Rate Constraint in lbs/MMBtu | FALSE | L | Annual | Qualifying Generation | TWh | 0.0010041 | 0.0010041 | 0.005104 | 0.005104 | 0.005104 | 0.005104 | 0
CT Fac. Spec. - SO2 Rate Annual v3.1, Unit 1156 and retrofits | 285 | 1769 | Rate Constraint in lbs/MMBtu | FALSE | L | Annual | Rate | lb/MWh | 0 | 0 | 0 | 0 | 0 | 0 | 0
CT Fac. Spec. - SO2 Rate Annual v3.1, Unit 1156 and retrofits | 285 | 1769 | Rate Constraint in lbs/MMBtu | FALSE | L | Annual | Constraint Shadow Price | US$/Ton | 0 | 0 | 0 | 0 | 0 | 0 | 0
CT Fac. Spec. - SO2 Rate Annual v3.1, Unit 1157 and retrofits | 286 | 1769 | Rate Constraint in lbs/MMBtu | FALSE | L | Annual | Seasons Included | Seasons | Winter, Summer | Winter, Summer | Winter, Summer | Winter, Summer | Winter, Summer | Winter, Summer | Winter, Summer
CT Fac. Spec. - SO2 Rate Annual v3.1, Unit 1157 and retrofits | 286 | 1769 | Rate Constraint in lbs/MMBtu | FALSE | L | Annual | Standard | lb/MMBtu | 0.33 | 0.33 | 0.33 | 0.33 | 0.33 | 0.33 | 0.33
CT Fac. Spec. - SO2 Rate Annual v3.1, Unit 1157 and retrofits | 286 | 1769 | Rate Constraint in lbs/MMBtu | FALSE | L | Annual | Emissions at Affected Plants SO2 | MTons | 0 | 0 | 0 | 0 | 0 | 0 | 0
CT Fac. Spec. - SO2 Rate Annual v3.1, Unit 1157 and retrofits | 286 | 1769 | Rate Constraint in lbs/MMBtu | FALSE | L | Annual | Allowances Purchased SO2 | MTons | 0 | 0 | 0 | 0 | 0 | 0 | 0
CT Fac. Spec. - SO2 Rate Annual v3.1, Unit 1157 and retrofits | 286 | 1769 | Rate Constraint in lbs/MMBtu | FALSE | L | Annual | Allowances Sold SO2 | MTons | 0 | 0 | 0 | 0 | 0 | 0 | 0
CT Fac. Spec. - SO2 Rate Annual v3.1, Unit 1157 and retrofits | 286 | 1769 | Rate Constraint in lbs/MMBtu | FALSE | L | Annual | Allowances Banked | MTons | 0 | 0 | 0 | 0 | 0 | 0 | 0
CT Fac. Spec. - SO2 Rate Annual v3.1, Unit 1157 and retrofits | 286 | 1769 | Rate Constraint in lbs/MMBtu | FALSE | L | Annual | Allowances Withdrawn (1:1) | MTons | 0 | 0 | 0 | 0 | 0 | 0 | 0
CT Fac. Spec. - SO2 Rate Annual v3.1, Unit 1157 and retrofits | 286 | 1769 | Rate Constraint in lbs/MMBtu | FALSE | L | Annual | Allowances Withdrawn (n:1) | MTons | 0 | 0 | 0 | 0 | 0 | 0 | 0
CT Fac. Spec. - SO2 Rate Annual v3.1, Unit 1157 and retrofits | 286 | 1769 | Rate Constraint in lbs/MMBtu | FALSE | L | Annual | Net Emissions Allowance Position | MTons | 0 | 0 | 0 | 0 | 0 | 0 | 0
CT Fac. Spec. - SO2 Rate Annual v3.1, Unit 1157 and retrofits | 286 | 1769 | Rate Constraint in lbs/MMBtu | FALSE | L | Annual | Fuel Consumed | TBtu | 0.022701 | 0.022701 | 0.1154 | 0.1154 | 0.1154 | 0.1154 | 0
CT Fac. Spec. - SO2 Rate Annual v3.1, Unit 1157 and retrofits | 286 | 1769 | Rate Constraint in lbs/MMBtu | FALSE | L | Annual | Rate | lb/MMBtu | 0 | 0 | 0 | 0 | 0 | 0 | 0
CT Fac. Spec. - SO2 Rate Annual v3.1, Unit 1157 and retrofits | 286 | 1769 | Rate Constraint in lbs/MMBtu | FALSE | L | Annual | Generation | TWh | 0.0018786 | 0.0018786 | 0.0095494 | 0.0095494 | 0.0095494 | 0.0095494 | 0
CT Fac. Spec. - SO2 Rate Annual v3.1, Unit 1157 and retrofits | 286 | 1769 | Rate Constraint in lbs/MMBtu | FALSE | L | Annual | Qualifying Generation | TWh | 0.0018786 | 0.0018786 | 0.0095494 | 0.0095494 | 0.0095494 | 0.0095494 | 0
CT Fac. Spec. - SO2 Rate Annual v3.1, Unit 1157 and retrofits | 286 | 1769 | Rate Constraint in lbs/MMBtu | FALSE | L | Annual | Rate | lb/MWh | 0 | 0 | 0 | 0 | 0 | 0 | 0
CT Fac. Spec. - SO2 Rate Annual v3.1, Unit 1157 and retrofits | 286 | 1769 | Rate Constraint in lbs/MMBtu | FALSE | L | Annual | Constraint Shadow Price | US$/Ton | 0 | 0 | 0 | 0 | 0 | 0 | 0
CT Fac. Spec. - SO2 Rate Annual v3.1, Unit 1158 and retrofits | 287 | 1769 | Rate Constraint in lbs/MMBtu | FALSE | L | Annual | Seasons Included | Seasons | Winter, Summer | Winter, Summer | Winter, Summer | Winter, Summer | Winter, Summer | Winter, Summer | Winter, Summer
CT Fac. Spec. - SO2 Rate Annual v3.1, Unit 1158 and retrofits | 287 | 1769 | Rate Constraint in lbs/MMBtu | FALSE | L | Annual | Standard | lb/MMBtu | 0.33 | 0.33 | 0.33 | 0.33 | 0.33 | 0.33 | 0.33
CT Fac. Spec. - SO2 Rate Annual v3.1, Unit 1158 and retrofits | 287 | 1769 | Rate Constraint in lbs/MMBtu | FALSE | L | Annual | Emissions at Affected Plants SO2 | MTons | 0 | 0 | 0 | 0 | 0 | 0 | 0
CT Fac. Spec. - SO2 Rate Annual v3.1, Unit 1158 and retrofits | 287 | 1769 | Rate Constraint in lbs/MMBtu | FALSE | L | Annual | Allowances Purchased SO2 | MTons | 0 | 0 | 0 | 0 | 0 | 0 | 0
CT Fac. Spec. - SO2 Rate Annual v3.1, Unit 1158 and retrofits | 287 | 1769 | Rate Constraint in lbs/MMBtu | FALSE | L | Annual | Allowances Sold SO2 | MTons | 0 | 0 | 0 | 0 | 0 | 0 | 0
CT Fac. Spec. - SO2 Rate Annual v3.1, Unit 1158 and retrofits | 287 | 1769 | Rate Constraint in lbs/MMBtu | FALSE | L | Annual | Allowances Banked | MTons | 0 | 0 | 0 | 0 | 0 | 0 | 0
CT Fac. Spec. - SO2 Rate Annual v3.1, Unit 1158 and retrofits | 287 | 1769 | Rate Constraint in lbs/MMBtu | FALSE | L | Annual | Allowances Withdrawn (1:1) | MTons | 0 | 0 | 0 | 0 | 0 | 0 | 0
CT Fac. Spec. - SO2 Rate Annual v3.1, Unit 1158 and retrofits | 287 | 1769 | Rate Constraint in lbs/MMBtu | FALSE | L | Annual | Allowances Withdrawn (n:1) | MTons | 0 | 0 | 0 | 0 | 0 | 0 | 0
CT Fac. Spec. - SO2 Rate Annual v3.1, Unit 1158 and retrofits | 287 | 1769 | Rate Constraint in lbs/MMBtu | FALSE | L | Annual | Net Emissions Allowance Position | MTons | 0 | 0 | 0 | 0 | 0 | 0 | 0
CT Fac. Spec. - SO2 Rate Annual v3.1, Unit 1158 and retrofits | 287 | 1769 | Rate Constraint in lbs/MMBtu | FALSE | L | Annual | Fuel Consumed | TBtu | 0.011742 | 0.011742 | 0.059687 | 0.059687 | 0.059687 | 0.059687 | 0
CT Fac. Spec. - SO2 Rate Annual v3.1, Unit 1158 and retrofits | 287 | 1769 | Rate Constraint in lbs/MMBtu | FALSE | L | Annual | Rate | lb/MMBtu | 0 | 0 | 0 | 0 | 0 | 0 | 0
CT Fac. Spec. - SO2 Rate Annual v3.1, Unit 1158 and retrofits | 287 | 1769 | Rate Constraint in lbs/MMBtu | FALSE | L | Annual | Generation | TWh | 0.00097168 | 0.00097168 | 0.0049394 | 0.0049394 | 0.0049394 | 0.0049394 | 0
CT Fac. Spec. - SO2 Rate Annual v3.1, Unit 1158 and retrofits | 287 | 1769 | Rate Constraint in lbs/MMBtu | FALSE | L | Annual | Qualifying Generation | TWh | 0.00097168 | 0.00097168 | 0.0049394 | 0.0049394 | 0.0049394 | 0.0049394 | 0
CT Fac. Spec. - SO2 Rate Annual v3.1, Unit 1158 and retrofits | 287 | 1769 | Rate Constraint in lbs/MMBtu | FALSE | L | Annual | Rate | lb/MWh | 0 | 0 | 0 | 0 | 0 | 0 | 0
CT Fac. Spec. - SO2 Rate Annual v3.1, Unit 1158 and retrofits | 287 | 1769 | Rate Constraint in lbs/MMBtu | FALSE | L | Annual | Constraint Shadow Price | US$/Ton | 0 | 0 | 0 | 0 | 0 | 0 | 0
CT Fac. Spec. - SO2 Rate Annual v3.1, Unit 1161 and retrofits | 288 | 1769 | Rate Constraint in lbs/MMBtu | FALSE | L | Annual | Seasons Included | Seasons | Winter, Summer | Winter, Summer | Winter, Summer | Winter, Summer | Winter, Summer | Winter, Summer | Winter, Summer
CT Fac. Spec. - SO2 Rate Annual v3.1, Unit 1161 and retrofits | 288 | 1769 | Rate Constraint in lbs/MMBtu | FALSE | L | Annual | Standard | lb/MMBtu | 0.33 | 0.33 | 0.33 | 0.33 | 0.33 | 0.33 | 0.33
CT Fac. Spec. - SO2 Rate Annual v3.1, Unit 1161 and retrofits | 288 | 1769 | Rate Constraint in lbs/MMBtu | FALSE | L | Annual | Emissions at Affected Plants SO2 | MTons | 0 | 0 | 0 | 0 | 0 | 0 | 0
CT Fac. Spec. - SO2 Rate Annual v3.1, Unit 1161 and retrofits | 288 | 1769 | Rate Constraint in lbs/MMBtu | FALSE | L | Annual | Allowances Purchased SO2 | MTons | 0 | 0 | 0 | 0 | 0 | 0 | 0
CT Fac. Spec. - SO2 Rate Annual v3.1, Unit 1161 and retrofits | 288 | 1769 | Rate Constraint in lbs/MMBtu | FALSE | L | Annual | Allowances Sold SO2 | MTons | 0 | 0 | 0 | 0 | 0 | 0 | 0
CT Fac. Spec. - SO2 Rate Annual v3.1, Unit 1161 and retrofits | 288 | 1769 | Rate Constraint in lbs/MMBtu | FALSE | L | Annual | Allowances Banked | MTons | 0 | 0 | 0 | 0 | 0 | 0 | 0
CT Fac. Spec. - SO2 Rate Annual v3.1, Unit 1161 and retrofits | 288 | 1769 | Rate Constraint in lbs/MMBtu | FALSE | L | Annual | Allowances Withdrawn (1:1) | MTons | 0 | 0 | 0 | 0 | 0 | 0 | 0
CT Fac. Spec. - SO2 Rate Annual v3.1, Unit 1161 and retrofits | 288 | 1769 | Rate Constraint in lbs/MMBtu | FALSE | L | Annual | Allowances Withdrawn (n:1) | MTons | 0 | 0 | 0 | 0 | 0 | 0 | 0
CT Fac. Spec. - SO2 Rate Annual v3.1, Unit 1161 and retrofits | 288 | 1769 | Rate Constraint in lbs/MMBtu | FALSE | L | Annual | Net Emissions Allowance Position | MTons | 0 | 0 | 0 | 0 | 0 | 0 | 0
CT Fac. Spec. - SO2 Rate Annual v3.1, Unit 1161 and retrofits | 288 | 1769 | Rate Constraint in lbs/MMBtu | FALSE | L | Annual | Fuel Consumed | TBtu | 0.015313 | 0.077841 | 0.077841 | 0.077841 | 0.077841 | 0.077841 | 0.077841
CT Fac. Spec. - SO2 Rate Annual v3.1, Unit 1161 and retrofits | 288 | 1769 | Rate Constraint in lbs/MMBtu | FALSE | L | Annual | Rate | lb/MMBtu | 0 | 0 | 0 | 0 | 0 | 0 | 0
CT Fac. Spec. - SO2 Rate Annual v3.1, Unit 1161 and retrofits | 288 | 1769 | Rate Constraint in lbs/MMBtu | FALSE | L | Annual | Generation | TWh | 0.0014251 | 0.0072444 | 0.0072444 | 0.0072444 | 0.0072444 | 0.0072444 | 0.0072444
CT Fac. Spec. - SO2 Rate Annual v3.1, Unit 1161 and retrofits | 288 | 1769 | Rate Constraint in lbs/MMBtu | FALSE | L | Annual | Qualifying Generation | TWh | 0.0014251 | 0.0072444 | 0.0072444 | 0.0072444 | 0.0072444 | 0.0072444 | 0.0072444
CT Fac. Spec. - SO2 Rate Annual v3.1, Unit 1161 and retrofits | 288 | 1769 | Rate Constraint in lbs/MMBtu | FALSE | L | Annual | Rate | lb/MWh | 0 | 0 | 0 | 0 | 0 | 0 | 0
CT Fac. Spec. - SO2 Rate Annual v3.1, Unit 1161 and retrofits | 288 | 1769 | Rate Constraint in lbs/MMBtu | FALSE | L | Annual | Constraint Shadow Price | US$/Ton | 0 | 0 | 0 | 0 | 0 | 0 | 0
CT Fac. Spec. - SO2 Rate Annual v3.1, Unit 1162 and retrofits | 289 | 1769 | Rate Constraint in lbs/MMBtu | FALSE | L | Annual | Seasons Included | Seasons | Winter, Summer | Winter, Summer | Winter, Summer | Winter, Summer | Winter, Summer | Winter, Summer | Winter, Summer
CT Fac. Spec. - SO2 Rate Annual v3.1, Unit 1162 and retrofits | 289 | 1769 | Rate Constraint in lbs/MMBtu | FALSE | L | Annual | Standard | lb/MMBtu | 0.33 | 0.33 | 0.33 | 0.33 | 0.33 | 0.33 | 0.33
CT Fac. Spec. - SO2 Rate Annual v3.1, Unit 1162 and retrofits | 289 | 1769 | Rate Constraint in lbs/MMBtu | FALSE | L | Annual | Emissions at Affected Plants SO2 | MTons | 0 | 0 | 0 | 0 | 0 | 0 | 0
CT Fac. Spec. - SO2 Rate Annual v3.1, Unit 1162 and retrofits | 289 | 1769 | Rate Constraint in lbs/MMBtu | FALSE | L | Annual | Allowances Purchased SO2 | MTons | 0 | 0 | 0 | 0 | 0 | 0 | 0
CT Fac. Spec. - SO2 Rate Annual v3.1, Unit 1162 and retrofits | 289 | 1769 | Rate Constraint in lbs/MMBtu | FALSE | L | Annual | Allowances Sold SO2 | MTons | 0 | 0 | 0 | 0 | 0 | 0 | 0
CT Fac. Spec. - SO2 Rate Annual v3.1, Unit 1162 and retrofits | 289 | 1769 | Rate Constraint in lbs/MMBtu | FALSE | L | Annual | Allowances Banked | MTons | 0 | 0 | 0 | 0 | 0 | 0 | 0
CT Fac. Spec. - SO2 Rate Annual v3.1, Unit 1162 and retrofits | 289 | 1769 | Rate Constraint in lbs/MMBtu | FALSE | L | Annual | Allowances Withdrawn (1:1) | MTons | 0 | 0 | 0 | 0 | 0 | 0 | 0
CT Fac. Spec. - SO2 Rate Annual v3.1, Unit 1162 and retrofits | 289 | 1769 | Rate Constraint in lbs/MMBtu | FALSE | L | Annual | Allowances Withdrawn (n:1) | MTons | 0 | 0 | 0 | 0 | 0 | 0 | 0
CT Fac. Spec. - SO2 Rate Annual v3.1, Unit 1162 and retrofits | 289 | 1769 | Rate Constraint in lbs/MMBtu | FALSE | L | Annual | Net Emissions Allowance Position | MTons | 0 | 0 | 0 | 0 | 0 | 0 | 0
CT Fac. Spec. - SO2 Rate Annual v3.1, Unit 1162 and retrofits | 289 | 1769 | Rate Constraint in lbs/MMBtu | FALSE | L | Annual | Fuel Consumed | TBtu | 0.015313 | 0.077841 | 0.077841 | 0.077841 | 0.077841 | 0.077841 | 0.077841
CT Fac. Spec. - SO2 Rate Annual v3.1, Unit 1162 and retrofits | 289 | 1769 | Rate Constraint in lbs/MMBtu | FALSE | L | Annual | Rate | lb/MMBtu | 0 | 0 | 0 | 0 | 0 | 0 | 0
CT Fac. Spec. - SO2 Rate Annual v3.1, Unit 1162 and retrofits | 289 | 1769 | Rate Constraint in lbs/MMBtu | FALSE | L | Annual | Generation | TWh | 0.0014251 | 0.0072444 | 0.0072444 | 0.0072444 | 0.0072444 | 0.0072444 | 0.0072444
CT Fac. Spec. - SO2 Rate Annual v3.1, Unit 1162 and retrofits | 289 | 1769 | Rate Constraint in lbs/MMBtu | FALSE | L | Annual | Qualifying Generation | TWh | 0.0014251 | 0.0072444 | 0.0072444 | 0.0072444 | 0.0072444 | 0.0072444 | 0.0072444
CT Fac. Spec. - SO2 Rate Annual v3.1, Unit 1162 and retrofits | 289 | 1769 | Rate Constraint in lbs/MMBtu | FALSE | L | Annual | Rate | lb/MWh | 0 | 0 | 0 | 0 | 0 | 0 | 0
CT Fac. Spec. - SO2 Rate Annual v3.1, Unit 1162 and retrofits | 289 | 1769 | Rate Constraint in lbs/MMBtu | FALSE | L | Annual | Constraint Shadow Price | US$/Ton | 0 | 0 | 0 | 0 | 0 | 0 | 0
CT Fac. Spec. - SO2 Rate Annual v3.1, Unit 1163 and retrofits | 290 | 1769 | Rate Constraint in lbs/MMBtu | FALSE | L | Annual | Seasons Included | Seasons | Winter, Summer | Winter, Summer | Winter, Summer | Winter, Summer | Winter, Summer | Winter, Summer | Winter, Summer
CT Fac. Spec. - SO2 Rate Annual v3.1, Unit 1163 and retrofits | 290 | 1769 | Rate Constraint in lbs/MMBtu | FALSE | L | Annual | Standard | lb/MMBtu | 0.33 | 0.33 | 0.33 | 0.33 | 0.33 | 0.33 | 0.33
CT Fac. Spec. - SO2 Rate Annual v3.1, Unit 1163 and retrofits | 290 | 1769 | Rate Constraint in lbs/MMBtu | FALSE | L | Annual | Emissions at Affected Plants SO2 | MTons | 0 | 0 | 0 | 0 | 0 | 0 | 0
CT Fac. Spec. - SO2 Rate Annual v3.1, Unit 1163 and retrofits | 290 | 1769 | Rate Constraint in lbs/MMBtu | FALSE | L | Annual | Allowances Purchased SO2 | MTons | 0 | 0 | 0 | 0 | 0 | 0 | 0
CT Fac. Spec. - SO2 Rate Annual v3.1, Unit 1163 and retrofits | 290 | 1769 | Rate Constraint in lbs/MMBtu | FALSE | L | Annual | Allowances Sold SO2 | MTons | 0 | 0 | 0 | 0 | 0 | 0 | 0
CT Fac. Spec. - SO2 Rate Annual v3.1, Unit 1163 and retrofits | 290 | 1769 | Rate Constraint in lbs/MMBtu | FALSE | L | Annual | Allowances Banked | MTons | 0 | 0 | 0 | 0 | 0 | 0 | 0
CT Fac. Spec. - SO2 Rate Annual v3.1, Unit 1163 and retrofits | 290 | 1769 | Rate Constraint in lbs/MMBtu | FALSE | L | Annual | Allowances Withdrawn (1:1) | MTons | 0 | 0 | 0 | 0 | 0 | 0 | 0
CT Fac. Spec. - SO2 Rate Annual v3.1, Unit 1163 and retrofits | 290 | 1769 | Rate Constraint in lbs/MMBtu | FALSE | L | Annual | Allowances Withdrawn (n:1) | MTons | 0 | 0 | 0 | 0 | 0 | 0 | 0
CT Fac. Spec. - SO2 Rate Annual v3.1, Unit 1163 and retrofits | 290 | 1769 | Rate Constraint in lbs/MMBtu | FALSE | L | Annual | Net Emissions Allowance Position | MTons | 0 | 0 | 0 | 0 | 0 | 0 | 0
CT Fac. Spec. - SO2 Rate Annual v3.1, Unit 1163 and retrofits | 290 | 1769 | Rate Constraint in lbs/MMBtu | FALSE | L | Annual | Fuel Consumed | TBtu | 0.015313 | 0.077841 | 0.077841 | 0.077841 | 0.077841 | 0.077841 | 0.077841
CT Fac. Spec. - SO2 Rate Annual v3.1, Unit 1163 and retrofits | 290 | 1769 | Rate Constraint in lbs/MMBtu | FALSE | L | Annual | Rate | lb/MMBtu | 0 | 0 | 0 | 0 | 0 | 0 | 0
CT Fac. Spec. - SO2 Rate Annual v3.1, Unit 1163 and retrofits | 290 | 1769 | Rate Constraint in lbs/MMBtu | FALSE | L | Annual | Generation | TWh | 0.0014251 | 0.0072444 | 0.0072444 | 0.0072444 | 0.0072444 | 0.0072444 | 0.0072444
CT Fac. Spec. - SO2 Rate Annual v3.1, Unit 1163 and retrofits | 290 | 1769 | Rate Constraint in lbs/MMBtu | FALSE | L | Annual | Qualifying Generation | TWh | 0.0014251 | 0.0072444 | 0.0072444 | 0.0072444 | 0.0072444 | 0.0072444 | 0.0072444
CT Fac. Spec. - SO2 Rate Annual v3.1, Unit 1163 and retrofits | 290 | 1769 | Rate Constraint in lbs/MMBtu | FALSE | L | Annual | Rate | lb/MWh | 0 | 0 | 0 | 0 | 0 | 0 | 0
CT Fac. Spec. - SO2 Rate Annual v3.1, Unit 1163 and retrofits | 290 | 1769 | Rate Constraint in lbs/MMBtu | FALSE | L | Annual | Constraint Shadow Price | US$/Ton | 0 | 0 | 0 | 0 | 0 | 0 | 0
CT Fac. Spec. - SO2 Rate Annual v3.1, Unit 2919 and retrofits | 291 | 1769 | Rate Constraint in lbs/MMBtu | FALSE | L | Annual | Seasons Included | Seasons | Winter, Summer | Winter, Summer | Winter, Summer | Winter, Summer | Winter, Summer | Winter, Summer | Winter, Summer
CT Fac. Spec. - SO2 Rate Annual v3.1, Unit 2919 and retrofits | 291 | 1769 | Rate Constraint in lbs/MMBtu | FALSE | L | Annual | Standard | lb/MMBtu | 0.33 | 0.33 | 0.33 | 0.33 | 0.33 | 0.33 | 0.33
CT Fac. Spec. - SO2 Rate Annual v3.1, Unit 2919 and retrofits | 291 | 1769 | Rate Constraint in lbs/MMBtu | FALSE | L | Annual | Emissions at Affected Plants SO2 | MTons | 0 | 0 | 0 | 0 | 0 | 0 | 0
CT Fac. Spec. - SO2 Rate Annual v3.1, Unit 2919 and retrofits | 291 | 1769 | Rate Constraint in lbs/MMBtu | FALSE | L | Annual | Allowances Purchased SO2 | MTons | 0 | 0 | 0 | 0 | 0 | 0 | 0
CT Fac. Spec. - SO2 Rate Annual v3.1, Unit 2919 and retrofits | 291 | 1769 | Rate Constraint in lbs/MMBtu | FALSE | L | Annual | Allowances Sold SO2 | MTons | 0 | 0 | 0 | 0 | 0 | 0 | 0
CT Fac. Spec. - SO2 Rate Annual v3.1, Unit 2919 and retrofits | 291 | 1769 | Rate Constraint in lbs/MMBtu | FALSE | L | Annual | Allowances Banked | MTons | 0 | 0 | 0 | 0 | 0 | 0 | 0
CT Fac. Spec. - SO2 Rate Annual v3.1, Unit 2919 and retrofits | 291 | 1769 | Rate Constraint in lbs/MMBtu | FALSE | L | Annual | Allowances Withdrawn (1:1) | MTons | 0 | 0 | 0 | 0 | 0 | 0 | 0
CT Fac. Spec. - SO2 Rate Annual v3.1, Unit 2919 and retrofits | 291 | 1769 | Rate Constraint in lbs/MMBtu | FALSE | L | Annual | Allowances Withdrawn (n:1) | MTons | 0 | 0 | 0 | 0 | 0 | 0 | 0
CT Fac. Spec. - SO2 Rate Annual v3.1, Unit 2919 and retrofits | 291 | 1769 | Rate Constraint in lbs/MMBtu | FALSE | L | Annual | Net Emissions Allowance Position | MTons | 0 | 0 | 0 | 0 | 0 | 0 | 0
CT Fac. Spec. - SO2 Rate Annual v3.1, Unit 2919 and retrofits | 291 | 1769 | Rate Constraint in lbs/MMBtu | FALSE | L | Annual | Fuel Consumed | TBtu | 8.0482 | 8.0482 | 8.0482 | 8.0482 | 8.0482 | 8.0482 | 8.0482
CT Fac. Spec. - SO2 Rate Annual v3.1, Unit 2919 and retrofits | 291 | 1769 | Rate Constraint in lbs/MMBtu | FALSE | L | Annual | Rate | lb/MMBtu | 0 | 0 | 0 | 0 | 0 | 0 | 0
CT Fac. Spec. - SO2 Rate Annual v3.1, Unit 2919 and retrofits | 291 | 1769 | Rate Constraint in lbs/MMBtu | FALSE | L | Annual | Generation | TWh | 1.1261 | 1.1261 | 1.1261 | 1.1261 | 1.1261 | 1.1261 | 1.1261
CT Fac. Spec. - SO2 Rate Annual v3.1, Unit 2919 and retrofits | 291 | 1769 | Rate Constraint in lbs/MMBtu | FALSE | L | Annual | Qualifying Generation | TWh | 1.1261 | 1.1261 | 1.1261 | 1.1261 | 1.1261 | 1.1261 | 1.1261
CT Fac. Spec. - SO2 Rate Annual v3.1, Unit 2919 and retrofits | 291 | 1769 | Rate Constraint in lbs/MMBtu | FALSE | L | Annual | Rate | lb/MWh | 0 | 0 | 0 | 0 | 0 | 0 | 0
CT Fac. Spec. - SO2 Rate Annual v3.1, Unit 2919 and retrofits | 291 | 1769 | Rate Constraint in lbs/MMBtu | FALSE | L | Annual | Constraint Shadow Price | US$/Ton | 0 | 0 | 0 | 0 | 0 | 0 | 0
CT Fac. Spec. - SO2 Rate Annual v3.1, Unit 2920 and retrofits | 292 | 1769 | Rate Constraint in lbs/MMBtu | FALSE | L | Annual | Seasons Included | Seasons | Winter, Summer | Winter, Summer | Winter, Summer | Winter, Summer | Winter, Summer | Winter, Summer | Winter, Summer
CT Fac. Spec. - SO2 Rate Annual v3.1, Unit 2920 and retrofits | 292 | 1769 | Rate Constraint in lbs/MMBtu | FALSE | L | Annual | Standard | lb/MMBtu | 0.33 | 0.33 | 0.33 | 0.33 | 0.33 | 0.33 | 0.33
CT Fac. Spec. - SO2 Rate Annual v3.1, Unit 2920 and retrofits | 292 | 1769 | Rate Constraint in lbs/MMBtu | FALSE | L | Annual | Emissions at Affected Plants SO2 | MTons | 0 | 0 | 0 | 0 | 0 | 0 | 0
CT Fac. Spec. - SO2 Rate Annual v3.1, Unit 2920 and retrofits | 292 | 1769 | Rate Constraint in lbs/MMBtu | FALSE | L | Annual | Allowances Purchased SO2 | MTons | 0 | 0 | 0 | 0 | 0 | 0 | 0
CT Fac. Spec. - SO2 Rate Annual v3.1, Unit 2920 and retrofits | 292 | 1769 | Rate Constraint in lbs/MMBtu | FALSE | L | Annual | Allowances Sold SO2 | MTons | 0 | 0 | 0 | 0 | 0 | 0 | 0
CT Fac. Spec. - SO2 Rate Annual v3.1, Unit 2920 and retrofits | 292 | 1769 | Rate Constraint in lbs/MMBtu | FALSE | L | Annual | Allowances Banked | MTons | 0 | 0 | 0 | 0 | 0 | 0 | 0
CT Fac. Spec. - SO2 Rate Annual v3.1, Unit 2920 and retrofits | 292 | 1769 | Rate Constraint in lbs/MMBtu | FALSE | L | Annual | Allowances Withdrawn (1:1) | MTons | 0 | 0 | 0 | 0 | 0 | 0 | 0
CT Fac. Spec. - SO2 Rate Annual v3.1, Unit 2920 and retrofits | 292 | 1769 | Rate Constraint in lbs/MMBtu | FALSE | L | Annual | Allowances Withdrawn (n:1) | MTons | 0 | 0 | 0 | 0 | 0 | 0 | 0
CT Fac. Spec. - SO2 Rate Annual v3.1, Unit 2920 and retrofits | 292 | 1769 | Rate Constraint in lbs/MMBtu | FALSE | L | Annual | Net Emissions Allowance Position | MTons | 0 | 0 | 0 | 0 | 0 | 0 | 0
CT Fac. Spec. - SO2 Rate Annual v3.1, Unit 2920 and retrofits | 292 | 1769 | Rate Constraint in lbs/MMBtu | FALSE | L | Annual | Fuel Consumed | TBtu | 8.0482 | 8.0482 | 8.0482 | 8.0482 | 8.0482 | 7.8424 | 8.0482
CT Fac. Spec. - SO2 Rate Annual v3.1, Unit 2920 and retrofits | 292 | 1769 | Rate Constraint in lbs/MMBtu | FALSE | L | Annual | Rate | lb/MMBtu | 0 | 0 | 0 | 0 | 0 | 0 | 0
CT Fac. Spec. - SO2 Rate Annual v3.1, Unit 2920 and retrofits | 292 | 1769 | Rate Constraint in lbs/MMBtu | FALSE | L | Annual | Generation | TWh | 1.1261 | 1.1261 | 1.1261 | 1.1261 | 1.1261 | 1.0973 | 1.1261
CT Fac. Spec. - SO2 Rate Annual v3.1, Unit 2920 and retrofits | 292 | 1769 | Rate Constraint in lbs/MMBtu | FALSE | L | Annual | Qualifying Generation | TWh | 1.1261 | 1.1261 | 1.1261 | 1.1261 | 1.1261 | 1.0973 | 1.1261
CT Fac. Spec. - SO2 Rate Annual v3.1, Unit 2920 and retrofits | 292 | 1769 | Rate Constraint in lbs/MMBtu | FALSE | L | Annual | Rate | lb/MWh | 0 | 0 | 0 | 0 | 0 | 0 | 0
CT Fac. Spec. - SO2 Rate Annual v3.1, Unit 2920 and retrofits | 292 | 1769 | Rate Constraint in lbs/MMBtu | FALSE | L | Annual | Constraint Shadow Price | US$/Ton | 0 | 0 | 0 | 0 | 0 | 0 | 0
CT Fac. Spec. - SO2 Rate Annual v3.1, Unit 2921 and retrofits | 293 | 1769 | Rate Constraint in lbs/MMBtu | FALSE | L | Annual | Seasons Included | Seasons | Winter, Summer | Winter, Summer | Winter, Summer | Winter, Summer | Winter, Summer | Winter, Summer | Winter, Summer
CT Fac. Spec. - SO2 Rate Annual v3.1, Unit 2921 and retrofits | 293 | 1769 | Rate Constraint in lbs/MMBtu | FALSE | L | Annual | Standard | lb/MMBtu | 0.33 | 0.33 | 0.33 | 0.33 | 0.33 | 0.33 | 0.33
CT Fac. Spec. - SO2 Rate Annual v3.1, Unit 2921 and retrofits | 293 | 1769 | Rate Constraint in lbs/MMBtu | FALSE | L | Annual | Emissions at Affected Plants SO2 | MTons | 0 | 0 | 0 | 0 | 0 | 0 | 0
CT Fac. Spec. - SO2 Rate Annual v3.1, Unit 2921 and retrofits | 293 | 1769 | Rate Constraint in lbs/MMBtu | FALSE | L | Annual | Allowances Purchased SO2 | MTons | 0 | 0 | 0 | 0 | 0 | 0 | 0
CT Fac. Spec. - SO2 Rate Annual v3.1, Unit 2921 and retrofits | 293 | 1769 | Rate Constraint in lbs/MMBtu | FALSE | L | Annual | Allowances Sold SO2 | MTons | 0 | 0 | 0 | 0 | 0 | 0 | 0
CT Fac. Spec. - SO2 Rate Annual v3.1, Unit 2921 and retrofits | 293 | 1769 | Rate Constraint in lbs/MMBtu | FALSE | L | Annual | Allowances Banked | MTons | 0 | 0 | 0 | 0 | 0 | 0 | 0
CT Fac. Spec. - SO2 Rate Annual v3.1, Unit 2921 and retrofits | 293 | 1769 | Rate Constraint in lbs/MMBtu | FALSE | L | Annual | Allowances Withdrawn (1:1) | MTons | 0 | 0 | 0 | 0 | 0 | 0 | 0
CT Fac. Spec. - SO2 Rate Annual v3.1, Unit 2921 and retrofits | 293 | 1769 | Rate Constraint in lbs/MMBtu | FALSE | L | Annual | Allowances Withdrawn (n:1) | MTons | 0 | 0 | 0 | 0 | 0 | 0 | 0
CT Fac. Spec. - SO2 Rate Annual v3.1, Unit 2921 and retrofits | 293 | 1769 | Rate Constraint in lbs/MMBtu | FALSE | L | Annual | Net Emissions Allowance Position | MTons | 0 | 0 | 0 | 0 | 0 | 0 | 0
CT Fac. Spec. - SO2 Rate Annual v3.1, Unit 2921 and retrofits | 293 | 1769 | Rate Constraint in lbs/MMBtu | FALSE | L | Annual | Fuel Consumed | TBtu | 8.5377 | 8.5377 | 8.5377 | 8.5377 | 8.5377 | 7.1964 | 8.5377
CT Fac. Spec. - SO2 Rate Annual v3.1, Unit 2921 and retrofits | 293 | 1769 | Rate Constraint in lbs/MMBtu | FALSE | L | Annual | Rate | lb/MMBtu | 0 | 0 | 0 | 0 | 0 | 0 | 0
CT Fac. Spec. - SO2 Rate Annual v3.1, Unit 2921 and retrofits | 293 | 1769 | Rate Constraint in lbs/MMBtu | FALSE | L | Annual | Generation | TWh | 1.1946 | 1.1946 | 1.1946 | 1.1946 | 1.1946 | 1.0069 | 1.1946
CT Fac. Spec. - SO2 Rate Annual v3.1, Unit 2921 and retrofits | 293 | 1769 | Rate Constraint in lbs/MMBtu | FALSE | L | Annual | Qualifying Generation | TWh | 1.1946 | 1.1946 | 1.1946 | 1.1946 | 1.1946 | 1.0069 | 1.1946
CT Fac. Spec. - SO2 Rate Annual v3.1, Unit 2921 and retrofits | 293 | 1769 | Rate Constraint in lbs/MMBtu | FALSE | L | Annual | Rate | lb/MWh | 0 | 0 | 0 | 0 | 0 | 0 | 0
CT Fac. Spec. - SO2 Rate Annual v3.1, Unit 2921 and retrofits | 293 | 1769 | Rate Constraint in lbs/MMBtu | FALSE | L | Annual | Constraint Shadow Price | US$/Ton | 0 | 0 | 0 | 0 | 0 | 0 | 0
CT Fac. Spec. - SO2 Rate Annual v3.1, Unit 2923 and retrofits | 294 | 1769 | Rate Constraint in lbs/MMBtu | FALSE | L | Annual | Seasons Included | Seasons | Winter, Summer | Winter, Summer | Winter, Summer | Winter, Summer | Winter, Summer | Winter, Summer | Winter, Summer
CT Fac. Spec. - SO2 Rate Annual v3.1, Unit 2923 and retrofits | 294 | 1769 | Rate Constraint in lbs/MMBtu | FALSE | L | Annual | Standard | lb/MMBtu | 0.33 | 0.33 | 0.33 | 0.33 | 0.33 | 0.33 | 0.33
CT Fac. Spec. - SO2 Rate Annual v3.1, Unit 2923 and retrofits | 294 | 1769 | Rate Constraint in lbs/MMBtu | FALSE | L | Annual | Emissions at Affected Plants SO2 | MTons | 0 | 0 | 0 | 0 | 0 | 0 | 0
CT Fac. Spec. - SO2 Rate Annual v3.1, Unit 2923 and retrofits | 294 | 1769 | Rate Constraint in lbs/MMBtu | FALSE | L | Annual | Allowances Purchased SO2 | MTons | 0 | 0 | 0 | 0 | 0 | 0 | 0
CT Fac. Spec. - SO2 Rate Annual v3.1, Unit 2923 and retrofits | 294 | 1769 | Rate Constraint in lbs/MMBtu | FALSE | L | Annual | Allowances Sold SO2 | MTons | 0 | 0 | 0 | 0 | 0 | 0 | 0
CT Fac. Spec. - SO2 Rate Annual v3.1, Unit 2923 and retrofits | 294 | 1769 | Rate Constraint in lbs/MMBtu | FALSE | L | Annual | Allowances Banked | MTons | 0 | 0 | 0 | 0 | 0 | 0 | 0
CT Fac. Spec. - SO2 Rate Annual v3.1, Unit 2923 and retrofits | 294 | 1769 | Rate Constraint in lbs/MMBtu | FALSE | L | Annual | Allowances Withdrawn (1:1) | MTons | 0 | 0 | 0 | 0 | 0 | 0 | 0
CT Fac. Spec. - SO2 Rate Annual v3.1, Unit 2923 and retrofits | 294 | 1769 | Rate Constraint in lbs/MMBtu | FALSE | L | Annual | Allowances Withdrawn (n:1) | MTons | 0 | 0 | 0 | 0 | 0 | 0 | 0
CT Fac. Spec. - SO2 Rate Annual v3.1, Unit 2923 and retrofits | 294 | 1769 | Rate Constraint in lbs/MMBtu | FALSE | L | Annual | Net Emissions Allowance Position | MTons | 0 | 0 | 0 | 0 | 0 | 0 | 0
CT Fac. Spec. - SO2 Rate Annual v3.1, Unit 2923 and retrofits | 294 | 1769 | Rate Constraint in lbs/MMBtu | FALSE | L | Annual | Fuel Consumed | TBtu | 0.20172 | 0.20125 | 0.20172 | 0.20172 | 0.15277 | 0.046841 | 0.046841
CT Fac. Spec. - SO2 Rate Annual v3.1, Unit 2923 and retrofits | 294 | 1769 | Rate Constraint in lbs/MMBtu | FALSE | L | Annual | Rate | lb/MMBtu | 0 | 0 | 0 | 0 | 0 | 0 | 0
CT Fac. Spec. - SO2 Rate Annual v3.1, Unit 2923 and retrofits | 294 | 1769 | Rate Constraint in lbs/MMBtu | FALSE | L | Annual | Generation | TWh | 0.022731 | 0.022678 | 0.022731 | 0.022731 | 0.017216 | 0.0052784 | 0.0052784
CT Fac. Spec. - SO2 Rate Annual v3.1, Unit 2923 and retrofits | 294 | 1769 | Rate Constraint in lbs/MMBtu | FALSE | L | Annual | Qualifying Generation | TWh | 0.022731 | 0.022678 | 0.022731 | 0.022731 | 0.017216 | 0.0052784 | 0.0052784
CT Fac. Spec. - SO2 Rate Annual v3.1, Unit 2923 and retrofits | 294 | 1769 | Rate Constraint in lbs/MMBtu | FALSE | L | Annual | Rate | lb/MWh | 0 | 0 | 0 | 0 | 0 | 0 | 0
CT Fac. Spec. - SO2 Rate Annual v3.1, Unit 2923 and retrofits | 294 | 1769 | Rate Constraint in lbs/MMBtu | FALSE | L | Annual | Constraint Shadow Price | US$/Ton | 0 | 0 | 0 | 0 | 0 | 0 | 0
CT Fac. Spec. - SO2 Rate Annual v3.1, Unit 2925 and retrofits | 295 | 1769 | Rate Constraint in lbs/MMBtu | FALSE | L | Annual | Seasons Included | Seasons | Winter, Summer | Winter, Summer | Winter, Summer | Winter, Summer | Winter, Summer | Winter, Summer | Winter, Summer
CT Fac. Spec. - SO2 Rate Annual v3.1, Unit 2925 and retrofits | 295 | 1769 | Rate Constraint in lbs/MMBtu | FALSE | L | Annual | Standard | lb/MMBtu | 0.33 | 0.33 | 0.33 | 0.33 | 0.33 | 0.33 | 0.33
CT Fac. Spec. - SO2 Rate Annual v3.1, Unit 2925 and retrofits | 295 | 1769 | Rate Constraint in lbs/MMBtu | FALSE | L | Annual | Emissions at Affected Plants SO2 | MTons | 0 | 0 | 0 | 0 | 0 | 0 | 0
CT Fac. Spec. - SO2 Rate Annual v3.1, Unit 2925 and retrofits | 295 | 1769 | Rate Constraint in lbs/MMBtu | FALSE | L | Annual | Allowances Purchased SO2 | MTons | 0 | 0 | 0 | 0 | 0 | 0 | 0
CT Fac. Spec. - SO2 Rate Annual v3.1, Unit 2925 and retrofits | 295 | 1769 | Rate Constraint in lbs/MMBtu | FALSE | L | Annual | Allowances Sold SO2 | MTons | 0 | 0 | 0 | 0 | 0 | 0 | 0
CT Fac. Spec. - SO2 Rate Annual v3.1, Unit 2925 and retrofits | 295 | 1769 | Rate Constraint in lbs/MMBtu | FALSE | L | Annual | Allowances Banked | MTons | 0 | 0 | 0 | 0 | 0 | 0 | 0
CT Fac. Spec. - SO2 Rate Annual v3.1, Unit 2925 and retrofits | 295 | 1769 | Rate Constraint in lbs/MMBtu | FALSE | L | Annual | Allowances Withdrawn (1:1) | MTons | 0 | 0 | 0 | 0 | 0 | 0 | 0
CT Fac. Spec. - SO2 Rate Annual v3.1, Unit 2925 and retrofits | 295 | 1769 | Rate Constraint in lbs/MMBtu | FALSE | L | Annual | Allowances Withdrawn (n:1) | MTons | 0 | 0 | 0 | 0 | 0 | 0 | 0
CT Fac. Spec. - SO2 Rate Annual v3.1, Unit 2925 and retrofits | 295 | 1769 | Rate Constraint in lbs/MMBtu | FALSE | L | Annual | Net Emissions Allowance Position | MTons | 0 | 0 | 0 | 0 | 0 | 0 | 0
CT Fac. Spec. - SO2 Rate Annual v3.1, Unit 2925 and retrofits | 295 | 1769 | Rate Constraint in lbs/MMBtu | FALSE | L | Annual | Fuel Consumed | TBtu | 9.4946 | 9.4946 | 9.4946 | 9.4946 | 9.4946 | 9.4946 | 9.4946
CT Fac. Spec. - SO2 Rate Annual v3.1, Unit 2925 and retrofits | 295 | 1769 | Rate Constraint in lbs/MMBtu | FALSE | L | Annual | Rate | lb/MMBtu | 0 | 0 | 0 | 0 | 0 | 0 | 0
CT Fac. Spec. - SO2 Rate Annual v3.1, Unit 2925 and retrofits | 295 | 1769 | Rate Constraint in lbs/MMBtu | FALSE | L | Annual | Generation | TWh | 1.3468 | 1.3468 | 1.3468 | 1.3468 | 1.3468 | 1.3468 | 1.3468
CT Fac. Spec. - SO2 Rate Annual v3.1, Unit 2925 and retrofits | 295 | 1769 | Rate Constraint in lbs/MMBtu | FALSE | L | Annual | Qualifying Generation | TWh | 1.3468 | 1.3468 | 1.3468 | 1.3468 | 1.3468 | 1.3468 | 1.3468
CT Fac. Spec. - SO2 Rate Annual v3.1, Unit 2925 and retrofits | 295 | 1769 | Rate Constraint in lbs/MMBtu | FALSE | L | Annual | Rate | lb/MWh | 0 | 0 | 0 | 0 | 0 | 0 | 0
CT Fac. Spec. - SO2 Rate Annual v3.1, Unit 2925 and retrofits | 295 | 1769 | Rate Constraint in lbs/MMBtu | FALSE | L | Annual | Constraint Shadow Price | US$/Ton | 0 | 0 | 0 | 0 | 0 | 0 | 0
CT Fac. Spec. - SO2 Rate Annual v3.1, Unit 2926 and retrofits | 296 | 1769 | Rate Constraint in lbs/MMBtu | FALSE | L | Annual | Seasons Included | Seasons | Winter, Summer | Winter, Summer | Winter, Summer | Winter, Summer | Winter, Summer | Winter, Summer | Winter, Summer
CT Fac. Spec. - SO2 Rate Annual v3.1, Unit 2926 and retrofits | 296 | 1769 | Rate Constraint in lbs/MMBtu | FALSE | L | Annual | Standard | lb/MMBtu | 0.33 | 0.33 | 0.33 | 0.33 | 0.33 | 0.33 | 0.33
CT Fac. Spec. - SO2 Rate Annual v3.1, Unit 2926 and retrofits | 296 | 1769 | Rate Constraint in lbs/MMBtu | FALSE | L | Annual | Emissions at Affected Plants SO2 | MTons | 0 | 0 | 0 | 0 | 0 | 0 | 0
CT Fac. Spec. - SO2 Rate Annual v3.1, Unit 2926 and retrofits | 296 | 1769 | Rate Constraint in lbs/MMBtu | FALSE | L | Annual | Allowances Purchased SO2 | MTons | 0 | 0 | 0 | 0 | 0 | 0 | 0
CT Fac. Spec. - SO2 Rate Annual v3.1, Unit 2926 and retrofits | 296 | 1769 | Rate Constraint in lbs/MMBtu | FALSE | L | Annual | Allowances Sold SO2 | MTons | 0 | 0 | 0 | 0 | 0 | 0 | 0
CT Fac. Spec. - SO2 Rate Annual v3.1, Unit 2926 and retrofits | 296 | 1769 | Rate Constraint in lbs/MMBtu | FALSE | L | Annual | Allowances Banked | MTons | 0 | 0 | 0 | 0 | 0 | 0 | 0
CT Fac. Spec. - SO2 Rate Annual v3.1, Unit 2926 and retrofits | 296 | 1769 | Rate Constraint in lbs/MMBtu | FALSE | L | Annual | Allowances Withdrawn (1:1) | MTons | 0 | 0 | 0 | 0 | 0 | 0 | 0
CT Fac. Spec. - SO2 Rate Annual v3.1, Unit 2926 and retrofits | 296 | 1769 | Rate Constraint in lbs/MMBtu | FALSE | L | Annual | Allowances Withdrawn (n:1) | MTons | 0 | 0 | 0 | 0 | 0 | 0 | 0
CT Fac. Spec. - SO2 Rate Annual v3.1, Unit 2926 and retrofits | 296 | 1769 | Rate Constraint in lbs/MMBtu | FALSE | L | Annual | Net Emissions Allowance Position | MTons | 0 | 0 | 0 | 0 | 0 | 0 | 0
CT Fac. Spec. - SO2 Rate Annual v3.1, Unit 2926 and retrofits | 296 | 1769 | Rate Constraint in lbs/MMBtu | FALSE | L | Annual | Fuel Consumed | TBtu | 9.4946 | 9.4946 | 9.4946 | 9.4946 | 9.4946 | 9.4946 | 9.4946
CT Fac. Spec. - SO2 Rate Annual v3.1, Unit 2926 and retrofits | 296 | 1769 | Rate Constraint in lbs/MMBtu | FALSE | L | Annual | Rate | lb/MMBtu | 0 | 0 | 0 | 0 | 0 | 0 | 0
CT Fac. Spec. - SO2 Rate Annual v3.1, Unit 2926 and retrofits | 296 | 1769 | Rate Constraint in lbs/MMBtu | FALSE | L | Annual | Generation | TWh | 1.3468 | 1.3468 | 1.3468 | 1.3468 | 1.3468 | 1.3468 | 1.3468
CT Fac. Spec. - SO2 Rate Annual v3.1, Unit 2926 and retrofits | 296 | 1769 | Rate Constraint in lbs/MMBtu | FALSE | L | Annual | Qualifying Generation | TWh | 1.3468 | 1.3468 | 1.3468 | 1.3468 | 1.3468 | 1.3468 | 1.3468
CT Fac. Spec. - SO2 Rate Annual v3.1, Unit 2926 and retrofits | 296 | 1769 | Rate Constraint in lbs/MMBtu | FALSE | L | Annual | Rate | lb/MWh | 0 | 0 | 0 | 0 | 0 | 0 | 0
CT Fac. Spec. - SO2 Rate Annual v3.1, Unit 2926 and retrofits | 296 | 1769 | Rate Constraint in lbs/MMBtu | FALSE | L | Annual | Constraint Shadow Price | US$/Ton | 0 | 0 | 0 | 0 | 0 | 0 | 0
CT Fac. Spec. - SO2 Rate Annual v3.1, Unit 2927 and retrofits | 297 | 1769 | Rate Constraint in lbs/MMBtu | FALSE | L | Annual | Seasons Included | Seasons | Winter, Summer | Winter, Summer | Winter, Summer | Winter, Summer | Winter, Summer | Winter, Summer | Winter, Summer
CT Fac. Spec. - SO2 Rate Annual v3.1, Unit 2927 and retrofits | 297 | 1769 | Rate Constraint in lbs/MMBtu | FALSE | L | Annual | Standard | lb/MMBtu | 0.33 | 0.33 | 0.33 | 0.33 | 0.33 | 0.33 | 0.33
CT Fac. Spec. - SO2 Rate Annual v3.1, Unit 2927 and retrofits | 297 | 1769 | Rate Constraint in lbs/MMBtu | FALSE | L | Annual | Emissions at Affected Plants SO2 | MTons | 0 | 0 | 0 | 0 | 0 | 0 | 0
CT Fac. Spec. - SO2 Rate Annual v3.1, Unit 2927 and retrofits | 297 | 1769 | Rate Constraint in lbs/MMBtu | FALSE | L | Annual | Allowances Purchased SO2 | MTons | 0 | 0 | 0 | 0 | 0 | 0 | 0
CT Fac. Spec. - SO2 Rate Annual v3.1, Unit 2927 and retrofits | 297 | 1769 | Rate Constraint in lbs/MMBtu | FALSE | L | Annual | Allowances Sold SO2 | MTons | 0 | 0 | 0 | 0 | 0 | 0 | 0
CT Fac. Spec. - SO2 Rate Annual v3.1, Unit 2927 and retrofits | 297 | 1769 | Rate Constraint in lbs/MMBtu | FALSE | L | Annual | Allowances Banked | MTons | 0 | 0 | 0 | 0 | 0 | 0 | 0
CT Fac. Spec. - SO2 Rate Annual v3.1, Unit 2927 and retrofits | 297 | 1769 | Rate Constraint in lbs/MMBtu | FALSE | L | Annual | Allowances Withdrawn (1:1) | MTons | 0 | 0 | 0 | 0 | 0 | 0 | 0
CT Fac. Spec. - SO2 Rate Annual v3.1, Unit 2927 and retrofits | 297 | 1769 | Rate Constraint in lbs/MMBtu | FALSE | L | Annual | Allowances Withdrawn (n:1) | MTons | 0 | 0 | 0 | 0 | 0 | 0 | 0
CT Fac. Spec. - SO2 Rate Annual v3.1, Unit 2927 and retrofits | 297 | 1769 | Rate Constraint in lbs/MMBtu | FALSE | L | Annual | Net Emissions Allowance Position | MTons | 0 | 0 | 0 | 0 | 0 | 0 | 0
CT Fac. Spec. - SO2 Rate Annual v3.1, Unit 2927 and retrofits | 297 | 1769 | Rate Constraint in lbs/MMBtu | FALSE | L | Annual | Fuel Consumed | TBtu | 14.6979 | 14.6979 | 14.6979 | 14.6979 | 14.6979 | 14.6979 | 14.6979
CT Fac. Spec. - SO2 Rate Annual v3.1, Unit 2927 and retrofits | 297 | 1769 | Rate Constraint in lbs/MMBtu | FALSE | L | Annual | Rate | lb/MMBtu | 0 | 0 | 0 | 0 | 0 | 0 | 0
CT Fac. Spec. - SO2 Rate Annual v3.1, Unit 2927 and retrofits | 297 | 1769 | Rate Constraint in lbs/MMBtu | FALSE | L | Annual | Generation | TWh | 2.0848 | 2.0848 | 2.0848 | 2.0848 | 2.0848 | 2.0848 | 2.0848
CT Fac. Spec. - SO2 Rate Annual v3.1, Unit 2927 and retrofits | 297 | 1769 | Rate Constraint in lbs/MMBtu | FALSE | L | Annual | Qualifying Generation | TWh | 2.0848 | 2.0848 | 2.0848 | 2.0848 | 2.0848 | 2.0848 | 2.0848
CT Fac. Spec. - SO2 Rate Annual v3.1, Unit 2927 and retrofits | 297 | 1769 | Rate Constraint in lbs/MMBtu | FALSE | L | Annual | Rate | lb/MWh | 0 | 0 | 0 | 0 | 0 | 0 | 0
CT Fac. Spec. - SO2 Rate Annual v3.1, Unit 2927 and retrofits | 297 | 1769 | Rate Constraint in lbs/MMBtu | FALSE | L | Annual | Constraint Shadow Price | US$/Ton | 0 | 0 | 0 | 0 | 0 | 0 | 0
CT Fac. Spec. - SO2 Rate Annual v3.1, Unit 2929 and retrofits | 298 | 1769 | Rate Constraint in lbs/MMBtu | FALSE | L | Annual | Seasons Included | Seasons | Winter, Summer | Winter, Summer | Winter, Summer | Winter, Summer | Winter, Summer | Winter, Summer | Winter, Summer
CT Fac. Spec. - SO2 Rate Annual v3.1, Unit 2929 and retrofits | 298 | 1769 | Rate Constraint in lbs/MMBtu | FALSE | L | Annual | Standard | lb/MMBtu | 0.33 | 0.33 | 0.33 | 0.33 | 0.33 | 0.33 | 0.33
CT Fac. Spec. - SO2 Rate Annual v3.1, Unit 2929 and retrofits | 298 | 1769 | Rate Constraint in lbs/MMBtu | FALSE | L | Annual | Emissions at Affected Plants SO2 | MTons | 0 | 0 | 0 | 0 | 0 | 0 | 0
CT Fac. Spec. - SO2 Rate Annual v3.1, Unit 2929 and retrofits | 298 | 1769 | Rate Constraint in lbs/MMBtu | FALSE | L | Annual | Allowances Purchased SO2 | MTons | 0 | 0 | 0 | 0 | 0 | 0 | 0
CT Fac. Spec. - SO2 Rate Annual v3.1, Unit 2929 and retrofits | 298 | 1769 | Rate Constraint in lbs/MMBtu | FALSE | L | Annual | Allowances Sold SO2 | MTons | 0 | 0 | 0 | 0 | 0 | 0 | 0
CT Fac. Spec. - SO2 Rate Annual v3.1, Unit 2929 and retrofits | 298 | 1769 | Rate Constraint in lbs/MMBtu | FALSE | L | Annual | Allowances Banked | MTons | 0 | 0 | 0 | 0 | 0 | 0 | 0
CT Fac. Spec. - SO2 Rate Annual v3.1, Unit 2929 and retrofits | 298 | 1769 | Rate Constraint in lbs/MMBtu | FALSE | L | Annual | Allowances Withdrawn (1:1) | MTons | 0 | 0 | 0 | 0 | 0 | 0 | 0
CT Fac. Spec. - SO2 Rate Annual v3.1, Unit 2929 and retrofits | 298 | 1769 | Rate Constraint in lbs/MMBtu | FALSE | L | Annual | Allowances Withdrawn (n:1) | MTons | 0 | 0 | 0 | 0 | 0 | 0 | 0
CT Fac. Spec. - SO2 Rate Annual v3.1, Unit 2929 and retrofits | 298 | 1769 | Rate Constraint in lbs/MMBtu | FALSE | L | Annual | Net Emissions Allowance Position | MTons | 0 | 0 | 0 | 0 | 0 | 0 | 0
CT Fac. Spec. - SO2 Rate Annual v3.1, Unit 2929 and retrofits | 298 | 1769 | Rate Constraint in lbs/MMBtu | FALSE | L | Annual | Fuel Consumed | TBtu | 6.2769 | 6.2769 | 6.2769 | 6.2769 | 6.2769 | 5.2648 | 3.1241
CT Fac. Spec. - SO2 Rate Annual v3.1, Unit 2929 and retrofits | 298 | 1769 | Rate Constraint in lbs/MMBtu | FALSE | L | Annual | Rate | lb/MMBtu | 0 | 0 | 0 | 0 | 0 | 0 | 0
CT Fac. Spec. - SO2 Rate Annual v3.1, Unit 2929 and retrofits | 298 | 1769 | Rate Constraint in lbs/MMBtu | FALSE | L | Annual | Generation | TWh | 0.84208 | 0.84208 | 0.84208 | 0.84208 | 0.84208 | 0.70631 | 0.41911
CT Fac. Spec. - SO2 Rate Annual v3.1, Unit 2929 and retrofits | 298 | 1769 | Rate Constraint in lbs/MMBtu | FALSE | L | Annual | Qualifying Generation | TWh | 0.84208 | 0.84208 | 0.84208 | 0.84208 | 0.84208 | 0.70631 | 0.41911
CT Fac. Spec. - SO2 Rate Annual v3.1, Unit 2929 and retrofits | 298 | 1769 | Rate Constraint in lbs/MMBtu | FALSE | L | Annual | Rate | lb/MWh | 0 | 0 | 0 | 0 | 0 | 0 | 0
CT Fac. Spec. - SO2 Rate Annual v3.1, Unit 2929 and retrofits | 298 | 1769 | Rate Constraint in lbs/MMBtu | FALSE | L | Annual | Constraint Shadow Price | US$/Ton | 0 | 0 | 0 | 0 | 0 | 0 | 0
CT Fac. Spec. - SO2 Rate Annual v3.1, Unit 2930 and retrofits | 299 | 1769 | Rate Constraint in lbs/MMBtu | FALSE | L | Annual | Seasons Included | Seasons | Winter, Summer | Winter, Summer | Winter, Summer | Winter, Summer | Winter, Summer | Winter, Summer | Winter, Summer
CT Fac. Spec. - SO2 Rate Annual v3.1, Unit 2930 and retrofits | 299 | 1769 | Rate Constraint in lbs/MMBtu | FALSE | L | Annual | Standard | lb/MMBtu | 0.33 | 0.33 | 0.33 | 0.33 | 0.33 | 0.33 | 0.33
CT Fac. Spec. - SO2 Rate Annual v3.1, Unit 2930 and retrofits | 299 | 1769 | Rate Constraint in lbs/MMBtu | FALSE | L | Annual | Emissions at Affected Plants SO2 | MTons | 0 | 0 | 0 | 0 | 0 | 0 | 0
CT Fac. Spec. - SO2 Rate Annual v3.1, Unit 2930 and retrofits | 299 | 1769 | Rate Constraint in lbs/MMBtu | FALSE | L | Annual | Allowances Purchased SO2 | MTons | 0 | 0 | 0 | 0 | 0 | 0 | 0
CT Fac. Spec. - SO2 Rate Annual v3.1, Unit 2930 and retrofits | 299 | 1769 | Rate Constraint in lbs/MMBtu | FALSE | L | Annual | Allowances Sold SO2 | MTons | 0 | 0 | 0 | 0 | 0 | 0 | 0
CT Fac. Spec. - SO2 Rate Annual v3.1, Unit 2930 and retrofits | 299 | 1769 | Rate Constraint in lbs/MMBtu | FALSE | L | Annual | Allowances Banked | MTons | 0 | 0 | 0 | 0 | 0 | 0 | 0
CT Fac. Spec. - SO2 Rate Annual v3.1, Unit 2930 and retrofits | 299 | 1769 | Rate Constraint in lbs/MMBtu | FALSE | L | Annual | Allowances Withdrawn (1:1) | MTons | 0 | 0 | 0 | 0 | 0 | 0 | 0
CT Fac. Spec. - SO2 Rate Annual v3.1, Unit 2930 and retrofits | 299 | 1769 | Rate Constraint in lbs/MMBtu | FALSE | L | Annual | Allowances Withdrawn (n:1) | MTons | 0 | 0 | 0 | 0 | 0 | 0 | 0
CT Fac. Spec. - SO2 Rate Annual v3.1, Unit 2930 and retrofits | 299 | 1769 | Rate Constraint in lbs/MMBtu | FALSE | L | Annual | Net Emissions Allowance Position | MTons | 0 | 0 | 0 | 0 | 0 | 0 | 0
CT Fac. Spec. - SO2 Rate Annual v3.1, Unit 2930 and retrofits | 299 | 1769 | Rate Constraint in lbs/MMBtu | FALSE | L | Annual | Fuel Consumed | TBtu | 6.4044 | 6.4577 | 7.3914 | 5.1411 | 6.4044 | 3.1876 | 3.1876
CT Fac. Spec. - SO2 Rate Annual v3.1, Unit 2930 and retrofits | 299 | 1769 | Rate Constraint in lbs/MMBtu | FALSE | L | Annual | Rate | lb/MMBtu | 0 | 0 | 0 | 0 | 0 | 0 | 0
CT Fac. Spec. - SO2 Rate Annual v3.1, Unit 2930 and retrofits | 299 | 1769 | Rate Constraint in lbs/MMBtu | FALSE | L | Annual | Generation | TWh | 0.8592 | 0.86635 | 0.9916 | 0.68971 | 0.8592 | 0.42763 | 0.42763
CT Fac. Spec. - SO2 Rate Annual v3.1, Unit 2930 and retrofits | 299 | 1769 | Rate Constraint in lbs/MMBtu | FALSE | L | Annual | Qualifying Generation | TWh | 0.8592 | 0.86635 | 0.9916 | 0.68971 | 0.8592 | 0.42763 | 0.42763
CT Fac. Spec. - SO2 Rate Annual v3.1, Unit 2930 and retrofits | 299 | 1769 | Rate Constraint in lbs/MMBtu | FALSE | L | Annual | Rate | lb/MWh | 0 | 0 | 0 | 0 | 0 | 0 | 0
CT Fac. Spec. - SO2 Rate Annual v3.1, Unit 2930 and retrofits | 299 | 1769 | Rate Constraint in lbs/MMBtu | FALSE | L | Annual | Constraint Shadow Price | US$/Ton | 0 | 0 | 0 | 0 | 0 | 0 | 0
CT Fac. Spec. - SO2 Rate Annual v3.1, Unit 2931 and retrofits | 300 | 1769 | Rate Constraint in lbs/MMBtu | FALSE | L | Annual | Seasons Included | Seasons | Winter, Summer | Winter, Summer | Winter, Summer | Winter, Summer | Winter, Summer | Winter, Summer | Winter, Summer
CT Fac. Spec. - SO2 Rate Annual v3.1, Unit 2931 and retrofits | 300 | 1769 | Rate Constraint in lbs/MMBtu | FALSE | L | Annual | Standard | lb/MMBtu | 0.33 | 0.33 | 0.33 | 0.33 | 0.33 | 0.33 | 0.33
CT Fac. Spec. - SO2 Rate Annual v3.1, Unit 2931 and retrofits | 300 | 1769 | Rate Constraint in lbs/MMBtu | FALSE | L | Annual | Emissions at Affected Plants SO2 | MTons | 0 | 0 | 0 | 0 | 0 | 0 | 0
CT Fac. Spec. - SO2 Rate Annual v3.1, Unit 2931 and retrofits | 300 | 1769 | Rate Constraint in lbs/MMBtu | FALSE | L | Annual | Allowances Purchased SO2 | MTons | 0 | 0 | 0 | 0 | 0 | 0 | 0
CT Fac. Spec. - SO2 Rate Annual v3.1, Unit 2931 and retrofits | 300 | 1769 | Rate Constraint in lbs/MMBtu | FALSE | L | Annual | Allowances Sold SO2 | MTons | 0 | 0 | 0 | 0 | 0 | 0 | 0
CT Fac. Spec. - SO2 Rate Annual v3.1, Unit 2931 and retrofits | 300 | 1769 | Rate Constraint in lbs/MMBtu | FALSE | L | Annual | Allowances Banked | MTons | 0 | 0 | 0 | 0 | 0 | 0 | 0
CT Fac. Spec. - SO2 Rate Annual v3.1, Unit 2931 and retrofits | 300 | 1769 | Rate Constraint in lbs/MMBtu | FALSE | L | Annual | Allowances Withdrawn (1:1) | MTons | 0 | 0 | 0 | 0 | 0 | 0 | 0
CT Fac. Spec. - SO2 Rate Annual v3.1, Unit 2931 and retrofits | 300 | 1769 | Rate Constraint in lbs/MMBtu | FALSE | L | Annual | Allowances Withdrawn (n:1) | MTons | 0 | 0 | 0 | 0 | 0 | 0 | 0
CT Fac. Spec. - SO2 Rate Annual v3.1, Unit 2931 and retrofits | 300 | 1769 | Rate Constraint in lbs/MMBtu | FALSE | L | Annual | Net Emissions Allowance Position | MTons | 0 | 0 | 0 | 0 | 0 | 0 | 0
CT Fac. Spec. - SO2 Rate Annual v3.1, Unit 2931 and retrofits | 300 | 1769 | Rate Constraint in lbs/MMBtu | FALSE | L | Annual | Fuel Consumed | TBtu | 9.5146 | 11.5044 | 9.7839 | 9.3462 | 9.4692 | 6.3279 | 3.1495
CT Fac. Spec. - SO2 Rate Annual v3.1, Unit 2931 and retrofits | 300 | 1769 | Rate Constraint in lbs/MMBtu | FALSE | L | Annual | Rate | lb/MMBtu | 0 | 0 | 0 | 0 | 0 | 0 | 0
CT Fac. Spec. - SO2 Rate Annual v3.1, Unit 2931 and retrofits | 300 | 1769 | Rate Constraint in lbs/MMBtu | FALSE | L | Annual | Generation | TWh | 1.2764 | 1.5434 | 1.3126 | 1.2539 | 1.2703 | 0.84893 | 0.42252
CT Fac. Spec. - SO2 Rate Annual v3.1, Unit 2931 and retrofits | 300 | 1769 | Rate Constraint in lbs/MMBtu | FALSE | L | Annual | Qualifying Generation | TWh | 1.2764 | 1.5434 | 1.3126 | 1.2539 | 1.2703 | 0.84893 | 0.42252
CT Fac. Spec. - SO2 Rate Annual v3.1, Unit 2931 and retrofits | 300 | 1769 | Rate Constraint in lbs/MMBtu | FALSE | L | Annual | Rate | lb/MWh | 0 | 0 | 0 | 0 | 0 | 0 | 0
CT Fac. Spec. - SO2 Rate Annual v3.1, Unit 2931 and retrofits | 300 | 1769 | Rate Constraint in lbs/MMBtu | FALSE | L | Annual | Constraint Shadow Price | US$/Ton | 0 | 0 | 0 | 0 | 0 | 0 | 0
CT Fac. Spec. - SO2 Rate Annual v3.1, Unit 2932 and retrofits | 301 | 1769 | Rate Constraint in lbs/MMBtu | FALSE | L | Annual | Seasons Included | Seasons | Winter, Summer | Winter, Summer | Winter, Summer | Winter, Summer | Winter, Summer | Winter, Summer | Winter, Summer
CT Fac. Spec. - SO2 Rate Annual v3.1, Unit 2932 and retrofits | 301 | 1769 | Rate Constraint in lbs/MMBtu | FALSE | L | Annual | Standard | lb/MMBtu | 0.33 | 0.33 | 0.33 | 0.33 | 0.33 | 0.33 | 0.33
CT Fac. Spec. - SO2 Rate Annual v3.1, Unit 2932 and retrofits | 301 | 1769 | Rate Constraint in lbs/MMBtu | FALSE | L | Annual | Emissions at Affected Plants SO2 | MTons | 0 | 0 | 0 | 0 | 0 | 0 | 0
CT Fac. Spec. - SO2 Rate Annual v3.1, Unit 2932 and retrofits | 301 | 1769 | Rate Constraint in lbs/MMBtu | FALSE | L | Annual | Allowances Purchased SO2 | MTons | 0 | 0 | 0 | 0 | 0 | 0 | 0
CT Fac. Spec. - SO2 Rate Annual v3.1, Unit 2932 and retrofits | 301 | 1769 | Rate Constraint in lbs/MMBtu | FALSE | L | Annual | Allowances Sold SO2 | MTons | 0 | 0 | 0 | 0 | 0 | 0 | 0
CT Fac. Spec. - SO2 Rate Annual v3.1, Unit 2932 and retrofits | 301 | 1769 | Rate Constraint in lbs/MMBtu | FALSE | L | Annual | Allowances Banked | MTons | 0 | 0 | 0 | 0 | 0 | 0 | 0
CT Fac. Spec. - SO2 Rate Annual v3.1, Unit 2932 and retrofits | 301 | 1769 | Rate Constraint in lbs/MMBtu | FALSE | L | Annual | Allowances Withdrawn (1:1) | MTons | 0 | 0 | 0 | 0 | 0 | 0 | 0
CT Fac. Spec. - SO2 Rate Annual v3.1, Unit 2932 and retrofits | 301 | 1769 | Rate Constraint in lbs/MMBtu | FALSE | L | Annual | Allowances Withdrawn (n:1) | MTons | 0 | 0 | 0 | 0 | 0 | 0 | 0
CT Fac. Spec. - SO2 Rate Annual v3.1, Unit 2932 and retrofits | 301 | 1769 | Rate Constraint in lbs/MMBtu | FALSE | L | Annual | Net Emissions Allowance Position | MTons | 0 | 0 | 0 | 0 | 0 | 0 | 0
CT Fac. Spec. - SO2 Rate Annual v3.1, Unit 2932 and retrofits | 301 | 1769 | Rate Constraint in lbs/MMBtu | FALSE | L | Annual | Fuel Consumed | TBtu | 12.8287 | 12.6273 | 14.1682 | 12.9867 | 14.1682 | 7.8129 | 3.1725
CT Fac. Spec. - SO2 Rate Annual v3.1, Unit 2932 and retrofits | 301 | 1769 | Rate Constraint in lbs/MMBtu | FALSE | L | Annual | Rate | lb/MMBtu | 0 | 0 | 0 | 0 | 0 | 0 | 0
CT Fac. Spec. - SO2 Rate Annual v3.1, Unit 2932 and retrofits | 301 | 1769 | Rate Constraint in lbs/MMBtu | FALSE | L | Annual | Generation | TWh | 1.743 | 1.7157 | 1.925 | 1.7645 | 1.925 | 1.0615 | 0.43104
CT Fac. Spec. - SO2 Rate Annual v3.1, Unit 2932 and retrofits | 301 | 1769 | Rate Constraint in lbs/MMBtu | FALSE | L | Annual | Qualifying Generation | TWh | 1.743 | 1.7157 | 1.925 | 1.7645 | 1.925 | 1.0615 | 0.43104
CT Fac. Spec. - SO2 Rate Annual v3.1, Unit 2932 and retrofits | 301 | 1769 | Rate Constraint in lbs/MMBtu | FALSE | L | Annual | Rate | lb/MWh | 0 | 0 | 0 | 0 | 0 | 0 | 0
CT Fac. Spec. - SO2 Rate Annual v3.1, Unit 2932 and retrofits | 301 | 1769 | Rate Constraint in lbs/MMBtu | FALSE | L | Annual | Constraint Shadow Price | US$/Ton | 0 | 0 | 0 | 0 | 0 | 0 | 0
CT Fac. Spec. - SO2 Rate Annual v3.1, Unit 2933 and retrofits | 302 | 1769 | Rate Constraint in lbs/MMBtu | FALSE | L | Annual | Seasons Included | Seasons | Winter, Summer | Winter, Summer | Winter, Summer | Winter, Summer | Winter, Summer | Winter, Summer | Winter, Summer
CT Fac. Spec. - SO2 Rate Annual v3.1, Unit 2933 and retrofits | 302 | 1769 | Rate Constraint in lbs/MMBtu | FALSE | L | Annual | Standard | lb/MMBtu | 0.33 | 0.33 | 0.33 | 0.33 | 0.33 | 0.33 | 0.33
CT Fac. Spec. - SO2 Rate Annual v3.1, Unit 2933 and retrofits | 302 | 1769 | Rate Constraint in lbs/MMBtu | FALSE | L | Annual | Emissions at Affected Plants SO2 | MTons | 0 | 0 | 0 | 0 | 0 | 0 | 0
CT Fac. Spec. - SO2 Rate Annual v3.1, Unit 2933 and retrofits | 302 | 1769 | Rate Constraint in lbs/MMBtu | FALSE | L | Annual | Allowances Purchased SO2 | MTons | 0 | 0 | 0 | 0 | 0 | 0 | 0
CT Fac. Spec. - SO2 Rate Annual v3.1, Unit 2933 and retrofits | 302 | 1769 | Rate Constraint in lbs/MMBtu | FALSE | L | Annual | Allowances Sold SO2 | MTons | 0 | 0 | 0 | 0 | 0 | 0 | 0
CT Fac. Spec. - SO2 Rate Annual v3.1, Unit 2933 and retrofits | 302 | 1769 | Rate Constraint in lbs/MMBtu | FALSE | L | Annual | Allowances Banked | MTons | 0 | 0 | 0 | 0 | 0 | 0 | 0
CT Fac. Spec. - SO2 Rate Annual v3.1, Unit 2933 and retrofits | 302 | 1769 | Rate Constraint in lbs/MMBtu | FALSE | L | Annual | Allowances Withdrawn (1:1) | MTons | 0 | 0 | 0 | 0 | 0 | 0 | 0
CT Fac. Spec. - SO2 Rate Annual v3.1, Unit 2933 and retrofits | 302 | 1769 | Rate Constraint in lbs/MMBtu | FALSE | L | Annual | Allowances Withdrawn (n:1) | MTons | 0 | 0 | 0 | 0 | 0 | 0 | 0
CT Fac. Spec. - SO2 Rate Annual v3.1, Unit 2933 and retrofits | 302 | 1769 | Rate Constraint in lbs/MMBtu | FALSE | L | Annual | Net Emissions Allowance Position | MTons | 0 | 0 | 0 | 0 | 0 | 0 | 0
CT Fac. Spec. - SO2 Rate Annual v3.1, Unit 2933 and retrofits | 302 | 1769 | Rate Constraint in lbs/MMBtu | FALSE | L | Annual | Fuel Consumed | TBtu | 14.2222 | 14.2222 | 14.2222 | 14.2222 | 14.2222 | 8.9176 | 3.8755
CT Fac. Spec. - SO2 Rate Annual v3.1, Unit 2933 and retrofits | 302 | 1769 | Rate Constraint in lbs/MMBtu | FALSE | L | Annual | Rate | lb/MMBtu | 0 | 0 | 0 | 0 | 0 | 0 | 0
CT Fac. Spec. - SO2 Rate Annual v3.1, Unit 2933 and retrofits | 302 | 1769 | Rate Constraint in lbs/MMBtu | FALSE | L | Annual | Generation | TWh | 1.9326 | 1.9326 | 1.9326 | 1.9326 | 1.9326 | 1.2118 | 0.52663
CT Fac. Spec. - SO2 Rate Annual v3.1, Unit 2933 and retrofits | 302 | 1769 | Rate Constraint in lbs/MMBtu | FALSE | L | Annual | Qualifying Generation | TWh | 1.9326 | 1.9326 | 1.9326 | 1.9326 | 1.9326 | 1.2118 | 0.52663
CT Fac. Spec. - SO2 Rate Annual v3.1, Unit 2933 and retrofits | 302 | 1769 | Rate Constraint in lbs/MMBtu | FALSE | L | Annual | Rate | lb/MWh | 0 | 0 | 0 | 0 | 0 | 0 | 0
CT Fac. Spec. - SO2 Rate Annual v3.1, Unit 2933 and retrofits | 302 | 1769 | Rate Constraint in lbs/MMBtu | FALSE | L | Annual | Constraint Shadow Price | US$/Ton | 0 | 0 | 0 | 0 | 0 | 0 | 0
CT Fac. Spec. - SO2 Rate Annual v3.1, Unit 2935 and retrofits | 303 | 1769 | Rate Constraint in lbs/MMBtu | FALSE | L | Annual | Seasons Included | Seasons | Winter, Summer | Winter, Summer | Winter, Summer | Winter, Summer | Winter, Summer | Winter, Summer | Winter, Summer
CT Fac. Spec. - SO2 Rate Annual v3.1, Unit 2935 and retrofits | 303 | 1769 | Rate Constraint in lbs/MMBtu | FALSE | L | Annual | Standard | lb/MMBtu | 0.33 | 0.33 | 0.33 | 0.33 | 0.33 | 0.33 | 0.33
CT Fac. Spec. - SO2 Rate Annual v3.1, Unit 2935 and retrofits | 303 | 1769 | Rate Constraint in lbs/MMBtu | FALSE | L | Annual | Emissions at Affected Plants SO2 | MTons | 0 | 0 | 0 | 0 | 0 | 0 | 0
CT Fac. Spec. - SO2 Rate Annual v3.1, Unit 2935 and retrofits | 303 | 1769 | Rate Constraint in lbs/MMBtu | FALSE | L | Annual | Allowances Purchased SO2 | MTons | 0 | 0 | 0 | 0 | 0 | 0 | 0
CT Fac. Spec. - SO2 Rate Annual v3.1, Unit 2935 and retrofits | 303 | 1769 | Rate Constraint in lbs/MMBtu | FALSE | L | Annual | Allowances Sold SO2 | MTons | 0 | 0 | 0 | 0 | 0 | 0 | 0
CT Fac. Spec. - SO2 Rate Annual v3.1, Unit 2935 and retrofits | 303 | 1769 | Rate Constraint in lbs/MMBtu | FALSE | L | Annual | Allowances Banked | MTons | 0 | 0 | 0 | 0 | 0 | 0 | 0
CT Fac. Spec. - SO2 Rate Annual v3.1, Unit 2935 and retrofits | 303 | 1769 | Rate Constraint in lbs/MMBtu | FALSE | L | Annual | Allowances Withdrawn (1:1) | MTons | 0 | 0 | 0 | 0 | 0 | 0 | 0
CT Fac. Spec. - SO2 Rate Annual v3.1, Unit 2935 and retrofits | 303 | 1769 | Rate Constraint in lbs/MMBtu | FALSE | L | Annual | Allowances Withdrawn (n:1) | MTons | 0 | 0 | 0 | 0 | 0 | 0 | 0
CT Fac. Spec. - SO2 Rate Annual v3.1, Unit 2935 and retrofits | 303 | 1769 | Rate Constraint in lbs/MMBtu | FALSE | L | Annual | Net Emissions Allowance Position | MTons | 0 | 0 | 0 | 0 | 0 | 0 | 0
CT Fac. Spec. - SO2 Rate Annual v3.1, Unit 2935 and retrofits | 303 | 1769 | Rate Constraint in lbs/MMBtu | FALSE | L | Annual | Fuel Consumed | TBtu | 1.8788 | 1.8788 | 1.8788 | 1.8788 | 1.8445 | 0.86093 | 0.42849
CT Fac. Spec. - SO2 Rate Annual v3.1, Unit 2935 and retrofits | 303 | 1769 | Rate Constraint in lbs/MMBtu | FALSE | L | Annual | Rate | lb/MMBtu | 0 | 0 | 0 | 0 | 0 | 0 | 0
CT Fac. Spec. - SO2 Rate Annual v3.1, Unit 2935 and retrofits | 303 | 1769 | Rate Constraint in lbs/MMBtu | FALSE | L | Annual | Generation | TWh | 0.26145 | 0.26145 | 0.26145 | 0.26145 | 0.25667 | 0.11981 | 0.059628
CT Fac. Spec. - SO2 Rate Annual v3.1, Unit 2935 and retrofits | 303 | 1769 | Rate Constraint in lbs/MMBtu | FALSE | L | Annual | Qualifying Generation | TWh | 0.26145 | 0.26145 | 0.26145 | 0.26145 | 0.25667 | 0.11981 | 0.059628
CT Fac. Spec. - SO2 Rate Annual v3.1, Unit 2935 and retrofits | 303 | 1769 | Rate Constraint in lbs/MMBtu | FALSE | L | Annual | Rate | lb/MWh | 0 | 0 | 0 | 0 | 0 | 0 | 0
CT Fac. Spec. - SO2 Rate Annual v3.1, Unit 2935 and retrofits | 303 | 1769 | Rate Constraint in lbs/MMBtu | FALSE | L | Annual | Constraint Shadow Price | US$/Ton | 0 | 0 | 0 | 0 | 0 | 0 | 0
CT Fac. Spec. - SO2 Rate Annual v3.1, Unit 3639 and retrofits | 304 | 1769 | Rate Constraint in lbs/MMBtu | FALSE | L | Annual | Seasons Included | Seasons | Winter, Summer | Winter, Summer | Winter, Summer | Winter, Summer | Winter, Summer | Winter, Summer | Winter, Summer
CT Fac. Spec. - SO2 Rate Annual v3.1, Unit 3639 and retrofits | 304 | 1769 | Rate Constraint in lbs/MMBtu | FALSE | L | Annual | Standard | lb/MMBtu | 0.33 | 0.33 | 0.33 | 0.33 | 0.33 | 0.33 | 0.33
CT Fac. Spec. - SO2 Rate Annual v3.1, Unit 3639 and retrofits | 304 | 1769 | Rate Constraint in lbs/MMBtu | FALSE | L | Annual | Emissions at Affected Plants SO2 | MTons | 0 | 0 | 0 | 0 | 0 | 0 | 0
CT Fac. Spec. - SO2 Rate Annual v3.1, Unit 3639 and retrofits | 304 | 1769 | Rate Constraint in lbs/MMBtu | FALSE | L | Annual | Allowances Purchased SO2 | MTons | 0 | 0 | 0 | 0 | 0 | 0 | 0
CT Fac. Spec. - SO2 Rate Annual v3.1, Unit 3639 and retrofits | 304 | 1769 | Rate Constraint in lbs/MMBtu | FALSE | L | Annual | Allowances Sold SO2 | MTons | 0 | 0 | 0 | 0 | 0 | 0 | 0
CT Fac. Spec. - SO2 Rate Annual v3.1, Unit 3639 and retrofits | 304 | 1769 | Rate Constraint in lbs/MMBtu | FALSE | L | Annual | Allowances Banked | MTons | 0 | 0 | 0 | 0 | 0 | 0 | 0
CT Fac. Spec. - SO2 Rate Annual v3.1, Unit 3639 and retrofits | 304 | 1769 | Rate Constraint in lbs/MMBtu | FALSE | L | Annual | Allowances Withdrawn (1:1) | MTons | 0 | 0 | 0 | 0 | 0 | 0 | 0
CT Fac. Spec. - SO2 Rate Annual v3.1, Unit 3639 and retrofits | 304 | 1769 | Rate Constraint in lbs/MMBtu | FALSE | L | Annual | Allowances Withdrawn (n:1) | MTons | 0 | 0 | 0 | 0 | 0 | 0 | 0
CT Fac. Spec. - SO2 Rate Annual v3.1, Unit 3639 and retrofits | 304 | 1769 | Rate Constraint in lbs/MMBtu | FALSE | L | Annual | Net Emissions Allowance Position | MTons | 0 | 0 | 0 | 0 | 0 | 0 | 0
CT Fac. Spec. - SO2 Rate Annual v3.1, Unit 3639 and retrofits | 304 | 1769 | Rate Constraint in lbs/MMBtu | FALSE | L | Annual | Fuel Consumed | TBtu | 0.55635 | 0.39745 | 0 | 0 | 0 | 0 | 0
CT Fac. Spec. - SO2 Rate Annual v3.1, Unit 3639 and retrofits | 304 | 1769 | Rate Constraint in lbs/MMBtu | FALSE | L | Annual | Rate | lb/MMBtu | 0 | 0 | 0 | 0 | 0 | 0 | 0
CT Fac. Spec. - SO2 Rate Annual v3.1, Unit 3639 and retrofits | 304 | 1769 | Rate Constraint in lbs/MMBtu | FALSE | L | Annual | Generation | TWh | 0.04596 | 0.032833 | 0 | 0 | 0 | 0 | 0
CT Fac. Spec. - SO2 Rate Annual v3.1, Unit 3639 and retrofits | 304 | 1769 | Rate Constraint in lbs/MMBtu | FALSE | L | Annual | Qualifying Generation | TWh | 0.04596 | 0.032833 | 0 | 0 | 0 | 0 | 0
CT Fac. Spec. - SO2 Rate Annual v3.1, Unit 3639 and retrofits | 304 | 1769 | Rate Constraint in lbs/MMBtu | FALSE | L | Annual | Rate | lb/MWh | 0 | 0 | 0 | 0 | 0 | 0 | 0
CT Fac. Spec. - SO2 Rate Annual v3.1, Unit 3639 and retrofits | 304 | 1769 | Rate Constraint in lbs/MMBtu | FALSE | L | Annual | Constraint Shadow Price | US$/Ton | 0 | 0 | 0 | 0 | 0 | 0 | 0
CT Fac. Spec. - SO2 Rate Annual v3.1, Unit 3640 and retrofits | 305 | 1769 | Rate Constraint in lbs/MMBtu | FALSE | L | Annual | Seasons Included | Seasons | Winter, Summer | Winter, Summer | Winter, Summer | Winter, Summer | Winter, Summer | Winter, Summer | Winter, Summer
CT Fac. Spec. - SO2 Rate Annual v3.1, Unit 3640 and retrofits | 305 | 1769 | Rate Constraint in lbs/MMBtu | FALSE | L | Annual | Standard | lb/MMBtu | 0.33 | 0.33 | 0.33 | 0.33 | 0.33 | 0.33 | 0.33
CT Fac. Spec. - SO2 Rate Annual v3.1, Unit 3640 and retrofits | 305 | 1769 | Rate Constraint in lbs/MMBtu | FALSE | L | Annual | Emissions at Affected Plants SO2 | MTons | 0 | 0 | 0 | 0 | 0 | 0 | 0
CT Fac. Spec. - SO2 Rate Annual v3.1, Unit 3640 and retrofits | 305 | 1769 | Rate Constraint in lbs/MMBtu | FALSE | L | Annual | Allowances Purchased SO2 | MTons | 0 | 0 | 0 | 0 | 0 | 0 | 0
CT Fac. Spec. - SO2 Rate Annual v3.1, Unit 3640 and retrofits | 305 | 1769 | Rate Constraint in lbs/MMBtu | FALSE | L | Annual | Allowances Sold SO2 | MTons | 0 | 0 | 0 | 0 | 0 | 0 | 0
CT Fac. Spec. - SO2 Rate Annual v3.1, Unit 3640 and retrofits | 305 | 1769 | Rate Constraint in lbs/MMBtu | FALSE | L | Annual | Allowances Banked | MTons | 0 | 0 | 0 | 0 | 0 | 0 | 0
CT Fac. Spec. - SO2 Rate Annual v3.1, Unit 3640 and retrofits | 305 | 1769 | Rate Constraint in lbs/MMBtu | FALSE | L | Annual | Allowances Withdrawn (1:1) | MTons | 0 | 0 | 0 | 0 | 0 | 0 | 0
CT Fac. Spec. - SO2 Rate Annual v3.1, Unit 3640 and retrofits | 305 | 1769 | Rate Constraint in lbs/MMBtu | FALSE | L | Annual | Allowances Withdrawn (n:1) | MTons | 0 | 0 | 0 | 0 | 0 | 0 | 0
CT Fac. Spec. - SO2 Rate Annual v3.1, Unit 3640 and retrofits | 305 | 1769 | Rate Constraint in lbs/MMBtu | FALSE | L | Annual | Net Emissions Allowance Position | MTons | 0 | 0 | 0 | 0 | 0 | 0 | 0
CT Fac. Spec. - SO2 Rate Annual v3.1, Unit 3640 and retrofits | 305 | 1769 | Rate Constraint in lbs/MMBtu | FALSE | L | Annual | Fuel Consumed | TBtu | 0.5445 | 0.45338 | 0 | 0 | 0 | 0 | 0
CT Fac. Spec. - SO2 Rate Annual v3.1, Unit 3640 and retrofits | 305 | 1769 | Rate Constraint in lbs/MMBtu | FALSE | L | Annual | Rate | lb/MMBtu | 0 | 0 | 0 | 0 | 0 | 0 | 0
CT Fac. Spec. - SO2 Rate Annual v3.1, Unit 3640 and retrofits | 305 | 1769 | Rate Constraint in lbs/MMBtu | FALSE | L | Annual | Generation | TWh | 0.045019 | 0.037485 | 0 | 0 | 0 | 0 | 0
CT Fac. Spec. - SO2 Rate Annual v3.1, Unit 3640 and retrofits | 305 | 1769 | Rate Constraint in lbs/MMBtu | FALSE | L | Annual | Qualifying Generation | TWh | 0.045019 | 0.037485 | 0 | 0 | 0 | 0 | 0
CT Fac. Spec. - SO2 Rate Annual v3.1, Unit 3640 and retrofits | 305 | 1769 | Rate Constraint in lbs/MMBtu | FALSE | L | Annual | Rate | lb/MWh | 0 | 0 | 0 | 0 | 0 | 0 | 0
CT Fac. Spec. - SO2 Rate Annual v3.1, Unit 3640 and retrofits | 305 | 1769 | Rate Constraint in lbs/MMBtu | FALSE | L | Annual | Constraint Shadow Price | US$/Ton | 0 | 0 | 0 | 0 | 0 | 0 | 0
CT Fac. Spec. - SO2 Rate Annual v3.1, Unit 3641 and retrofits | 306 | 1769 | Rate Constraint in lbs/MMBtu | FALSE | L | Annual | Seasons Included | Seasons | Winter, Summer | Winter, Summer | Winter, Summer | Winter, Summer | Winter, Summer | Winter, Summer | Winter, Summer
CT Fac. Spec. - SO2 Rate Annual v3.1, Unit 3641 and retrofits | 306 | 1769 | Rate Constraint in lbs/MMBtu | FALSE | L | Annual | Standard | lb/MMBtu | 0.33 | 0.33 | 0.33 | 0.33 | 0.33 | 0.33 | 0.33
CT Fac. Spec. - SO2 Rate Annual v3.1, Unit 3641 and retrofits | 306 | 1769 | Rate Constraint in lbs/MMBtu | FALSE | L | Annual | Emissions at Affected Plants SO2 | MTons | 0.014972 | 0 | 0 | 0 | 0 | 0 | 0
CT Fac. Spec. - SO2 Rate Annual v3.1, Unit 3641 and retrofits | 306 | 1769 | Rate Constraint in lbs/MMBtu | FALSE | L | Annual | Allowances Purchased SO2 | MTons | 0 | 0 | 0 | 0 | 0 | 0 | 0
CT Fac. Spec. - SO2 Rate Annual v3.1, Unit 3641 and retrofits | 306 | 1769 | Rate Constraint in lbs/MMBtu | FALSE | L | Annual | Allowances Sold SO2 | MTons | 0 | 0 | 0 | 0 | 0 | 0 | 0
CT Fac. Spec. - SO2 Rate Annual v3.1, Unit 3641 and retrofits | 306 | 1769 | Rate Constraint in lbs/MMBtu | FALSE | L | Annual | Allowances Banked | MTons | 0 | 0 | 0 | 0 | 0 | 0 | 0
CT Fac. Spec. - SO2 Rate Annual v3.1, Unit 3641 and retrofits | 306 | 1769 | Rate Constraint in lbs/MMBtu | FALSE | L | Annual | Allowances Withdrawn (1:1) | MTons | 0 | 0 | 0 | 0 | 0 | 0 | 0
CT Fac. Spec. - SO2 Rate Annual v3.1, Unit 3641 and retrofits | 306 | 1769 | Rate Constraint in lbs/MMBtu | FALSE | L | Annual | Allowances Withdrawn (n:1) | MTons | 0 | 0 | 0 | 0 | 0 | 0 | 0
CT Fac. Spec. - SO2 Rate Annual v3.1, Unit 3641 and retrofits | 306 | 1769 | Rate Constraint in lbs/MMBtu | FALSE | L | Annual | Net Emissions Allowance Position | MTons | 0.014972 | 0 | 0 | 0 | 0 | 0 | 0
CT Fac. Spec. - SO2 Rate Annual v3.1, Unit 3641 and retrofits | 306 | 1769 | Rate Constraint in lbs/MMBtu | FALSE | L | Annual | Fuel Consumed | TBtu | 0.10744 | 0 | 0 | 0 | 0 | 0 | 0
CT Fac. Spec. - SO2 Rate Annual v3.1, Unit 3641 and retrofits | 306 | 1769 | Rate Constraint in lbs/MMBtu | FALSE | L | Annual | Rate | lb/MMBtu | 0.27872 | 0 | 0 | 0 | 0 | 0 | 0
CT Fac. Spec. - SO2 Rate Annual v3.1, Unit 3641 and retrofits | 306 | 1769 | Rate Constraint in lbs/MMBtu | FALSE | L | Annual | Generation | TWh | 0.0091944 | 0 | 0 | 0 | 0 | 0 | 0
CT Fac. Spec. - SO2 Rate Annual v3.1, Unit 3641 and retrofits | 306 | 1769 | Rate Constraint in lbs/MMBtu | FALSE | L | Annual | Qualifying Generation | TWh | 0.0091944 | 0 | 0 | 0 | 0 | 0 | 0
CT Fac. Spec. - SO2 Rate Annual v3.1, Unit 3641 and retrofits | 306 | 1769 | Rate Constraint in lbs/MMBtu | FALSE | L | Annual | Rate | lb/MWh | 1.6284 | 0 | 0 | 0 | 0 | 0 | 0
CT Fac. Spec. - SO2 Rate Annual v3.1, Unit 3641 and retrofits | 306 | 1769 | Rate Constraint in lbs/MMBtu | FALSE | L | Annual | Constraint Shadow Price | US$/Ton | 0 | 0 | 0 | 0 | 0 | 0 | 0
CT Fac. Spec. - SO2 Rate Annual v3.1, Unit 3642 and retrofits | 307 | 1769 | Rate Constraint in lbs/MMBtu | FALSE | L | Annual | Seasons Included | Seasons | Winter, Summer | Winter, Summer | Winter, Summer | Winter, Summer | Winter, Summer | Winter, Summer | Winter, Summer
CT Fac. Spec. - SO2 Rate Annual v3.1, Unit 3642 and retrofits | 307 | 1769 | Rate Constraint in lbs/MMBtu | FALSE | L | Annual | Standard | lb/MMBtu | 0.33 | 0.33 | 0.33 | 0.33 | 0.33 | 0.33 | 0.33
CT Fac. Spec. - SO2 Rate Annual v3.1, Unit 3642 and retrofits | 307 | 1769 | Rate Constraint in lbs/MMBtu | FALSE | L | Annual | Emissions at Affected Plants SO2 | MTons | 0.01834 | 0 | 0 | 0 | 0 | 0 | 0
CT Fac. Spec. - SO2 Rate Annual v3.1, Unit 3642 and retrofits | 307 | 1769 | Rate Constraint in lbs/MMBtu | FALSE | L | Annual | Allowances Purchased SO2 | MTons | 0 | 0 | 0 | 0 | 0 | 0 | 0
CT Fac. Spec. - SO2 Rate Annual v3.1, Unit 3642 and retrofits | 307 | 1769 | Rate Constraint in lbs/MMBtu | FALSE | L | Annual | Allowances Sold SO2 | MTons | 0 | 0 | 0 | 0 | 0 | 0 | 0
CT Fac. Spec. - SO2 Rate Annual v3.1, Unit 3642 and retrofits | 307 | 1769 | Rate Constraint in lbs/MMBtu | FALSE | L | Annual | Allowances Banked | MTons | 0 | 0 | 0 | 0 | 0 | 0 | 0
CT Fac. Spec. - SO2 Rate Annual v3.1, Unit 3642 and retrofits | 307 | 1769 | Rate Constraint in lbs/MMBtu | FALSE | L | Annual | Allowances Withdrawn (1:1) | MTons | 0 | 0 | 0 | 0 | 0 | 0 | 0
CT Fac. Spec. - SO2 Rate Annual v3.1, Unit 3642 and retrofits | 307 | 1769 | Rate Constraint in lbs/MMBtu | FALSE | L | Annual | Allowances Withdrawn (n:1) | MTons | 0 | 0 | 0 | 0 | 0 | 0 | 0
CT Fac. Spec. - SO2 Rate Annual v3.1, Unit 3642 and retrofits | 307 | 1769 | Rate Constraint in lbs/MMBtu | FALSE | L | Annual | Net Emissions Allowance Position | MTons | 0.01834 | 0 | 0 | 0 | 0 | 0 | 0
CT Fac. Spec. - SO2 Rate Annual v3.1, Unit 3642 and retrofits | 307 | 1769 | Rate Constraint in lbs/MMBtu | FALSE | L | Annual | Fuel Consumed | TBtu | 0.1316 | 0 | 0 | 0 | 0 | 0 | 0
CT Fac. Spec. - SO2 Rate Annual v3.1, Unit 3642 and retrofits | 307 | 1769 | Rate Constraint in lbs/MMBtu | FALSE | L | Annual | Rate | lb/MMBtu | 0.27872 | 0 | 0 | 0 | 0 | 0 | 0
CT Fac. Spec. - SO2 Rate Annual v3.1, Unit 3642 and retrofits | 307 | 1769 | Rate Constraint in lbs/MMBtu | FALSE | L | Annual | Generation | TWh | 0.011152 | 0 | 0 | 0 | 0 | 0 | 0
CT Fac. Spec. - SO2 Rate Annual v3.1, Unit 3642 and retrofits | 307 | 1769 | Rate Constraint in lbs/MMBtu | FALSE | L | Annual | Qualifying Generation | TWh | 0.011152 | 0 | 0 | 0 | 0 | 0 | 0
CT Fac. Spec. - SO2 Rate Annual v3.1, Unit 3642 and retrofits | 307 | 1769 | Rate Constraint in lbs/MMBtu | FALSE | L | Annual | Rate | lb/MWh | 1.6446 | 0 | 0 | 0 | 0 | 0 | 0
CT Fac. Spec. - SO2 Rate Annual v3.1, Unit 3642 and retrofits | 307 | 1769 | Rate Constraint in lbs/MMBtu | FALSE | L | Annual | Constraint Shadow Price | US$/Ton | 0 | 0 | 0 | 0 | 0 | 0 | 0
CT Fac. Spec. - SO2 Rate Annual v3.1, Unit 3835 and retrofits | 308 | 1769 | Rate Constraint in lbs/MMBtu | FALSE | L | Annual | Seasons Included | Seasons | Winter, Summer | Winter, Summer | Winter, Summer | Winter, Summer | Winter, Summer | Winter, Summer | Winter, Summer
CT Fac. Spec. - SO2 Rate Annual v3.1, Unit 3835 and retrofits | 308 | 1769 | Rate Constraint in lbs/MMBtu | FALSE | L | Annual | Standard | lb/MMBtu | 0.33 | 0.33 | 0.33 | 0.33 | 0.33 | 0.33 | 0.33
CT Fac. Spec. - SO2 Rate Annual v3.1, Unit 3835 and retrofits | 308 | 1769 | Rate Constraint in lbs/MMBtu | FALSE | L | Annual | Emissions at Affected Plants SO2 | MTons | 0.030221 | 0 | 0 | 0 | 0 | 0 | 0
CT Fac. Spec. - SO2 Rate Annual v3.1, Unit 3835 and retrofits | 308 | 1769 | Rate Constraint in lbs/MMBtu | FALSE | L | Annual | Allowances Purchased SO2 | MTons | 0 | 0 | 0 | 0 | 0 | 0 | 0
CT Fac. Spec. - SO2 Rate Annual v3.1, Unit 3835 and retrofits | 308 | 1769 | Rate Constraint in lbs/MMBtu | FALSE | L | Annual | Allowances Sold SO2 | MTons | 0 | 0 | 0 | 0 | 0 | 0 | 0
CT Fac. Spec. - SO2 Rate Annual v3.1, Unit 3835 and retrofits | 308 | 1769 | Rate Constraint in lbs/MMBtu | FALSE | L | Annual | Allowances Banked | MTons | 0 | 0 | 0 | 0 | 0 | 0 | 0
CT Fac. Spec. - SO2 Rate Annual v3.1, Unit 3835 and retrofits | 308 | 1769 | Rate Constraint in lbs/MMBtu | FALSE | L | Annual | Allowances Withdrawn (1:1) | MTons | 0 | 0 | 0 | 0 | 0 | 0 | 0
CT Fac. Spec. - SO2 Rate Annual v3.1, Unit 3835 and retrofits | 308 | 1769 | Rate Constraint in lbs/MMBtu | FALSE | L | Annual | Allowances Withdrawn (n:1) | MTons | 0 | 0 | 0 | 0 | 0 | 0 | 0
CT Fac. Spec. - SO2 Rate Annual v3.1, Unit 3835 and retrofits | 308 | 1769 | Rate Constraint in lbs/MMBtu | FALSE | L | Annual | Net Emissions Allowance Position | MTons | 0.030221 | 0 | 0 | 0 | 0 | 0 | 0
CT Fac. Spec. - SO2 Rate Annual v3.1, Unit 3835 and retrofits | 308 | 1769 | Rate Constraint in lbs/MMBtu | FALSE | L | Annual | Fuel Consumed | TBtu | 0.18334 | 0 | 0 | 0 | 0 | 0 | 0
CT Fac. Spec. - SO2 Rate Annual v3.1, Unit 3835 and retrofits | 308 | 1769 | Rate Constraint in lbs/MMBtu | FALSE | L | Annual | Rate | lb/MMBtu | 0.32968 | 0 | 0 | 0 | 0 | 0 | 0
CT Fac. Spec. - SO2 Rate Annual v3.1, Unit 3835 and retrofits | 308 | 1769 | Rate Constraint in lbs/MMBtu | FALSE | L | Annual | Generation | TWh | 0.014839 | 0 | 0 | 0 | 0 | 0 | 0
CT Fac. Spec. - SO2 Rate Annual v3.1, Unit 3835 and retrofits | 308 | 1769 | Rate Constraint in lbs/MMBtu | FALSE | L | Annual | Qualifying Generation | TWh | 0.014839 | 0 | 0 | 0 | 0 | 0 | 0
CT Fac. Spec. - SO2 Rate Annual v3.1, Unit 3835 and retrofits | 308 | 1769 | Rate Constraint in lbs/MMBtu | FALSE | L | Annual | Rate | lb/MWh | 2.0366 | 0 | 0 | 0 | 0 | 0 | 0
CT Fac. Spec. - SO2 Rate Annual v3.1, Unit 3835 and retrofits | 308 | 1769 | Rate Constraint in lbs/MMBtu | FALSE | L | Annual | Constraint Shadow Price | US$/Ton | 0 | 0 | 20232.1148 | 27705.1832 | 0 | 0 | 0
CT Fac. Spec. - SO2 Rate Annual v3.1, Unit 3836 and retrofits | 309 | 1769 | Rate Constraint in lbs/MMBtu | FALSE | L | Annual | Seasons Included | Seasons | Winter, Summer | Winter, Summer | Winter, Summer | Winter, Summer | Winter, Summer | Winter, Summer | Winter, Summer
CT Fac. Spec. - SO2 Rate Annual v3.1, Unit 3836 and retrofits | 309 | 1769 | Rate Constraint in lbs/MMBtu | FALSE | L | Annual | Standard | lb/MMBtu | 0.33 | 0.33 | 0.33 | 0.33 | 0.33 | 0.33 | 0.33
CT Fac. Spec. - SO2 Rate Annual v3.1, Unit 3836 and retrofits | 309 | 1769 | Rate Constraint in lbs/MMBtu | FALSE | L | Annual | Emissions at Affected Plants SO2 | MTons | 0 | 0 | 0 | 0 | 0 | 0 | 0
CT Fac. Spec. - SO2 Rate Annual v3.1, Unit 3836 and retrofits | 309 | 1769 | Rate Constraint in lbs/MMBtu | FALSE | L | Annual | Allowances Purchased SO2 | MTons | 0 | 0 | 0 | 0 | 0 | 0 | 0
CT Fac. Spec. - SO2 Rate Annual v3.1, Unit 3836 and retrofits | 309 | 1769 | Rate Constraint in lbs/MMBtu | FALSE | L | Annual | Allowances Sold SO2 | MTons | 0 | 0 | 0 | 0 | 0 | 0 | 0
CT Fac. Spec. - SO2 Rate Annual v3.1, Unit 3836 and retrofits | 309 | 1769 | Rate Constraint in lbs/MMBtu | FALSE | L | Annual | Allowances Banked | MTons | 0 | 0 | 0 | 0 | 0 | 0 | 0
CT Fac. Spec. - SO2 Rate Annual v3.1, Unit 3836 and retrofits | 309 | 1769 | Rate Constraint in lbs/MMBtu | FALSE | L | Annual | Allowances Withdrawn (1:1) | MTons | 0 | 0 | 0 | 0 | 0 | 0 | 0
CT Fac. Spec. - SO2 Rate Annual v3.1, Unit 3836 and retrofits | 309 | 1769 | Rate Constraint in lbs/MMBtu | FALSE | L | Annual | Allowances Withdrawn (n:1) | MTons | 0 | 0 | 0 | 0 | 0 | 0 | 0
CT Fac. Spec. - SO2 Rate Annual v3.1, Unit 3836 and retrofits | 309 | 1769 | Rate Constraint in lbs/MMBtu | FALSE | L | Annual | Net Emissions Allowance Position | MTons | 0 | 0 | 0 | 0 | 0 | 0 | 0
CT Fac. Spec. - SO2 Rate Annual v3.1, Unit 3836 and retrofits | 309 | 1769 | Rate Constraint in lbs/MMBtu | FALSE | L | Annual | Fuel Consumed | TBtu | 0 | 0 | 0 | 0 | 0 | 0 | 0
CT Fac. Spec. - SO2 Rate Annual v3.1, Unit 3836 and retrofits | 309 | 1769 | Rate Constraint in lbs/MMBtu | FALSE | L | Annual | Rate | lb/MMBtu | 0 | 0 | 0 | 0 | 0 | 0 | 0
CT Fac. Spec. - SO2 Rate Annual v3.1, Unit 3836 and retrofits | 309 | 1769 | Rate Constraint in lbs/MMBtu | FALSE | L | Annual | Generation | TWh | 0 | 0 | 0 | 0 | 0 | 0 | 0
CT Fac. Spec. - SO2 Rate Annual v3.1, Unit 3836 and retrofits | 309 | 1769 | Rate Constraint in lbs/MMBtu | FALSE | L | Annual | Qualifying Generation | TWh | 0 | 0 | 0 | 0 | 0 | 0 | 0
CT Fac. Spec. - SO2 Rate Annual v3.1, Unit 3836 and retrofits | 309 | 1769 | Rate Constraint in lbs/MMBtu | FALSE | L | Annual | Rate | lb/MWh | 0 | 0 | 0 | 0 | 0 | 0 | 0
CT Fac. Spec. - SO2 Rate Annual v3.1, Unit 3836 and retrofits | 309 | 1769 | Rate Constraint in lbs/MMBtu | FALSE | L | Annual | Constraint Shadow Price | US$/Ton | 980.643 | 31306.9803 | 68976.734 | 94764.4935 | 70127.7337 | 0 | 0
CT Fac. Spec. - SO2 Rate Annual v3.1, Unit 3837 and retrofits | 310 | 1769 | Rate Constraint in lbs/MMBtu | FALSE | L | Annual | Seasons Included | Seasons | Winter, Summer | Winter, Summer | Winter, Summer | Winter, Summer | Winter, Summer | Winter, Summer | Winter, Summer
CT Fac. Spec. - SO2 Rate Annual v3.1, Unit 3837 and retrofits | 310 | 1769 | Rate Constraint in lbs/MMBtu | FALSE | L | Annual | Standard | lb/MMBtu | 0.33 | 0.33 | 0.33 | 0.33 | 0.33 | 0.33 | 0.33
CT Fac. Spec. - SO2 Rate Annual v3.1, Unit 3837 and retrofits | 310 | 1769 | Rate Constraint in lbs/MMBtu | FALSE | L | Annual | Emissions at Affected Plants SO2 | MTons | 0 | 0 | 0 | 0 | 0 | 0 | 0
CT Fac. Spec. - SO2 Rate Annual v3.1, Unit 3837 and retrofits | 310 | 1769 | Rate Constraint in lbs/MMBtu | FALSE | L | Annual | Allowances Purchased SO2 | MTons | 0 | 0 | 0 | 0 | 0 | 0 | 0
CT Fac. Spec. - SO2 Rate Annual v3.1, Unit 3837 and retrofits | 310 | 1769 | Rate Constraint in lbs/MMBtu | FALSE | L | Annual | Allowances Sold SO2 | MTons | 0 | 0 | 0 | 0 | 0 | 0 | 0
CT Fac. Spec. - SO2 Rate Annual v3.1, Unit 3837 and retrofits | 310 | 1769 | Rate Constraint in lbs/MMBtu | FALSE | L | Annual | Allowances Banked | MTons | 0 | 0 | 0 | 0 | 0 | 0 | 0
CT Fac. Spec. - SO2 Rate Annual v3.1, Unit 3837 and retrofits | 310 | 1769 | Rate Constraint in lbs/MMBtu | FALSE | L | Annual | Allowances Withdrawn (1:1) | MTons | 0 | 0 | 0 | 0 | 0 | 0 | 0
CT Fac. Spec. - SO2 Rate Annual v3.1, Unit 3837 and retrofits | 310 | 1769 | Rate Constraint in lbs/MMBtu | FALSE | L | Annual | Allowances Withdrawn (n:1) | MTons | 0 | 0 | 0 | 0 | 0 | 0 | 0
CT Fac. Spec. - SO2 Rate Annual v3.1, Unit 3837 and retrofits | 310 | 1769 | Rate Constraint in lbs/MMBtu | FALSE | L | Annual | Net Emissions Allowance Position | MTons | 0 | 0 | 0 | 0 | 0 | 0 | 0
CT Fac. Spec. - SO2 Rate Annual v3.1, Unit 3837 and retrofits | 310 | 1769 | Rate Constraint in lbs/MMBtu | FALSE | L | Annual | Fuel Consumed | TBtu | 0 | 0 | 0 | 0 | 0 | 0 | 0
CT Fac. Spec. - SO2 Rate Annual v3.1, Unit 3837 and retrofits | 310 | 1769 | Rate Constraint in lbs/MMBtu | FALSE | L | Annual | Rate | lb/MMBtu | 0 | 0 | 0 | 0 | 0 | 0 | 0
CT Fac. Spec. - SO2 Rate Annual v3.1, Unit 3837 and retrofits | 310 | 1769 | Rate Constraint in lbs/MMBtu | FALSE | L | Annual | Generation | TWh | 0 | 0 | 0 | 0 | 0 | 0 | 0
CT Fac. Spec. - SO2 Rate Annual v3.1, Unit 3837 and retrofits | 310 | 1769 | Rate Constraint in lbs/MMBtu | FALSE | L | Annual | Qualifying Generation | TWh | 0 | 0 | 0 | 0 | 0 | 0 | 0
CT Fac. Spec. - SO2 Rate Annual v3.1, Unit 3837 and retrofits | 310 | 1769 | Rate Constraint in lbs/MMBtu | FALSE | L | Annual | Rate | lb/MWh | 0 | 0 | 0 | 0 | 0 | 0 | 0
CT Fac. Spec. - SO2 Rate Annual v3.1, Unit 3837 and retrofits | 310 | 1769 | Rate Constraint in lbs/MMBtu | FALSE | L | Annual | Constraint Shadow Price | US$/Ton | 0 | 0 | 0 | 0 | 0 | 0 | 0
CT Fac. Spec. - SO2 Rate Annual v3.1, Unit 3838 and retrofits | 311 | 1769 | Rate Constraint in lbs/MMBtu | FALSE | L | Annual | Seasons Included | Seasons | Winter, Summer | Winter, Summer | Winter, Summer | Winter, Summer | Winter, Summer | Winter, Summer | Winter, Summer
CT Fac. Spec. - SO2 Rate Annual v3.1, Unit 3838 and retrofits | 311 | 1769 | Rate Constraint in lbs/MMBtu | FALSE | L | Annual | Standard | lb/MMBtu | 0.33 | 0.33 | 0.33 | 0.33 | 0.33 | 0.33 | 0.33
CT Fac. Spec. - SO2 Rate Annual v3.1, Unit 3838 and retrofits | 311 | 1769 | Rate Constraint in lbs/MMBtu | FALSE | L | Annual | Emissions at Affected Plants SO2 | MTons | 0 | 0 | 0 | 0 | 0 | 0 | 0
CT Fac. Spec. - SO2 Rate Annual v3.1, Unit 3838 and retrofits | 311 | 1769 | Rate Constraint in lbs/MMBtu | FALSE | L | Annual | Allowances Purchased SO2 | MTons | 0 | 0 | 0 | 0 | 0 | 0 | 0
CT Fac. Spec. - SO2 Rate Annual v3.1, Unit 3838 and retrofits | 311 | 1769 | Rate Constraint in lbs/MMBtu | FALSE | L | Annual | Allowances Sold SO2 | MTons | 0 | 0 | 0 | 0 | 0 | 0 | 0
CT Fac. Spec. - SO2 Rate Annual v3.1, Unit 3838 and retrofits | 311 | 1769 | Rate Constraint in lbs/MMBtu | FALSE | L | Annual | Allowances Banked | MTons | 0 | 0 | 0 | 0 | 0 | 0 | 0
CT Fac. Spec. - SO2 Rate Annual v3.1, Unit 3838 and retrofits | 311 | 1769 | Rate Constraint in lbs/MMBtu | FALSE | L | Annual | Allowances Withdrawn (1:1) | MTons | 0 | 0 | 0 | 0 | 0 | 0 | 0
CT Fac. Spec. - SO2 Rate Annual v3.1, Unit 3838 and retrofits | 311 | 1769 | Rate Constraint in lbs/MMBtu | FALSE | L | Annual | Allowances Withdrawn (n:1) | MTons | 0 | 0 | 0 | 0 | 0 | 0 | 0
CT Fac. Spec. - SO2 Rate Annual v3.1, Unit 3838 and retrofits | 311 | 1769 | Rate Constraint in lbs/MMBtu | FALSE | L | Annual | Net Emissions Allowance Position | MTons | 0 | 0 | 0 | 0 | 0 | 0 | 0
CT Fac. Spec. - SO2 Rate Annual v3.1, Unit 3838 and retrofits | 311 | 1769 | Rate Constraint in lbs/MMBtu | FALSE | L | Annual | Fuel Consumed | TBtu | 0.87888 | 0 | 0 | 0 | 0 | 0 | 0
CT Fac. Spec. - SO2 Rate Annual v3.1, Unit 3838 and retrofits | 311 | 1769 | Rate Constraint in lbs/MMBtu | FALSE | L | Annual | Rate | lb/MMBtu | 0 | 0 | 0 | 0 | 0 | 0 | 0
CT Fac. Spec. - SO2 Rate Annual v3.1, Unit 3838 and retrofits | 311 | 1769 | Rate Constraint in lbs/MMBtu | FALSE | L | Annual | Generation | TWh | 0.069268 | 0 | 0 | 0 | 0 | 0 | 0
CT Fac. Spec. - SO2 Rate Annual v3.1, Unit 3838 and retrofits | 311 | 1769 | Rate Constraint in lbs/MMBtu | FALSE | L | Annual | Qualifying Generation | TWh | 0.069268 | 0 | 0 | 0 | 0 | 0 | 0
CT Fac. Spec. - SO2 Rate Annual v3.1, Unit 3838 and retrofits | 311 | 1769 | Rate Constraint in lbs/MMBtu | FALSE | L | Annual | Rate | lb/MWh | 0 | 0 | 0 | 0 | 0 | 0 | 0
CT Fac. Spec. - SO2 Rate Annual v3.1, Unit 3838 and retrofits | 311 | 1769 | Rate Constraint in lbs/MMBtu | FALSE | L | Annual | Constraint Shadow Price | US$/Ton | 0 | 0 | 0 | 0 | 0 | 0 | 0
CT Fac. Spec. - SO2 Rate Annual v3.1, Unit 4164 and retrofits | 312 | 1769 | Rate Constraint in lbs/MMBtu | FALSE | L | Annual | Seasons Included | Seasons | Winter, Summer | Winter, Summer | Winter, Summer | Winter, Summer | Winter, Summer | Winter, Summer | Winter, Summer
CT Fac. Spec. - SO2 Rate Annual v3.1, Unit 4164 and retrofits | 312 | 1769 | Rate Constraint in lbs/MMBtu | FALSE | L | Annual | Standard | lb/MMBtu | 0.33 | 0.33 | 0.33 | 0.33 | 0.33 | 0.33 | 0.33
CT Fac. Spec. - SO2 Rate Annual v3.1, Unit 4164 and retrofits | 312 | 1769 | Rate Constraint in lbs/MMBtu | FALSE | L | Annual | Emissions at Affected Plants SO2 | MTons | 0 | 0 | 0 | 0 | 0 | 0 | 0
CT Fac. Spec. - SO2 Rate Annual v3.1, Unit 4164 and retrofits | 312 | 1769 | Rate Constraint in lbs/MMBtu | FALSE | L | Annual | Allowances Purchased SO2 | MTons | 0 | 0 | 0 | 0 | 0 | 0 | 0
CT Fac. Spec. - SO2 Rate Annual v3.1, Unit 4164 and retrofits | 312 | 1769 | Rate Constraint in lbs/MMBtu | FALSE | L | Annual | Allowances Sold SO2 | MTons | 0 | 0 | 0 | 0 | 0 | 0 | 0
CT Fac. Spec. - SO2 Rate Annual v3.1, Unit 4164 and retrofits | 312 | 1769 | Rate Constraint in lbs/MMBtu | FALSE | L | Annual | Allowances Banked | MTons | 0 | 0 | 0 | 0 | 0 | 0 | 0
CT Fac. Spec. - SO2 Rate Annual v3.1, Unit 4164 and retrofits | 312 | 1769 | Rate Constraint in lbs/MMBtu | FALSE | L | Annual | Allowances Withdrawn (1:1) | MTons | 0 | 0 | 0 | 0 | 0 | 0 | 0
CT Fac. Spec. - SO2 Rate Annual v3.1, Unit 4164 and retrofits | 312 | 1769 | Rate Constraint in lbs/MMBtu | FALSE | L | Annual | Allowances Withdrawn (n:1) | MTons | 0 | 0 | 0 | 0 | 0 | 0 | 0
CT Fac. Spec. - SO2 Rate Annual v3.1, Unit 4164 and retrofits | 312 | 1769 | Rate Constraint in lbs/MMBtu | FALSE | L | Annual | Net Emissions Allowance Position | MTons | 0 | 0 | 0 | 0 | 0 | 0 | 0
CT Fac. Spec. - SO2 Rate Annual v3.1, Unit 4164 and retrofits | 312 | 1769 | Rate Constraint in lbs/MMBtu | FALSE | L | Annual | Fuel Consumed | TBtu | 0 | 0 | 0 | 0 | 0 | 0 | 0
CT Fac. Spec. - SO2 Rate Annual v3.1, Unit 4164 and retrofits | 312 | 1769 | Rate Constraint in lbs/MMBtu | FALSE | L | Annual | Rate | lb/MMBtu | 0 | 0 | 0 | 0 | 0 | 0 | 0
CT Fac. Spec. - SO2 Rate Annual v3.1, Unit 4164 and retrofits | 312 | 1769 | Rate Constraint in lbs/MMBtu | FALSE | L | Annual | Generation | TWh | 0 | 0 | 0 | 0 | 0 | 0 | 0
CT Fac. Spec. - SO2 Rate Annual v3.1, Unit 4164 and retrofits | 312 | 1769 | Rate Constraint in lbs/MMBtu | FALSE | L | Annual | Qualifying Generation | TWh | 0 | 0 | 0 | 0 | 0 | 0 | 0
CT Fac. Spec. - SO2 Rate Annual v3.1, Unit 4164 and retrofits | 312 | 1769 | Rate Constraint in lbs/MMBtu | FALSE | L | Annual | Rate | lb/MWh | 0 | 0 | 0 | 0 | 0 | 0 | 0
CT Fac. Spec. - SO2 Rate Annual v3.1, Unit 4164 and retrofits | 312 | 1769 | Rate Constraint in lbs/MMBtu | FALSE | L | Annual | Constraint Shadow Price | US$/Ton | 0 | 0 | 0 | 0 | 0 | 0 | 0
DE Facility Specific - Hg Annual Reduction v3.1 | 313 | 1521 | MACT Fuel Choice Floor in lbs/MMBtu | FALSE | L | Annual | Seasons Included | Seasons | Winter, Summer | Winter, Summer | Winter, Summer | Winter, Summer | Winter, Summer | Winter, Summer | Winter, Summer
DE Facility Specific - Hg Annual Reduction v3.1 | 313 | 1521 | MACT Fuel Choice Floor in lbs/MMBtu | FALSE | L | Annual | Emission Floor | lbs/MMBtu | 6e-07 | 6e-07 | 6e-07 | 6e-07 | 6e-07 | 6e-07 | 6e-07
DE Facility Specific - Hg Annual Reduction v3.1 | 313 | 1521 | MACT Fuel Choice Floor in lbs/MMBtu | FALSE | L | Annual | Emissions at Affected Plants MER | lbs | 11.9982 | 8.6597 | 0 | 0 | 0 | 0 | 0
DE Facility Specific - Hg Annual Reduction v3.1 | 313 | 1521 | MACT Fuel Choice Floor in lbs/MMBtu | FALSE | L | Annual | Allowances Purchased MER | lbs | 0 | 0 | 0 | 0 | 0 | 0 | 0
DE Facility Specific - Hg Annual Reduction v3.1 | 313 | 1521 | MACT Fuel Choice Floor in lbs/MMBtu | FALSE | L | Annual | Allowances Sold MER | lbs | 0 | 0 | 0 | 0 | 0 | 0 | 0
DE Facility Specific - Hg Annual Reduction v3.1 | 313 | 1521 | MACT Fuel Choice Floor in lbs/MMBtu | FALSE | L | Annual | Allowances Banked | lbs | 0 | 0 | 0 | 0 | 0 | 0 | 0
DE Facility Specific - Hg Annual Reduction v3.1 | 313 | 1521 | MACT Fuel Choice Floor in lbs/MMBtu | FALSE | L | Annual | Allowances Withdrawn (1:1) | lbs | 0 | 0 | 0 | 0 | 0 | 0 | 0
DE Facility Specific - Hg Annual Reduction v3.1 | 313 | 1521 | MACT Fuel Choice Floor in lbs/MMBtu | FALSE | L | Annual | Allowances Withdrawn (n:1) | lbs | 0 | 0 | 0 | 0 | 0 | 0 | 0
DE Facility Specific - Hg Annual Reduction v3.1 | 313 | 1521 | MACT Fuel Choice Floor in lbs/MMBtu | FALSE | L | Annual | Net Emissions Allowance Position | lbs | 11.9982 | 8.6597 | 0 | 0 | 0 | 0 | 0
DE Facility Specific - Hg Annual Reduction v3.1 | 313 | 1521 | MACT Fuel Choice Floor in lbs/MMBtu | FALSE | L | Annual | Fuel Consumed | TBtu | 15.4747 | 11.1688 | 0 | 0 | 0 | 0 | 0
DE Facility Specific - Hg Annual Reduction v3.1 | 313 | 1521 | MACT Fuel Choice Floor in lbs/MMBtu | FALSE | L | Annual | Rate | lb/MMBtu | 7.7534e-07 | 7.7534e-07 | 0 | 0 | 0 | 0 | 0
DE Facility Specific - Hg Annual Reduction v3.1 | 313 | 1521 | MACT Fuel Choice Floor in lbs/MMBtu | FALSE | L | Annual | Generation | TWh | 1.3546 | 0.97765 | 0 | 0 | 0 | 0 | 0
DE Facility Specific - Hg Annual Reduction v3.1 | 313 | 1521 | MACT Fuel Choice Floor in lbs/MMBtu | FALSE | L | Annual | Qualifying Generation | TWh | 1.3546 | 0.97765 | 0 | 0 | 0 | 0 | 0
DE Facility Specific - Hg Annual Reduction v3.1 | 313 | 1521 | MACT Fuel Choice Floor in lbs/MMBtu | FALSE | L | Annual | Constraint Shadow Price | US$/Lb | 0 | 0 | 0 | 0 | 0 | 0 | 0
DE Facility Specific - NOx Annual Rate v3.1, Unit 3638 and retrofits | 314 | 1519 | Rate Constraint in lbs/MMBtu | FALSE | L | Annual | Seasons Included | Seasons | Winter, Summer | Winter, Summer | Winter, Summer | Winter, Summer | Winter, Summer | Winter, Summer | Winter, Summer
DE Facility Specific - NOx Annual Rate v3.1, Unit 3638 and retrofits | 314 | 1519 | Rate Constraint in lbs/MMBtu | FALSE | L | Annual | Standard | lb/MMBtu | 0.125 | 0.125 | 0.125 | 0.125 | 0.125 | 0.125 | 0.125
DE Facility Specific - NOx Annual Rate v3.1, Unit 3638 and retrofits | 314 | 1519 | Rate Constraint in lbs/MMBtu | FALSE | L | Annual | Emissions at Affected Plants NOX | MTons | 0.0070897 | 0 | 0 | 0 | 0 | 0 | 0
DE Facility Specific - NOx Annual Rate v3.1, Unit 3638 and retrofits | 314 | 1519 | Rate Constraint in lbs/MMBtu | FALSE | L | Annual | Allowances Purchased NOX | MTons | 0 | 0 | 0 | 0 | 0 | 0 | 0
DE Facility Specific - NOx Annual Rate v3.1, Unit 3638 and retrofits | 314 | 1519 | Rate Constraint in lbs/MMBtu | FALSE | L | Annual | Allowances Sold NOX | MTons | 0 | 0 | 0 | 0 | 0 | 0 | 0
DE Facility Specific - NOx Annual Rate v3.1, Unit 3638 and retrofits | 314 | 1519 | Rate Constraint in lbs/MMBtu | FALSE | L | Annual | Allowances Banked | MTons | 0 | 0 | 0 | 0 | 0 | 0 | 0
DE Facility Specific - NOx Annual Rate v3.1, Unit 3638 and retrofits | 314 | 1519 | Rate Constraint in lbs/MMBtu | FALSE | L | Annual | Allowances Withdrawn (1:1) | MTons | 0 | 0 | 0 | 0 | 0 | 0 | 0
DE Facility Specific - NOx Annual Rate v3.1, Unit 3638 and retrofits | 314 | 1519 | Rate Constraint in lbs/MMBtu | FALSE | L | Annual | Allowances Withdrawn (n:1) | MTons | 0 | 0 | 0 | 0 | 0 | 0 | 0
DE Facility Specific - NOx Annual Rate v3.1, Unit 3638 and retrofits | 314 | 1519 | Rate Constraint in lbs/MMBtu | FALSE | L | Annual | Net Emissions Allowance Position | MTons | 0.0070897 | 0 | 0 | 0 | 0 | 0 | 0
DE Facility Specific - NOx Annual Rate v3.1, Unit 3638 and retrofits | 314 | 1519 | Rate Constraint in lbs/MMBtu | FALSE | L | Annual | Fuel Consumed | TBtu | 0.17692 | 0 | 0 | 0 | 0 | 0 | 0
DE Facility Specific - NOx Annual Rate v3.1, Unit 3638 and retrofits | 314 | 1519 | Rate Constraint in lbs/MMBtu | FALSE | L | Annual | Rate | lb/MMBtu | 0.080148 | 0 | 0 | 0 | 0 | 0 | 0
DE Facility Specific - NOx Annual Rate v3.1, Unit 3638 and retrofits | 314 | 1519 | Rate Constraint in lbs/MMBtu | FALSE | L | Annual | Generation | TWh | 0.015118 | 0 | 0 | 0 | 0 | 0 | 0
DE Facility Specific - NOx Annual Rate v3.1, Unit 3638 and retrofits | 314 | 1519 | Rate Constraint in lbs/MMBtu | FALSE | L | Annual | Qualifying Generation | TWh | 0.015118 | 0 | 0 | 0 | 0 | 0 | 0
DE Facility Specific - NOx Annual Rate v3.1, Unit 3638 and retrofits | 314 | 1519 | Rate Constraint in lbs/MMBtu | FALSE | L | Annual | Rate | lb/MWh | 0.46895 | 0 | 0 | 0 | 0 | 0 | 0
DE Facility Specific - NOx Annual Rate v3.1, Unit 3638 and retrofits | 314 | 1519 | Rate Constraint in lbs/MMBtu | FALSE | L | Annual | Constraint Shadow Price | US$/Ton | 0 | 0 | 0 | 0 | 0 | 0 | 0
DE Facility Specific - NOx Annual Rate v3.1, Unit 4107 and retrofits | 315 | 1519 | Rate Constraint in lbs/MMBtu | FALSE | L | Annual | Seasons Included | Seasons | Winter, Summer | Winter, Summer | Winter, Summer | Winter, Summer | Winter, Summer | Winter, Summer | Winter, Summer
DE Facility Specific - NOx Annual Rate v3.1, Unit 4107 and retrofits | 315 | 1519 | Rate Constraint in lbs/MMBtu | FALSE | L | Annual | Standard | lb/MMBtu | 0.125 | 0.125 | 0.125 | 0.125 | 0.125 | 0.125 | 0.125
DE Facility Specific - NOx Annual Rate v3.1, Unit 4107 and retrofits | 315 | 1519 | Rate Constraint in lbs/MMBtu | FALSE | L | Annual | Emissions at Affected Plants NOX | MTons | 0.53671 | 0.38737 | 0 | 0 | 0 | 0 | 0
DE Facility Specific - NOx Annual Rate v3.1, Unit 4107 and retrofits | 315 | 1519 | Rate Constraint in lbs/MMBtu | FALSE | L | Annual | Allowances Purchased NOX | MTons | 0 | 0 | 0 | 0 | 0 | 0 | 0
DE Facility Specific - NOx Annual Rate v3.1, Unit 4107 and retrofits | 315 | 1519 | Rate Constraint in lbs/MMBtu | FALSE | L | Annual | Allowances Sold NOX | MTons | 0 | 0 | 0 | 0 | 0 | 0 | 0
DE Facility Specific - NOx Annual Rate v3.1, Unit 4107 and retrofits | 315 | 1519 | Rate Constraint in lbs/MMBtu | FALSE | L | Annual | Allowances Banked | MTons | 0 | 0 | 0 | 0 | 0 | 0 | 0
DE Facility Specific - NOx Annual Rate v3.1, Unit 4107 and retrofits | 315 | 1519 | Rate Constraint in lbs/MMBtu | FALSE | L | Annual | Allowances Withdrawn (1:1) | MTons | 0 | 0 | 0 | 0 | 0 | 0 | 0
DE Facility Specific - NOx Annual Rate v3.1, Unit 4107 and retrofits | 315 | 1519 | Rate Constraint in lbs/MMBtu | FALSE | L | Annual | Allowances Withdrawn (n:1) | MTons | 0 | 0 | 0 | 0 | 0 | 0 | 0
DE Facility Specific - NOx Annual Rate v3.1, Unit 4107 and retrofits | 315 | 1519 | Rate Constraint in lbs/MMBtu | FALSE | L | Annual | Net Emissions Allowance Position | MTons | 0.53671 | 0.38737 | 0 | 0 | 0 | 0 | 0
DE Facility Specific - NOx Annual Rate v3.1, Unit 4107 and retrofits | 315 | 1519 | Rate Constraint in lbs/MMBtu | FALSE | L | Annual | Fuel Consumed | TBtu | 15.4747 | 11.1688 | 0 | 0 | 0 | 0 | 0
DE Facility Specific - NOx Annual Rate v3.1, Unit 4107 and retrofits | 315 | 1519 | Rate Constraint in lbs/MMBtu | FALSE | L | Annual | Rate | lb/MMBtu | 0.069367 | 0.069367 | 0 | 0 | 0 | 0 | 0
DE Facility Specific - NOx Annual Rate v3.1, Unit 4107 and retrofits | 315 | 1519 | Rate Constraint in lbs/MMBtu | FALSE | L | Annual | Generation | TWh | 1.3546 | 0.97765 | 0 | 0 | 0 | 0 | 0
DE Facility Specific - NOx Annual Rate v3.1, Unit 4107 and retrofits | 315 | 1519 | Rate Constraint in lbs/MMBtu | FALSE | L | Annual | Qualifying Generation | TWh | 1.3546 | 0.97765 | 0 | 0 | 0 | 0 | 0
DE Facility Specific - NOx Annual Rate v3.1, Unit 4107 and retrofits | 315 | 1519 | Rate Constraint in lbs/MMBtu | FALSE | L | Annual | Rate | lb/MWh | 0.39623 | 0.39623 | 0 | 0 | 0 | 0 | 0
DE Facility Specific - NOx Annual Rate v3.1, Unit 4107 and retrofits | 315 | 1519 | Rate Constraint in lbs/MMBtu | FALSE | L | Annual | Constraint Shadow Price | US$/Ton | 0 | 0 | 0 | 0 | 0 | 0 | 0
DE Facility Specific - NOx Annual Rate v3.1, Unit 4128 and retrofits | 316 | 1519 | Rate Constraint in lbs/MMBtu | FALSE | L | Annual | Seasons Included | Seasons | Winter, Summer | Winter, Summer | Winter, Summer | Winter, Summer | Winter, Summer | Winter, Summer | Winter, Summer
DE Facility Specific - NOx Annual Rate v3.1, Unit 4128 and retrofits | 316 | 1519 | Rate Constraint in lbs/MMBtu | FALSE | L | Annual | Standard | lb/MMBtu | 0.125 | 0.125 | 0.125 | 0.125 | 0.125 | 0.125 | 0.125
DE Facility Specific - NOx Annual Rate v3.1, Unit 4128 and retrofits | 316 | 1519 | Rate Constraint in lbs/MMBtu | FALSE | L | Annual | Emissions at Affected Plants NOX | MTons | 0 | 0 | 0 | 0 | 0 | 0 | 0
DE Facility Specific - NOx Annual Rate v3.1, Unit 4128 and retrofits | 316 | 1519 | Rate Constraint in lbs/MMBtu | FALSE | L | Annual | Allowances Purchased NOX | MTons | 0 | 0 | 0 | 0 | 0 | 0 | 0
DE Facility Specific - NOx Annual Rate v3.1, Unit 4128 and retrofits | 316 | 1519 | Rate Constraint in lbs/MMBtu | FALSE | L | Annual | Allowances Sold NOX | MTons | 0 | 0 | 0 | 0 | 0 | 0 | 0
DE Facility Specific - NOx Annual Rate v3.1, Unit 4128 and retrofits | 316 | 1519 | Rate Constraint in lbs/MMBtu | FALSE | L | Annual | Allowances Banked | MTons | 0 | 0 | 0 | 0 | 0 | 0 | 0
DE Facility Specific - NOx Annual Rate v3.1, Unit 4128 and retrofits | 316 | 1519 | Rate Constraint in lbs/MMBtu | FALSE | L | Annual | Allowances Withdrawn (1:1) | MTons | 0 | 0 | 0 | 0 | 0 | 0 | 0
DE Facility Specific - NOx Annual Rate v3.1, Unit 4128 and retrofits | 316 | 1519 | Rate Constraint in lbs/MMBtu | FALSE | L | Annual | Allowances Withdrawn (n:1) | MTons | 0 | 0 | 0 | 0 | 0 | 0 | 0
DE Facility Specific - NOx Annual Rate v3.1, Unit 4128 and retrofits | 316 | 1519 | Rate Constraint in lbs/MMBtu | FALSE | L | Annual | Net Emissions Allowance Position | MTons | 0 | 0 | 0 | 0 | 0 | 0 | 0
DE Facility Specific - NOx Annual Rate v3.1, Unit 4128 and retrofits | 316 | 1519 | Rate Constraint in lbs/MMBtu | FALSE | L | Annual | Fuel Consumed | TBtu | 0 | 0 | 0 | 0 | 0 | 0 | 0
DE Facility Specific - NOx Annual Rate v3.1, Unit 4128 and retrofits | 316 | 1519 | Rate Constraint in lbs/MMBtu | FALSE | L | Annual | Rate | lb/MMBtu | 0 | 0 | 0 | 0 | 0 | 0 | 0
DE Facility Specific - NOx Annual Rate v3.1, Unit 4128 and retrofits | 316 | 1519 | Rate Constraint in lbs/MMBtu | FALSE | L | Annual | Generation | TWh | 0 | 0 | 0 | 0 | 0 | 0 | 0
DE Facility Specific - NOx Annual Rate v3.1, Unit 4128 and retrofits | 316 | 1519 | Rate Constraint in lbs/MMBtu | FALSE | L | Annual | Qualifying Generation | TWh | 0 | 0 | 0 | 0 | 0 | 0 | 0
DE Facility Specific - NOx Annual Rate v3.1, Unit 4128 and retrofits | 316 | 1519 | Rate Constraint in lbs/MMBtu | FALSE | L | Annual | Rate | lb/MWh | 0 | 0 | 0 | 0 | 0 | 0 | 0
DE Facility Specific - NOx Annual Rate v3.1, Unit 4128 and retrofits | 316 | 1519 | Rate Constraint in lbs/MMBtu | FALSE | L | Annual | Constraint Shadow Price | US$/Ton | 0 | 0 | 0 | 0 | 0 | 0 | 0
DE Facility Specific - NOx Annual Rate v3.1, Unit 4129 and retrofits | 317 | 1519 | Rate Constraint in lbs/MMBtu | FALSE | L | Annual | Seasons Included | Seasons | Winter, Summer | Winter, Summer | Winter, Summer | Winter, Summer | Winter, Summer | Winter, Summer | Winter, Summer
DE Facility Specific - NOx Annual Rate v3.1, Unit 4129 and retrofits | 317 | 1519 | Rate Constraint in lbs/MMBtu | FALSE | L | Annual | Standard | lb/MMBtu | 0.125 | 0.125 | 0.125 | 0.125 | 0.125 | 0.125 | 0.125
DE Facility Specific - NOx Annual Rate v3.1, Unit 4129 and retrofits | 317 | 1519 | Rate Constraint in lbs/MMBtu | FALSE | L | Annual | Emissions at Affected Plants NOX | MTons | 0 | 0 | 0 | 0 | 0 | 0 | 0
DE Facility Specific - NOx Annual Rate v3.1, Unit 4129 and retrofits | 317 | 1519 | Rate Constraint in lbs/MMBtu | FALSE | L | Annual | Allowances Purchased NOX | MTons | 0 | 0 | 0 | 0 | 0 | 0 | 0
DE Facility Specific - NOx Annual Rate v3.1, Unit 4129 and retrofits | 317 | 1519 | Rate Constraint in lbs/MMBtu | FALSE | L | Annual | Allowances Sold NOX | MTons | 0 | 0 | 0 | 0 | 0 | 0 | 0
DE Facility Specific - NOx Annual Rate v3.1, Unit 4129 and retrofits | 317 | 1519 | Rate Constraint in lbs/MMBtu | FALSE | L | Annual | Allowances Banked | MTons | 0 | 0 | 0 | 0 | 0 | 0 | 0
DE Facility Specific - NOx Annual Rate v3.1, Unit 4129 and retrofits | 317 | 1519 | Rate Constraint in lbs/MMBtu | FALSE | L | Annual | Allowances Withdrawn (1:1) | MTons | 0 | 0 | 0 | 0 | 0 | 0 | 0
DE Facility Specific - NOx Annual Rate v3.1, Unit 4129 and retrofits | 317 | 1519 | Rate Constraint in lbs/MMBtu | FALSE | L | Annual | Allowances Withdrawn (n:1) | MTons | 0 | 0 | 0 | 0 | 0 | 0 | 0
DE Facility Specific - NOx Annual Rate v3.1, Unit 4129 and retrofits | 317 | 1519 | Rate Constraint in lbs/MMBtu | FALSE | L | Annual | Net Emissions Allowance Position | MTons | 0 | 0 | 0 | 0 | 0 | 0 | 0
DE Facility Specific - NOx Annual Rate v3.1, Unit 4129 and retrofits | 317 | 1519 | Rate Constraint in lbs/MMBtu | FALSE | L | Annual | Fuel Consumed | TBtu | 0 | 0 | 0 | 0 | 0 | 0 | 0
DE Facility Specific - NOx Annual Rate v3.1, Unit 4129 and retrofits | 317 | 1519 | Rate Constraint in lbs/MMBtu | FALSE | L | Annual | Rate | lb/MMBtu | 0 | 0 | 0 | 0 | 0 | 0 | 0
DE Facility Specific - NOx Annual Rate v3.1, Unit 4129 and retrofits | 317 | 1519 | Rate Constraint in lbs/MMBtu | FALSE | L | Annual | Generation | TWh | 0 | 0 | 0 | 0 | 0 | 0 | 0
DE Facility Specific - NOx Annual Rate v3.1, Unit 4129 and retrofits | 317 | 1519 | Rate Constraint in lbs/MMBtu | FALSE | L | Annual | Qualifying Generation | TWh | 0 | 0 | 0 | 0 | 0 | 0 | 0
DE Facility Specific - NOx Annual Rate v3.1, Unit 4129 and retrofits | 317 | 1519 | Rate Constraint in lbs/MMBtu | FALSE | L | Annual | Rate | lb/MWh | 0 | 0 | 0 | 0 | 0 | 0 | 0
DE Facility Specific - NOx Annual Rate v3.1, Unit 4129 and retrofits | 317 | 1519 | Rate Constraint in lbs/MMBtu | FALSE | L | Annual | Constraint Shadow Price | US$/Ton | 0 | 0 | 0 | 0 | 0 | 0 | 0
DE Facility Specific - SO2 Annual Rate v3.1, Unit 3638 and retrofits | 318 | 1520 | Rate Constraint in lbs/MMBtu | FALSE | L | Annual | Seasons Included | Seasons | Winter, Summer | Winter, Summer | Winter, Summer | Winter, Summer | Winter, Summer | Winter, Summer | Winter, Summer
DE Facility Specific - SO2 Annual Rate v3.1, Unit 3638 and retrofits | 318 | 1520 | Rate Constraint in lbs/MMBtu | FALSE | L | Annual | Standard | lb/MMBtu | 0.26 | 0.26 | 0.26 | 0.26 | 0.26 | 0.26 | 0.26
DE Facility Specific - SO2 Annual Rate v3.1, Unit 3638 and retrofits | 318 | 1520 | Rate Constraint in lbs/MMBtu | FALSE | L | Annual | Emissions at Affected Plants SO2 | MTons | 0 | 0 | 0 | 0 | 0 | 0 | 0
DE Facility Specific - SO2 Annual Rate v3.1, Unit 3638 and retrofits | 318 | 1520 | Rate Constraint in lbs/MMBtu | FALSE | L | Annual | Allowances Purchased SO2 | MTons | 0 | 0 | 0 | 0 | 0 | 0 | 0
DE Facility Specific - SO2 Annual Rate v3.1, Unit 3638 and retrofits | 318 | 1520 | Rate Constraint in lbs/MMBtu | FALSE | L | Annual | Allowances Sold SO2 | MTons | 0 | 0 | 0 | 0 | 0 | 0 | 0
DE Facility Specific - SO2 Annual Rate v3.1, Unit 3638 and retrofits | 318 | 1520 | Rate Constraint in lbs/MMBtu | FALSE | L | Annual | Allowances Banked | MTons | 0 | 0 | 0 | 0 | 0 | 0 | 0
DE Facility Specific - SO2 Annual Rate v3.1, Unit 3638 and retrofits | 318 | 1520 | Rate Constraint in lbs/MMBtu | FALSE | L | Annual | Allowances Withdrawn (1:1) | MTons | 0 | 0 | 0 | 0 | 0 | 0 | 0
DE Facility Specific - SO2 Annual Rate v3.1, Unit 3638 and retrofits | 318 | 1520 | Rate Constraint in lbs/MMBtu | FALSE | L | Annual | Allowances Withdrawn (n:1) | MTons | 0 | 0 | 0 | 0 | 0 | 0 | 0
DE Facility Specific - SO2 Annual Rate v3.1, Unit 3638 and retrofits | 318 | 1520 | Rate Constraint in lbs/MMBtu | FALSE | L | Annual | Net Emissions Allowance Position | MTons | 0 | 0 | 0 | 0 | 0 | 0 | 0
DE Facility Specific - SO2 Annual Rate v3.1, Unit 3638 and retrofits | 318 | 1520 | Rate Constraint in lbs/MMBtu | FALSE | L | Annual | Fuel Consumed | TBtu | 0.17692 | 0 | 0 | 0 | 0 | 0 | 0
DE Facility Specific - SO2 Annual Rate v3.1, Unit 3638 and retrofits | 318 | 1520 | Rate Constraint in lbs/MMBtu | FALSE | L | Annual | Rate | lb/MMBtu | 0 | 0 | 0 | 0 | 0 | 0 | 0
DE Facility Specific - SO2 Annual Rate v3.1, Unit 3638 and retrofits | 318 | 1520 | Rate Constraint in lbs/MMBtu | FALSE | L | Annual | Generation | TWh | 0.015118 | 0 | 0 | 0 | 0 | 0 | 0
DE Facility Specific - SO2 Annual Rate v3.1, Unit 3638 and retrofits | 318 | 1520 | Rate Constraint in lbs/MMBtu | FALSE | L | Annual | Qualifying Generation | TWh | 0.015118 | 0 | 0 | 0 | 0 | 0 | 0
DE Facility Specific - SO2 Annual Rate v3.1, Unit 3638 and retrofits | 318 | 1520 | Rate Constraint in lbs/MMBtu | FALSE | L | Annual | Rate | lb/MWh | 0 | 0 | 0 | 0 | 0 | 0 | 0
DE Facility Specific - SO2 Annual Rate v3.1, Unit 3638 and retrofits | 318 | 1520 | Rate Constraint in lbs/MMBtu | FALSE | L | Annual | Constraint Shadow Price | US$/Ton | 0 | 0 | 0 | 0 | 0 | 0 | 0
DE Facility Specific - SO2 Annual Rate v3.1, Unit 4107 and retrofits | 319 | 1520 | Rate Constraint in lbs/MMBtu | FALSE | L | Annual | Seasons Included | Seasons | Winter, Summer | Winter, Summer | Winter, Summer | Winter, Summer | Winter, Summer | Winter, Summer | Winter, Summer
DE Facility Specific - SO2 Annual Rate v3.1, Unit 4107 and retrofits | 319 | 1520 | Rate Constraint in lbs/MMBtu | FALSE | L | Annual | Standard | lb/MMBtu | 0.26 | 0.26 | 0.26 | 0.26 | 0.26 | 0.26 | 0.26
DE Facility Specific - SO2 Annual Rate v3.1, Unit 4107 and retrofits | 319 | 1520 | Rate Constraint in lbs/MMBtu | FALSE | L | Annual | Emissions at Affected Plants SO2 | MTons | 1.3858 | 1.0002 | 0 | 0 | 0 | 0 | 0
DE Facility Specific - SO2 Annual Rate v3.1, Unit 4107 and retrofits | 319 | 1520 | Rate Constraint in lbs/MMBtu | FALSE | L | Annual | Allowances Purchased SO2 | MTons | 0 | 0 | 0 | 0 | 0 | 0 | 0
DE Facility Specific - SO2 Annual Rate v3.1, Unit 4107 and retrofits | 319 | 1520 | Rate Constraint in lbs/MMBtu | FALSE | L | Annual | Allowances Sold SO2 | MTons | 0 | 0 | 0 | 0 | 0 | 0 | 0
DE Facility Specific - SO2 Annual Rate v3.1, Unit 4107 and retrofits | 319 | 1520 | Rate Constraint in lbs/MMBtu | FALSE | L | Annual | Allowances Banked | MTons | 0 | 0 | 0 | 0 | 0 | 0 | 0
DE Facility Specific - SO2 Annual Rate v3.1, Unit 4107 and retrofits | 319 | 1520 | Rate Constraint in lbs/MMBtu | FALSE | L | Annual | Allowances Withdrawn (1:1) | MTons | 0 | 0 | 0 | 0 | 0 | 0 | 0
DE Facility Specific - SO2 Annual Rate v3.1, Unit 4107 and retrofits | 319 | 1520 | Rate Constraint in lbs/MMBtu | FALSE | L | Annual | Allowances Withdrawn (n:1) | MTons | 0 | 0 | 0 | 0 | 0 | 0 | 0
DE Facility Specific - SO2 Annual Rate v3.1, Unit 4107 and retrofits | 319 | 1520 | Rate Constraint in lbs/MMBtu | FALSE | L | Annual | Net Emissions Allowance Position | MTons | 1.3858 | 1.0002 | 0 | 0 | 0 | 0 | 0
DE Facility Specific - SO2 Annual Rate v3.1, Unit 4107 and retrofits | 319 | 1520 | Rate Constraint in lbs/MMBtu | FALSE | L | Annual | Fuel Consumed | TBtu | 15.4747 | 11.1688 | 0 | 0 | 0 | 0 | 0
DE Facility Specific - SO2 Annual Rate v3.1, Unit 4107 and retrofits | 319 | 1520 | Rate Constraint in lbs/MMBtu | FALSE | L | Annual | Rate | lb/MMBtu | 0.17911 | 0.17911 | 0 | 0 | 0 | 0 | 0
DE Facility Specific - SO2 Annual Rate v3.1, Unit 4107 and retrofits | 319 | 1520 | Rate Constraint in lbs/MMBtu | FALSE | L | Annual | Generation | TWh | 1.3546 | 0.97765 | 0 | 0 | 0 | 0 | 0
DE Facility Specific - SO2 Annual Rate v3.1, Unit 4107 and retrofits | 319 | 1520 | Rate Constraint in lbs/MMBtu | FALSE | L | Annual | Qualifying Generation | TWh | 1.3546 | 0.97765 | 0 | 0 | 0 | 0 | 0
DE Facility Specific - SO2 Annual Rate v3.1, Unit 4107 and retrofits | 319 | 1520 | Rate Constraint in lbs/MMBtu | FALSE | L | Annual | Rate | lb/MWh | 1.0231 | 1.0231 | 0 | 0 | 0 | 0 | 0
DE Facility Specific - SO2 Annual Rate v3.1, Unit 4107 and retrofits | 319 | 1520 | Rate Constraint in lbs/MMBtu | FALSE | L | Annual | Constraint Shadow Price | US$/Ton | 0 | 0 | 0 | 0 | 0 | 0 | 0
DE Facility Specific - SO2 Annual Rate v3.1, Unit 4128 and retrofits | 320 | 1520 | Rate Constraint in lbs/MMBtu | FALSE | L | Annual | Seasons Included | Seasons | Winter, Summer | Winter, Summer | Winter, Summer | Winter, Summer | Winter, Summer | Winter, Summer | Winter, Summer
DE Facility Specific - SO2 Annual Rate v3.1, Unit 4128 and retrofits | 320 | 1520 | Rate Constraint in lbs/MMBtu | FALSE | L | Annual | Standard | lb/MMBtu | 0.26 | 0.26 | 0.26 | 0.26 | 0.26 | 0.26 | 0.26
DE Facility Specific - SO2 Annual Rate v3.1, Unit 4128 and retrofits | 320 | 1520 | Rate Constraint in lbs/MMBtu | FALSE | L | Annual | Emissions at Affected Plants SO2 | MTons | 0 | 0 | 0 | 0 | 0 | 0 | 0
DE Facility Specific - SO2 Annual Rate v3.1, Unit 4128 and retrofits | 320 | 1520 | Rate Constraint in lbs/MMBtu | FALSE | L | Annual | Allowances Purchased SO2 | MTons | 0 | 0 | 0 | 0 | 0 | 0 | 0
DE Facility Specific - SO2 Annual Rate v3.1, Unit 4128 and retrofits | 320 | 1520 | Rate Constraint in lbs/MMBtu | FALSE | L | Annual | Allowances Sold SO2 | MTons | 0 | 0 | 0 | 0 | 0 | 0 | 0
DE Facility Specific - SO2 Annual Rate v3.1, Unit 4128 and retrofits | 320 | 1520 | Rate Constraint in lbs/MMBtu | FALSE | L | Annual | Allowances Banked | MTons | 0 | 0 | 0 | 0 | 0 | 0 | 0
DE Facility Specific - SO2 Annual Rate v3.1, Unit 4128 and retrofits | 320 | 1520 | Rate Constraint in lbs/MMBtu | FALSE | L | Annual | Allowances Withdrawn (1:1) | MTons | 0 | 0 | 0 | 0 | 0 | 0 | 0
DE Facility Specific - SO2 Annual Rate v3.1, Unit 4128 and retrofits | 320 | 1520 | Rate Constraint in lbs/MMBtu | FALSE | L | Annual | Allowances Withdrawn (n:1) | MTons | 0 | 0 | 0 | 0 | 0 | 0 | 0
DE Facility Specific - SO2 Annual Rate v3.1, Unit 4128 and retrofits | 320 | 1520 | Rate Constraint in lbs/MMBtu | FALSE | L | Annual | Net Emissions Allowance Position | MTons | 0 | 0 | 0 | 0 | 0 | 0 | 0
DE Facility Specific - SO2 Annual Rate v3.1, Unit 4128 and retrofits | 320 | 1520 | Rate Constraint in lbs/MMBtu | FALSE | L | Annual | Fuel Consumed | TBtu | 0 | 0 | 0 | 0 | 0 | 0 | 0
DE Facility Specific - SO2 Annual Rate v3.1, Unit 4128 and retrofits | 320 | 1520 | Rate Constraint in lbs/MMBtu | FALSE | L | Annual | Rate | lb/MMBtu | 0 | 0 | 0 | 0 | 0 | 0 | 0
DE Facility Specific - SO2 Annual Rate v3.1, Unit 4128 and retrofits | 320 | 1520 | Rate Constraint in lbs/MMBtu | FALSE | L | Annual | Generation | TWh | 0 | 0 | 0 | 0 | 0 | 0 | 0
DE Facility Specific - SO2 Annual Rate v3.1, Unit 4128 and retrofits | 320 | 1520 | Rate Constraint in lbs/MMBtu | FALSE | L | Annual | Qualifying Generation | TWh | 0 | 0 | 0 | 0 | 0 | 0 | 0
DE Facility Specific - SO2 Annual Rate v3.1, Unit 4128 and retrofits | 320 | 1520 | Rate Constraint in lbs/MMBtu | FALSE | L | Annual | Rate | lb/MWh | 0 | 0 | 0 | 0 | 0 | 0 | 0
DE Facility Specific - SO2 Annual Rate v3.1, Unit 4128 and retrofits | 320 | 1520 | Rate Constraint in lbs/MMBtu | FALSE | L | Annual | Constraint Shadow Price | US$/Ton | 0 | 0 | 0 | 0 | 0 | 0 | 0
DE Facility Specific - SO2 Annual Rate v3.1, Unit 4129 and retrofits | 321 | 1520 | Rate Constraint in lbs/MMBtu | FALSE | L | Annual | Seasons Included | Seasons | Winter, Summer | Winter, Summer | Winter, Summer | Winter, Summer | Winter, Summer | Winter, Summer | Winter, Summer
DE Facility Specific - SO2 Annual Rate v3.1, Unit 4129 and retrofits | 321 | 1520 | Rate Constraint in lbs/MMBtu | FALSE | L | Annual | Standard | lb/MMBtu | 0.26 | 0.26 | 0.26 | 0.26 | 0.26 | 0.26 | 0.26
DE Facility Specific - SO2 Annual Rate v3.1, Unit 4129 and retrofits | 321 | 1520 | Rate Constraint in lbs/MMBtu | FALSE | L | Annual | Emissions at Affected Plants SO2 | MTons | 0 | 0 | 0 | 0 | 0 | 0 | 0
DE Facility Specific - SO2 Annual Rate v3.1, Unit 4129 and retrofits | 321 | 1520 | Rate Constraint in lbs/MMBtu | FALSE | L | Annual | Allowances Purchased SO2 | MTons | 0 | 0 | 0 | 0 | 0 | 0 | 0
DE Facility Specific - SO2 Annual Rate v3.1, Unit 4129 and retrofits | 321 | 1520 | Rate Constraint in lbs/MMBtu | FALSE | L | Annual | Allowances Sold SO2 | MTons | 0 | 0 | 0 | 0 | 0 | 0 | 0
DE Facility Specific - SO2 Annual Rate v3.1, Unit 4129 and retrofits | 321 | 1520 | Rate Constraint in lbs/MMBtu | FALSE | L | Annual | Allowances Banked | MTons | 0 | 0 | 0 | 0 | 0 | 0 | 0
DE Facility Specific - SO2 Annual Rate v3.1, Unit 4129 and retrofits | 321 | 1520 | Rate Constraint in lbs/MMBtu | FALSE | L | Annual | Allowances Withdrawn (1:1) | MTons | 0 | 0 | 0 | 0 | 0 | 0 | 0
DE Facility Specific - SO2 Annual Rate v3.1, Unit 4129 and retrofits | 321 | 1520 | Rate Constraint in lbs/MMBtu | FALSE | L | Annual | Allowances Withdrawn (n:1) | MTons | 0 | 0 | 0 | 0 | 0 | 0 | 0
DE Facility Specific - SO2 Annual Rate v3.1, Unit 4129 and retrofits | 321 | 1520 | Rate Constraint in lbs/MMBtu | FALSE | L | Annual | Net Emissions Allowance Position | MTons | 0 | 0 | 0 | 0 | 0 | 0 | 0
DE Facility Specific - SO2 Annual Rate v3.1, Unit 4129 and retrofits | 321 | 1520 | Rate Constraint in lbs/MMBtu | FALSE | L | Annual | Fuel Consumed | TBtu | 0 | 0 | 0 | 0 | 0 | 0 | 0
DE Facility Specific - SO2 Annual Rate v3.1, Unit 4129 and retrofits | 321 | 1520 | Rate Constraint in lbs/MMBtu | FALSE | L | Annual | Rate | lb/MMBtu | 0 | 0 | 0 | 0 | 0 | 0 | 0
DE Facility Specific - SO2 Annual Rate v3.1, Unit 4129 and retrofits | 321 | 1520 | Rate Constraint in lbs/MMBtu | FALSE | L | Annual | Generation | TWh | 0 | 0 | 0 | 0 | 0 | 0 | 0
DE Facility Specific - SO2 Annual Rate v3.1, Unit 4129 and retrofits | 321 | 1520 | Rate Constraint in lbs/MMBtu | FALSE | L | Annual | Qualifying Generation | TWh | 0 | 0 | 0 | 0 | 0 | 0 | 0
DE Facility Specific - SO2 Annual Rate v3.1, Unit 4129 and retrofits | 321 | 1520 | Rate Constraint in lbs/MMBtu | FALSE | L | Annual | Rate | lb/MWh | 0 | 0 | 0 | 0 | 0 | 0 | 0
DE Facility Specific - SO2 Annual Rate v3.1, Unit 4129 and retrofits | 321 | 1520 | Rate Constraint in lbs/MMBtu | FALSE | L | Annual | Constraint Shadow Price | US$/Ton | 0 | 0 | 0 | 0 | 0 | 0 | 0
DE Unit Level EdMoore3 - MER Cap Annual v3.1 | 322 | 1539 | Rate Constraint in MTons | FALSE | L | Annual | Seasons Included | Seasons | Winter, Summer | Winter, Summer | Winter, Summer | Winter, Summer | Winter, Summer | Winter, Summer | Winter, Summer
DE Unit Level EdMoore3 - MER Cap Annual v3.1 | 322 | 1539 | Rate Constraint in MTons | FALSE | L | Annual | Standard | Lb | 6.6 | 6.6 | 6.6 | 6.6 | 6.6 | 6.6 | 6.6
DE Unit Level EdMoore3 - MER Cap Annual v3.1 | 322 | 1539 | Rate Constraint in MTons | FALSE | L | Annual | Standard MER | lbs | 6.6 | 6.6 | 6.6 | 6.6 | 6.6 | 6.6 | 6.6
DE Unit Level EdMoore3 - MER Cap Annual v3.1 | 322 | 1539 | Rate Constraint in MTons | FALSE | L | Annual | Emissions at Affected Plants MER | lbs | 0 | 0 | 0 | 0 | 0 | 0 | 0
DE Unit Level EdMoore3 - MER Cap Annual v3.1 | 322 | 1539 | Rate Constraint in MTons | FALSE | L | Annual | Allowances Purchased MER | lbs | 0 | 0 | 0 | 0 | 0 | 0 | 0
DE Unit Level EdMoore3 - MER Cap Annual v3.1 | 322 | 1539 | Rate Constraint in MTons | FALSE | L | Annual | Allowances Sold MER | lbs | 0 | 0 | 0 | 0 | 0 | 0 | 0
DE Unit Level EdMoore3 - MER Cap Annual v3.1 | 322 | 1539 | Rate Constraint in MTons | FALSE | L | Annual | Allowances Banked | lbs | 0 | 0 | 0 | 0 | 0 | 0 | 0
DE Unit Level EdMoore3 - MER Cap Annual v3.1 | 322 | 1539 | Rate Constraint in MTons | FALSE | L | Annual | Allowances Withdrawn (1:1) | lbs | 0 | 0 | 0 | 0 | 0 | 0 | 0
DE Unit Level EdMoore3 - MER Cap Annual v3.1 | 322 | 1539 | Rate Constraint in MTons | FALSE | L | Annual | Allowances Withdrawn (n:1) | lbs | 0 | 0 | 0 | 0 | 0 | 0 | 0
DE Unit Level EdMoore3 - MER Cap Annual v3.1 | 322 | 1539 | Rate Constraint in MTons | FALSE | L | Annual | Net Emissions Allowance Position | lbs | 0 | 0 | 0 | 0 | 0 | 0 | 0
DE Unit Level EdMoore3 - MER Cap Annual v3.1 | 322 | 1539 | Rate Constraint in MTons | FALSE | L | Annual | Fuel Consumed | TBtu | 0 | 0 | 0 | 0 | 0 | 0 | 0
DE Unit Level EdMoore3 - MER Cap Annual v3.1 | 322 | 1539 | Rate Constraint in MTons | FALSE | L | Annual | Rate | lb/MMBtu | 0 | 0 | 0 | 0 | 0 | 0 | 0
DE Unit Level EdMoore3 - MER Cap Annual v3.1 | 322 | 1539 | Rate Constraint in MTons | FALSE | L | Annual | Generation | TWh | 0 | 0 | 0 | 0 | 0 | 0 | 0
DE Unit Level EdMoore3 - MER Cap Annual v3.1 | 322 | 1539 | Rate Constraint in MTons | FALSE | L | Annual | Qualifying Generation | TWh | 0 | 0 | 0 | 0 | 0 | 0 | 0
DE Unit Level EdMoore3 - MER Cap Annual v3.1 | 322 | 1539 | Rate Constraint in MTons | FALSE | L | Annual | Rate | lb/MWh | 0 | 0 | 0 | 0 | 0 | 0 | 0
DE Unit Level EdMoore3 - MER Cap Annual v3.1 | 322 | 1539 | Rate Constraint in MTons | FALSE | L | Annual | Constraint Shadow Price | US$/Lb | 0 | 0 | 0 | 0 | 0 | 0 | 0
DE Unit Level EdMoore3 - NOX Cap Annual v3.1 | 323 | 1522 | Rate Constraint in MTons | FALSE | L | Annual | Seasons Included | Seasons | Winter, Summer | Winter, Summer | Winter, Summer | Winter, Summer | Winter, Summer | Winter, Summer | Winter, Summer
DE Unit Level EdMoore3 - NOX Cap Annual v3.1 | 323 | 1522 | Rate Constraint in MTons | FALSE | L | Annual | Standard | MTons | 0.773 | 0.773 | 0.773 | 0.773 | 0.773 | 0.773 | 0.773
DE Unit Level EdMoore3 - NOX Cap Annual v3.1 | 323 | 1522 | Rate Constraint in MTons | FALSE | L | Annual | Standard NOX | MTons | 0.773 | 0.773 | 0.773 | 0.773 | 0.773 | 0.773 | 0.773
DE Unit Level EdMoore3 - NOX Cap Annual v3.1 | 323 | 1522 | Rate Constraint in MTons | FALSE | L | Annual | Emissions at Affected Plants NOX | MTons | 0 | 0 | 0 | 0 | 0 | 0 | 0
DE Unit Level EdMoore3 - NOX Cap Annual v3.1 | 323 | 1522 | Rate Constraint in MTons | FALSE | L | Annual | Allowances Purchased NOX | MTons | 0 | 0 | 0 | 0 | 0 | 0 | 0
DE Unit Level EdMoore3 - NOX Cap Annual v3.1 | 323 | 1522 | Rate Constraint in MTons | FALSE | L | Annual | Allowances Sold NOX | MTons | 0 | 0 | 0 | 0 | 0 | 0 | 0
DE Unit Level EdMoore3 - NOX Cap Annual v3.1 | 323 | 1522 | Rate Constraint in MTons | FALSE | L | Annual | Allowances Banked | MTons | 0 | 0 | 0 | 0 | 0 | 0 | 0
DE Unit Level EdMoore3 - NOX Cap Annual v3.1 | 323 | 1522 | Rate Constraint in MTons | FALSE | L | Annual | Allowances Withdrawn (1:1) | MTons | 0 | 0 | 0 | 0 | 0 | 0 | 0
DE Unit Level EdMoore3 - NOX Cap Annual v3.1 | 323 | 1522 | Rate Constraint in MTons | FALSE | L | Annual | Allowances Withdrawn (n:1) | MTons | 0 | 0 | 0 | 0 | 0 | 0 | 0
DE Unit Level EdMoore3 - NOX Cap Annual v3.1 | 323 | 1522 | Rate Constraint in MTons | FALSE | L | Annual | Net Emissions Allowance Position | MTons | 0 | 0 | 0 | 0 | 0 | 0 | 0
DE Unit Level EdMoore3 - NOX Cap Annual v3.1 | 323 | 1522 | Rate Constraint in MTons | FALSE | L | Annual | Fuel Consumed | TBtu | 0 | 0 | 0 | 0 | 0 | 0 | 0
DE Unit Level EdMoore3 - NOX Cap Annual v3.1 | 323 | 1522 | Rate Constraint in MTons | FALSE | L | Annual | Rate | lb/MMBtu | 0 | 0 | 0 | 0 | 0 | 0 | 0
DE Unit Level EdMoore3 - NOX Cap Annual v3.1 | 323 | 1522 | Rate Constraint in MTons | FALSE | L | Annual | Generation | TWh | 0 | 0 | 0 | 0 | 0 | 0 | 0
DE Unit Level EdMoore3 - NOX Cap Annual v3.1 | 323 | 1522 | Rate Constraint in MTons | FALSE | L | Annual | Qualifying Generation | TWh | 0 | 0 | 0 | 0 | 0 | 0 | 0
DE Unit Level EdMoore3 - NOX Cap Annual v3.1 | 323 | 1522 | Rate Constraint in MTons | FALSE | L | Annual | Rate | lb/MWh | 0 | 0 | 0 | 0 | 0 | 0 | 0
DE Unit Level EdMoore3 - NOX Cap Annual v3.1 | 323 | 1522 | Rate Constraint in MTons | FALSE | L | Annual | Constraint Shadow Price | US$/Ton | 0 | 0 | 0 | 0 | 0 | 0 | 0
DE Unit Level EdMoore3 - SO2 Cap Annual v3.1 | 324 | 1530 | Rate Constraint in MTons | FALSE | L | Annual | Seasons Included | Seasons | Winter, Summer | Winter, Summer | Winter, Summer | Winter, Summer | Winter, Summer | Winter, Summer | Winter, Summer
DE Unit Level EdMoore3 - SO2 Cap Annual v3.1 | 324 | 1530 | Rate Constraint in MTons | FALSE | L | Annual | Standard | MTons | 1.391 | 1.391 | 1.391 | 1.391 | 1.391 | 1.391 | 1.391
DE Unit Level EdMoore3 - SO2 Cap Annual v3.1 | 324 | 1530 | Rate Constraint in MTons | FALSE | L | Annual | Standard SO2 | MTons | 1.391 | 1.391 | 1.391 | 1.391 | 1.391 | 1.391 | 1.391
DE Unit Level EdMoore3 - SO2 Cap Annual v3.1 | 324 | 1530 | Rate Constraint in MTons | FALSE | L | Annual | Emissions at Affected Plants SO2 | MTons | 0 | 0 | 0 | 0 | 0 | 0 | 0
DE Unit Level EdMoore3 - SO2 Cap Annual v3.1 | 324 | 1530 | Rate Constraint in MTons | FALSE | L | Annual | Allowances Purchased SO2 | MTons | 0 | 0 | 0 | 0 | 0 | 0 | 0
DE Unit Level EdMoore3 - SO2 Cap Annual v3.1 | 324 | 1530 | Rate Constraint in MTons | FALSE | L | Annual | Allowances Sold SO2 | MTons | 0 | 0 | 0 | 0 | 0 | 0 | 0
DE Unit Level EdMoore3 - SO2 Cap Annual v3.1 | 324 | 1530 | Rate Constraint in MTons | FALSE | L | Annual | Allowances Banked | MTons | 0 | 0 | 0 | 0 | 0 | 0 | 0
DE Unit Level EdMoore3 - SO2 Cap Annual v3.1 | 324 | 1530 | Rate Constraint in MTons | FALSE | L | Annual | Allowances Withdrawn (1:1) | MTons | 0 | 0 | 0 | 0 | 0 | 0 | 0
DE Unit Level EdMoore3 - SO2 Cap Annual v3.1 | 324 | 1530 | Rate Constraint in MTons | FALSE | L | Annual | Allowances Withdrawn (n:1) | MTons | 0 | 0 | 0 | 0 | 0 | 0 | 0
DE Unit Level EdMoore3 - SO2 Cap Annual v3.1 | 324 | 1530 | Rate Constraint in MTons | FALSE | L | Annual | Net Emissions Allowance Position | MTons | 0 | 0 | 0 | 0 | 0 | 0 | 0
DE Unit Level EdMoore3 - SO2 Cap Annual v3.1 | 324 | 1530 | Rate Constraint in MTons | FALSE | L | Annual | Fuel Consumed | TBtu | 0 | 0 | 0 | 0 | 0 | 0 | 0
DE Unit Level EdMoore3 - SO2 Cap Annual v3.1 | 324 | 1530 | Rate Constraint in MTons | FALSE | L | Annual | Rate | lb/MMBtu | 0 | 0 | 0 | 0 | 0 | 0 | 0
DE Unit Level EdMoore3 - SO2 Cap Annual v3.1 | 324 | 1530 | Rate Constraint in MTons | FALSE | L | Annual | Generation | TWh | 0 | 0 | 0 | 0 | 0 | 0 | 0
DE Unit Level EdMoore3 - SO2 Cap Annual v3.1 | 324 | 1530 | Rate Constraint in MTons | FALSE | L | Annual | Qualifying Generation | TWh | 0 | 0 | 0 | 0 | 0 | 0 | 0
DE Unit Level EdMoore3 - SO2 Cap Annual v3.1 | 324 | 1530 | Rate Constraint in MTons | FALSE | L | Annual | Rate | lb/MWh | 0 | 0 | 0 | 0 | 0 | 0 | 0
DE Unit Level EdMoore3 - SO2 Cap Annual v3.1 | 324 | 1530 | Rate Constraint in MTons | FALSE | L | Annual | Constraint Shadow Price | US$/Ton | 0 | 0 | 0 | 0 | 0 | 0 | 0
DE Unit Level EdMoore4 - MER Cap Annual v3.1 | 325 | 1540 | Rate Constraint in MTons | FALSE | L | Annual | Seasons Included | Seasons | Winter, Summer | Winter, Summer | Winter, Summer | Winter, Summer | Winter, Summer | Winter, Summer | Winter, Summer
DE Unit Level EdMoore4 - MER Cap Annual v3.1 | 325 | 1540 | Rate Constraint in MTons | FALSE | L | Annual | Standard | Lb | 11.4 | 11.4 | 11.4 | 11.4 | 11.4 | 11.4 | 11.4
DE Unit Level EdMoore4 - MER Cap Annual v3.1 | 325 | 1540 | Rate Constraint in MTons | FALSE | L | Annual | Standard MER | lbs | 11.4 | 11.4 | 11.4 | 11.4 | 11.4 | 11.4 | 11.4
DE Unit Level EdMoore4 - MER Cap Annual v3.1 | 325 | 1540 | Rate Constraint in MTons | FALSE | L | Annual | Emissions at Affected Plants MER | lbs | 0 | 0 | 0 | 0 | 0 | 0 | 0
DE Unit Level EdMoore4 - MER Cap Annual v3.1 | 325 | 1540 | Rate Constraint in MTons | FALSE | L | Annual | Allowances Purchased MER | lbs | 0 | 0 | 0 | 0 | 0 | 0 | 0
DE Unit Level EdMoore4 - MER Cap Annual v3.1 | 325 | 1540 | Rate Constraint in MTons | FALSE | L | Annual | Allowances Sold MER | lbs | 0 | 0 | 0 | 0 | 0 | 0 | 0
DE Unit Level EdMoore4 - MER Cap Annual v3.1 | 325 | 1540 | Rate Constraint in MTons | FALSE | L | Annual | Allowances Banked | lbs | 0 | 0 | 0 | 0 | 0 | 0 | 0
DE Unit Level EdMoore4 - MER Cap Annual v3.1 | 325 | 1540 | Rate Constraint in MTons | FALSE | L | Annual | Allowances Withdrawn (1:1) | lbs | 0 | 0 | 0 | 0 | 0 | 0 | 0
DE Unit Level EdMoore4 - MER Cap Annual v3.1 | 325 | 1540 | Rate Constraint in MTons | FALSE | L | Annual | Allowances Withdrawn (n:1) | lbs | 0 | 0 | 0 | 0 | 0 | 0 | 0
DE Unit Level EdMoore4 - MER Cap Annual v3.1 | 325 | 1540 | Rate Constraint in MTons | FALSE | L | Annual | Net Emissions Allowance Position | lbs | 0 | 0 | 0 | 0 | 0 | 0 | 0
DE Unit Level EdMoore4 - MER Cap Annual v3.1 | 325 | 1540 | Rate Constraint in MTons | FALSE | L | Annual | Fuel Consumed | TBtu | 0 | 0 | 0 | 0 | 0 | 0 | 0
DE Unit Level EdMoore4 - MER Cap Annual v3.1 | 325 | 1540 | Rate Constraint in MTons | FALSE | L | Annual | Rate | lb/MMBtu | 0 | 0 | 0 | 0 | 0 | 0 | 0
DE Unit Level EdMoore4 - MER Cap Annual v3.1 | 325 | 1540 | Rate Constraint in MTons | FALSE | L | Annual | Generation | TWh | 0 | 0 | 0 | 0 | 0 | 0 | 0
DE Unit Level EdMoore4 - MER Cap Annual v3.1 | 325 | 1540 | Rate Constraint in MTons | FALSE | L | Annual | Qualifying Generation | TWh | 0 | 0 | 0 | 0 | 0 | 0 | 0
DE Unit Level EdMoore4 - MER Cap Annual v3.1 | 325 | 1540 | Rate Constraint in MTons | FALSE | L | Annual | Rate | lb/MWh | 0 | 0 | 0 | 0 | 0 | 0 | 0
DE Unit Level EdMoore4 - MER Cap Annual v3.1 | 325 | 1540 | Rate Constraint in MTons | FALSE | L | Annual | Constraint Shadow Price | US$/Lb | 0 | 0 | 0 | 0 | 0 | 0 | 0
DE Unit Level EdMoore4 - NOX Cap Annual v3.1 | 326 | 1523 | Rate Constraint in MTons | FALSE | L | Annual | Seasons Included | Seasons | Winter, Summer | Winter, Summer | Winter, Summer | Winter, Summer | Winter, Summer | Winter, Summer | Winter, Summer
DE Unit Level EdMoore4 - NOX Cap Annual v3.1 | 326 | 1523 | Rate Constraint in MTons | FALSE | L | Annual | Standard | MTons | 1.339 | 1.339 | 1.339 | 1.339 | 1.339 | 1.339 | 1.339
DE Unit Level EdMoore4 - NOX Cap Annual v3.1 | 326 | 1523 | Rate Constraint in MTons | FALSE | L | Annual | Standard NOX | MTons | 1.339 | 1.339 | 1.339 | 1.339 | 1.339 | 1.339 | 1.339
DE Unit Level EdMoore4 - NOX Cap Annual v3.1 | 326 | 1523 | Rate Constraint in MTons | FALSE | L | Annual | Emissions at Affected Plants NOX | MTons | 0 | 0 | 0 | 0 | 0 | 0 | 0
DE Unit Level EdMoore4 - NOX Cap Annual v3.1 | 326 | 1523 | Rate Constraint in MTons | FALSE | L | Annual | Allowances Purchased NOX | MTons | 0 | 0 | 0 | 0 | 0 | 0 | 0
DE Unit Level EdMoore4 - NOX Cap Annual v3.1 | 326 | 1523 | Rate Constraint in MTons | FALSE | L | Annual | Allowances Sold NOX | MTons | 0 | 0 | 0 | 0 | 0 | 0 | 0
DE Unit Level EdMoore4 - NOX Cap Annual v3.1 | 326 | 1523 | Rate Constraint in MTons | FALSE | L | Annual | Allowances Banked | MTons | 0 | 0 | 0 | 0 | 0 | 0 | 0
DE Unit Level EdMoore4 - NOX Cap Annual v3.1 | 326 | 1523 | Rate Constraint in MTons | FALSE | L | Annual | Allowances Withdrawn (1:1) | MTons | 0 | 0 | 0 | 0 | 0 | 0 | 0
DE Unit Level EdMoore4 - NOX Cap Annual v3.1 | 326 | 1523 | Rate Constraint in MTons | FALSE | L | Annual | Allowances Withdrawn (n:1) | MTons | 0 | 0 | 0 | 0 | 0 | 0 | 0
DE Unit Level EdMoore4 - NOX Cap Annual v3.1 | 326 | 1523 | Rate Constraint in MTons | FALSE | L | Annual | Net Emissions Allowance Position | MTons | 0 | 0 | 0 | 0 | 0 | 0 | 0
DE Unit Level EdMoore4 - NOX Cap Annual v3.1 | 326 | 1523 | Rate Constraint in MTons | FALSE | L | Annual | Fuel Consumed | TBtu | 0 | 0 | 0 | 0 | 0 | 0 | 0
DE Unit Level EdMoore4 - NOX Cap Annual v3.1 | 326 | 1523 | Rate Constraint in MTons | FALSE | L | Annual | Rate | lb/MMBtu | 0 | 0 | 0 | 0 | 0 | 0 | 0
DE Unit Level EdMoore4 - NOX Cap Annual v3.1 | 326 | 1523 | Rate Constraint in MTons | FALSE | L | Annual | Generation | TWh | 0 | 0 | 0 | 0 | 0 | 0 | 0
DE Unit Level EdMoore4 - NOX Cap Annual v3.1 | 326 | 1523 | Rate Constraint in MTons | FALSE | L | Annual | Qualifying Generation | TWh | 0 | 0 | 0 | 0 | 0 | 0 | 0
DE Unit Level EdMoore4 - NOX Cap Annual v3.1 | 326 | 1523 | Rate Constraint in MTons | FALSE | L | Annual | Rate | lb/MWh | 0 | 0 | 0 | 0 | 0 | 0 | 0
DE Unit Level EdMoore4 - NOX Cap Annual v3.1 | 326 | 1523 | Rate Constraint in MTons | FALSE | L | Annual | Constraint Shadow Price | US$/Ton | 0 | 0 | 0 | 0 | 0 | 0 | 0
DE Unit Level EdMoore4 - SO2 Cap Annual v3.1 | 327 | 1531 | Rate Constraint in MTons | FALSE | L | Annual | Seasons Included | Seasons | Winter, Summer | Winter, Summer | Winter, Summer | Winter, Summer | Winter, Summer | Winter, Summer | Winter, Summer
DE Unit Level EdMoore4 - SO2 Cap Annual v3.1 | 327 | 1531 | Rate Constraint in MTons | FALSE | L | Annual | Standard | MTons | 2.41 | 2.41 | 2.41 | 2.41 | 2.41 | 2.41 | 2.41
DE Unit Level EdMoore4 - SO2 Cap Annual v3.1 | 327 | 1531 | Rate Constraint in MTons | FALSE | L | Annual | Standard SO2 | MTons | 2.41 | 2.41 | 2.41 | 2.41 | 2.41 | 2.41 | 2.41
DE Unit Level EdMoore4 - SO2 Cap Annual v3.1 | 327 | 1531 | Rate Constraint in MTons | FALSE | L | Annual | Emissions at Affected Plants SO2 | MTons | 0 | 0 | 0 | 0 | 0 | 0 | 0
DE Unit Level EdMoore4 - SO2 Cap Annual v3.1 | 327 | 1531 | Rate Constraint in MTons | FALSE | L | Annual | Allowances Purchased SO2 | MTons | 0 | 0 | 0 | 0 | 0 | 0 | 0
DE Unit Level EdMoore4 - SO2 Cap Annual v3.1 | 327 | 1531 | Rate Constraint in MTons | FALSE | L | Annual | Allowances Sold SO2 | MTons | 0 | 0 | 0 | 0 | 0 | 0 | 0
DE Unit Level EdMoore4 - SO2 Cap Annual v3.1 | 327 | 1531 | Rate Constraint in MTons | FALSE | L | Annual | Allowances Banked | MTons | 0 | 0 | 0 | 0 | 0 | 0 | 0
DE Unit Level EdMoore4 - SO2 Cap Annual v3.1 | 327 | 1531 | Rate Constraint in MTons | FALSE | L | Annual | Allowances Withdrawn (1:1) | MTons | 0 | 0 | 0 | 0 | 0 | 0 | 0
DE Unit Level EdMoore4 - SO2 Cap Annual v3.1 | 327 | 1531 | Rate Constraint in MTons | FALSE | L | Annual | Allowances Withdrawn (n:1) | MTons | 0 | 0 | 0 | 0 | 0 | 0 | 0
DE Unit Level EdMoore4 - SO2 Cap Annual v3.1 | 327 | 1531 | Rate Constraint in MTons | FALSE | L | Annual | Net Emissions Allowance Position | MTons | 0 | 0 | 0 | 0 | 0 | 0 | 0
DE Unit Level EdMoore4 - SO2 Cap Annual v3.1 | 327 | 1531 | Rate Constraint in MTons | FALSE | L | Annual | Fuel Consumed | TBtu | 0 | 0 | 0 | 0 | 0 | 0 | 0
DE Unit Level EdMoore4 - SO2 Cap Annual v3.1 | 327 | 1531 | Rate Constraint in MTons | FALSE | L | Annual | Rate | lb/MMBtu | 0 | 0 | 0 | 0 | 0 | 0 | 0
DE Unit Level EdMoore4 - SO2 Cap Annual v3.1 | 327 | 1531 | Rate Constraint in MTons | FALSE | L | Annual | Generation | TWh | 0 | 0 | 0 | 0 | 0 | 0 | 0
DE Unit Level EdMoore4 - SO2 Cap Annual v3.1 | 327 | 1531 | Rate Constraint in MTons | FALSE | L | Annual | Qualifying Generation | TWh | 0 | 0 | 0 | 0 | 0 | 0 | 0
DE Unit Level EdMoore4 - SO2 Cap Annual v3.1 | 327 | 1531 | Rate Constraint in MTons | FALSE | L | Annual | Rate | lb/MWh | 0 | 0 | 0 | 0 | 0 | 0 | 0
DE Unit Level EdMoore4 - SO2 Cap Annual v3.1 | 327 | 1531 | Rate Constraint in MTons | FALSE | L | Annual | Constraint Shadow Price | US$/Ton | 0 | 0 | 0 | 0 | 0 | 0 | 0
DE Unit Level EdMoore5 - NOX Cap Annual v3.1 | 328 | 1524 | Rate Constraint in MTons | FALSE | L | Annual | Seasons Included | Seasons | Winter, Summer | Winter, Summer | Winter, Summer | Winter, Summer | Winter, Summer | Winter, Summer | Winter, Summer
DE Unit Level EdMoore5 - NOX Cap Annual v3.1 | 328 | 1524 | Rate Constraint in MTons | FALSE | L | Annual | Standard | MTons | 1.348 | 1.348 | 1.348 | 1.348 | 1.348 | 1.348 | 1.348
DE Unit Level EdMoore5 - NOX Cap Annual v3.1 | 328 | 1524 | Rate Constraint in MTons | FALSE | L | Annual | Standard NOX | MTons | 1.348 | 1.348 | 1.348 | 1.348 | 1.348 | 1.348 | 1.348
DE Unit Level EdMoore5 - NOX Cap Annual v3.1 | 328 | 1524 | Rate Constraint in MTons | FALSE | L | Annual | Emissions at Affected Plants NOX | MTons | 0.0070897 | 0 | 0 | 0 | 0 | 0 | 0
DE Unit Level EdMoore5 - NOX Cap Annual v3.1 | 328 | 1524 | Rate Constraint in MTons | FALSE | L | Annual | Allowances Purchased NOX | MTons | 0 | 0 | 0 | 0 | 0 | 0 | 0
DE Unit Level EdMoore5 - NOX Cap Annual v3.1 | 328 | 1524 | Rate Constraint in MTons | FALSE | L | Annual | Allowances Sold NOX | MTons | 0 | 0 | 0 | 0 | 0 | 0 | 0
DE Unit Level EdMoore5 - NOX Cap Annual v3.1 | 328 | 1524 | Rate Constraint in MTons | FALSE | L | Annual | Allowances Banked | MTons | 0 | 0 | 0 | 0 | 0 | 0 | 0
DE Unit Level EdMoore5 - NOX Cap Annual v3.1 | 328 | 1524 | Rate Constraint in MTons | FALSE | L | Annual | Allowances Withdrawn (1:1) | MTons | 0 | 0 | 0 | 0 | 0 | 0 | 0
DE Unit Level EdMoore5 - NOX Cap Annual v3.1 | 328 | 1524 | Rate Constraint in MTons | FALSE | L | Annual | Allowances Withdrawn (n:1) | MTons | 0 | 0 | 0 | 0 | 0 | 0 | 0
DE Unit Level EdMoore5 - NOX Cap Annual v3.1 | 328 | 1524 | Rate Constraint in MTons | FALSE | L | Annual | Net Emissions Allowance Position | MTons | 0.0070897 | 0 | 0 | 0 | 0 | 0 | 0
DE Unit Level EdMoore5 - NOX Cap Annual v3.1 | 328 | 1524 | Rate Constraint in MTons | FALSE | L | Annual | Fuel Consumed | TBtu | 0.17692 | 0 | 0 | 0 | 0 | 0 | 0
DE Unit Level EdMoore5 - NOX Cap Annual v3.1 | 328 | 1524 | Rate Constraint in MTons | FALSE | L | Annual | Rate | lb/MMBtu | 0.080148 | 0 | 0 | 0 | 0 | 0 | 0
DE Unit Level EdMoore5 - NOX Cap Annual v3.1 | 328 | 1524 | Rate Constraint in MTons | FALSE | L | Annual | Generation | TWh | 0.015118 | 0 | 0 | 0 | 0 | 0 | 0
DE Unit Level EdMoore5 - NOX Cap Annual v3.1 | 328 | 1524 | Rate Constraint in MTons | FALSE | L | Annual | Qualifying Generation | TWh | 0.015118 | 0 | 0 | 0 | 0 | 0 | 0
DE Unit Level EdMoore5 - NOX Cap Annual v3.1 | 328 | 1524 | Rate Constraint in MTons | FALSE | L | Annual | Rate | lb/MWh | 0.46895 | 0 | 0 | 0 | 0 | 0 | 0
DE Unit Level EdMoore5 - NOX Cap Annual v3.1 | 328 | 1524 | Rate Constraint in MTons | FALSE | L | Annual | Constraint Shadow Price | US$/Ton | 0 | 0 | 0 | 0 | 0 | 0 | 0
DE Unit Level EdMoore5 - SO2 Cap Annual v3.1 | 329 | 1533 | Rate Constraint in MTons | FALSE | L | Annual | Seasons Included | Seasons | Winter, Summer | Winter, Summer | Winter, Summer | Winter, Summer | Winter, Summer | Winter, Summer | Winter, Summer
DE Unit Level EdMoore5 - SO2 Cap Annual v3.1 | 329 | 1533 | Rate Constraint in MTons | FALSE | L | Annual | Standard | MTons | 2.427 | 2.427 | 2.427 | 2.427 | 2.427 | 2.427 | 2.427
DE Unit Level EdMoore5 - SO2 Cap Annual v3.1 | 329 | 1533 | Rate Constraint in MTons | FALSE | L | Annual | Standard SO2 | MTons | 2.427 | 2.427 | 2.427 | 2.427 | 2.427 | 2.427 | 2.427
DE Unit Level EdMoore5 - SO2 Cap Annual v3.1 | 329 | 1533 | Rate Constraint in MTons | FALSE | L | Annual | Emissions at Affected Plants SO2 | MTons | 0 | 0 | 0 | 0 | 0 | 0 | 0
DE Unit Level EdMoore5 - SO2 Cap Annual v3.1 | 329 | 1533 | Rate Constraint in MTons | FALSE | L | Annual | Allowances Purchased SO2 | MTons | 0 | 0 | 0 | 0 | 0 | 0 | 0
DE Unit Level EdMoore5 - SO2 Cap Annual v3.1 | 329 | 1533 | Rate Constraint in MTons | FALSE | L | Annual | Allowances Sold SO2 | MTons | 0 | 0 | 0 | 0 | 0 | 0 | 0
DE Unit Level EdMoore5 - SO2 Cap Annual v3.1 | 329 | 1533 | Rate Constraint in MTons | FALSE | L | Annual | Allowances Banked | MTons | 0 | 0 | 0 | 0 | 0 | 0 | 0
DE Unit Level EdMoore5 - SO2 Cap Annual v3.1 | 329 | 1533 | Rate Constraint in MTons | FALSE | L | Annual | Allowances Withdrawn (1:1) | MTons | 0 | 0 | 0 | 0 | 0 | 0 | 0
DE Unit Level EdMoore5 - SO2 Cap Annual v3.1 | 329 | 1533 | Rate Constraint in MTons | FALSE | L | Annual | Allowances Withdrawn (n:1) | MTons | 0 | 0 | 0 | 0 | 0 | 0 | 0
DE Unit Level EdMoore5 - SO2 Cap Annual v3.1 | 329 | 1533 | Rate Constraint in MTons | FALSE | L | Annual | Net Emissions Allowance Position | MTons | 0 | 0 | 0 | 0 | 0 | 0 | 0
DE Unit Level EdMoore5 - SO2 Cap Annual v3.1 | 329 | 1533 | Rate Constraint in MTons | FALSE | L | Annual | Fuel Consumed | TBtu | 0.17692 | 0 | 0 | 0 | 0 | 0 | 0
DE Unit Level EdMoore5 - SO2 Cap Annual v3.1 | 329 | 1533 | Rate Constraint in MTons | FALSE | L | Annual | Rate | lb/MMBtu | 0 | 0 | 0 | 0 | 0 | 0 | 0
DE Unit Level EdMoore5 - SO2 Cap Annual v3.1 | 329 | 1533 | Rate Constraint in MTons | FALSE | L | Annual | Generation | TWh | 0.015118 | 0 | 0 | 0 | 0 | 0 | 0
DE Unit Level EdMoore5 - SO2 Cap Annual v3.1 | 329 | 1533 | Rate Constraint in MTons | FALSE | L | Annual | Qualifying Generation | TWh | 0.015118 | 0 | 0 | 0 | 0 | 0 | 0
DE Unit Level EdMoore5 - SO2 Cap Annual v3.1 | 329 | 1533 | Rate Constraint in MTons | FALSE | L | Annual | Rate | lb/MWh | 0 | 0 | 0 | 0 | 0 | 0 | 0
DE Unit Level EdMoore5 - SO2 Cap Annual v3.1 | 329 | 1533 | Rate Constraint in MTons | FALSE | L | Annual | Constraint Shadow Price | US$/Ton | 0 | 0 | 0 | 0 | 0 | 0 | 0
DE Unit Level IndRiver4 - MER Cap Annual v3.1 | 330 | 1544 | Rate Constraint in MTons | FALSE | L | Annual | Seasons Included | Seasons | Winter, Summer | Winter, Summer | Winter, Summer | Winter, Summer | Winter, Summer | Winter, Summer | Winter, Summer
DE Unit Level IndRiver4 - MER Cap Annual v3.1 | 330 | 1544 | Rate Constraint in MTons | FALSE | L | Annual | Standard | Lb | 17.4 | 17.4 | 17.4 | 17.4 | 17.4 | 17.4 | 17.4
DE Unit Level IndRiver4 - MER Cap Annual v3.1 | 330 | 1544 | Rate Constraint in MTons | FALSE | L | Annual | Standard MER | lbs | 17.4 | 17.4 | 17.4 | 17.4 | 17.4 | 17.4 | 17.4
DE Unit Level IndRiver4 - MER Cap Annual v3.1 | 330 | 1544 | Rate Constraint in MTons | FALSE | L | Annual | Emissions at Affected Plants MER | lbs | 11.9982 | 8.6597 | 0 | 0 | 0 | 0 | 0
DE Unit Level IndRiver4 - MER Cap Annual v3.1 | 330 | 1544 | Rate Constraint in MTons | FALSE | L | Annual | Allowances Purchased MER | lbs | 0 | 0 | 0 | 0 | 0 | 0 | 0
DE Unit Level IndRiver4 - MER Cap Annual v3.1 | 330 | 1544 | Rate Constraint in MTons | FALSE | L | Annual | Allowances Sold MER | lbs | 0 | 0 | 0 | 0 | 0 | 0 | 0
DE Unit Level IndRiver4 - MER Cap Annual v3.1 | 330 | 1544 | Rate Constraint in MTons | FALSE | L | Annual | Allowances Banked | lbs | 0 | 0 | 0 | 0 | 0 | 0 | 0
DE Unit Level IndRiver4 - MER Cap Annual v3.1 | 330 | 1544 | Rate Constraint in MTons | FALSE | L | Annual | Allowances Withdrawn (1:1) | lbs | 0 | 0 | 0 | 0 | 0 | 0 | 0
DE Unit Level IndRiver4 - MER Cap Annual v3.1 | 330 | 1544 | Rate Constraint in MTons | FALSE | L | Annual | Allowances Withdrawn (n:1) | lbs | 0 | 0 | 0 | 0 | 0 | 0 | 0
DE Unit Level IndRiver4 - MER Cap Annual v3.1 | 330 | 1544 | Rate Constraint in MTons | FALSE | L | Annual | Net Emissions Allowance Position | lbs | 11.9982 | 8.6597 | 0 | 0 | 0 | 0 | 0
DE Unit Level IndRiver4 - MER Cap Annual v3.1 | 330 | 1544 | Rate Constraint in MTons | FALSE | L | Annual | Fuel Consumed | TBtu | 15.4747 | 11.1688 | 0 | 0 | 0 | 0 | 0
DE Unit Level IndRiver4 - MER Cap Annual v3.1 | 330 | 1544 | Rate Constraint in MTons | FALSE | L | Annual | Rate | lb/MMBtu | 7.7534e-07 | 7.7534e-07 | 0 | 0 | 0 | 0 | 0
DE Unit Level IndRiver4 - MER Cap Annual v3.1 | 330 | 1544 | Rate Constraint in MTons | FALSE | L | Annual | Generation | TWh | 1.3546 | 0.97765 | 0 | 0 | 0 | 0 | 0
DE Unit Level IndRiver4 - MER Cap Annual v3.1 | 330 | 1544 | Rate Constraint in MTons | FALSE | L | Annual | Qualifying Generation | TWh | 1.3546 | 0.97765 | 0 | 0 | 0 | 0 | 0
DE Unit Level IndRiver4 - MER Cap Annual v3.1 | 330 | 1544 | Rate Constraint in MTons | FALSE | L | Annual | Rate | lb/MWh | 8.8577 | 8.8577 | 0 | 0 | 0 | 0 | 0
DE Unit Level IndRiver4 - MER Cap Annual v3.1 | 330 | 1544 | Rate Constraint in MTons | FALSE | L | Annual | Constraint Shadow Price | US$/Lb | 0 | 0 | 0 | 0 | 0 | 0 | 0
DE Unit Level IndRiver4 - NOX Cap Annual v3.1 | 331 | 1528 | Rate Constraint in MTons | FALSE | L | Annual | Seasons Included | Seasons | Winter, Summer | Winter, Summer | Winter, Summer | Winter, Summer | Winter, Summer | Winter, Summer | Winter, Summer
DE Unit Level IndRiver4 - NOX Cap Annual v3.1 | 331 | 1528 | Rate Constraint in MTons | FALSE | L | Annual | Standard | MTons | 2.032 | 2.032 | 2.032 | 2.032 | 2.032 | 2.032 | 2.032
DE Unit Level IndRiver4 - NOX Cap Annual v3.1 | 331 | 1528 | Rate Constraint in MTons | FALSE | L | Annual | Standard NOX | MTons | 2.032 | 2.032 | 2.032 | 2.032 | 2.032 | 2.032 | 2.032
DE Unit Level IndRiver4 - NOX Cap Annual v3.1 | 331 | 1528 | Rate Constraint in MTons | FALSE | L | Annual | Emissions at Affected Plants NOX | MTons | 0.53671 | 0.38737 | 0 | 0 | 0 | 0 | 0
DE Unit Level IndRiver4 - NOX Cap Annual v3.1 | 331 | 1528 | Rate Constraint in MTons | FALSE | L | Annual | Allowances Purchased NOX | MTons | 0 | 0 | 0 | 0 | 0 | 0 | 0
DE Unit Level IndRiver4 - NOX Cap Annual v3.1 | 331 | 1528 | Rate Constraint in MTons | FALSE | L | Annual | Allowances Sold NOX | MTons | 0 | 0 | 0 | 0 | 0 | 0 | 0
DE Unit Level IndRiver4 - NOX Cap Annual v3.1 | 331 | 1528 | Rate Constraint in MTons | FALSE | L | Annual | Allowances Banked | MTons | 0 | 0 | 0 | 0 | 0 | 0 | 0
DE Unit Level IndRiver4 - NOX Cap Annual v3.1 | 331 | 1528 | Rate Constraint in MTons | FALSE | L | Annual | Allowances Withdrawn (1:1) | MTons | 0 | 0 | 0 | 0 | 0 | 0 | 0
DE Unit Level IndRiver4 - NOX Cap Annual v3.1 | 331 | 1528 | Rate Constraint in MTons | FALSE | L | Annual | Allowances Withdrawn (n:1) | MTons | 0 | 0 | 0 | 0 | 0 | 0 | 0
DE Unit Level IndRiver4 - NOX Cap Annual v3.1 | 331 | 1528 | Rate Constraint in MTons | FALSE | L | Annual | Net Emissions Allowance Position | MTons | 0.53671 | 0.38737 | 0 | 0 | 0 | 0 | 0
DE Unit Level IndRiver4 - NOX Cap Annual v3.1 | 331 | 1528 | Rate Constraint in MTons | FALSE | L | Annual | Fuel Consumed | TBtu | 15.4747 | 11.1688 | 0 | 0 | 0 | 0 | 0
DE Unit Level IndRiver4 - NOX Cap Annual v3.1 | 331 | 1528 | Rate Constraint in MTons | FALSE | L | Annual | Rate | lb/MMBtu | 0.069367 | 0.069367 | 0 | 0 | 0 | 0 | 0
DE Unit Level IndRiver4 - NOX Cap Annual v3.1 | 331 | 1528 | Rate Constraint in MTons | FALSE | L | Annual | Generation | TWh | 1.3546 | 0.97765 | 0 | 0 | 0 | 0 | 0
DE Unit Level IndRiver4 - NOX Cap Annual v3.1 | 331 | 1528 | Rate Constraint in MTons | FALSE | L | Annual | Qualifying Generation | TWh | 1.3546 | 0.97765 | 0 | 0 | 0 | 0 | 0
DE Unit Level IndRiver4 - NOX Cap Annual v3.1 | 331 | 1528 | Rate Constraint in MTons | FALSE | L | Annual | Rate | lb/MWh | 0.39623 | 0.39623 | 0 | 0 | 0 | 0 | 0
DE Unit Level IndRiver4 - NOX Cap Annual v3.1 | 331 | 1528 | Rate Constraint in MTons | FALSE | L | Annual | Constraint Shadow Price | US$/Ton | 0 | 0 | 0 | 0 | 0 | 0 | 0
DE Unit Level IndRiver4 - SO2 Cap Annual v3.1 | 332 | 1537 | Rate Constraint in MTons | FALSE | L | Annual | Seasons Included | Seasons | Winter, Summer | Winter, Summer | Winter, Summer | Winter, Summer | Winter, Summer | Winter, Summer | Winter, Summer
DE Unit Level IndRiver4 - SO2 Cap Annual v3.1 | 332 | 1537 | Rate Constraint in MTons | FALSE | L | Annual | Standard | MTons | 3.657 | 3.657 | 3.657 | 3.657 | 3.657 | 3.657 | 3.657
DE Unit Level IndRiver4 - SO2 Cap Annual v3.1 | 332 | 1537 | Rate Constraint in MTons | FALSE | L | Annual | Standard SO2 | MTons | 3.657 | 3.657 | 3.657 | 3.657 | 3.657 | 3.657 | 3.657
DE Unit Level IndRiver4 - SO2 Cap Annual v3.1 | 332 | 1537 | Rate Constraint in MTons | FALSE | L | Annual | Emissions at Affected Plants SO2 | MTons | 1.3858 | 1.0002 | 0 | 0 | 0 | 0 | 0
DE Unit Level IndRiver4 - SO2 Cap Annual v3.1 | 332 | 1537 | Rate Constraint in MTons | FALSE | L | Annual | Allowances Purchased SO2 | MTons | 0 | 0 | 0 | 0 | 0 | 0 | 0
DE Unit Level IndRiver4 - SO2 Cap Annual v3.1 | 332 | 1537 | Rate Constraint in MTons | FALSE | L | Annual | Allowances Sold SO2 | MTons | 0 | 0 | 0 | 0 | 0 | 0 | 0
DE Unit Level IndRiver4 - SO2 Cap Annual v3.1 | 332 | 1537 | Rate Constraint in MTons | FALSE | L | Annual | Allowances Banked | MTons | 0 | 0 | 0 | 0 | 0 | 0 | 0
DE Unit Level IndRiver4 - SO2 Cap Annual v3.1 | 332 | 1537 | Rate Constraint in MTons | FALSE | L | Annual | Allowances Withdrawn (1:1) | MTons | 0 | 0 | 0 | 0 | 0 | 0 | 0
DE Unit Level IndRiver4 - SO2 Cap Annual v3.1 | 332 | 1537 | Rate Constraint in MTons | FALSE | L | Annual | Allowances Withdrawn (n:1) | MTons | 0 | 0 | 0 | 0 | 0 | 0 | 0
DE Unit Level IndRiver4 - SO2 Cap Annual v3.1 | 332 | 1537 | Rate Constraint in MTons | FALSE | L | Annual | Net Emissions Allowance Position | MTons | 1.3858 | 1.0002 | 0 | 0 | 0 | 0 | 0
DE Unit Level IndRiver4 - SO2 Cap Annual v3.1 | 332 | 1537 | Rate Constraint in MTons | FALSE | L | Annual | Fuel Consumed | TBtu | 15.4747 | 11.1688 | 0 | 0 | 0 | 0 | 0
DE Unit Level IndRiver4 - SO2 Cap Annual v3.1 | 332 | 1537 | Rate Constraint in MTons | FALSE | L | Annual | Rate | lb/MMBtu | 0.17911 | 0.17911 | 0 | 0 | 0 | 0 | 0
DE Unit Level IndRiver4 - SO2 Cap Annual v3.1 | 332 | 1537 | Rate Constraint in MTons | FALSE | L | Annual | Generation | TWh | 1.3546 | 0.97765 | 0 | 0 | 0 | 0 | 0
DE Unit Level IndRiver4 - SO2 Cap Annual v3.1 | 332 | 1537 | Rate Constraint in MTons | FALSE | L | Annual | Qualifying Generation | TWh | 1.3546 | 0.97765 | 0 | 0 | 0 | 0 | 0
DE Unit Level IndRiver4 - SO2 Cap Annual v3.1 | 332 | 1537 | Rate Constraint in MTons | FALSE | L | Annual | Rate | lb/MWh | 1.0231 | 1.0231 | 0 | 0 | 0 | 0 | 0
DE Unit Level IndRiver4 - SO2 Cap Annual v3.1 | 332 | 1537 | Rate Constraint in MTons | FALSE | L | Annual | Constraint Shadow Price | US$/Ton | 0 | 0 | 0 | 0 | 0 | 0 | 0
DE Unit Level McKee3 - NOX Cap Annual v3.1 | 333 | 1529 | Rate Constraint in MTons | FALSE | L | Annual | Seasons Included | Seasons | Winter, Summer | Winter, Summer | Winter, Summer | Winter, Summer | Winter, Summer | Winter, Summer | Winter, Summer
DE Unit Level McKee3 - NOX Cap Annual v3.1 | 333 | 1529 | Rate Constraint in MTons | FALSE | L | Annual | Standard | MTons | 0.244 | 0.244 | 0.244 | 0.244 | 0.244 | 0.244 | 0.244
DE Unit Level McKee3 - NOX Cap Annual v3.1 | 333 | 1529 | Rate Constraint in MTons | FALSE | L | Annual | Standard NOX | MTons | 0.244 | 0.244 | 0.244 | 0.244 | 0.244 | 0.244 | 0.244
DE Unit Level McKee3 - NOX Cap Annual v3.1 | 333 | 1529 | Rate Constraint in MTons | FALSE | L | Annual | Emissions at Affected Plants NOX | MTons | 0.0046667 | 0 | 0 | 0 | 0 | 0 | 0
DE Unit Level McKee3 - NOX Cap Annual v3.1 | 333 | 1529 | Rate Constraint in MTons | FALSE | L | Annual | Allowances Purchased NOX | MTons | 0 | 0 | 0 | 0 | 0 | 0 | 0
DE Unit Level McKee3 - NOX Cap Annual v3.1 | 333 | 1529 | Rate Constraint in MTons | FALSE | L | Annual | Allowances Sold NOX | MTons | 0 | 0 | 0 | 0 | 0 | 0 | 0
DE Unit Level McKee3 - NOX Cap Annual v3.1 | 333 | 1529 | Rate Constraint in MTons | FALSE | L | Annual | Allowances Banked | MTons | 0 | 0 | 0 | 0 | 0 | 0 | 0
DE Unit Level McKee3 - NOX Cap Annual v3.1 | 333 | 1529 | Rate Constraint in MTons | FALSE | L | Annual | Allowances Withdrawn (1:1) | MTons | 0 | 0 | 0 | 0 | 0 | 0 | 0
DE Unit Level McKee3 - NOX Cap Annual v3.1 | 333 | 1529 | Rate Constraint in MTons | FALSE | L | Annual | Allowances Withdrawn (n:1) | MTons | 0 | 0 | 0 | 0 | 0 | 0 | 0
DE Unit Level McKee3 - NOX Cap Annual v3.1 | 333 | 1529 | Rate Constraint in MTons | FALSE | L | Annual | Net Emissions Allowance Position | MTons | 0.0046667 | 0 | 0 | 0 | 0 | 0 | 0
DE Unit Level McKee3 - NOX Cap Annual v3.1 | 333 | 1529 | Rate Constraint in MTons | FALSE | L | Annual | Fuel Consumed | TBtu | 0.037284 | 0 | 0 | 0 | 0 | 0 | 0
DE Unit Level McKee3 - NOX Cap Annual v3.1 | 333 | 1529 | Rate Constraint in MTons | FALSE | L | Annual | Rate | lb/MMBtu | 0.25033 | 0 | 0 | 0 | 0 | 0 | 0
DE Unit Level McKee3 - NOX Cap Annual v3.1 | 333 | 1529 | Rate Constraint in MTons | FALSE | L | Annual | Generation | TWh | 0.0033086 | 0 | 0 | 0 | 0 | 0 | 0
DE Unit Level McKee3 - NOX Cap Annual v3.1 | 333 | 1529 | Rate Constraint in MTons | FALSE | L | Annual | Qualifying Generation | TWh | 0.0033086 | 0 | 0 | 0 | 0 | 0 | 0
DE Unit Level McKee3 - NOX Cap Annual v3.1 | 333 | 1529 | Rate Constraint in MTons | FALSE | L | Annual | Rate | lb/MWh | 1.4105 | 0 | 0 | 0 | 0 | 0 | 0
DE Unit Level McKee3 - NOX Cap Annual v3.1 | 333 | 1529 | Rate Constraint in MTons | FALSE | L | Annual | Constraint Shadow Price | US$/Ton | 0 | 0 | 0 | 0 | 0 | 0 | 0
DE Unit Level McKee3 - SO2 Cap Annual v3.1 | 334 | 1538 | Rate Constraint in MTons | FALSE | L | Annual | Seasons Included | Seasons | Winter, Summer | Winter, Summer | Winter, Summer | Winter, Summer | Winter, Summer | Winter, Summer | Winter, Summer
DE Unit Level McKee3 - SO2 Cap Annual v3.1 | 334 | 1538 | Rate Constraint in MTons | FALSE | L | Annual | Standard | MTons | 0.439 | 0.439 | 0.439 | 0.439 | 0.439 | 0.439 | 0.439
DE Unit Level McKee3 - SO2 Cap Annual v3.1 | 334 | 1538 | Rate Constraint in MTons | FALSE | L | Annual | Standard SO2 | MTons | 0.439 | 0.439 | 0.439 | 0.439 | 0.439 | 0.439 | 0.439
DE Unit Level McKee3 - SO2 Cap Annual v3.1 | 334 | 1538 | Rate Constraint in MTons | FALSE | L | Annual | Emissions at Affected Plants SO2 | MTons | 0 | 0 | 0 | 0 | 0 | 0 | 0
DE Unit Level McKee3 - SO2 Cap Annual v3.1 | 334 | 1538 | Rate Constraint in MTons | FALSE | L | Annual | Allowances Purchased SO2 | MTons | 0 | 0 | 0 | 0 | 0 | 0 | 0
DE Unit Level McKee3 - SO2 Cap Annual v3.1 | 334 | 1538 | Rate Constraint in MTons | FALSE | L | Annual | Allowances Sold SO2 | MTons | 0 | 0 | 0 | 0 | 0 | 0 | 0
DE Unit Level McKee3 - SO2 Cap Annual v3.1 | 334 | 1538 | Rate Constraint in MTons | FALSE | L | Annual | Allowances Banked | MTons | 0 | 0 | 0 | 0 | 0 | 0 | 0
DE Unit Level McKee3 - SO2 Cap Annual v3.1 | 334 | 1538 | Rate Constraint in MTons | FALSE | L | Annual | Allowances Withdrawn (1:1) | MTons | 0 | 0 | 0 | 0 | 0 | 0 | 0
DE Unit Level McKee3 - SO2 Cap Annual v3.1 | 334 | 1538 | Rate Constraint in MTons | FALSE | L | Annual | Allowances Withdrawn (n:1) | MTons | 0 | 0 | 0 | 0 | 0 | 0 | 0
DE Unit Level McKee3 - SO2 Cap Annual v3.1 | 334 | 1538 | Rate Constraint in MTons | FALSE | L | Annual | Net Emissions Allowance Position | MTons | 0 | 0 | 0 | 0 | 0 | 0 | 0
DE Unit Level McKee3 - SO2 Cap Annual v3.1 | 334 | 1538 | Rate Constraint in MTons | FALSE | L | Annual | Fuel Consumed | TBtu | 0.037284 | 0 | 0 | 0 | 0 | 0 | 0
DE Unit Level McKee3 - SO2 Cap Annual v3.1 | 334 | 1538 | Rate Constraint in MTons | FALSE | L | Annual | Rate | lb/MMBtu | 0 | 0 | 0 | 0 | 0 | 0 | 0
DE Unit Level McKee3 - SO2 Cap Annual v3.1 | 334 | 1538 | Rate Constraint in MTons | FALSE | L | Annual | Generation | TWh | 0.0033086 | 0 | 0 | 0 | 0 | 0 | 0
DE Unit Level McKee3 - SO2 Cap Annual v3.1 | 334 | 1538 | Rate Constraint in MTons | FALSE | L | Annual | Qualifying Generation | TWh | 0.0033086 | 0 | 0 | 0 | 0 | 0 | 0
DE Unit Level McKee3 - SO2 Cap Annual v3.1 | 334 | 1538 | Rate Constraint in MTons | FALSE | L | Annual | Rate | lb/MWh | 0 | 0 | 0 | 0 | 0 | 0 | 0
DE Unit Level McKee3 - SO2 Cap Annual v3.1 | 334 | 1538 | Rate Constraint in MTons | FALSE | L | Annual | Constraint Shadow Price | US$/Ton | 0 | 0 | 0 | 0 | 0 | 0 | 0
Dummy Delaware NOx Constraint v4.0 | 335 | 2168 | Rate Constraint in MTons | FALSE | L | Annual | Seasons Included | Seasons | Winter, Summer | Winter, Summer | Winter, Summer | Winter, Summer | Winter, Summer | Winter, Summer | Winter, Summer
Dummy Delaware NOx Constraint v4.0 | 335 | 2168 | Rate Constraint in MTons | FALSE | L | Annual | Standard | MTons | 99999 | 99999 | 99999 | 99999 | 99999 | 99999 | 99999
Dummy Delaware NOx Constraint v4.0 | 335 | 2168 | Rate Constraint in MTons | FALSE | L | Annual | Standard NOX | MTons | 99999 | 99999 | 99999 | 99999 | 99999 | 99999 | 99999
Dummy Delaware NOx Constraint v4.0 | 335 | 2168 | Rate Constraint in MTons | FALSE | L | Annual | Emissions at Affected Plants NOX | MTons | 0.025968 | 0.025968 | 0.026501 | 0.026501 | 0.025968 | 0.025968 | 0.025968
Dummy Delaware NOx Constraint v4.0 | 335 | 2168 | Rate Constraint in MTons | FALSE | L | Annual | Allowances Purchased NOX | MTons | 0 | 0 | 0 | 0 | 0 | 0 | 0
Dummy Delaware NOx Constraint v4.0 | 335 | 2168 | Rate Constraint in MTons | FALSE | L | Annual | Allowances Sold NOX | MTons | 0 | 0 | 0 | 0 | 0 | 0 | 0
Dummy Delaware NOx Constraint v4.0 | 335 | 2168 | Rate Constraint in MTons | FALSE | L | Annual | Allowances Banked | MTons | 0 | 0 | 0 | 0 | 0 | 0 | 0
Dummy Delaware NOx Constraint v4.0 | 335 | 2168 | Rate Constraint in MTons | FALSE | L | Annual | Allowances Withdrawn (1:1) | MTons | 0 | 0 | 0 | 0 | 0 | 0 | 0
Dummy Delaware NOx Constraint v4.0 | 335 | 2168 | Rate Constraint in MTons | FALSE | L | Annual | Allowances Withdrawn (n:1) | MTons | 0 | 0 | 0 | 0 | 0 | 0 | 0
Dummy Delaware NOx Constraint v4.0 | 335 | 2168 | Rate Constraint in MTons | FALSE | L | Annual | Net Emissions Allowance Position | MTons | 0.025968 | 0.025968 | 0.026501 | 0.026501 | 0.025968 | 0.025968 | 0.025968
Dummy Delaware NOx Constraint v4.0 | 335 | 2168 | Rate Constraint in MTons | FALSE | L | Annual | Fuel Consumed | TBtu | 0.6217 | 0.6217 | 0.62443 | 0.62443 | 0.6217 | 0.6217 | 0.6217
Dummy Delaware NOx Constraint v4.0 | 335 | 2168 | Rate Constraint in MTons | FALSE | L | Annual | Rate | lb/MMBtu | 0.083537 | 0.083537 | 0.084882 | 0.084882 | 0.083537 | 0.083537 | 0.083537
Dummy Delaware NOx Constraint v4.0 | 335 | 2168 | Rate Constraint in MTons | FALSE | L | Annual | Generation | TWh | 0.055268 | 0.055268 | 0.055481 | 0.055481 | 0.055268 | 0.055268 | 0.055268
Dummy Delaware NOx Constraint v4.0 | 335 | 2168 | Rate Constraint in MTons | FALSE | L | Annual | Qualifying Generation | TWh | 0.055268 | 0.055268 | 0.055481 | 0.055481 | 0.055268 | 0.055268 | 0.055268
Dummy Delaware NOx Constraint v4.0 | 335 | 2168 | Rate Constraint in MTons | FALSE | L | Annual | Rate | lb/MWh | 0.46985 | 0.46985 | 0.47767 | 0.47767 | 0.46985 | 0.46985 | 0.46985
Dummy Delaware NOx Constraint v4.0 | 335 | 2168 | Rate Constraint in MTons | FALSE | L | Annual | Constraint Shadow Price | US$/Ton | 0 | 0 | 0 | 0 | 0 | 0 | 0
Dummy Hg Summer for Mode v5.13 | 337 | 6009 | Rate Constraint in MTons | FALSE | L | Annual | Seasons Included | Seasons | Summer | Summer | Summer | Summer | Summer | Summer | Summer
Dummy Hg Summer for Mode v5.13 | 337 | 6009 | Rate Constraint in MTons | FALSE | L | Annual | Standard | Lb | 19999998000000 | 19999998000000 | 19999998000000 | 19999998000000 | 19999998000000 | 19999998000000 | 19999998000000
Dummy Hg Summer for Mode v5.13 | 337 | 6009 | Rate Constraint in MTons | FALSE | L | Annual | Standard MER | lbs | 19999998000000 | 19999998000000 | 19999998000000 | 19999998000000 | 19999998000000 | 19999998000000 | 19999998000000
Dummy Hg Summer for Mode v5.13 | 337 | 6009 | Rate Constraint in MTons | FALSE | L | Annual | Emissions at Affected Plants MER | lbs | 4092.659 | 3974.4583 | 3197.8582 | 3190.9913 | 3027.1265 | 3036.0649 | 3233.3177
Dummy Hg Summer for Mode v5.13 | 337 | 6009 | Rate Constraint in MTons | FALSE | L | Annual | Allowances Purchased MER | lbs | 0 | 0 | 0 | 0 | 0 | 0 | 0
Dummy Hg Summer for Mode v5.13 | 337 | 6009 | Rate Constraint in MTons | FALSE | L | Annual | Allowances Sold MER | lbs | 0 | 0 | 0 | 0 | 0 | 0 | 0
Dummy Hg Summer for Mode v5.13 | 337 | 6009 | Rate Constraint in MTons | FALSE | L | Annual | Allowances Banked | lbs | 0 | 0 | 0 | 0 | 0 | 0 | 0
Dummy Hg Summer for Mode v5.13 | 337 | 6009 | Rate Constraint in MTons | FALSE | L | Annual | Allowances Withdrawn (1:1) | lbs | 0 | 0 | 0 | 0 | 0 | 0 | 0
Dummy Hg Summer for Mode v5.13 | 337 | 6009 | Rate Constraint in MTons | FALSE | L | Annual | Allowances Withdrawn (n:1) | lbs | 0 | 0 | 0 | 0 | 0 | 0 | 0
Dummy Hg Summer for Mode v5.13 | 337 | 6009 | Rate Constraint in MTons | FALSE | L | Annual | Net Emissions Allowance Position | lbs | 4092.659 | 3974.4583 | 3197.8582 | 3190.9913 | 3027.1265 | 3036.0649 | 3233.3177
Dummy Hg Summer for Mode v5.13 | 337 | 6009 | Rate Constraint in MTons | FALSE | L | Annual | Fuel Consumed | TBtu | 9290.2685 | 9241.7497 | 9439.812 | 9766.7401 | 10083.9996 | 11774.8916 | 13484.223
Dummy Hg Summer for Mode v5.13 | 337 | 6009 | Rate Constraint in MTons | FALSE | L | Annual | Rate | lb/MMBtu | 4.4053e-07 | 4.3005e-07 | 3.3876e-07 | 3.2672e-07 | 3.0019e-07 | 2.5784e-07 | 2.3979e-07
Dummy Hg Summer for Mode v5.13 | 337 | 6009 | Rate Constraint in MTons | FALSE | L | Annual | Generation | TWh | 1056.6419 | 1066.4199 | 1109.1235 | 1165.7874 | 1238.7496 | 1522.2843 | 1788.5828
Dummy Hg Summer for Mode v5.13 | 337 | 6009 | Rate Constraint in MTons | FALSE | L | Annual | Qualifying Generation | TWh | 1056.6419 | 1066.4199 | 1109.1235 | 1165.7874 | 1238.7496 | 1522.2843 | 1788.5828
Dummy Hg Summer for Mode v5.13 | 337 | 6009 | Rate Constraint in MTons | FALSE | L | Annual | Rate | lb/MWh | 3.8733 | 3.7269 | 2.8832 | 2.7372 | 2.4437 | 1.9944 | 1.8078
Dummy Hg Summer for Mode v5.13 | 337 | 6009 | Rate Constraint in MTons | FALSE | L | Annual | Constraint Shadow Price | US$/Lb | 0 | 0 | 0 | 0 | 0 | 0 | 0
Dummy Hg Winter for Mode v5.13 | 338 | 6008 | Rate Constraint in MTons | FALSE | L | Annual | Seasons Included | Seasons | Winter | Winter | Winter | Winter | Winter | Winter | Winter
Dummy Hg Winter for Mode v5.13 | 338 | 6008 | Rate Constraint in MTons | FALSE | L | Annual | Standard | Lb | 19999998000000 | 19999998000000 | 19999998000000 | 19999998000000 | 19999998000000 | 19999998000000 | 19999998000000
Dummy Hg Winter for Mode v5.13 | 338 | 6008 | Rate Constraint in MTons | FALSE | L | Annual | Standard MER | lbs | 19999998000000 | 19999998000000 | 19999998000000 | 19999998000000 | 19999998000000 | 19999998000000 | 19999998000000
Dummy Hg Winter for Mode v5.13 | 338 | 6008 | Rate Constraint in MTons | FALSE | L | Annual | Emissions at Affected Plants MER | lbs | 4989.488 | 4740.6383 | 3513.4802 | 3448.6192 | 3214.7137 | 2929.2351 | 3651.046
Dummy Hg Winter for Mode v5.13 | 338 | 6008 | Rate Constraint in MTons | FALSE | L | Annual | Allowances Purchased MER | lbs | 0 | 0 | 0 | 0 | 0 | 0 | 0
Dummy Hg Winter for Mode v5.13 | 338 | 6008 | Rate Constraint in MTons | FALSE | L | Annual | Allowances Sold MER | lbs | 0 | 0 | 0 | 0 | 0 | 0 | 0
Dummy Hg Winter for Mode v5.13 | 338 | 6008 | Rate Constraint in MTons | FALSE | L | Annual | Allowances Banked | lbs | 0 | 0 | 0 | 0 | 0 | 0 | 0
Dummy Hg Winter for Mode v5.13 | 338 | 6008 | Rate Constraint in MTons | FALSE | L | Annual | Allowances Withdrawn (1:1) | lbs | 0 | 0 | 0 | 0 | 0 | 0 | 0
Dummy Hg Winter for Mode v5.13 | 338 | 6008 | Rate Constraint in MTons | FALSE | L | Annual | Allowances Withdrawn (n:1) | lbs | 0 | 0 | 0 | 0 | 0 | 0 | 0
Dummy Hg Winter for Mode v5.13 | 338 | 6008 | Rate Constraint in MTons | FALSE | L | Annual | Net Emissions Allowance Position | lbs | 4989.488 | 4740.6383 | 3513.4802 | 3448.6192 | 3214.7137 | 2929.2351 | 3651.046
Dummy Hg Winter for Mode v5.13 | 338 | 6008 | Rate Constraint in MTons | FALSE | L | Annual | Fuel Consumed | TBtu | 10438.627 | 10356.5867 | 10452.7597 | 10696.1196 | 11013.4053 | 12848.601 | 14977.0978
Dummy Hg Winter for Mode v5.13 | 338 | 6008 | Rate Constraint in MTons | FALSE | L | Annual | Rate | lb/MMBtu | 4.7798e-07 | 4.5774e-07 | 3.3613e-07 | 3.2242e-07 | 2.9189e-07 | 2.2798e-07 | 2.4378e-07
Dummy Hg Winter for Mode v5.13 | 338 | 6008 | Rate Constraint in MTons | FALSE | L | Annual | Generation | TWh | 1199.8256 | 1205.4744 | 1254.6212 | 1309.5979 | 1386.6396 | 1706.9043 | 2020.8845
Dummy Hg Winter for Mode v5.13 | 338 | 6008 | Rate Constraint in MTons | FALSE | L | Annual | Qualifying Generation | TWh | 1199.8256 | 1205.4744 | 1254.6212 | 1309.5979 | 1386.6396 | 1706.9043 | 2020.8845
Dummy Hg Winter for Mode v5.13 | 338 | 6008 | Rate Constraint in MTons | FALSE | L | Annual | Rate | lb/MWh | 4.1585 | 3.9326 | 2.8004 | 2.6333 | 2.3183 | 1.7161 | 1.8067
Dummy Hg Winter for Mode v5.13 | 338 | 6008 | Rate Constraint in MTons | FALSE | L | Annual | Constraint Shadow Price | US$/Lb | 0 | 0 | 0 | 0 | 0 | 0 | 0
Dummy -SCRs through JCC - v5.12 | 339 | 5802 | Rate Constraint in MTons | FALSE | L | Annual | Seasons Included | Seasons | Winter, Summer | Winter, Summer | Winter, Summer | Winter, Summer | Winter, Summer | Winter, Summer | Winter, Summer
Dummy -SCRs through JCC - v5.12 | 339 | 5802 | Rate Constraint in MTons | FALSE | L | Annual | Standard | MTons | 999999 | 999999 | 999999 | 999999 | 999999 | 999999 | 999999
Dummy -SCRs through JCC - v5.12 | 339 | 5802 | Rate Constraint in MTons | FALSE | L | Annual | Standard NOX | MTons | 999999 | 999999 | 999999 | 999999 | 999999 | 999999 | 999999
Dummy -SCRs through JCC - v5.12 | 339 | 5802 | Rate Constraint in MTons | FALSE | L | Annual | Emissions at Affected Plants NOX | MTons | 32.2059 | 32.0229 | 23.279 | 24.1021 | 5.563 | 5.2382 | 6.5393
Dummy -SCRs through JCC - v5.12 | 339 | 5802 | Rate Constraint in MTons | FALSE | L | Annual | Allowances Purchased NOX | MTons | 0 | 0 | 0 | 0 | 0 | 0 | 0
Dummy -SCRs through JCC - v5.12 | 339 | 5802 | Rate Constraint in MTons | FALSE | L | Annual | Allowances Sold NOX | MTons | 0 | 0 | 0 | 0 | 0 | 0 | 0
Dummy -SCRs through JCC - v5.12 | 339 | 5802 | Rate Constraint in MTons | FALSE | L | Annual | Allowances Banked | MTons | 0 | 0 | 0 | 0 | 0 | 0 | 0
Dummy -SCRs through JCC - v5.12 | 339 | 5802 | Rate Constraint in MTons | FALSE | L | Annual | Allowances Withdrawn (1:1) | MTons | 0 | 0 | 0 | 0 | 0 | 0 | 0
Dummy -SCRs through JCC - v5.12 | 339 | 5802 | Rate Constraint in MTons | FALSE | L | Annual | Allowances Withdrawn (n:1) | MTons | 0 | 0 | 0 | 0 | 0 | 0 | 0
Dummy -SCRs through JCC - v5.12 | 339 | 5802 | Rate Constraint in MTons | FALSE | L | Annual | Net Emissions Allowance Position | MTons | 32.2059 | 32.0229 | 23.279 | 24.1021 | 5.563 | 5.2382 | 6.5393
Dummy -SCRs through JCC - v5.12 | 339 | 5802 | Rate Constraint in MTons | FALSE | L | Annual | Fuel Consumed | TBtu | 452.2151 | 449.0522 | 299.9439 | 327.0378 | 163.7477 | 153.8183 | 196.182
Dummy -SCRs through JCC - v5.12 | 339 | 5802 | Rate Constraint in MTons | FALSE | L | Annual | Rate | lb/MMBtu | 0.14244 | 0.14262 | 0.15522 | 0.1474 | 0.067946 | 0.068108 | 0.066666
Dummy -SCRs through JCC - v5.12 | 339 | 5802 | Rate Constraint in MTons | FALSE | L | Annual | Generation | TWh | 46.4852 | 46.1979 | 31.3883 | 34.0728 | 16.8768 | 15.9053 | 20.4035
Dummy -SCRs through JCC - v5.12 | 339 | 5802 | Rate Constraint in MTons | FALSE | L | Annual | Qualifying Generation | TWh | 46.4852 | 46.1979 | 31.3883 | 34.0728 | 16.8768 | 15.9053 | 20.4035
Dummy -SCRs through JCC - v5.12 | 339 | 5802 | Rate Constraint in MTons | FALSE | L | Annual | Rate | lb/MWh | 0.69282 | 0.69317 | 0.74165 | 0.70737 | 0.32962 | 0.32933 | 0.3205
Dummy -SCRs through JCC - v5.12 | 339 | 5802 | Rate Constraint in MTons | FALSE | L | Annual | Constraint Shadow Price | US$/Ton | 0 | 0 | 0 | 0 | 0 | 0 | 0
Dunkirk MER Rate Limit v3.1 | 340 | 2041 | Rate Constraint in lbs/MMBtu | FALSE | L | Annual | Seasons Included | Seasons | Winter, Summer | Winter, Summer | Winter, Summer | Winter, Summer | Winter, Summer | Winter, Summer | Winter, Summer
Dunkirk MER Rate Limit v3.1 | 340 | 2041 | Rate Constraint in lbs/MMBtu | FALSE | L | Annual | Standard | lb/MMBtu | 6e-07 | 6e-07 | 6e-07 | 6e-07 | 6e-07 | 6e-07 | 6e-07
Dunkirk MER Rate Limit v3.1 | 340 | 2041 | Rate Constraint in lbs/MMBtu | FALSE | L | Annual | Emissions at Affected Plants MER | lbs | 0 | 0 | 0 | 0 | 0 | 0 | 0
Dunkirk MER Rate Limit v3.1 | 340 | 2041 | Rate Constraint in lbs/MMBtu | FALSE | L | Annual | Allowances Purchased MER | lbs | 0 | 0 | 0 | 0 | 0 | 0 | 0
Dunkirk MER Rate Limit v3.1 | 340 | 2041 | Rate Constraint in lbs/MMBtu | FALSE | L | Annual | Allowances Sold MER | lbs | 0 | 0 | 0 | 0 | 0 | 0 | 0
Dunkirk MER Rate Limit v3.1 | 340 | 2041 | Rate Constraint in lbs/MMBtu | FALSE | L | Annual | Allowances Banked | lbs | 0 | 0 | 0 | 0 | 0 | 0 | 0
Dunkirk MER Rate Limit v3.1 | 340 | 2041 | Rate Constraint in lbs/MMBtu | FALSE | L | Annual | Allowances Withdrawn (1:1) | lbs | 0 | 0 | 0 | 0 | 0 | 0 | 0
Dunkirk MER Rate Limit v3.1 | 340 | 2041 | Rate Constraint in lbs/MMBtu | FALSE | L | Annual | Allowances Withdrawn (n:1) | lbs | 0 | 0 | 0 | 0 | 0 | 0 | 0
Dunkirk MER Rate Limit v3.1 | 340 | 2041 | Rate Constraint in lbs/MMBtu | FALSE | L | Annual | Net Emissions Allowance Position | lbs | 0 | 0 | 0 | 0 | 0 | 0 | 0
Dunkirk MER Rate Limit v3.1 | 340 | 2041 | Rate Constraint in lbs/MMBtu | FALSE | L | Annual | Fuel Consumed | TBtu | 0 | 0 | 0 | 0 | 0 | 0 | 0
Dunkirk MER Rate Limit v3.1 | 340 | 2041 | Rate Constraint in lbs/MMBtu | FALSE | L | Annual | Rate | lb/MMBtu | 0 | 0 | 0 | 0 | 0 | 0 | 0
Dunkirk MER Rate Limit v3.1 | 340 | 2041 | Rate Constraint in lbs/MMBtu | FALSE | L | Annual | Generation | TWh | 0 | 0 | 0 | 0 | 0 | 0 | 0
Dunkirk MER Rate Limit v3.1 | 340 | 2041 | Rate Constraint in lbs/MMBtu | FALSE | L | Annual | Qualifying Generation | TWh | 0 | 0 | 0 | 0 | 0 | 0 | 0
Dunkirk MER Rate Limit v3.1 | 340 | 2041 | Rate Constraint in lbs/MMBtu | FALSE | L | Annual | Rate | lb/MWh | 0 | 0 | 0 | 0 | 0 | 0 | 0
Dunkirk MER Rate Limit v3.1 | 340 | 2041 | Rate Constraint in lbs/MMBtu | FALSE | L | Annual | Constraint Shadow Price | US$/Lb | 0 | 0 | 0 | 1673.0026 | 0 | 0 | 0
Fuel_BA_BB_ SO2 Rate Limit- Chesapeak 3 -v5.13 | 341 | 6037 | Rate Constraint in lbs/MMBtu | FALSE | L | Annual | Seasons Included | Seasons | Winter, Summer | Winter, Summer | Winter, Summer | Winter, Summer | Winter, Summer | Winter, Summer | Winter, Summer
Fuel_BA_BB_ SO2 Rate Limit- Chesapeak 3 -v5.13 | 341 | 6037 | Rate Constraint in lbs/MMBtu | FALSE | L | Annual | Standard | lb/MMBtu | 0.9 | 0.9 | 0.9 | 0.9 | 0.9 | 0.9 | 0.9
Fuel_BA_BB_ SO2 Rate Limit- Chesapeak 3 -v5.13 | 341 | 6037 | Rate Constraint in lbs/MMBtu | FALSE | L | Annual | Emissions at Affected Plants SO2 | MTons | 0 | 0 | 0 | 0 | 0 | 0 | 0
Fuel_BA_BB_ SO2 Rate Limit- Chesapeak 3 -v5.13 | 341 | 6037 | Rate Constraint in lbs/MMBtu | FALSE | L | Annual | Allowances Purchased SO2 | MTons | 0 | 0 | 0 | 0 | 0 | 0 | 0
Fuel_BA_BB_ SO2 Rate Limit- Chesapeak 3 -v5.13 | 341 | 6037 | Rate Constraint in lbs/MMBtu | FALSE | L | Annual | Allowances Sold SO2 | MTons | 0 | 0 | 0 | 0 | 0 | 0 | 0
Fuel_BA_BB_ SO2 Rate Limit- Chesapeak 3 -v5.13 | 341 | 6037 | Rate Constraint in lbs/MMBtu | FALSE | L | Annual | Allowances Banked | MTons | 0 | 0 | 0 | 0 | 0 | 0 | 0
Fuel_BA_BB_ SO2 Rate Limit- Chesapeak 3 -v5.13 | 341 | 6037 | Rate Constraint in lbs/MMBtu | FALSE | L | Annual | Allowances Withdrawn (1:1) | MTons | 0 | 0 | 0 | 0 | 0 | 0 | 0
Fuel_BA_BB_ SO2 Rate Limit- Chesapeak 3 -v5.13 | 341 | 6037 | Rate Constraint in lbs/MMBtu | FALSE | L | Annual | Allowances Withdrawn (n:1) | MTons | 0 | 0 | 0 | 0 | 0 | 0 | 0
Fuel_BA_BB_ SO2 Rate Limit- Chesapeak 3 -v5.13 | 341 | 6037 | Rate Constraint in lbs/MMBtu | FALSE | L | Annual | Net Emissions Allowance Position | MTons | 0 | 0 | 0 | 0 | 0 | 0 | 0
Fuel_BA_BB_ SO2 Rate Limit- Chesapeak 3 -v5.13 | 341 | 6037 | Rate Constraint in lbs/MMBtu | FALSE | L | Annual | Fuel Consumed | TBtu | 0 | 0 | 0 | 0 | 0 | 0 | 0
Fuel_BA_BB_ SO2 Rate Limit- Chesapeak 3 -v5.13 | 341 | 6037 | Rate Constraint in lbs/MMBtu | FALSE | L | Annual | Rate | lb/MMBtu | 0 | 0 | 0 | 0 | 0 | 0 | 0
Fuel_BA_BB_ SO2 Rate Limit- Chesapeak 3 -v5.13 | 341 | 6037 | Rate Constraint in lbs/MMBtu | FALSE | L | Annual | Generation | TWh | 0 | 0 | 0 | 0 | 0 | 0 | 0
Fuel_BA_BB_ SO2 Rate Limit- Chesapeak 3 -v5.13 | 341 | 6037 | Rate Constraint in lbs/MMBtu | FALSE | L | Annual | Qualifying Generation | TWh | 0 | 0 | 0 | 0 | 0 | 0 | 0
Fuel_BA_BB_ SO2 Rate Limit- Chesapeak 3 -v5.13 | 341 | 6037 | Rate Constraint in lbs/MMBtu | FALSE | L | Annual | Rate | lb/MWh | 0 | 0 | 0 | 0 | 0 | 0 | 0
Fuel_BA_BB_ SO2 Rate Limit- Chesapeak 3 -v5.13 | 341 | 6037 | Rate Constraint in lbs/MMBtu | FALSE | L | Annual | Constraint Shadow Price | US$/Ton | 0 | 0 | 0 | 0 | 0 | 0 | 0
Fuel_BA_BB_ SO2 Rate Limit- Chesapeak 4 -v5.13 | 342 | 6038 | Rate Constraint in lbs/MMBtu | FALSE | L | Annual | Seasons Included | Seasons | Winter, Summer | Winter, Summer | Winter, Summer | Winter, Summer | Winter, Summer | Winter, Summer | Winter, Summer
Fuel_BA_BB_ SO2 Rate Limit- Chesapeak 4 -v5.13 | 342 | 6038 | Rate Constraint in lbs/MMBtu | FALSE | L | Annual | Standard | lb/MMBtu | 0.94 | 0.94 | 0.94 | 0.94 | 0.94 | 0.94 | 0.94
Fuel_BA_BB_ SO2 Rate Limit- Chesapeak 4 -v5.13 | 342 | 6038 | Rate Constraint in lbs/MMBtu | FALSE | L | Annual | Emissions at Affected Plants SO2 | MTons | 0 | 0 | 0 | 0 | 0 | 0 | 0
Fuel_BA_BB_ SO2 Rate Limit- Chesapeak 4 -v5.13 | 342 | 6038 | Rate Constraint in lbs/MMBtu | FALSE | L | Annual | Allowances Purchased SO2 | MTons | 0 | 0 | 0 | 0 | 0 | 0 | 0
Fuel_BA_BB_ SO2 Rate Limit- Chesapeak 4 -v5.13 | 342 | 6038 | Rate Constraint in lbs/MMBtu | FALSE | L | Annual | Allowances Sold SO2 | MTons | 0 | 0 | 0 | 0 | 0 | 0 | 0
Fuel_BA_BB_ SO2 Rate Limit- Chesapeak 4 -v5.13 | 342 | 6038 | Rate Constraint in lbs/MMBtu | FALSE | L | Annual | Allowances Banked | MTons | 0 | 0 | 0 | 0 | 0 | 0 | 0
Fuel_BA_BB_ SO2 Rate Limit- Chesapeak 4 -v5.13 | 342 | 6038 | Rate Constraint in lbs/MMBtu | FALSE | L | Annual | Allowances Withdrawn (1:1) | MTons | 0 | 0 | 0 | 0 | 0 | 0 | 0
Fuel_BA_BB_ SO2 Rate Limit- Chesapeak 4 -v5.13 | 342 | 6038 | Rate Constraint in lbs/MMBtu | FALSE | L | Annual | Allowances Withdrawn (n:1) | MTons | 0 | 0 | 0 | 0 | 0 | 0 | 0
Fuel_BA_BB_ SO2 Rate Limit- Chesapeak 4 -v5.13 | 342 | 6038 | Rate Constraint in lbs/MMBtu | FALSE | L | Annual | Net Emissions Allowance Position | MTons | 0 | 0 | 0 | 0 | 0 | 0 | 0
Fuel_BA_BB_ SO2 Rate Limit- Chesapeak 4 -v5.13 | 342 | 6038 | Rate Constraint in lbs/MMBtu | FALSE | L | Annual | Fuel Consumed | TBtu | 0 | 0 | 0 | 0 | 0 | 0 | 0
Fuel_BA_BB_ SO2 Rate Limit- Chesapeak 4 -v5.13 | 342 | 6038 | Rate Constraint in lbs/MMBtu | FALSE | L | Annual | Rate | lb/MMBtu | 0 | 0 | 0 | 0 | 0 | 0 | 0
Fuel_BA_BB_ SO2 Rate Limit- Chesapeak 4 -v5.13 | 342 | 6038 | Rate Constraint in lbs/MMBtu | FALSE | L | Annual | Generation | TWh | 0 | 0 | 0 | 0 | 0 | 0 | 0
Fuel_BA_BB_ SO2 Rate Limit- Chesapeak 4 -v5.13 | 342 | 6038 | Rate Constraint in lbs/MMBtu | FALSE | L | Annual | Qualifying Generation | TWh | 0 | 0 | 0 | 0 | 0 | 0 | 0
Fuel_BA_BB_ SO2 Rate Limit- Chesapeak 4 -v5.13 | 342 | 6038 | Rate Constraint in lbs/MMBtu | FALSE | L | Annual | Rate | lb/MWh | 0 | 0 | 0 | 0 | 0 | 0 | 0
Fuel_BA_BB_ SO2 Rate Limit- Chesapeak 4 -v5.13 | 342 | 6038 | Rate Constraint in lbs/MMBtu | FALSE | L | Annual | Constraint Shadow Price | US$/Ton | 0 | 0 | 0 | 0 | 0 | 0 | 0
Fuel_BA_BB_ SO2 Rate Limit- Trinidad 1 -v5.13 | 343 | 6035 | Rate Constraint in lbs/MMBtu | FALSE | L | Annual | Seasons Included | Seasons | Winter, Summer | Winter, Summer | Winter, Summer | Winter, Summer | Winter, Summer | Winter, Summer | Winter, Summer
Fuel_BA_BB_ SO2 Rate Limit- Trinidad 1 -v5.13 | 343 | 6035 | Rate Constraint in lbs/MMBtu | FALSE | L | Annual | Standard | lb/MMBtu | 0.86 | 0.86 | 0.86 | 0.86 | 0.86 | 0.86 | 0.86
Fuel_BA_BB_ SO2 Rate Limit- Trinidad 1 -v5.13 | 343 | 6035 | Rate Constraint in lbs/MMBtu | FALSE | L | Annual | Emissions at Affected Plants SO2 | MTons | 0.1754 | 0.1754 | 0.1754 | 0.1754 | 0.1754 | 0.1754 | 0.1754
Fuel_BA_BB_ SO2 Rate Limit- Trinidad 1 -v5.13 | 343 | 6035 | Rate Constraint in lbs/MMBtu | FALSE | L | Annual | Allowances Purchased SO2 | MTons | 0 | 0 | 0 | 0 | 0 | 0 | 0
Fuel_BA_BB_ SO2 Rate Limit- Trinidad 1 -v5.13 | 343 | 6035 | Rate Constraint in lbs/MMBtu | FALSE | L | Annual | Allowances Sold SO2 | MTons | 0 | 0 | 0 | 0 | 0 | 0 | 0
Fuel_BA_BB_ SO2 Rate Limit- Trinidad 1 -v5.13 | 343 | 6035 | Rate Constraint in lbs/MMBtu | FALSE | L | Annual | Allowances Banked | MTons | 0 | 0 | 0 | 0 | 0 | 0 | 0
Fuel_BA_BB_ SO2 Rate Limit- Trinidad 1 -v5.13 | 343 | 6035 | Rate Constraint in lbs/MMBtu | FALSE | L | Annual | Allowances Withdrawn (1:1) | MTons | 0 | 0 | 0 | 0 | 0 | 0 | 0
Fuel_BA_BB_ SO2 Rate Limit- Trinidad 1 -v5.13 | 343 | 6035 | Rate Constraint in lbs/MMBtu | FALSE | L | Annual | Allowances Withdrawn (n:1) | MTons | 0 | 0 | 0 | 0 | 0 | 0 | 0
Fuel_BA_BB_ SO2 Rate Limit- Trinidad 1 -v5.13 | 343 | 6035 | Rate Constraint in lbs/MMBtu | FALSE | L | Annual | Net Emissions Allowance Position | MTons | 0.1754 | 0.1754 | 0.1754 | 0.1754 | 0.1754 | 0.1754 | 0.1754
Fuel_BA_BB_ SO2 Rate Limit- Trinidad 1 -v5.13 | 343 | 6035 | Rate Constraint in lbs/MMBtu | FALSE | L | Annual | Fuel Consumed | TBtu | 0.4079 | 0.4079 | 0.4079 | 0.4079 | 0.4079 | 0.4079 | 0.4079
Fuel_BA_BB_ SO2 Rate Limit- Trinidad 1 -v5.13 | 343 | 6035 | Rate Constraint in lbs/MMBtu | FALSE | L | Annual | Rate | lb/MMBtu | 0.86 | 0.86 | 0.86 | 0.86 | 0.86 | 0.86 | 0.86
Fuel_BA_BB_ SO2 Rate Limit- Trinidad 1 -v5.13 | 343 | 6035 | Rate Constraint in lbs/MMBtu | FALSE | L | Annual | Generation | TWh | 0.027972 | 0.027972 | 0.027972 | 0.027972 | 0.027972 | 0.027972 | 0.027972
Fuel_BA_BB_ SO2 Rate Limit- Trinidad 1 -v5.13 | 343 | 6035 | Rate Constraint in lbs/MMBtu | FALSE | L | Annual | Qualifying Generation | TWh | 0.027972 | 0.027972 | 0.027972 | 0.027972 | 0.027972 | 0.027972 | 0.027972
Fuel_BA_BB_ SO2 Rate Limit- Trinidad 1 -v5.13 | 343 | 6035 | Rate Constraint in lbs/MMBtu | FALSE | L | Annual | Rate | lb/MWh | 6.2705 | 6.2705 | 6.2705 | 6.2705 | 6.2705 | 6.2705 | 6.2705
Fuel_BA_BB_ SO2 Rate Limit- Trinidad 1 -v5.13 | 343 | 6035 | Rate Constraint in lbs/MMBtu | FALSE | L | Annual | Constraint Shadow Price | US$/Ton | 5573.1096 | 6367.6341 | 11380.6264 | 11950.6637 | 12309.4876 | 13054.5308 | 13856.9173
Fuel_BA_BB_ SO2 Rate Limit- Valley 1-4 -v5.13 | 344 | 6036 | Rate Constraint in lbs/MMBtu | FALSE | L | Annual | Seasons Included | Seasons | Winter, Summer | Winter, Summer | Winter, Summer | Winter, Summer | Winter, Summer | Winter, Summer | Winter, Summer
Fuel_BA_BB_ SO2 Rate Limit- Valley 1-4 -v5.13 | 344 | 6036 | Rate Constraint in lbs/MMBtu | FALSE | L | Annual | Standard | lb/MMBtu | 0.78 | 0.78 | 0.78 | 0.78 | 0.78 | 0.78 | 0.78
Fuel_BA_BB_ SO2 Rate Limit- Valley 1-4 -v5.13 | 344 | 6036 | Rate Constraint in lbs/MMBtu | FALSE | L | Annual | Emissions at Affected Plants SO2 | MTons | 0 | 0 | 0 | 0 | 0 | 0 | 0
Fuel_BA_BB_ SO2 Rate Limit- Valley 1-4 -v5.13 | 344 | 6036 | Rate Constraint in lbs/MMBtu | FALSE | L | Annual | Allowances Purchased SO2 | MTons | 0 | 0 | 0 | 0 | 0 | 0 | 0
Fuel_BA_BB_ SO2 Rate Limit- Valley 1-4 -v5.13 | 344 | 6036 | Rate Constraint in lbs/MMBtu | FALSE | L | Annual | Allowances Sold SO2 | MTons | 0 | 0 | 0 | 0 | 0 | 0 | 0
Fuel_BA_BB_ SO2 Rate Limit- Valley 1-4 -v5.13 | 344 | 6036 | Rate Constraint in lbs/MMBtu | FALSE | L | Annual | Allowances Banked | MTons | 0 | 0 | 0 | 0 | 0 | 0 | 0
Fuel_BA_BB_ SO2 Rate Limit- Valley 1-4 -v5.13 | 344 | 6036 | Rate Constraint in lbs/MMBtu | FALSE | L | Annual | Allowances Withdrawn (1:1) | MTons | 0 | 0 | 0 | 0 | 0 | 0 | 0
Fuel_BA_BB_ SO2 Rate Limit- Valley 1-4 -v5.13 | 344 | 6036 | Rate Constraint in lbs/MMBtu | FALSE | L | Annual | Allowances Withdrawn (n:1) | MTons | 0 | 0 | 0 | 0 | 0 | 0 | 0
Fuel_BA_BB_ SO2 Rate Limit- Valley 1-4 -v5.13 | 344 | 6036 | Rate Constraint in lbs/MMBtu | FALSE | L | Annual | Net Emissions Allowance Position | MTons | 0 | 0 | 0 | 0 | 0 | 0 | 0
Fuel_BA_BB_ SO2 Rate Limit- Valley 1-4 -v5.13 | 344 | 6036 | Rate Constraint in lbs/MMBtu | FALSE | L | Annual | Fuel Consumed | TBtu | 0 | 0 | 0 | 0 | 0 | 0 | 0
Fuel_BA_BB_ SO2 Rate Limit- Valley 1-4 -v5.13 | 344 | 6036 | Rate Constraint in lbs/MMBtu | FALSE | L | Annual | Rate | lb/MMBtu | 0 | 0 | 0 | 0 | 0 | 0 | 0
Fuel_BA_BB_ SO2 Rate Limit- Valley 1-4 -v5.13 | 344 | 6036 | Rate Constraint in lbs/MMBtu | FALSE | L | Annual | Generation | TWh | 0 | 0 | 0 | 0 | 0 | 0 | 0
Fuel_BA_BB_ SO2 Rate Limit- Valley 1-4 -v5.13 | 344 | 6036 | Rate Constraint in lbs/MMBtu | FALSE | L | Annual | Qualifying Generation | TWh | 0 | 0 | 0 | 0 | 0 | 0 | 0
Fuel_BA_BB_ SO2 Rate Limit- Valley 1-4 -v5.13 | 344 | 6036 | Rate Constraint in lbs/MMBtu | FALSE | L | Annual | Rate | lb/MWh | 0 | 0 | 0 | 0 | 0 | 0 | 0
Fuel_BA_BB_ SO2 Rate Limit- Valley 1-4 -v5.13 | 344 | 6036 | Rate Constraint in lbs/MMBtu | FALSE | L | Annual | Constraint Shadow Price | US$/Ton | 0 | 0 | 0 | 0 | 0 | 0 | 0
IL CPS- Midwest MER Rate Annual v5.12 | 345 | 5764 | MACT Fuel Choice Floor in lbs/MMBtu | FALSE | L | Annual | Seasons Included | Seasons | Winter, Summer | Winter, Summer | Winter, Summer | Winter, Summer | Winter, Summer | Winter, Summer | Winter, Summer
IL CPS- Midwest MER Rate Annual v5.12 | 345 | 5764 | MACT Fuel Choice Floor in lbs/MMBtu | FALSE | L | Annual | Emission Floor | lbs/MMBtu | 7.4e-07 | 7.4e-07 | 7.4e-07 | 7.4e-07 | 7.4e-07 | 7.4e-07 | 7.4e-07
IL CPS- Midwest MER Rate Annual v5.12 | 345 | 5764 | MACT Fuel Choice Floor in lbs/MMBtu | FALSE | L | Annual | Emissions at Affected Plants MER | lbs | 77.1142 | 81.9018 | 74.1162 | 75.0038 | 74.1162 | 74.7429 | 87.3081
IL CPS- Midwest MER Rate Annual v5.12 | 345 | 5764 | MACT Fuel Choice Floor in lbs/MMBtu | FALSE | L | Annual | Allowances Purchased MER | lbs | 0 | 0 | 0 | 0 | 0 | 0 | 0
IL CPS- Midwest MER Rate Annual v5.12 | 345 | 5764 | MACT Fuel Choice Floor in lbs/MMBtu | FALSE | L | Annual | Allowances Sold MER | lbs | 0 | 0 | 0 | 0 | 0 | 0 | 0
IL CPS- Midwest MER Rate Annual v5.12 | 345 | 5764 | MACT Fuel Choice Floor in lbs/MMBtu | FALSE | L | Annual | Allowances Banked | lbs | 0 | 0 | 0 | 0 | 0 | 0 | 0
IL CPS- Midwest MER Rate Annual v5.12 | 345 | 5764 | MACT Fuel Choice Floor in lbs/MMBtu | FALSE | L | Annual | Allowances Withdrawn (1:1) | lbs | 0 | 0 | 0 | 0 | 0 | 0 | 0
IL CPS- Midwest MER Rate Annual v5.12 | 345 | 5764 | MACT Fuel Choice Floor in lbs/MMBtu | FALSE | L | Annual | Allowances Withdrawn (n:1) | lbs | 0 | 0 | 0 | 0 | 0 | 0 | 0
IL CPS- Midwest MER Rate Annual v5.12 | 345 | 5764 | MACT Fuel Choice Floor in lbs/MMBtu | FALSE | L | Annual | Net Emissions Allowance Position | lbs | 77.1142 | 81.9018 | 74.1162 | 75.0038 | 74.1162 | 74.7429 | 87.3081
IL CPS- Midwest MER Rate Annual v5.12 | 345 | 5764 | MACT Fuel Choice Floor in lbs/MMBtu | FALSE | L | Annual | Fuel Consumed | TBtu | 146.5878 | 145.9925 | 140.894 | 142.5533 | 140.894 | 142.0655 | 144.6479
IL CPS- Midwest MER Rate Annual v5.12 | 345 | 5764 | MACT Fuel Choice Floor in lbs/MMBtu | FALSE | L | Annual | Rate | lb/MMBtu | 5.2606e-07 | 5.61e-07 | 5.2604e-07 | 5.2615e-07 | 5.2604e-07 | 5.2612e-07 | 6.0359e-07
IL CPS- Midwest MER Rate Annual v5.12 | 345 | 5764 | MACT Fuel Choice Floor in lbs/MMBtu | FALSE | L | Annual | Generation | TWh | 14.9254 | 14.9252 | 14.3688 | 14.5336 | 14.3688 | 14.4852 | 14.7416
IL CPS- Midwest MER Rate Annual v5.12 | 345 | 5764 | MACT Fuel Choice Floor in lbs/MMBtu | FALSE | L | Annual | Qualifying Generation | TWh | 14.9254 | 14.9252 | 14.3688 | 14.5336 | 14.3688 | 14.4852 | 14.7416
IL CPS- Midwest MER Rate Annual v5.12 | 345 | 5764 | MACT Fuel Choice Floor in lbs/MMBtu | FALSE | L | Annual | Constraint Shadow Price | US$/Lb | 0 | 0 | 0 | 0 | 0 | 0 | 0
IL CPS- Midwest NOX rate Annual v5.12 | 346 | 5765 | Rate Constraint in lbs/MMBtu | FALSE | L | Annual | Seasons Included | Seasons | Winter, Summer | Winter, Summer | Winter, Summer | Winter, Summer | Winter, Summer | Winter, Summer | Winter, Summer
IL CPS- Midwest NOX rate Annual v5.12 | 346 | 5765 | Rate Constraint in lbs/MMBtu | FALSE | L | Annual | Standard | lb/MMBtu | 0.11 | 0.11 | 0.11 | 0.11 | 0.11 | 0.11 | 0.11
IL CPS- Midwest NOX rate Annual v5.12 | 346 | 5765 | Rate Constraint in lbs/MMBtu | FALSE | L | Annual | Emissions at Affected Plants NOX | MTons | 8.0648 | 8.0296 | 7.7514 | 7.8427 | 7.7514 | 7.8159 | 7.9579
IL CPS- Midwest NOX rate Annual v5.12 | 346 | 5765 | Rate Constraint in lbs/MMBtu | FALSE | L | Annual | Allowances Purchased NOX | MTons | 0 | 0 | 0 | 0 | 0 | 0 | 0
IL CPS- Midwest NOX rate Annual v5.12 | 346 | 5765 | Rate Constraint in lbs/MMBtu | FALSE | L | Annual | Allowances Sold NOX | MTons | 0 | 0 | 0 | 0 | 0 | 0 | 0
IL CPS- Midwest NOX rate Annual v5.12 | 346 | 5765 | Rate Constraint in lbs/MMBtu | FALSE | L | Annual | Allowances Banked | MTons | 0 | 0 | 0 | 0 | 0 | 0 | 0
IL CPS- Midwest NOX rate Annual v5.12 | 346 | 5765 | Rate Constraint in lbs/MMBtu | FALSE | L | Annual | Allowances Withdrawn (1:1) | MTons | 0 | 0 | 0 | 0 | 0 | 0 | 0
IL CPS- Midwest NOX rate Annual v5.12 | 346 | 5765 | Rate Constraint in lbs/MMBtu | FALSE | L | Annual | Allowances Withdrawn (n:1) | MTons | 0 | 0 | 0 | 0 | 0 | 0 | 0
IL CPS- Midwest NOX rate Annual v5.12 | 346 | 5765 | Rate Constraint in lbs/MMBtu | FALSE | L | Annual | Net Emissions Allowance Position | MTons | 8.0648 | 8.0296 | 7.7514 | 7.8427 | 7.7514 | 7.8159 | 7.9579
IL CPS- Midwest NOX rate Annual v5.12 | 346 | 5765 | Rate Constraint in lbs/MMBtu | FALSE | L | Annual | Fuel Consumed | TBtu | 146.5878 | 145.9925 | 140.894 | 142.5533 | 140.894 | 142.0655 | 144.6479
IL CPS- Midwest NOX rate Annual v5.12 | 346 | 5765 | Rate Constraint in lbs/MMBtu | FALSE | L | Annual | Rate | lb/MMBtu | 0.11003 | 0.11 | 0.11003 | 0.11003 | 0.11003 | 0.11003 | 0.11003
IL CPS- Midwest NOX rate Annual v5.12 | 346 | 5765 | Rate Constraint in lbs/MMBtu | FALSE | L | Annual | Generation | TWh | 14.9254 | 14.9252 | 14.3688 | 14.5336 | 14.3688 | 14.4852 | 14.7416
IL CPS- Midwest NOX rate Annual v5.12 | 346 | 5765 | Rate Constraint in lbs/MMBtu | FALSE | L | Annual | Qualifying Generation | TWh | 14.9254 | 14.9252 | 14.3688 | 14.5336 | 14.3688 | 14.4852 | 14.7416
IL CPS- Midwest NOX rate Annual v5.12 | 346 | 5765 | Rate Constraint in lbs/MMBtu | FALSE | L | Annual | Rate | lb/MWh | 0.54034 | 0.53799 | 0.53946 | 0.53962 | 0.53946 | 0.53958 | 0.53983
IL CPS- Midwest NOX rate Annual v5.12 | 346 | 5765 | Rate Constraint in lbs/MMBtu | FALSE | L | Annual | Constraint Shadow Price | US$/Ton | 3378.5984 | 2047.1359 | 13061.6344 | 8990.0477 | 8594.1586 | 8402.2177 | 4788.2222
IL CPS- Midwest NOX rate Summer v5.12 | 347 | 5766 | Rate Constraint in lbs/MMBtu | FALSE | L | Annual | Seasons Included | Seasons | Summer | Summer | Summer | Summer | Summer | Summer | Summer
IL CPS- Midwest NOX rate Summer v5.12 | 347 | 5766 | Rate Constraint in lbs/MMBtu | FALSE | L | Annual | Standard | lb/MMBtu | 0.11 | 0.11 | 0.11 | 0.11 | 0.11 | 0.11 | 0.11
IL CPS- Midwest NOX rate Summer v5.12 | 347 | 5766 | Rate Constraint in lbs/MMBtu | FALSE | L | Annual | Emissions at Affected Plants NOX | MTons | 3.5272 | 3.513 | 3.3987 | 3.3985 | 3.3943 | 3.4001 | 3.4996
IL CPS- Midwest NOX rate Summer v5.12 | 347 | 5766 | Rate Constraint in lbs/MMBtu | FALSE | L | Annual | Allowances Purchased NOX | MTons | 0 | 0 | 0 | 0 | 0 | 0 | 0
IL CPS- Midwest NOX rate Summer v5.12 | 347 | 5766 | Rate Constraint in lbs/MMBtu | FALSE | L | Annual | Allowances Sold NOX | MTons | 0 | 0 | 0 | 0 | 0 | 0 | 0
IL CPS- Midwest NOX rate Summer v5.12 | 347 | 5766 | Rate Constraint in lbs/MMBtu | FALSE | L | Annual | Allowances Banked | MTons | 0 | 0 | 0 | 0 | 0 | 0 | 0
IL CPS- Midwest NOX rate Summer v5.12 | 347 | 5766 | Rate Constraint in lbs/MMBtu | FALSE | L | Annual | Allowances Withdrawn (1:1) | MTons | 0 | 0 | 0 | 0 | 0 | 0 | 0
IL CPS- Midwest NOX rate Summer v5.12 | 347 | 5766 | Rate Constraint in lbs/MMBtu | FALSE | L | Annual | Allowances Withdrawn (n:1) | MTons | 0 | 0 | 0 | 0 | 0 | 0 | 0
IL CPS- Midwest NOX rate Summer v5.12 | 347 | 5766 | Rate Constraint in lbs/MMBtu | FALSE | L | Annual | Net Emissions Allowance Position | MTons | 3.5272 | 3.513 | 3.3987 | 3.3985 | 3.3943 | 3.4001 | 3.4996
IL CPS- Midwest NOX rate Summer v5.12 | 347 | 5766 | Rate Constraint in lbs/MMBtu | FALSE | L | Annual | Fuel Consumed | TBtu | 64.0757 | 63.8651 | 61.4926 | 61.4974 | 61.4304 | 61.3363 | 63.3268
IL CPS- Midwest NOX rate Summer v5.12 | 347 | 5766 | Rate Constraint in lbs/MMBtu | FALSE | L | Annual | Rate | lb/MMBtu | 0.1101 | 0.11001 | 0.11054 | 0.11053 | 0.11051 | 0.11087 | 0.11052
IL CPS- Midwest NOX rate Summer v5.12 | 347 | 5766 | Rate Constraint in lbs/MMBtu | FALSE | L | Annual | Generation | TWh | 6.5294 | 6.5293 | 6.2803 | 6.2803 | 6.2803 | 6.2803 | 6.4687
IL CPS- Midwest NOX rate Summer v5.12 | 347 | 5766 | Rate Constraint in lbs/MMBtu | FALSE | L | Annual | Qualifying Generation | TWh | 6.5294 | 6.5293 | 6.2803 | 6.2803 | 6.2803 | 6.2803 | 6.4687
IL CPS- Midwest NOX rate Summer v5.12 | 347 | 5766 | Rate Constraint in lbs/MMBtu | FALSE | L | Annual | Rate | lb/MWh | 0.54021 | 0.53804 | 0.54118 | 0.54114 | 0.54047 | 0.54139 | 0.541
IL CPS- Midwest NOX rate Summer v5.12 | 347 | 5766 | Rate Constraint in lbs/MMBtu | FALSE | L | Annual | Constraint Shadow Price | US$/Ton | 0 | 0 | 0 | 0 | 0 | 0 | 0
IL CPS- Midwest SO2 Rate Annual v5.12 | 348 | 5767 | Rate Constraint in lbs/MMBtu | FALSE | L | Annual | Seasons Included | Seasons | Winter, Summer | Winter, Summer | Winter, Summer | Winter, Summer | Winter, Summer | Winter, Summer | Winter, Summer
IL CPS- Midwest SO2 Rate Annual v5.12 | 348 | 5767 | Rate Constraint in lbs/MMBtu | FALSE | L | Annual | Standard | lb/MMBtu | 0.25 | 0.25 | 0.25 | 0.25 | 0.25 | 0.25 | 0.25
IL CPS- Midwest SO2 Rate Annual v5.12 | 348 | 5767 | Rate Constraint in lbs/MMBtu | FALSE | L | Annual | Emissions at Affected Plants SO2 | MTons | 7.7806 | 7.9858 | 7.3145 | 7.4524 | 7.3145 | 7.4119 | 9.8445
IL CPS- Midwest SO2 Rate Annual v5.12 | 348 | 5767 | Rate Constraint in lbs/MMBtu | FALSE | L | Annual | Allowances Purchased SO2 | MTons | 0 | 0 | 0 | 0 | 0 | 0 | 0
IL CPS- Midwest SO2 Rate Annual v5.12 | 348 | 5767 | Rate Constraint in lbs/MMBtu | FALSE | L | Annual | Allowances Sold SO2 | MTons | 0 | 0 | 0 | 0 | 0 | 0 | 0
IL CPS- Midwest SO2 Rate Annual v5.12 | 348 | 5767 | Rate Constraint in lbs/MMBtu | FALSE | L | Annual | Allowances Banked | MTons | 0 | 0 | 0 | 0 | 0 | 0 | 0
IL CPS- Midwest SO2 Rate Annual v5.12 | 348 | 5767 | Rate Constraint in lbs/MMBtu | FALSE | L | Annual | Allowances Withdrawn (1:1) | MTons | 0 | 0 | 0 | 0 | 0 | 0 | 0
IL CPS- Midwest SO2 Rate Annual v5.12 | 348 | 5767 | Rate Constraint in lbs/MMBtu | FALSE | L | Annual | Allowances Withdrawn (n:1) | MTons | 0 | 0 | 0 | 0 | 0 | 0 | 0
IL CPS- Midwest SO2 Rate Annual v5.12 | 348 | 5767 | Rate Constraint in lbs/MMBtu | FALSE | L | Annual | Net Emissions Allowance Position | MTons | 7.7806 | 7.9858 | 7.3145 | 7.4524 | 7.3145 | 7.4119 | 9.8445
IL CPS- Midwest SO2 Rate Annual v5.12 | 348 | 5767 | Rate Constraint in lbs/MMBtu | FALSE | L | Annual | Fuel Consumed | TBtu | 146.5878 | 145.9925 | 140.894 | 142.5533 | 140.894 | 142.0655 | 144.6479
IL CPS- Midwest SO2 Rate Annual v5.12 | 348 | 5767 | Rate Constraint in lbs/MMBtu | FALSE | L | Annual | Rate | lb/MMBtu | 0.10616 | 0.1094 | 0.10383 | 0.10456 | 0.10383 | 0.10434 | 0.13612
IL CPS- Midwest SO2 Rate Annual v5.12 | 348 | 5767 | Rate Constraint in lbs/MMBtu | FALSE | L | Annual | Generation | TWh | 14.9254 | 14.9252 | 14.3688 | 14.5336 | 14.3688 | 14.4852 | 14.7416
IL CPS- Midwest SO2 Rate Annual v5.12 | 348 | 5767 | Rate Constraint in lbs/MMBtu | FALSE | L | Annual | Qualifying Generation | TWh | 14.9254 | 14.9252 | 14.3688 | 14.5336 | 14.3688 | 14.4852 | 14.7416
IL CPS- Midwest SO2 Rate Annual v5.12 | 348 | 5767 | Rate Constraint in lbs/MMBtu | FALSE | L | Annual | Rate | lb/MWh | 0.5213 | 0.53506 | 0.50905 | 0.51277 | 0.50905 | 0.51169 | 0.6678
IL CPS- Midwest SO2 Rate Annual v5.12 | 348 | 5767 | Rate Constraint in lbs/MMBtu | FALSE | L | Annual | Constraint Shadow Price | US$/Ton | 0 | 0 | 0 | 0 | 0 | 0 | 0
IL Fac. Spec. - NOX Rate Summer v3.1, Unit 502 and retrofits | 349 | 1797 | Rate Constraint in lbs/MMBtu | FALSE | L | Annual | Seasons Included | Seasons | Summer | Summer | Summer | Summer | Summer | Summer | Summer
IL Fac. Spec. - NOX Rate Summer v3.1, Unit 502 and retrofits | 349 | 1797 | Rate Constraint in lbs/MMBtu | FALSE | L | Annual | Standard | lb/MMBtu | 0.25 | 0.25 | 0.25 | 0.25 | 0.25 | 0.25 | 0.25
IL Fac. Spec. - NOX Rate Summer v3.1, Unit 502 and retrofits | 349 | 1797 | Rate Constraint in lbs/MMBtu | FALSE | L | Annual | Emissions at Affected Plants NOX | MTons | 0.00075686 | 0.00075686 | 0.00075686 | 0.00075686 | 0.0022747 | 0.00075686 | 0.00075686
IL Fac. Spec. - NOX Rate Summer v3.1, Unit 502 and retrofits | 349 | 1797 | Rate Constraint in lbs/MMBtu | FALSE | L | Annual | Allowances Purchased NOX | MTons | 0 | 0 | 0 | 0 | 0 | 0 | 0
IL Fac. Spec. - NOX Rate Summer v3.1, Unit 502 and retrofits | 349 | 1797 | Rate Constraint in lbs/MMBtu | FALSE | L | Annual | Allowances Sold NOX | MTons | 0 | 0 | 0 | 0 | 0 | 0 | 0
IL Fac. Spec. - NOX Rate Summer v3.1, Unit 502 and retrofits | 349 | 1797 | Rate Constraint in lbs/MMBtu | FALSE | L | Annual | Allowances Banked | MTons | 0 | 0 | 0 | 0 | 0 | 0 | 0
IL Fac. Spec. - NOX Rate Summer v3.1, Unit 502 and retrofits | 349 | 1797 | Rate Constraint in lbs/MMBtu | FALSE | L | Annual | Allowances Withdrawn (1:1) | MTons | 0 | 0 | 0 | 0 | 0 | 0 | 0
IL Fac. Spec. - NOX Rate Summer v3.1, Unit 502 and retrofits | 349 | 1797 | Rate Constraint in lbs/MMBtu | FALSE | L | Annual | Allowances Withdrawn (n:1) | MTons | 0 | 0 | 0 | 0 | 0 | 0 | 0
IL Fac. Spec. - NOX Rate Summer v3.1, Unit 502 and retrofits | 349 | 1797 | Rate Constraint in lbs/MMBtu | FALSE | L | Annual | Net Emissions Allowance Position | MTons | 0.00075686 | 0.00075686 | 0.00075686 | 0.00075686 | 0.0022747 | 0.00075686 | 0.00075686
IL Fac. Spec. - NOX Rate Summer v3.1, Unit 502 and retrofits | 349 | 1797 | Rate Constraint in lbs/MMBtu | FALSE | L | Annual | Fuel Consumed | TBtu | 0.074303 | 0.074303 | 0.074303 | 0.074303 | 0.22331 | 0.074303 | 0.074303
IL Fac. Spec. - NOX Rate Summer v3.1, Unit 502 and retrofits | 349 | 1797 | Rate Constraint in lbs/MMBtu | FALSE | L | Annual | Rate | lb/MMBtu | 0.020372 | 0.020372 | 0.020372 | 0.020372 | 0.020372 | 0.020372 | 0.020372
IL Fac. Spec. - NOX Rate Summer v3.1, Unit 502 and retrofits | 349 | 1797 | Rate Constraint in lbs/MMBtu | FALSE | L | Annual | Generation | TWh | 0.0069151 | 0.0069151 | 0.0069151 | 0.0069151 | 0.020783 | 0.0069151 | 0.0069151
IL Fac. Spec. - NOX Rate Summer v3.1, Unit 502 and retrofits | 349 | 1797 | Rate Constraint in lbs/MMBtu | FALSE | L | Annual | Qualifying Generation | TWh | 0.0069151 | 0.0069151 | 0.0069151 | 0.0069151 | 0.020783 | 0.0069151 | 0.0069151
IL Fac. Spec. - NOX Rate Summer v3.1, Unit 502 and retrofits | 349 | 1797 | Rate Constraint in lbs/MMBtu | FALSE | L | Annual | Rate | lb/MWh | 0.10945 | 0.10945 | 0.10945 | 0.10945 | 0.10945 | 0.10945 | 0.10945
IL Fac. Spec. - NOX Rate Summer v3.1, Unit 502 and retrofits | 349 | 1797 | Rate Constraint in lbs/MMBtu | FALSE | L | Annual | Constraint Shadow Price | US$/Ton | 0 | 0 | 0 | 0 | 0 | 0 | 0
IL Fac. Spec. - NOX Rate Summer v3.1, Unit 503 and retrofits | 350 | 1797 | Rate Constraint in lbs/MMBtu | FALSE | L | Annual | Seasons Included | Seasons | Summer | Summer | Summer | Summer | Summer | Summer | Summer
IL Fac. Spec. - NOX Rate Summer v3.1, Unit 503 and retrofits | 350 | 1797 | Rate Constraint in lbs/MMBtu | FALSE | L | Annual | Standard | lb/MMBtu | 0.25 | 0.25 | 0.25 | 0.25 | 0.25 | 0.25 | 0.25
IL Fac. Spec. - NOX Rate Summer v3.1, Unit 503 and retrofits | 350 | 1797 | Rate Constraint in lbs/MMBtu | FALSE | L | Annual | Emissions at Affected Plants NOX | MTons | 0.00078075 | 0.00078075 | 0.00078075 | 0.00078075 | 0.0023465 | 0.00078075 | 0.00078075
IL Fac. Spec. - NOX Rate Summer v3.1, Unit 503 and retrofits | 350 | 1797 | Rate Constraint in lbs/MMBtu | FALSE | L | Annual | Allowances Purchased NOX | MTons | 0 | 0 | 0 | 0 | 0 | 0 | 0
IL Fac. Spec. - NOX Rate Summer v3.1, Unit 503 and retrofits | 350 | 1797 | Rate Constraint in lbs/MMBtu | FALSE | L | Annual | Allowances Sold NOX | MTons | 0 | 0 | 0 | 0 | 0 | 0 | 0
IL Fac. Spec. - NOX Rate Summer v3.1, Unit 503 and retrofits | 350 | 1797 | Rate Constraint in lbs/MMBtu | FALSE | L | Annual | Allowances Banked | MTons | 0 | 0 | 0 | 0 | 0 | 0 | 0
IL Fac. Spec. - NOX Rate Summer v3.1, Unit 503 and retrofits | 350 | 1797 | Rate Constraint in lbs/MMBtu | FALSE | L | Annual | Allowances Withdrawn (1:1) | MTons | 0 | 0 | 0 | 0 | 0 | 0 | 0
IL Fac. Spec. - NOX Rate Summer v3.1, Unit 503 and retrofits | 350 | 1797 | Rate Constraint in lbs/MMBtu | FALSE | L | Annual | Allowances Withdrawn (n:1) | MTons | 0 | 0 | 0 | 0 | 0 | 0 | 0
IL Fac. Spec. - NOX Rate Summer v3.1, Unit 503 and retrofits | 350 | 1797 | Rate Constraint in lbs/MMBtu | FALSE | L | Annual | Net Emissions Allowance Position | MTons | 0.00078075 | 0.00078075 | 0.00078075 | 0.00078075 | 0.0023465 | 0.00078075 | 0.00078075
IL Fac. Spec. - NOX Rate Summer v3.1, Unit 503 and retrofits | 350 | 1797 | Rate Constraint in lbs/MMBtu | FALSE | L | Annual | Fuel Consumed | TBtu | 0.074303 | 0.074303 | 0.074303 | 0.074303 | 0.22331 | 0.074303 | 0.074303
IL Fac. Spec. - NOX Rate Summer v3.1, Unit 503 and retrofits | 350 | 1797 | Rate Constraint in lbs/MMBtu | FALSE | L | Annual | Rate | lb/MMBtu | 0.021015 | 0.021015 | 0.021015 | 0.021015 | 0.021015 | 0.021015 | 0.021015
IL Fac. Spec. - NOX Rate Summer v3.1, Unit 503 and retrofits | 350 | 1797 | Rate Constraint in lbs/MMBtu | FALSE | L | Annual | Generation | TWh | 0.0069151 | 0.0069151 | 0.0069151 | 0.0069151 | 0.020783 | 0.0069151 | 0.0069151
IL Fac. Spec. - NOX Rate Summer v3.1, Unit 503 and retrofits | 350 | 1797 | Rate Constraint in lbs/MMBtu | FALSE | L | Annual | Qualifying Generation | TWh | 0.0069151 | 0.0069151 | 0.0069151 | 0.0069151 | 0.020783 | 0.0069151 | 0.0069151
IL Fac. Spec. - NOX Rate Summer v3.1, Unit 503 and retrofits | 350 | 1797 | Rate Constraint in lbs/MMBtu | FALSE | L | Annual | Rate | lb/MWh | 0.11291 | 0.11291 | 0.11291 | 0.11291 | 0.11291 | 0.11291 | 0.11291
IL Fac. Spec. - NOX Rate Summer v3.1, Unit 503 and retrofits | 350 | 1797 | Rate Constraint in lbs/MMBtu | FALSE | L | Annual | Constraint Shadow Price | US$/Ton | 0 | 0 | 0 | 0 | 0 | 0 | 0
IL Fac. Spec. - NOX Rate Summer v3.1, Unit 504 and retrofits | 351 | 1797 | Rate Constraint in lbs/MMBtu | FALSE | L | Annual | Seasons Included | Seasons | Summer | Summer | Summer | Summer | Summer | Summer | Summer
IL Fac. Spec. - NOX Rate Summer v3.1, Unit 504 and retrofits | 351 | 1797 | Rate Constraint in lbs/MMBtu | FALSE | L | Annual | Standard | lb/MMBtu | 0.25 | 0.25 | 0.25 | 0.25 | 0.25 | 0.25 | 0.25
IL Fac. Spec. - NOX Rate Summer v3.1, Unit 504 and retrofits | 351 | 1797 | Rate Constraint in lbs/MMBtu | FALSE | L | Annual | Emissions at Affected Plants NOX | MTons | 0.00088852 | 0.00088852 | 0.00088852 | 0.00088852 | 0.0026704 | 0.00088852 | 0.00088852
IL Fac. Spec. - NOX Rate Summer v3.1, Unit 504 and retrofits | 351 | 1797 | Rate Constraint in lbs/MMBtu | FALSE | L | Annual | Allowances Purchased NOX | MTons | 0 | 0 | 0 | 0 | 0 | 0 | 0
IL Fac. Spec. - NOX Rate Summer v3.1, Unit 504 and retrofits | 351 | 1797 | Rate Constraint in lbs/MMBtu | FALSE | L | Annual | Allowances Sold NOX | MTons | 0 | 0 | 0 | 0 | 0 | 0 | 0
IL Fac. Spec. - NOX Rate Summer v3.1, Unit 504 and retrofits | 351 | 1797 | Rate Constraint in lbs/MMBtu | FALSE | L | Annual | Allowances Banked | MTons | 0 | 0 | 0 | 0 | 0 | 0 | 0
IL Fac. Spec. - NOX Rate Summer v3.1, Unit 504 and retrofits | 351 | 1797 | Rate Constraint in lbs/MMBtu | FALSE | L | Annual | Allowances Withdrawn (1:1) | MTons | 0 | 0 | 0 | 0 | 0 | 0 | 0
IL Fac. Spec. - NOX Rate Summer v3.1, Unit 504 and retrofits | 351 | 1797 | Rate Constraint in lbs/MMBtu | FALSE | L | Annual | Allowances Withdrawn (n:1) | MTons | 0 | 0 | 0 | 0 | 0 | 0 | 0
IL Fac. Spec. - NOX Rate Summer v3.1, Unit 504 and retrofits | 351 | 1797 | Rate Constraint in lbs/MMBtu | FALSE | L | Annual | Net Emissions Allowance Position | MTons | 0.00088852 | 0.00088852 | 0.00088852 | 0.00088852 | 0.0026704 | 0.00088852 | 0.00088852
IL Fac. Spec. - NOX Rate Summer v3.1, Unit 504 and retrofits | 351 | 1797 | Rate Constraint in lbs/MMBtu | FALSE | L | Annual | Fuel Consumed | TBtu | 0.074303 | 0.074303 | 0.074303 | 0.074303 | 0.22331 | 0.074303 | 0.074303
IL Fac. Spec. - NOX Rate Summer v3.1, Unit 504 and retrofits | 351 | 1797 | Rate Constraint in lbs/MMBtu | FALSE | L | Annual | Rate | lb/MMBtu | 0.023916 | 0.023916 | 0.023916 | 0.023916 | 0.023916 | 0.023916 | 0.023916
IL Fac. Spec. - NOX Rate Summer v3.1, Unit 504 and retrofits | 351 | 1797 | Rate Constraint in lbs/MMBtu | FALSE | L | Annual | Generation | TWh | 0.0069151 | 0.0069151 | 0.0069151 | 0.0069151 | 0.020783 | 0.0069151 | 0.0069151
IL Fac. Spec. - NOX Rate Summer v3.1, Unit 504 and retrofits | 351 | 1797 | Rate Constraint in lbs/MMBtu | FALSE | L | Annual | Qualifying Generation | TWh | 0.0069151 | 0.0069151 | 0.0069151 | 0.0069151 | 0.020783 | 0.0069151 | 0.0069151
IL Fac. Spec. - NOX Rate Summer v3.1, Unit 504 and retrofits | 351 | 1797 | Rate Constraint in lbs/MMBtu | FALSE | L | Annual | Rate | lb/MWh | 0.12849 | 0.12849 | 0.12849 | 0.12849 | 0.12849 | 0.12849 | 0.12849
IL Fac. Spec. - NOX Rate Summer v3.1, Unit 504 and retrofits | 351 | 1797 | Rate Constraint in lbs/MMBtu | FALSE | L | Annual | Constraint Shadow Price | US$/Ton | 0 | 0 | 0 | 0 | 0 | 0 | 0
IL Fac. Spec. - NOX Rate Summer v3.1, Unit 505 and retrofits | 352 | 1797 | Rate Constraint in lbs/MMBtu | FALSE | L | Annual | Seasons Included | Seasons | Summer | Summer | Summer | Summer | Summer | Summer | Summer
IL Fac. Spec. - NOX Rate Summer v3.1, Unit 505 and retrofits | 352 | 1797 | Rate Constraint in lbs/MMBtu | FALSE | L | Annual | Standard | lb/MMBtu | 0.25 | 0.25 | 0.25 | 0.25 | 0.25 | 0.25 | 0.25
IL Fac. Spec. - NOX Rate Summer v3.1, Unit 505 and retrofits | 352 | 1797 | Rate Constraint in lbs/MMBtu | FALSE | L | Annual | Emissions at Affected Plants NOX | MTons | 0.00080017 | 0.00080017 | 0.00080017 | 0.00080017 | 0.0024049 | 0.00080017 | 0.00080017
IL Fac. Spec. - NOX Rate Summer v3.1, Unit 505 and retrofits | 352 | 1797 | Rate Constraint in lbs/MMBtu | FALSE | L | Annual | Allowances Purchased NOX | MTons | 0 | 0 | 0 | 0 | 0 | 0 | 0
IL Fac. Spec. - NOX Rate Summer v3.1, Unit 505 and retrofits | 352 | 1797 | Rate Constraint in lbs/MMBtu | FALSE | L | Annual | Allowances Sold NOX | MTons | 0 | 0 | 0 | 0 | 0 | 0 | 0
IL Fac. Spec. - NOX Rate Summer v3.1, Unit 505 and retrofits | 352 | 1797 | Rate Constraint in lbs/MMBtu | FALSE | L | Annual | Allowances Banked | MTons | 0 | 0 | 0 | 0 | 0 | 0 | 0
IL Fac. Spec. - NOX Rate Summer v3.1, Unit 505 and retrofits | 352 | 1797 | Rate Constraint in lbs/MMBtu | FALSE | L | Annual | Allowances Withdrawn (1:1) | MTons | 0 | 0 | 0 | 0 | 0 | 0 | 0
IL Fac. Spec. - NOX Rate Summer v3.1, Unit 505 and retrofits | 352 | 1797 | Rate Constraint in lbs/MMBtu | FALSE | L | Annual | Allowances Withdrawn (n:1) | MTons | 0 | 0 | 0 | 0 | 0 | 0 | 0
IL Fac. Spec. - NOX Rate Summer v3.1, Unit 505 and retrofits | 352 | 1797 | Rate Constraint in lbs/MMBtu | FALSE | L | Annual | Net Emissions Allowance Position | MTons | 0.00080017 | 0.00080017 | 0.00080017 | 0.00080017 | 0.0024049 | 0.00080017 | 0.00080017
IL Fac. Spec. - NOX Rate Summer v3.1, Unit 505 and retrofits | 352 | 1797 | Rate Constraint in lbs/MMBtu | FALSE | L | Annual | Fuel Consumed | TBtu | 0.074303 | 0.074303 | 0.074303 | 0.074303 | 0.22331 | 0.074303 | 0.074303
IL Fac. Spec. - NOX Rate Summer v3.1, Unit 505 and retrofits | 352 | 1797 | Rate Constraint in lbs/MMBtu | FALSE | L | Annual | Rate | lb/MMBtu | 0.021538 | 0.021538 | 0.021538 | 0.021538 | 0.021538 | 0.021538 | 0.021538
IL Fac. Spec. - NOX Rate Summer v3.1, Unit 505 and retrofits | 352 | 1797 | Rate Constraint in lbs/MMBtu | FALSE | L | Annual | Generation | TWh | 0.0069151 | 0.0069151 | 0.0069151 | 0.0069151 | 0.020783 | 0.0069151 | 0.0069151
IL Fac. Spec. - NOX Rate Summer v3.1, Unit 505 and retrofits | 352 | 1797 | Rate Constraint in lbs/MMBtu | FALSE | L | Annual | Qualifying Generation | TWh | 0.0069151 | 0.0069151 | 0.0069151 | 0.0069151 | 0.020783 | 0.0069151 | 0.0069151
IL Fac. Spec. - NOX Rate Summer v3.1, Unit 505 and retrofits | 352 | 1797 | Rate Constraint in lbs/MMBtu | FALSE | L | Annual | Rate | lb/MWh | 0.11571 | 0.11571 | 0.11571 | 0.11571 | 0.11571 | 0.11571 | 0.11571
IL Fac. Spec. - NOX Rate Summer v3.1, Unit 505 and retrofits | 352 | 1797 | Rate Constraint in lbs/MMBtu | FALSE | L | Annual | Constraint Shadow Price | US$/Ton | 0 | 0 | 0 | 0 | 0 | 0 | 0
IL Fac. Spec. - NOX Rate Summer v3.1, Unit 506 and retrofits | 353 | 1797 | Rate Constraint in lbs/MMBtu | FALSE | L | Annual | Seasons Included | Seasons | Summer | Summer | Summer | Summer | Summer | Summer | Summer
IL Fac. Spec. - NOX Rate Summer v3.1, Unit 506 and retrofits | 353 | 1797 | Rate Constraint in lbs/MMBtu | FALSE | L | Annual | Standard | lb/MMBtu | 0.25 | 0.25 | 0.25 | 0.25 | 0.25 | 0.25 | 0.25
IL Fac. Spec. - NOX Rate Summer v3.1, Unit 506 and retrofits | 353 | 1797 | Rate Constraint in lbs/MMBtu | FALSE | L | Annual | Emissions at Affected Plants NOX | MTons | 0.00082076 | 0.00082076 | 0.00082076 | 0.00082076 | 0.0024668 | 0.00082076 | 0.00082076
IL Fac. Spec. - NOX Rate Summer v3.1, Unit 506 and retrofits | 353 | 1797 | Rate Constraint in lbs/MMBtu | FALSE | L | Annual | Allowances Purchased NOX | MTons | 0 | 0 | 0 | 0 | 0 | 0 | 0
IL Fac. Spec. - NOX Rate Summer v3.1, Unit 506 and retrofits | 353 | 1797 | Rate Constraint in lbs/MMBtu | FALSE | L | Annual | Allowances Sold NOX | MTons | 0 | 0 | 0 | 0 | 0 | 0 | 0
IL Fac. Spec. - NOX Rate Summer v3.1, Unit 506 and retrofits | 353 | 1797 | Rate Constraint in lbs/MMBtu | FALSE | L | Annual | Allowances Banked | MTons | 0 | 0 | 0 | 0 | 0 | 0 | 0
IL Fac. Spec. - NOX Rate Summer v3.1, Unit 506 and retrofits | 353 | 1797 | Rate Constraint in lbs/MMBtu | FALSE | L | Annual | Allowances Withdrawn (1:1) | MTons | 0 | 0 | 0 | 0 | 0 | 0 | 0
IL Fac. Spec. - NOX Rate Summer v3.1, Unit 506 and retrofits | 353 | 1797 | Rate Constraint in lbs/MMBtu | FALSE | L | Annual | Allowances Withdrawn (n:1) | MTons | 0 | 0 | 0 | 0 | 0 | 0 | 0
IL Fac. Spec. - NOX Rate Summer v3.1, Unit 506 and retrofits | 353 | 1797 | Rate Constraint in lbs/MMBtu | FALSE | L | Annual | Net Emissions Allowance Position | MTons | 0.00082076 | 0.00082076 | 0.00082076 | 0.00082076 | 0.0024668 | 0.00082076 | 0.00082076
IL Fac. Spec. - NOX Rate Summer v3.1, Unit 506 and retrofits | 353 | 1797 | Rate Constraint in lbs/MMBtu | FALSE | L | Annual | Fuel Consumed | TBtu | 0.074303 | 0.074303 | 0.074303 | 0.074303 | 0.22331 | 0.074303 | 0.074303
IL Fac. Spec. - NOX Rate Summer v3.1, Unit 506 and retrofits | 353 | 1797 | Rate Constraint in lbs/MMBtu | FALSE | L | Annual | Rate | lb/MMBtu | 0.022092 | 0.022092 | 0.022092 | 0.022092 | 0.022092 | 0.022092 | 0.022092
IL Fac. Spec. - NOX Rate Summer v3.1, Unit 506 and retrofits | 353 | 1797 | Rate Constraint in lbs/MMBtu | FALSE | L | Annual | Generation | TWh | 0.0069151 | 0.0069151 | 0.0069151 | 0.0069151 | 0.020783 | 0.0069151 | 0.0069151
IL Fac. Spec. - NOX Rate Summer v3.1, Unit 506 and retrofits | 353 | 1797 | Rate Constraint in lbs/MMBtu | FALSE | L | Annual | Qualifying Generation | TWh | 0.0069151 | 0.0069151 | 0.0069151 | 0.0069151 | 0.020783 | 0.0069151 | 0.0069151
IL Fac. Spec. - NOX Rate Summer v3.1, Unit 506 and retrofits | 353 | 1797 | Rate Constraint in lbs/MMBtu | FALSE | L | Annual | Rate | lb/MWh | 0.11869 | 0.11869 | 0.11869 | 0.11869 | 0.11869 | 0.11869 | 0.11869
IL Fac. Spec. - NOX Rate Summer v3.1, Unit 506 and retrofits | 353 | 1797 | Rate Constraint in lbs/MMBtu | FALSE | L | Annual | Constraint Shadow Price | US$/Ton | 0 | 0 | 0 | 0 | 0 | 0 | 0
IL Fac. Spec. - NOX Rate Summer v3.1, Unit 507 and retrofits | 354 | 1797 | Rate Constraint in lbs/MMBtu | FALSE | L | Annual | Seasons Included | Seasons | Summer | Summer | Summer | Summer | Summer | Summer | Summer
IL Fac. Spec. - NOX Rate Summer v3.1, Unit 507 and retrofits | 354 | 1797 | Rate Constraint in lbs/MMBtu | FALSE | L | Annual | Standard | lb/MMBtu | 0.25 | 0.25 | 0.25 | 0.25 | 0.25 | 0.25 | 0.25
IL Fac. Spec. - NOX Rate Summer v3.1, Unit 507 and retrofits | 354 | 1797 | Rate Constraint in lbs/MMBtu | FALSE | L | Annual | Emissions at Affected Plants NOX | MTons | 0.00071273 | 0.00071273 | 0.00071273 | 0.00071273 | 0.0021421 | 0.00071273 | 0.00071273
IL Fac. Spec. - NOX Rate Summer v3.1, Unit 507 and retrofits | 354 | 1797 | Rate Constraint in lbs/MMBtu | FALSE | L | Annual | Allowances Purchased NOX | MTons | 0 | 0 | 0 | 0 | 0 | 0 | 0
IL Fac. Spec. - NOX Rate Summer v3.1, Unit 507 and retrofits | 354 | 1797 | Rate Constraint in lbs/MMBtu | FALSE | L | Annual | Allowances Sold NOX | MTons | 0 | 0 | 0 | 0 | 0 | 0 | 0
IL Fac. Spec. - NOX Rate Summer v3.1, Unit 507 and retrofits | 354 | 1797 | Rate Constraint in lbs/MMBtu | FALSE | L | Annual | Allowances Banked | MTons | 0 | 0 | 0 | 0 | 0 | 0 | 0
IL Fac. Spec. - NOX Rate Summer v3.1, Unit 507 and retrofits | 354 | 1797 | Rate Constraint in lbs/MMBtu | FALSE | L | Annual | Allowances Withdrawn (1:1) | MTons | 0 | 0 | 0 | 0 | 0 | 0 | 0
IL Fac. Spec. - NOX Rate Summer v3.1, Unit 507 and retrofits | 354 | 1797 | Rate Constraint in lbs/MMBtu | FALSE | L | Annual | Allowances Withdrawn (n:1) | MTons | 0 | 0 | 0 | 0 | 0 | 0 | 0
IL Fac. Spec. - NOX Rate Summer v3.1, Unit 507 and retrofits | 354 | 1797 | Rate Constraint in lbs/MMBtu | FALSE | L | Annual | Net Emissions Allowance Position | MTons | 0.00071273 | 0.00071273 | 0.00071273 | 0.00071273 | 0.0021421 | 0.00071273 | 0.00071273
IL Fac. Spec. - NOX Rate Summer v3.1, Unit 507 and retrofits | 354 | 1797 | Rate Constraint in lbs/MMBtu | FALSE | L | Annual | Fuel Consumed | TBtu | 0.074303 | 0.074303 | 0.074303 | 0.074303 | 0.22331 | 0.074303 | 0.074303
IL Fac. Spec. - NOX Rate Summer v3.1, Unit 507 and retrofits | 354 | 1797 | Rate Constraint in lbs/MMBtu | FALSE | L | Annual | Rate | lb/MMBtu | 0.019185 | 0.019185 | 0.019185 | 0.019185 | 0.019185 | 0.019185 | 0.019185
IL Fac. Spec. - NOX Rate Summer v3.1, Unit 507 and retrofits | 354 | 1797 | Rate Constraint in lbs/MMBtu | FALSE | L | Annual | Generation | TWh | 0.0069151 | 0.0069151 | 0.0069151 | 0.0069151 | 0.020783 | 0.0069151 | 0.0069151
IL Fac. Spec. - NOX Rate Summer v3.1, Unit 507 and retrofits | 354 | 1797 | Rate Constraint in lbs/MMBtu | FALSE | L | Annual | Qualifying Generation | TWh | 0.0069151 | 0.0069151 | 0.0069151 | 0.0069151 | 0.020783 | 0.0069151 | 0.0069151
IL Fac. Spec. - NOX Rate Summer v3.1, Unit 507 and retrofits | 354 | 1797 | Rate Constraint in lbs/MMBtu | FALSE | L | Annual | Rate | lb/MWh | 0.10307 | 0.10307 | 0.10307 | 0.10307 | 0.10307 | 0.10307 | 0.10307
IL Fac. Spec. - NOX Rate Summer v3.1, Unit 507 and retrofits | 354 | 1797 | Rate Constraint in lbs/MMBtu | FALSE | L | Annual | Constraint Shadow Price | US$/Ton | 0 | 0 | 0 | 0 | 0 | 0 | 0
IL Fac. Spec. - NOX Rate Summer v3.1, Unit 508 and retrofits | 355 | 1797 | Rate Constraint in lbs/MMBtu | FALSE | L | Annual | Seasons Included | Seasons | Summer | Summer | Summer | Summer | Summer | Summer | Summer
IL Fac. Spec. - NOX Rate Summer v3.1, Unit 508 and retrofits | 355 | 1797 | Rate Constraint in lbs/MMBtu | FALSE | L | Annual | Standard | lb/MMBtu | 0.25 | 0.25 | 0.25 | 0.25 | 0.25 | 0.25 | 0.25
IL Fac. Spec. - NOX Rate Summer v3.1, Unit 508 and retrofits | 355 | 1797 | Rate Constraint in lbs/MMBtu | FALSE | L | Annual | Emissions at Affected Plants NOX | MTons | 0.00080679 | 0.00080679 | 0.00080679 | 0.00080679 | 0.0024248 | 0.00080679 | 0.00080679
IL Fac. Spec. - NOX Rate Summer v3.1, Unit 508 and retrofits | 355 | 1797 | Rate Constraint in lbs/MMBtu | FALSE | L | Annual | Allowances Purchased NOX | MTons | 0 | 0 | 0 | 0 | 0 | 0 | 0
IL Fac. Spec. - NOX Rate Summer v3.1, Unit 508 and retrofits | 355 | 1797 | Rate Constraint in lbs/MMBtu | FALSE | L | Annual | Allowances Sold NOX | MTons | 0 | 0 | 0 | 0 | 0 | 0 | 0
IL Fac. Spec. - NOX Rate Summer v3.1, Unit 508 and retrofits | 355 | 1797 | Rate Constraint in lbs/MMBtu | FALSE | L | Annual | Allowances Banked | MTons | 0 | 0 | 0 | 0 | 0 | 0 | 0
IL Fac. Spec. - NOX Rate Summer v3.1, Unit 508 and retrofits | 355 | 1797 | Rate Constraint in lbs/MMBtu | FALSE | L | Annual | Allowances Withdrawn (1:1) | MTons | 0 | 0 | 0 | 0 | 0 | 0 | 0
IL Fac. Spec. - NOX Rate Summer v3.1, Unit 508 and retrofits | 355 | 1797 | Rate Constraint in lbs/MMBtu | FALSE | L | Annual | Allowances Withdrawn (n:1) | MTons | 0 | 0 | 0 | 0 | 0 | 0 | 0
IL Fac. Spec. - NOX Rate Summer v3.1, Unit 508 and retrofits | 355 | 1797 | Rate Constraint in lbs/MMBtu | FALSE | L | Annual | Net Emissions Allowance Position | MTons | 0.00080679 | 0.00080679 | 0.00080679 | 0.00080679 | 0.0024248 | 0.00080679 | 0.00080679
IL Fac. Spec. - NOX Rate Summer v3.1, Unit 508 and retrofits | 355 | 1797 | Rate Constraint in lbs/MMBtu | FALSE | L | Annual | Fuel Consumed | TBtu | 0.074303 | 0.074303 | 0.074303 | 0.074303 | 0.22331 | 0.074303 | 0.074303
IL Fac. Spec. - NOX Rate Summer v3.1, Unit 508 and retrofits | 355 | 1797 | Rate Constraint in lbs/MMBtu | FALSE | L | Annual | Rate | lb/MMBtu | 0.021716 | 0.021716 | 0.021716 | 0.021716 | 0.021716 | 0.021716 | 0.021716
IL Fac. Spec. - NOX Rate Summer v3.1, Unit 508 and retrofits | 355 | 1797 | Rate Constraint in lbs/MMBtu | FALSE | L | Annual | Generation | TWh | 0.0069151 | 0.0069151 | 0.0069151 | 0.0069151 | 0.020783 | 0.0069151 | 0.0069151
IL Fac. Spec. - NOX Rate Summer v3.1, Unit 508 and retrofits | 355 | 1797 | Rate Constraint in lbs/MMBtu | FALSE | L | Annual | Qualifying Generation | TWh | 0.0069151 | 0.0069151 | 0.0069151 | 0.0069151 | 0.020783 | 0.0069151 | 0.0069151
IL Fac. Spec. - NOX Rate Summer v3.1, Unit 508 and retrofits | 355 | 1797 | Rate Constraint in lbs/MMBtu | FALSE | L | Annual | Rate | lb/MWh | 0.11667 | 0.11667 | 0.11667 | 0.11667 | 0.11667 | 0.11667 | 0.11667
IL Fac. Spec. - NOX Rate Summer v3.1, Unit 508 and retrofits | 355 | 1797 | Rate Constraint in lbs/MMBtu | FALSE | L | Annual | Constraint Shadow Price | US$/Ton | 0 | 0 | 0 | 0 | 0 | 0 | 0
IL Fac. Spec. - NOX Rate Summer v3.1, Unit 509 and retrofits | 356 | 1797 | Rate Constraint in lbs/MMBtu | FALSE | L | Annual | Seasons Included | Seasons | Summer | Summer | Summer | Summer | Summer | Summer | Summer
IL Fac. Spec. - NOX Rate Summer v3.1, Unit 509 and retrofits | 356 | 1797 | Rate Constraint in lbs/MMBtu | FALSE | L | Annual | Standard | lb/MMBtu | 0.25 | 0.25 | 0.25 | 0.25 | 0.25 | 0.25 | 0.25
IL Fac. Spec. - NOX Rate Summer v3.1, Unit 509 and retrofits | 356 | 1797 | Rate Constraint in lbs/MMBtu | FALSE | L | Annual | Emissions at Affected Plants NOX | MTons | 0.00076875 | 0.00076875 | 0.00076875 | 0.00076875 | 0.0023104 | 0.00076875 | 0.00076875
IL Fac. Spec. - NOX Rate Summer v3.1, Unit 509 and retrofits | 356 | 1797 | Rate Constraint in lbs/MMBtu | FALSE | L | Annual | Allowances Purchased NOX | MTons | 0 | 0 | 0 | 0 | 0 | 0 | 0
IL Fac. Spec. - NOX Rate Summer v3.1, Unit 509 and retrofits | 356 | 1797 | Rate Constraint in lbs/MMBtu | FALSE | L | Annual | Allowances Sold NOX | MTons | 0 | 0 | 0 | 0 | 0 | 0 | 0
IL Fac. Spec. - NOX Rate Summer v3.1, Unit 509 and retrofits | 356 | 1797 | Rate Constraint in lbs/MMBtu | FALSE | L | Annual | Allowances Banked | MTons | 0 | 0 | 0 | 0 | 0 | 0 | 0
IL Fac. Spec. - NOX Rate Summer v3.1, Unit 509 and retrofits | 356 | 1797 | Rate Constraint in lbs/MMBtu | FALSE | L | Annual | Allowances Withdrawn (1:1) | MTons | 0 | 0 | 0 | 0 | 0 | 0 | 0
IL Fac. Spec. - NOX Rate Summer v3.1, Unit 509 and retrofits | 356 | 1797 | Rate Constraint in lbs/MMBtu | FALSE | L | Annual | Allowances Withdrawn (n:1) | MTons | 0 | 0 | 0 | 0 | 0 | 0 | 0
IL Fac. Spec. - NOX Rate Summer v3.1, Unit 509 and retrofits | 356 | 1797 | Rate Constraint in lbs/MMBtu | FALSE | L | Annual | Net Emissions Allowance Position | MTons | 0.00076875 | 0.00076875 | 0.00076875 | 0.00076875 | 0.0023104 | 0.00076875 | 0.00076875
IL Fac. Spec. - NOX Rate Summer v3.1, Unit 509 and retrofits | 356 | 1797 | Rate Constraint in lbs/MMBtu | FALSE | L | Annual | Fuel Consumed | TBtu | 0.074303 | 0.074303 | 0.074303 | 0.074303 | 0.22331 | 0.074303 | 0.074303
IL Fac. Spec. - NOX Rate Summer v3.1, Unit 509 and retrofits | 356 | 1797 | Rate Constraint in lbs/MMBtu | FALSE | L | Annual | Rate | lb/MMBtu | 0.020692 | 0.020692 | 0.020692 | 0.020692 | 0.020692 | 0.020692 | 0.020692
IL Fac. Spec. - NOX Rate Summer v3.1, Unit 509 and retrofits | 356 | 1797 | Rate Constraint in lbs/MMBtu | FALSE | L | Annual | Generation | TWh | 0.0069151 | 0.0069151 | 0.0069151 | 0.0069151 | 0.020783 | 0.0069151 | 0.0069151
IL Fac. Spec. - NOX Rate Summer v3.1, Unit 509 and retrofits | 356 | 1797 | Rate Constraint in lbs/MMBtu | FALSE | L | Annual | Qualifying Generation | TWh | 0.0069151 | 0.0069151 | 0.0069151 | 0.0069151 | 0.020783 | 0.0069151 | 0.0069151
IL Fac. Spec. - NOX Rate Summer v3.1, Unit 509 and retrofits | 356 | 1797 | Rate Constraint in lbs/MMBtu | FALSE | L | Annual | Rate | lb/MWh | 0.11117 | 0.11117 | 0.11117 | 0.11117 | 0.11117 | 0.11117 | 0.11117
IL Fac. Spec. - NOX Rate Summer v3.1, Unit 509 and retrofits | 356 | 1797 | Rate Constraint in lbs/MMBtu | FALSE | L | Annual | Constraint Shadow Price | US$/Ton | 0 | 0 | 0 | 0 | 0 | 0 | 0
IL Fac. Spec. - NOX Rate Summer v3.1, Unit 510 and retrofits | 357 | 1797 | Rate Constraint in lbs/MMBtu | FALSE | L | Annual | Seasons Included | Seasons | Summer | Summer | Summer | Summer | Summer | Summer | Summer
IL Fac. Spec. - NOX Rate Summer v3.1, Unit 510 and retrofits | 357 | 1797 | Rate Constraint in lbs/MMBtu | FALSE | L | Annual | Standard | lb/MMBtu | 0.25 | 0.25 | 0.25 | 0.25 | 0.25 | 0.25 | 0.25
IL Fac. Spec. - NOX Rate Summer v3.1, Unit 510 and retrofits | 357 | 1797 | Rate Constraint in lbs/MMBtu | FALSE | L | Annual | Emissions at Affected Plants NOX | MTons | 0.00078486 | 0.00078486 | 0.00078486 | 0.00078486 | 0.0023589 | 0.00078486 | 0.00078486
IL Fac. Spec. - NOX Rate Summer v3.1, Unit 510 and retrofits | 357 | 1797 | Rate Constraint in lbs/MMBtu | FALSE | L | Annual | Allowances Purchased NOX | MTons | 0 | 0 | 0 | 0 | 0 | 0 | 0
IL Fac. Spec. - NOX Rate Summer v3.1, Unit 510 and retrofits | 357 | 1797 | Rate Constraint in lbs/MMBtu | FALSE | L | Annual | Allowances Sold NOX | MTons | 0 | 0 | 0 | 0 | 0 | 0 | 0
IL Fac. Spec. - NOX Rate Summer v3.1, Unit 510 and retrofits | 357 | 1797 | Rate Constraint in lbs/MMBtu | FALSE | L | Annual | Allowances Banked | MTons | 0 | 0 | 0 | 0 | 0 | 0 | 0
IL Fac. Spec. - NOX Rate Summer v3.1, Unit 510 and retrofits | 357 | 1797 | Rate Constraint in lbs/MMBtu | FALSE | L | Annual | Allowances Withdrawn (1:1) | MTons | 0 | 0 | 0 | 0 | 0 | 0 | 0
IL Fac. Spec. - NOX Rate Summer v3.1, Unit 510 and retrofits | 357 | 1797 | Rate Constraint in lbs/MMBtu | FALSE | L | Annual | Allowances Withdrawn (n:1) | MTons | 0 | 0 | 0 | 0 | 0 | 0 | 0
IL Fac. Spec. - NOX Rate Summer v3.1, Unit 510 and retrofits | 357 | 1797 | Rate Constraint in lbs/MMBtu | FALSE | L | Annual | Net Emissions Allowance Position | MTons | 0.00078486 | 0.00078486 | 0.00078486 | 0.00078486 | 0.0023589 | 0.00078486 | 0.00078486
IL Fac. Spec. - NOX Rate Summer v3.1, Unit 510 and retrofits | 357 | 1797 | Rate Constraint in lbs/MMBtu | FALSE | L | Annual | Fuel Consumed | TBtu | 0.074303 | 0.074303 | 0.074303 | 0.074303 | 0.22331 | 0.074303 | 0.074303
IL Fac. Spec. - NOX Rate Summer v3.1, Unit 510 and retrofits | 357 | 1797 | Rate Constraint in lbs/MMBtu | FALSE | L | Annual | Rate | lb/MMBtu | 0.021126 | 0.021126 | 0.021126 | 0.021126 | 0.021126 | 0.021126 | 0.021126
IL Fac. Spec. - NOX Rate Summer v3.1, Unit 510 and retrofits | 357 | 1797 | Rate Constraint in lbs/MMBtu | FALSE | L | Annual | Generation | TWh | 0.0069151 | 0.0069151 | 0.0069151 | 0.0069151 | 0.020783 | 0.0069151 | 0.0069151
IL Fac. Spec. - NOX Rate Summer v3.1, Unit 510 and retrofits | 357 | 1797 | Rate Constraint in lbs/MMBtu | FALSE | L | Annual | Qualifying Generation | TWh | 0.0069151 | 0.0069151 | 0.0069151 | 0.0069151 | 0.020783 | 0.0069151 | 0.0069151
IL Fac. Spec. - NOX Rate Summer v3.1, Unit 510 and retrofits | 357 | 1797 | Rate Constraint in lbs/MMBtu | FALSE | L | Annual | Rate | lb/MWh | 0.1135 | 0.1135 | 0.1135 | 0.1135 | 0.1135 | 0.1135 | 0.1135
IL Fac. Spec. - NOX Rate Summer v3.1, Unit 510 and retrofits | 357 | 1797 | Rate Constraint in lbs/MMBtu | FALSE | L | Annual | Constraint Shadow Price | US$/Ton | 0 | 0 | 0 | 0 | 0 | 0 | 0
IL Fac. Spec. - NOX Rate Summer v3.1, Unit 511 and retrofits | 358 | 1797 | Rate Constraint in lbs/MMBtu | FALSE | L | Annual | Seasons Included | Seasons | Summer | Summer | Summer | Summer | Summer | Summer | Summer
IL Fac. Spec. - NOX Rate Summer v3.1, Unit 511 and retrofits | 358 | 1797 | Rate Constraint in lbs/MMBtu | FALSE | L | Annual | Standard | lb/MMBtu | 0.25 | 0.25 | 0.25 | 0.25 | 0.25 | 0.25 | 0.25
IL Fac. Spec. - NOX Rate Summer v3.1, Unit 511 and retrofits | 358 | 1797 | Rate Constraint in lbs/MMBtu | FALSE | L | Annual | Emissions at Affected Plants NOX | MTons | 0.0008272 | 0.0008272 | 0.0008272 | 0.0008272 | 0.0024861 | 0.0008272 | 0.0008272
IL Fac. Spec. - NOX Rate Summer v3.1, Unit 511 and retrofits | 358 | 1797 | Rate Constraint in lbs/MMBtu | FALSE | L | Annual | Allowances Purchased NOX | MTons | 0 | 0 | 0 | 0 | 0 | 0 | 0
IL Fac. Spec. - NOX Rate Summer v3.1, Unit 511 and retrofits | 358 | 1797 | Rate Constraint in lbs/MMBtu | FALSE | L | Annual | Allowances Sold NOX | MTons | 0 | 0 | 0 | 0 | 0 | 0 | 0
IL Fac. Spec. - NOX Rate Summer v3.1, Unit 511 and retrofits | 358 | 1797 | Rate Constraint in lbs/MMBtu | FALSE | L | Annual | Allowances Banked | MTons | 0 | 0 | 0 | 0 | 0 | 0 | 0
IL Fac. Spec. - NOX Rate Summer v3.1, Unit 511 and retrofits | 358 | 1797 | Rate Constraint in lbs/MMBtu | FALSE | L | Annual | Allowances Withdrawn (1:1) | MTons | 0 | 0 | 0 | 0 | 0 | 0 | 0
IL Fac. Spec. - NOX Rate Summer v3.1, Unit 511 and retrofits | 358 | 1797 | Rate Constraint in lbs/MMBtu | FALSE | L | Annual | Allowances Withdrawn (n:1) | MTons | 0 | 0 | 0 | 0 | 0 | 0 | 0
IL Fac. Spec. - NOX Rate Summer v3.1, Unit 511 and retrofits | 358 | 1797 | Rate Constraint in lbs/MMBtu | FALSE | L | Annual | Net Emissions Allowance Position | MTons | 0.0008272 | 0.0008272 | 0.0008272 | 0.0008272 | 0.0024861 | 0.0008272 | 0.0008272
IL Fac. Spec. - NOX Rate Summer v3.1, Unit 511 and retrofits | 358 | 1797 | Rate Constraint in lbs/MMBtu | FALSE | L | Annual | Fuel Consumed | TBtu | 0.074303 | 0.074303 | 0.074303 | 0.074303 | 0.22331 | 0.074303 | 0.074303
IL Fac. Spec. - NOX Rate Summer v3.1, Unit 511 and retrofits | 358 | 1797 | Rate Constraint in lbs/MMBtu | FALSE | L | Annual | Rate | lb/MMBtu | 0.022266 | 0.022266 | 0.022266 | 0.022266 | 0.022266 | 0.022266 | 0.022266
IL Fac. Spec. - NOX Rate Summer v3.1, Unit 511 and retrofits | 358 | 1797 | Rate Constraint in lbs/MMBtu | FALSE | L | Annual | Generation | TWh | 0.0069151 | 0.0069151 | 0.0069151 | 0.0069151 | 0.020783 | 0.0069151 | 0.0069151
IL Fac. Spec. - NOX Rate Summer v3.1, Unit 511 and retrofits | 358 | 1797 | Rate Constraint in lbs/MMBtu | FALSE | L | Annual | Qualifying Generation | TWh | 0.0069151 | 0.0069151 | 0.0069151 | 0.0069151 | 0.020783 | 0.0069151 | 0.0069151
IL Fac. Spec. - NOX Rate Summer v3.1, Unit 511 and retrofits | 358 | 1797 | Rate Constraint in lbs/MMBtu | FALSE | L | Annual | Rate | lb/MWh | 0.11962 | 0.11962 | 0.11962 | 0.11962 | 0.11962 | 0.11962 | 0.11962
IL Fac. Spec. - NOX Rate Summer v3.1, Unit 511 and retrofits | 358 | 1797 | Rate Constraint in lbs/MMBtu | FALSE | L | Annual | Constraint Shadow Price | US$/Ton | 0 | 0 | 0 | 0 | 0 | 0 | 0
IL Fac. Spec. - NOX Rate Summer v3.1, Unit 512 and retrofits | 359 | 1797 | Rate Constraint in lbs/MMBtu | FALSE | L | Annual | Seasons Included | Seasons | Summer | Summer | Summer | Summer | Summer | Summer | Summer
IL Fac. Spec. - NOX Rate Summer v3.1, Unit 512 and retrofits | 359 | 1797 | Rate Constraint in lbs/MMBtu | FALSE | L | Annual | Standard | lb/MMBtu | 0.25 | 0.25 | 0.25 | 0.25 | 0.25 | 0.25 | 0.25
IL Fac. Spec. - NOX Rate Summer v3.1, Unit 512 and retrofits | 359 | 1797 | Rate Constraint in lbs/MMBtu | FALSE | L | Annual | Emissions at Affected Plants NOX | MTons | 0.00078084 | 0.00078084 | 0.00078084 | 0.00078084 | 0.0023468 | 0.00078084 | 0.00078084
IL Fac. Spec. - NOX Rate Summer v3.1, Unit 512 and retrofits | 359 | 1797 | Rate Constraint in lbs/MMBtu | FALSE | L | Annual | Allowances Purchased NOX | MTons | 0 | 0 | 0 | 0 | 0 | 0 | 0
IL Fac. Spec. - NOX Rate Summer v3.1, Unit 512 and retrofits | 359 | 1797 | Rate Constraint in lbs/MMBtu | FALSE | L | Annual | Allowances Sold NOX | MTons | 0 | 0 | 0 | 0 | 0 | 0 | 0
IL Fac. Spec. - NOX Rate Summer v3.1, Unit 512 and retrofits | 359 | 1797 | Rate Constraint in lbs/MMBtu | FALSE | L | Annual | Allowances Banked | MTons | 0 | 0 | 0 | 0 | 0 | 0 | 0
IL Fac. Spec. - NOX Rate Summer v3.1, Unit 512 and retrofits | 359 | 1797 | Rate Constraint in lbs/MMBtu | FALSE | L | Annual | Allowances Withdrawn (1:1) | MTons | 0 | 0 | 0 | 0 | 0 | 0 | 0
IL Fac. Spec. - NOX Rate Summer v3.1, Unit 512 and retrofits | 359 | 1797 | Rate Constraint in lbs/MMBtu | FALSE | L | Annual | Allowances Withdrawn (n:1) | MTons | 0 | 0 | 0 | 0 | 0 | 0 | 0
IL Fac. Spec. - NOX Rate Summer v3.1, Unit 512 and retrofits | 359 | 1797 | Rate Constraint in lbs/MMBtu | FALSE | L | Annual | Net Emissions Allowance Position | MTons | 0.00078084 | 0.00078084 | 0.00078084 | 0.00078084 | 0.0023468 | 0.00078084 | 0.00078084
IL Fac. Spec. - NOX Rate Summer v3.1, Unit 512 and retrofits | 359 | 1797 | Rate Constraint in lbs/MMBtu | FALSE | L | Annual | Fuel Consumed | TBtu | 0.074303 | 0.074303 | 0.074303 | 0.074303 | 0.22331 | 0.074303 | 0.074303
IL Fac. Spec. - NOX Rate Summer v3.1, Unit 512 and retrofits | 359 | 1797 | Rate Constraint in lbs/MMBtu | FALSE | L | Annual | Rate | lb/MMBtu | 0.021018 | 0.021018 | 0.021018 | 0.021018 | 0.021018 | 0.021018 | 0.021018
IL Fac. Spec. - NOX Rate Summer v3.1, Unit 512 and retrofits | 359 | 1797 | Rate Constraint in lbs/MMBtu | FALSE | L | Annual | Generation | TWh | 0.0069151 | 0.0069151 | 0.0069151 | 0.0069151 | 0.020783 | 0.0069151 | 0.0069151
IL Fac. Spec. - NOX Rate Summer v3.1, Unit 512 and retrofits | 359 | 1797 | Rate Constraint in lbs/MMBtu | FALSE | L | Annual | Qualifying Generation | TWh | 0.0069151 | 0.0069151 | 0.0069151 | 0.0069151 | 0.020783 | 0.0069151 | 0.0069151
IL Fac. Spec. - NOX Rate Summer v3.1, Unit 512 and retrofits | 359 | 1797 | Rate Constraint in lbs/MMBtu | FALSE | L | Annual | Rate | lb/MWh | 0.11292 | 0.11292 | 0.11292 | 0.11292 | 0.11292 | 0.11292 | 0.11292
IL Fac. Spec. - NOX Rate Summer v3.1, Unit 512 and retrofits | 359 | 1797 | Rate Constraint in lbs/MMBtu | FALSE | L | Annual | Constraint Shadow Price | US$/Ton | 0 | 0 | 0 | 0 | 0 | 0 | 0
IL Fac. Spec. - NOX Rate Summer v3.1, Unit 513 and retrofits | 360 | 1797 | Rate Constraint in lbs/MMBtu | FALSE | L | Annual | Seasons Included | Seasons | Summer | Summer | Summer | Summer | Summer | Summer | Summer
IL Fac. Spec. - NOX Rate Summer v3.1, Unit 513 and retrofits | 360 | 1797 | Rate Constraint in lbs/MMBtu | FALSE | L | Annual | Standard | lb/MMBtu | 0.25 | 0.25 | 0.25 | 0.25 | 0.25 | 0.25 | 0.25
IL Fac. Spec. - NOX Rate Summer v3.1, Unit 513 and retrofits | 360 | 1797 | Rate Constraint in lbs/MMBtu | FALSE | L | Annual | Emissions at Affected Plants NOX | MTons | 0.0007875 | 0.0007875 | 0.0007875 | 0.0007875 | 0.0023668 | 0.0007875 | 0.0007875
IL Fac. Spec. - NOX Rate Summer v3.1, Unit 513 and retrofits | 360 | 1797 | Rate Constraint in lbs/MMBtu | FALSE | L | Annual | Allowances Purchased NOX | MTons | 0 | 0 | 0 | 0 | 0 | 0 | 0
IL Fac. Spec. - NOX Rate Summer v3.1, Unit 513 and retrofits | 360 | 1797 | Rate Constraint in lbs/MMBtu | FALSE | L | Annual | Allowances Sold NOX | MTons | 0 | 0 | 0 | 0 | 0 | 0 | 0
IL Fac. Spec. - NOX Rate Summer v3.1, Unit 513 and retrofits | 360 | 1797 | Rate Constraint in lbs/MMBtu | FALSE | L | Annual | Allowances Banked | MTons | 0 | 0 | 0 | 0 | 0 | 0 | 0
IL Fac. Spec. - NOX Rate Summer v3.1, Unit 513 and retrofits | 360 | 1797 | Rate Constraint in lbs/MMBtu | FALSE | L | Annual | Allowances Withdrawn (1:1) | MTons | 0 | 0 | 0 | 0 | 0 | 0 | 0
IL Fac. Spec. - NOX Rate Summer v3.1, Unit 513 and retrofits | 360 | 1797 | Rate Constraint in lbs/MMBtu | FALSE | L | Annual | Allowances Withdrawn (n:1) | MTons | 0 | 0 | 0 | 0 | 0 | 0 | 0
IL Fac. Spec. - NOX Rate Summer v3.1, Unit 513 and retrofits | 360 | 1797 | Rate Constraint in lbs/MMBtu | FALSE | L | Annual | Net Emissions Allowance Position | MTons | 0.0007875 | 0.0007875 | 0.0007875 | 0.0007875 | 0.0023668 | 0.0007875 | 0.0007875
IL Fac. Spec. - NOX Rate Summer v3.1, Unit 513 and retrofits | 360 | 1797 | Rate Constraint in lbs/MMBtu | FALSE | L | Annual | Fuel Consumed | TBtu | 0.074303 | 0.074303 | 0.074303 | 0.074303 | 0.22331 | 0.074303 | 0.074303
IL Fac. Spec. - NOX Rate Summer v3.1, Unit 513 and retrofits | 360 | 1797 | Rate Constraint in lbs/MMBtu | FALSE | L | Annual | Rate | lb/MMBtu | 0.021197 | 0.021197 | 0.021197 | 0.021197 | 0.021197 | 0.021197 | 0.021197
IL Fac. Spec. - NOX Rate Summer v3.1, Unit 513 and retrofits | 360 | 1797 | Rate Constraint in lbs/MMBtu | FALSE | L | Annual | Generation | TWh | 0.0069151 | 0.0069151 | 0.0069151 | 0.0069151 | 0.020783 | 0.0069151 | 0.0069151
IL Fac. Spec. - NOX Rate Summer v3.1, Unit 513 and retrofits | 360 | 1797 | Rate Constraint in lbs/MMBtu | FALSE | L | Annual | Qualifying Generation | TWh | 0.0069151 | 0.0069151 | 0.0069151 | 0.0069151 | 0.020783 | 0.0069151 | 0.0069151
IL Fac. Spec. - NOX Rate Summer v3.1, Unit 513 and retrofits | 360 | 1797 | Rate Constraint in lbs/MMBtu | FALSE | L | Annual | Rate | lb/MWh | 0.11388 | 0.11388 | 0.11388 | 0.11388 | 0.11388 | 0.11388 | 0.11388
IL Fac. Spec. - NOX Rate Summer v3.1, Unit 513 and retrofits | 360 | 1797 | Rate Constraint in lbs/MMBtu | FALSE | L | Annual | Constraint Shadow Price | US$/Ton | 0 | 0 | 0 | 0 | 0 | 0 | 0
IL Fac. Spec. - NOX Rate Summer v3.1, Unit 514 and retrofits | 361 | 1797 | Rate Constraint in lbs/MMBtu | FALSE | L | Annual | Seasons Included | Seasons | Summer | Summer | Summer | Summer | Summer | Summer | Summer
IL Fac. Spec. - NOX Rate Summer v3.1, Unit 514 and retrofits | 361 | 1797 | Rate Constraint in lbs/MMBtu | FALSE | L | Annual | Standard | lb/MMBtu | 0.25 | 0.25 | 0.25 | 0.25 | 0.25 | 0.25 | 0.25
IL Fac. Spec. - NOX Rate Summer v3.1, Unit 514 and retrofits | 361 | 1797 | Rate Constraint in lbs/MMBtu | FALSE | L | Annual | Emissions at Affected Plants NOX | MTons | 0.0031314 | 0.0031314 | 0.0031314 | 0.0094112 | 0.0094112 | 0.0031314 | 0.0031314
IL Fac. Spec. - NOX Rate Summer v3.1, Unit 514 and retrofits | 361 | 1797 | Rate Constraint in lbs/MMBtu | FALSE | L | Annual | Allowances Purchased NOX | MTons | 0 | 0 | 0 | 0 | 0 | 0 | 0
IL Fac. Spec. - NOX Rate Summer v3.1, Unit 514 and retrofits | 361 | 1797 | Rate Constraint in lbs/MMBtu | FALSE | L | Annual | Allowances Sold NOX | MTons | 0 | 0 | 0 | 0 | 0 | 0 | 0
IL Fac. Spec. - NOX Rate Summer v3.1, Unit 514 and retrofits | 361 | 1797 | Rate Constraint in lbs/MMBtu | FALSE | L | Annual | Allowances Banked | MTons | 0 | 0 | 0 | 0 | 0 | 0 | 0
IL Fac. Spec. - NOX Rate Summer v3.1, Unit 514 and retrofits | 361 | 1797 | Rate Constraint in lbs/MMBtu | FALSE | L | Annual | Allowances Withdrawn (1:1) | MTons | 0 | 0 | 0 | 0 | 0 | 0 | 0
IL Fac. Spec. - NOX Rate Summer v3.1, Unit 514 and retrofits | 361 | 1797 | Rate Constraint in lbs/MMBtu | FALSE | L | Annual | Allowances Withdrawn (n:1) | MTons | 0 | 0 | 0 | 0 | 0 | 0 | 0
IL Fac. Spec. - NOX Rate Summer v3.1, Unit 514 and retrofits | 361 | 1797 | Rate Constraint in lbs/MMBtu | FALSE | L | Annual | Net Emissions Allowance Position | MTons | 0.0031314 | 0.0031314 | 0.0031314 | 0.0094112 | 0.0094112 | 0.0031314 | 0.0031314
IL Fac. Spec. - NOX Rate Summer v3.1, Unit 514 and retrofits | 361 | 1797 | Rate Constraint in lbs/MMBtu | FALSE | L | Annual | Fuel Consumed | TBtu | 0.07961 | 0.07961 | 0.07961 | 0.23927 | 0.23927 | 0.07961 | 0.07961
IL Fac. Spec. - NOX Rate Summer v3.1, Unit 514 and retrofits | 361 | 1797 | Rate Constraint in lbs/MMBtu | FALSE | L | Annual | Rate | lb/MMBtu | 0.078667 | 0.078667 | 0.078667 | 0.078667 | 0.078667 | 0.078667 | 0.078667
IL Fac. Spec. - NOX Rate Summer v3.1, Unit 514 and retrofits | 361 | 1797 | Rate Constraint in lbs/MMBtu | FALSE | L | Annual | Generation | TWh | 0.007409 | 0.007409 | 0.007409 | 0.022268 | 0.022268 | 0.007409 | 0.007409
IL Fac. Spec. - NOX Rate Summer v3.1, Unit 514 and retrofits | 361 | 1797 | Rate Constraint in lbs/MMBtu | FALSE | L | Annual | Qualifying Generation | TWh | 0.007409 | 0.007409 | 0.007409 | 0.022268 | 0.022268 | 0.007409 | 0.007409
IL Fac. Spec. - NOX Rate Summer v3.1, Unit 514 and retrofits | 361 | 1797 | Rate Constraint in lbs/MMBtu | FALSE | L | Annual | Rate | lb/MWh | 0.42264 | 0.42264 | 0.42264 | 0.42264 | 0.42264 | 0.42264 | 0.42264
IL Fac. Spec. - NOX Rate Summer v3.1, Unit 514 and retrofits | 361 | 1797 | Rate Constraint in lbs/MMBtu | FALSE | L | Annual | Constraint Shadow Price | US$/Ton | 0 | 0 | 0 | 0 | 0 | 0 | 0
IL Fac. Spec. - NOX Rate Summer v3.1, Unit 515 and retrofits | 362 | 1797 | Rate Constraint in lbs/MMBtu | FALSE | L | Annual | Seasons Included | Seasons | Summer | Summer | Summer | Summer | Summer | Summer | Summer
IL Fac. Spec. - NOX Rate Summer v3.1, Unit 515 and retrofits | 362 | 1797 | Rate Constraint in lbs/MMBtu | FALSE | L | Annual | Standard | lb/MMBtu | 0.25 | 0.25 | 0.25 | 0.25 | 0.25 | 0.25 | 0.25
IL Fac. Spec. - NOX Rate Summer v3.1, Unit 515 and retrofits | 362 | 1797 | Rate Constraint in lbs/MMBtu | FALSE | L | Annual | Emissions at Affected Plants NOX | MTons | 0.0065477 | 0.0065477 | 0.0065477 | 0.019679 | 0.019679 | 0.0065477 | 0.0065477
IL Fac. Spec. - NOX Rate Summer v3.1, Unit 515 and retrofits | 362 | 1797 | Rate Constraint in lbs/MMBtu | FALSE | L | Annual | Allowances Purchased NOX | MTons | 0 | 0 | 0 | 0 | 0 | 0 | 0
IL Fac. Spec. - NOX Rate Summer v3.1, Unit 515 and retrofits | 362 | 1797 | Rate Constraint in lbs/MMBtu | FALSE | L | Annual | Allowances Sold NOX | MTons | 0 | 0 | 0 | 0 | 0 | 0 | 0
IL Fac. Spec. - NOX Rate Summer v3.1, Unit 515 and retrofits | 362 | 1797 | Rate Constraint in lbs/MMBtu | FALSE | L | Annual | Allowances Banked | MTons | 0 | 0 | 0 | 0 | 0 | 0 | 0
IL Fac. Spec. - NOX Rate Summer v3.1, Unit 515 and retrofits | 362 | 1797 | Rate Constraint in lbs/MMBtu | FALSE | L | Annual | Allowances Withdrawn (1:1) | MTons | 0 | 0 | 0 | 0 | 0 | 0 | 0
IL Fac. Spec. - NOX Rate Summer v3.1, Unit 515 and retrofits | 362 | 1797 | Rate Constraint in lbs/MMBtu | FALSE | L | Annual | Allowances Withdrawn (n:1) | MTons | 0 | 0 | 0 | 0 | 0 | 0 | 0
IL Fac. Spec. - NOX Rate Summer v3.1, Unit 515 and retrofits | 362 | 1797 | Rate Constraint in lbs/MMBtu | FALSE | L | Annual | Net Emissions Allowance Position | MTons | 0.0065477 | 0.0065477 | 0.0065477 | 0.019679 | 0.019679 | 0.0065477 | 0.0065477
IL Fac. Spec. - NOX Rate Summer v3.1, Unit 515 and retrofits | 362 | 1797 | Rate Constraint in lbs/MMBtu | FALSE | L | Annual | Fuel Consumed | TBtu | 0.27677 | 0.27677 | 0.27677 | 0.83181 | 0.83181 | 0.27677 | 0.27677
IL Fac. Spec. - NOX Rate Summer v3.1, Unit 515 and retrofits | 362 | 1797 | Rate Constraint in lbs/MMBtu | FALSE | L | Annual | Rate | lb/MMBtu | 0.047316 | 0.047316 | 0.047316 | 0.047316 | 0.047316 | 0.047316 | 0.047316
IL Fac. Spec. - NOX Rate Summer v3.1, Unit 515 and retrofits | 362 | 1797 | Rate Constraint in lbs/MMBtu | FALSE | L | Annual | Generation | TWh | 0.025758 | 0.025758 | 0.025758 | 0.077414 | 0.077414 | 0.025758 | 0.025758
IL Fac. Spec. - NOX Rate Summer v3.1, Unit 515 and retrofits | 362 | 1797 | Rate Constraint in lbs/MMBtu | FALSE | L | Annual | Qualifying Generation | TWh | 0.025758 | 0.025758 | 0.025758 | 0.077414 | 0.077414 | 0.025758 | 0.025758
IL Fac. Spec. - NOX Rate Summer v3.1, Unit 515 and retrofits | 362 | 1797 | Rate Constraint in lbs/MMBtu | FALSE | L | Annual | Rate | lb/MWh | 0.25421 | 0.25421 | 0.25421 | 0.25421 | 0.25421 | 0.25421 | 0.25421
IL Fac. Spec. - NOX Rate Summer v3.1, Unit 515 and retrofits | 362 | 1797 | Rate Constraint in lbs/MMBtu | FALSE | L | Annual | Constraint Shadow Price | US$/Ton | 0 | 0 | 0 | 0 | 0 | 0 | 0
IL Fac. Spec. - NOX Rate Summer v3.1, Unit 516 and retrofits | 363 | 1797 | Rate Constraint in lbs/MMBtu | FALSE | L | Annual | Seasons Included | Seasons | Summer | Summer | Summer | Summer | Summer | Summer | Summer
IL Fac. Spec. - NOX Rate Summer v3.1, Unit 516 and retrofits | 363 | 1797 | Rate Constraint in lbs/MMBtu | FALSE | L | Annual | Standard | lb/MMBtu | 0.25 | 0.25 | 0.25 | 0.25 | 0.25 | 0.25 | 0.25
IL Fac. Spec. - NOX Rate Summer v3.1, Unit 516 and retrofits | 363 | 1797 | Rate Constraint in lbs/MMBtu | FALSE | L | Annual | Emissions at Affected Plants NOX | MTons | 0.0063835 | 0.0063835 | 0.0063835 | 0.019185 | 0.019185 | 0.0063835 | 0.0063835
IL Fac. Spec. - NOX Rate Summer v3.1, Unit 516 and retrofits | 363 | 1797 | Rate Constraint in lbs/MMBtu | FALSE | L | Annual | Allowances Purchased NOX | MTons | 0 | 0 | 0 | 0 | 0 | 0 | 0
IL Fac. Spec. - NOX Rate Summer v3.1, Unit 516 and retrofits | 363 | 1797 | Rate Constraint in lbs/MMBtu | FALSE | L | Annual | Allowances Sold NOX | MTons | 0 | 0 | 0 | 0 | 0 | 0 | 0
IL Fac. Spec. - NOX Rate Summer v3.1, Unit 516 and retrofits | 363 | 1797 | Rate Constraint in lbs/MMBtu | FALSE | L | Annual | Allowances Banked | MTons | 0 | 0 | 0 | 0 | 0 | 0 | 0
IL Fac. Spec. - NOX Rate Summer v3.1, Unit 516 and retrofits | 363 | 1797 | Rate Constraint in lbs/MMBtu | FALSE | L | Annual | Allowances Withdrawn (1:1) | MTons | 0 | 0 | 0 | 0 | 0 | 0 | 0
IL Fac. Spec. - NOX Rate Summer v3.1, Unit 516 and retrofits | 363 | 1797 | Rate Constraint in lbs/MMBtu | FALSE | L | Annual | Allowances Withdrawn (n:1) | MTons | 0 | 0 | 0 | 0 | 0 | 0 | 0
IL Fac. Spec. - NOX Rate Summer v3.1, Unit 516 and retrofits | 363 | 1797 | Rate Constraint in lbs/MMBtu | FALSE | L | Annual | Net Emissions Allowance Position | MTons | 0.0063835 | 0.0063835 | 0.0063835 | 0.019185 | 0.019185 | 0.0063835 | 0.0063835
IL Fac. Spec. - NOX Rate Summer v3.1, Unit 516 and retrofits | 363 | 1797 | Rate Constraint in lbs/MMBtu | FALSE | L | Annual | Fuel Consumed | TBtu | 0.27677 | 0.27677 | 0.27677 | 0.83181 | 0.83181 | 0.27677 | 0.27677
IL Fac. Spec. - NOX Rate Summer v3.1, Unit 516 and retrofits | 363 | 1797 | Rate Constraint in lbs/MMBtu | FALSE | L | Annual | Rate | lb/MMBtu | 0.046129 | 0.046129 | 0.046129 | 0.046129 | 0.046129 | 0.046129 | 0.046129
IL Fac. Spec. - NOX Rate Summer v3.1, Unit 516 and retrofits | 363 | 1797 | Rate Constraint in lbs/MMBtu | FALSE | L | Annual | Generation | TWh | 0.025758 | 0.025758 | 0.025758 | 0.077414 | 0.077414 | 0.025758 | 0.025758
IL Fac. Spec. - NOX Rate Summer v3.1, Unit 516 and retrofits | 363 | 1797 | Rate Constraint in lbs/MMBtu | FALSE | L | Annual | Qualifying Generation | TWh | 0.025758 | 0.025758 | 0.025758 | 0.077414 | 0.077414 | 0.025758 | 0.025758
IL Fac. Spec. - NOX Rate Summer v3.1, Unit 516 and retrofits | 363 | 1797 | Rate Constraint in lbs/MMBtu | FALSE | L | Annual | Rate | lb/MWh | 0.24783 | 0.24783 | 0.24783 | 0.24783 | 0.24783 | 0.24783 | 0.24783
IL Fac. Spec. - NOX Rate Summer v3.1, Unit 516 and retrofits | 363 | 1797 | Rate Constraint in lbs/MMBtu | FALSE | L | Annual | Constraint Shadow Price | US$/Ton | 0 | 0 | 0 | 0 | 0 | 0 | 0
IL Fac. Spec. - NOX Rate Summer v3.1, Unit 517 and retrofits | 364 | 1797 | Rate Constraint in lbs/MMBtu | FALSE | L | Annual | Seasons Included | Seasons | Summer | Summer | Summer | Summer | Summer | Summer | Summer
IL Fac. Spec. - NOX Rate Summer v3.1, Unit 517 and retrofits | 364 | 1797 | Rate Constraint in lbs/MMBtu | FALSE | L | Annual | Standard | lb/MMBtu | 0.25 | 0.25 | 0.25 | 0.25 | 0.25 | 0.25 | 0.25
IL Fac. Spec. - NOX Rate Summer v3.1, Unit 517 and retrofits | 364 | 1797 | Rate Constraint in lbs/MMBtu | FALSE | L | Annual | Emissions at Affected Plants NOX | MTons | 0.0064253 | 0.0064253 | 0.0064253 | 0.0064253 | 0.0064253 | 0.0064253 | 0
IL Fac. Spec. - NOX Rate Summer v3.1, Unit 517 and retrofits | 364 | 1797 | Rate Constraint in lbs/MMBtu | FALSE | L | Annual | Allowances Purchased NOX | MTons | 0 | 0 | 0 | 0 | 0 | 0 | 0
IL Fac. Spec. - NOX Rate Summer v3.1, Unit 517 and retrofits | 364 | 1797 | Rate Constraint in lbs/MMBtu | FALSE | L | Annual | Allowances Sold NOX | MTons | 0 | 0 | 0 | 0 | 0 | 0 | 0
IL Fac. Spec. - NOX Rate Summer v3.1, Unit 517 and retrofits | 364 | 1797 | Rate Constraint in lbs/MMBtu | FALSE | L | Annual | Allowances Banked | MTons | 0 | 0 | 0 | 0 | 0 | 0 | 0
IL Fac. Spec. - NOX Rate Summer v3.1, Unit 517 and retrofits | 364 | 1797 | Rate Constraint in lbs/MMBtu | FALSE | L | Annual | Allowances Withdrawn (1:1) | MTons | 0 | 0 | 0 | 0 | 0 | 0 | 0
IL Fac. Spec. - NOX Rate Summer v3.1, Unit 517 and retrofits | 364 | 1797 | Rate Constraint in lbs/MMBtu | FALSE | L | Annual | Allowances Withdrawn (n:1) | MTons | 0 | 0 | 0 | 0 | 0 | 0 | 0
IL Fac. Spec. - NOX Rate Summer v3.1, Unit 517 and retrofits | 364 | 1797 | Rate Constraint in lbs/MMBtu | FALSE | L | Annual | Net Emissions Allowance Position | MTons | 0.0064253 | 0.0064253 | 0.0064253 | 0.0064253 | 0.0064253 | 0.0064253 | 0
IL Fac. Spec. - NOX Rate Summer v3.1, Unit 517 and retrofits | 364 | 1797 | Rate Constraint in lbs/MMBtu | FALSE | L | Annual | Fuel Consumed | TBtu | 0.21382 | 0.21382 | 0.21382 | 0.21382 | 0.21382 | 0.21382 | 0
IL Fac. Spec. - NOX Rate Summer v3.1, Unit 517 and retrofits | 364 | 1797 | Rate Constraint in lbs/MMBtu | FALSE | L | Annual | Rate | lb/MMBtu | 0.0601 | 0.0601 | 0.0601 | 0.0601 | 0.0601 | 0.0601 | 0
IL Fac. Spec. - NOX Rate Summer v3.1, Unit 517 and retrofits | 364 | 1797 | Rate Constraint in lbs/MMBtu | FALSE | L | Annual | Generation | TWh | 0.019488 | 0.019488 | 0.019488 | 0.019488 | 0.019488 | 0.019488 | 0
IL Fac. Spec. - NOX Rate Summer v3.1, Unit 517 and retrofits | 364 | 1797 | Rate Constraint in lbs/MMBtu | FALSE | L | Annual | Qualifying Generation | TWh | 0.019488 | 0.019488 | 0.019488 | 0.019488 | 0.019488 | 0.019488 | 0
IL Fac. Spec. - NOX Rate Summer v3.1, Unit 517 and retrofits | 364 | 1797 | Rate Constraint in lbs/MMBtu | FALSE | L | Annual | Rate | lb/MWh | 0.32971 | 0.32971 | 0.32971 | 0.32971 | 0.32971 | 0.32971 | 0
IL Fac. Spec. - NOX Rate Summer v3.1, Unit 517 and retrofits | 364 | 1797 | Rate Constraint in lbs/MMBtu | FALSE | L | Annual | Constraint Shadow Price | US$/Ton | 0 | 0 | 0 | 0 | 0 | 0 | 0
IL Fac. Spec. - NOX Rate Summer v3.1, Unit 518 and retrofits | 365 | 1797 | Rate Constraint in lbs/MMBtu | FALSE | L | Annual | Seasons Included | Seasons | Summer | Summer | Summer | Summer | Summer | Summer | Summer
IL Fac. Spec. - NOX Rate Summer v3.1, Unit 518 and retrofits | 365 | 1797 | Rate Constraint in lbs/MMBtu | FALSE | L | Annual | Standard | lb/MMBtu | 0.25 | 0.25 | 0.25 | 0.25 | 0.25 | 0.25 | 0.25
IL Fac. Spec. - NOX Rate Summer v3.1, Unit 518 and retrofits | 365 | 1797 | Rate Constraint in lbs/MMBtu | FALSE | L | Annual | Emissions at Affected Plants NOX | MTons | 0.0063932 | 0.0063932 | 0.0063932 | 0.0063932 | 0.0063932 | 0.0063932 | 0
IL Fac. Spec. - NOX Rate Summer v3.1, Unit 518 and retrofits | 365 | 1797 | Rate Constraint in lbs/MMBtu | FALSE | L | Annual | Allowances Purchased NOX | MTons | 0 | 0 | 0 | 0 | 0 | 0 | 0
IL Fac. Spec. - NOX Rate Summer v3.1, Unit 518 and retrofits | 365 | 1797 | Rate Constraint in lbs/MMBtu | FALSE | L | Annual | Allowances Sold NOX | MTons | 0 | 0 | 0 | 0 | 0 | 0 | 0
IL Fac. Spec. - NOX Rate Summer v3.1, Unit 518 and retrofits | 365 | 1797 | Rate Constraint in lbs/MMBtu | FALSE | L | Annual | Allowances Banked | MTons | 0 | 0 | 0 | 0 | 0 | 0 | 0
IL Fac. Spec. - NOX Rate Summer v3.1, Unit 518 and retrofits | 365 | 1797 | Rate Constraint in lbs/MMBtu | FALSE | L | Annual | Allowances Withdrawn (1:1) | MTons | 0 | 0 | 0 | 0 | 0 | 0 | 0
IL Fac. Spec. - NOX Rate Summer v3.1, Unit 518 and retrofits | 365 | 1797 | Rate Constraint in lbs/MMBtu | FALSE | L | Annual | Allowances Withdrawn (n:1) | MTons | 0 | 0 | 0 | 0 | 0 | 0 | 0
IL Fac. Spec. - NOX Rate Summer v3.1, Unit 518 and retrofits | 365 | 1797 | Rate Constraint in lbs/MMBtu | FALSE | L | Annual | Net Emissions Allowance Position | MTons | 0.0063932 | 0.0063932 | 0.0063932 | 0.0063932 | 0.0063932 | 0.0063932 | 0
IL Fac. Spec. - NOX Rate Summer v3.1, Unit 518 and retrofits | 365 | 1797 | Rate Constraint in lbs/MMBtu | FALSE | L | Annual | Fuel Consumed | TBtu | 0.21382 | 0.21382 | 0.21382 | 0.21382 | 0.21382 | 0.21382 | 0
IL Fac. Spec. - NOX Rate Summer v3.1, Unit 518 and retrofits | 365 | 1797 | Rate Constraint in lbs/MMBtu | FALSE | L | Annual | Rate | lb/MMBtu | 0.0598 | 0.0598 | 0.0598 | 0.0598 | 0.0598 | 0.0598 | 0
IL Fac. Spec. - NOX Rate Summer v3.1, Unit 518 and retrofits | 365 | 1797 | Rate Constraint in lbs/MMBtu | FALSE | L | Annual | Generation | TWh | 0.019488 | 0.019488 | 0.019488 | 0.019488 | 0.019488 | 0.019488 | 0
IL Fac. Spec. - NOX Rate Summer v3.1, Unit 518 and retrofits | 365 | 1797 | Rate Constraint in lbs/MMBtu | FALSE | L | Annual | Qualifying Generation | TWh | 0.019488 | 0.019488 | 0.019488 | 0.019488 | 0.019488 | 0.019488 | 0
IL Fac. Spec. - NOX Rate Summer v3.1, Unit 518 and retrofits | 365 | 1797 | Rate Constraint in lbs/MMBtu | FALSE | L | Annual | Rate | lb/MWh | 0.32806 | 0.32806 | 0.32806 | 0.32806 | 0.32806 | 0.32806 | 0
IL Fac. Spec. - NOX Rate Summer v3.1, Unit 518 and retrofits | 365 | 1797 | Rate Constraint in lbs/MMBtu | FALSE | L | Annual | Constraint Shadow Price | US$/Ton | 0 | 0 | 0 | 0 | 0 | 0 | 0
IL Fac. Spec. - NOX Rate Summer v3.1, Unit 519 and retrofits | 366 | 1797 | Rate Constraint in lbs/MMBtu | FALSE | L | Annual | Seasons Included | Seasons | Summer | Summer | Summer | Summer | Summer | Summer | Summer
IL Fac. Spec. - NOX Rate Summer v3.1, Unit 519 and retrofits | 366 | 1797 | Rate Constraint in lbs/MMBtu | FALSE | L | Annual | Standard | lb/MMBtu | 0.25 | 0.25 | 0.25 | 0.25 | 0.25 | 0.25 | 0.25
IL Fac. Spec. - NOX Rate Summer v3.1, Unit 519 and retrofits | 366 | 1797 | Rate Constraint in lbs/MMBtu | FALSE | L | Annual | Emissions at Affected Plants NOX | MTons | 0.0063611 | 0.0063611 | 0.0063611 | 0.0063611 | 0.0063611 | 0.0063611 | 0
IL Fac. Spec. - NOX Rate Summer v3.1, Unit 519 and retrofits | 366 | 1797 | Rate Constraint in lbs/MMBtu | FALSE | L | Annual | Allowances Purchased NOX | MTons | 0 | 0 | 0 | 0 | 0 | 0 | 0
IL Fac. Spec. - NOX Rate Summer v3.1, Unit 519 and retrofits | 366 | 1797 | Rate Constraint in lbs/MMBtu | FALSE | L | Annual | Allowances Sold NOX | MTons | 0 | 0 | 0 | 0 | 0 | 0 | 0
IL Fac. Spec. - NOX Rate Summer v3.1, Unit 519 and retrofits | 366 | 1797 | Rate Constraint in lbs/MMBtu | FALSE | L | Annual | Allowances Banked | MTons | 0 | 0 | 0 | 0 | 0 | 0 | 0
IL Fac. Spec. - NOX Rate Summer v3.1, Unit 519 and retrofits | 366 | 1797 | Rate Constraint in lbs/MMBtu | FALSE | L | Annual | Allowances Withdrawn (1:1) | MTons | 0 | 0 | 0 | 0 | 0 | 0 | 0
IL Fac. Spec. - NOX Rate Summer v3.1, Unit 519 and retrofits | 366 | 1797 | Rate Constraint in lbs/MMBtu | FALSE | L | Annual | Allowances Withdrawn (n:1) | MTons | 0 | 0 | 0 | 0 | 0 | 0 | 0
IL Fac. Spec. - NOX Rate Summer v3.1, Unit 519 and retrofits | 366 | 1797 | Rate Constraint in lbs/MMBtu | FALSE | L | Annual | Net Emissions Allowance Position | MTons | 0.0063611 | 0.0063611 | 0.0063611 | 0.0063611 | 0.0063611 | 0.0063611 | 0
IL Fac. Spec. - NOX Rate Summer v3.1, Unit 519 and retrofits | 366 | 1797 | Rate Constraint in lbs/MMBtu | FALSE | L | Annual | Fuel Consumed | TBtu | 0.21382 | 0.21382 | 0.21382 | 0.21382 | 0.21382 | 0.21382 | 0
IL Fac. Spec. - NOX Rate Summer v3.1, Unit 519 and retrofits | 366 | 1797 | Rate Constraint in lbs/MMBtu | FALSE | L | Annual | Rate | lb/MMBtu | 0.0595 | 0.0595 | 0.0595 | 0.0595 | 0.0595 | 0.0595 | 0
IL Fac. Spec. - NOX Rate Summer v3.1, Unit 519 and retrofits | 366 | 1797 | Rate Constraint in lbs/MMBtu | FALSE | L | Annual | Generation | TWh | 0.019488 | 0.019488 | 0.019488 | 0.019488 | 0.019488 | 0.019488 | 0
IL Fac. Spec. - NOX Rate Summer v3.1, Unit 519 and retrofits | 366 | 1797 | Rate Constraint in lbs/MMBtu | FALSE | L | Annual | Qualifying Generation | TWh | 0.019488 | 0.019488 | 0.019488 | 0.019488 | 0.019488 | 0.019488 | 0
IL Fac. Spec. - NOX Rate Summer v3.1, Unit 519 and retrofits | 366 | 1797 | Rate Constraint in lbs/MMBtu | FALSE | L | Annual | Rate | lb/MWh | 0.32642 | 0.32642 | 0.32642 | 0.32642 | 0.32642 | 0.32642 | 0
IL Fac. Spec. - NOX Rate Summer v3.1, Unit 519 and retrofits | 366 | 1797 | Rate Constraint in lbs/MMBtu | FALSE | L | Annual | Constraint Shadow Price | US$/Ton | 0 | 0 | 0 | 0 | 0 | 0 | 0
IL Fac. Spec. - NOX Rate Summer v3.1, Unit 520 and retrofits | 367 | 1797 | Rate Constraint in lbs/MMBtu | FALSE | L | Annual | Seasons Included | Seasons | Summer | Summer | Summer | Summer | Summer | Summer | Summer
IL Fac. Spec. - NOX Rate Summer v3.1, Unit 520 and retrofits | 367 | 1797 | Rate Constraint in lbs/MMBtu | FALSE | L | Annual | Standard | lb/MMBtu | 0.25 | 0.25 | 0.25 | 0.25 | 0.25 | 0.25 | 0.25
IL Fac. Spec. - NOX Rate Summer v3.1, Unit 520 and retrofits | 367 | 1797 | Rate Constraint in lbs/MMBtu | FALSE | L | Annual | Emissions at Affected Plants NOX | MTons | 0.0066925 | 0.0066925 | 0.0066925 | 0.0066925 | 0.0066925 | 0.0066925 | 0
IL Fac. Spec. - NOX Rate Summer v3.1, Unit 520 and retrofits | 367 | 1797 | Rate Constraint in lbs/MMBtu | FALSE | L | Annual | Allowances Purchased NOX | MTons | 0 | 0 | 0 | 0 | 0 | 0 | 0
IL Fac. Spec. - NOX Rate Summer v3.1, Unit 520 and retrofits | 367 | 1797 | Rate Constraint in lbs/MMBtu | FALSE | L | Annual | Allowances Sold NOX | MTons | 0 | 0 | 0 | 0 | 0 | 0 | 0
IL Fac. Spec. - NOX Rate Summer v3.1, Unit 520 and retrofits | 367 | 1797 | Rate Constraint in lbs/MMBtu | FALSE | L | Annual | Allowances Banked | MTons | 0 | 0 | 0 | 0 | 0 | 0 | 0
IL Fac. Spec. - NOX Rate Summer v3.1, Unit 520 and retrofits | 367 | 1797 | Rate Constraint in lbs/MMBtu | FALSE | L | Annual | Allowances Withdrawn (1:1) | MTons | 0 | 0 | 0 | 0 | 0 | 0 | 0
IL Fac. Spec. - NOX Rate Summer v3.1, Unit 520 and retrofits | 367 | 1797 | Rate Constraint in lbs/MMBtu | FALSE | L | Annual | Allowances Withdrawn (n:1) | MTons | 0 | 0 | 0 | 0 | 0 | 0 | 0
IL Fac. Spec. - NOX Rate Summer v3.1, Unit 520 and retrofits | 367 | 1797 | Rate Constraint in lbs/MMBtu | FALSE | L | Annual | Net Emissions Allowance Position | MTons | 0.0066925 | 0.0066925 | 0.0066925 | 0.0066925 | 0.0066925 | 0.0066925 | 0
IL Fac. Spec. - NOX Rate Summer v3.1, Unit 520 and retrofits | 367 | 1797 | Rate Constraint in lbs/MMBtu | FALSE | L | Annual | Fuel Consumed | TBtu | 0.21382 | 0.21382 | 0.21382 | 0.21382 | 0.21382 | 0.21382 | 0
IL Fac. Spec. - NOX Rate Summer v3.1, Unit 520 and retrofits | 367 | 1797 | Rate Constraint in lbs/MMBtu | FALSE | L | Annual | Rate | lb/MMBtu | 0.0626 | 0.0626 | 0.0626 | 0.0626 | 0.0626 | 0.0626 | 0
IL Fac. Spec. - NOX Rate Summer v3.1, Unit 520 and retrofits | 367 | 1797 | Rate Constraint in lbs/MMBtu | FALSE | L | Annual | Generation | TWh | 0.019488 | 0.019488 | 0.019488 | 0.019488 | 0.019488 | 0.019488 | 0
IL Fac. Spec. - NOX Rate Summer v3.1, Unit 520 and retrofits | 367 | 1797 | Rate Constraint in lbs/MMBtu | FALSE | L | Annual | Qualifying Generation | TWh | 0.019488 | 0.019488 | 0.019488 | 0.019488 | 0.019488 | 0.019488 | 0
IL Fac. Spec. - NOX Rate Summer v3.1, Unit 520 and retrofits | 367 | 1797 | Rate Constraint in lbs/MMBtu | FALSE | L | Annual | Rate | lb/MWh | 0.34342 | 0.34342 | 0.34342 | 0.34342 | 0.34342 | 0.34342 | 0
IL Fac. Spec. - NOX Rate Summer v3.1, Unit 520 and retrofits | 367 | 1797 | Rate Constraint in lbs/MMBtu | FALSE | L | Annual | Constraint Shadow Price | US$/Ton | 0 | 0 | 0 | 0 | 0 | 0 | 0
IL Fac. Spec. - NOX Rate Summer v3.1, Unit 521 and retrofits | 368 | 1797 | Rate Constraint in lbs/MMBtu | FALSE | L | Annual | Seasons Included | Seasons | Summer | Summer | Summer | Summer | Summer | Summer | Summer
IL Fac. Spec. - NOX Rate Summer v3.1, Unit 521 and retrofits | 368 | 1797 | Rate Constraint in lbs/MMBtu | FALSE | L | Annual | Standard | lb/MMBtu | 0.25 | 0.25 | 0.25 | 0.25 | 0.25 | 0.25 | 0.25
IL Fac. Spec. - NOX Rate Summer v3.1, Unit 521 and retrofits | 368 | 1797 | Rate Constraint in lbs/MMBtu | FALSE | L | Annual | Emissions at Affected Plants NOX | MTons | 0.0074523 | 0.0074523 | 0.0074523 | 0.022397 | 0.022397 | 0.0074523 | 0.0074523
IL Fac. Spec. - NOX Rate Summer v3.1, Unit 521 and retrofits | 368 | 1797 | Rate Constraint in lbs/MMBtu | FALSE | L | Annual | Allowances Purchased NOX | MTons | 0 | 0 | 0 | 0 | 0 | 0 | 0
IL Fac. Spec. - NOX Rate Summer v3.1, Unit 521 and retrofits | 368 | 1797 | Rate Constraint in lbs/MMBtu | FALSE | L | Annual | Allowances Sold NOX | MTons | 0 | 0 | 0 | 0 | 0 | 0 | 0
IL Fac. Spec. - NOX Rate Summer v3.1, Unit 521 and retrofits | 368 | 1797 | Rate Constraint in lbs/MMBtu | FALSE | L | Annual | Allowances Banked | MTons | 0 | 0 | 0 | 0 | 0 | 0 | 0
IL Fac. Spec. - NOX Rate Summer v3.1, Unit 521 and retrofits | 368 | 1797 | Rate Constraint in lbs/MMBtu | FALSE | L | Annual | Allowances Withdrawn (1:1) | MTons | 0 | 0 | 0 | 0 | 0 | 0 | 0
IL Fac. Spec. - NOX Rate Summer v3.1, Unit 521 and retrofits | 368 | 1797 | Rate Constraint in lbs/MMBtu | FALSE | L | Annual | Allowances Withdrawn (n:1) | MTons | 0 | 0 | 0 | 0 | 0 | 0 | 0
IL Fac. Spec. - NOX Rate Summer v3.1, Unit 521 and retrofits | 368 | 1797 | Rate Constraint in lbs/MMBtu | FALSE | L | Annual | Net Emissions Allowance Position | MTons | 0.0074523 | 0.0074523 | 0.0074523 | 0.022397 | 0.022397 | 0.0074523 | 0.0074523
IL Fac. Spec. - NOX Rate Summer v3.1, Unit 521 and retrofits | 368 | 1797 | Rate Constraint in lbs/MMBtu | FALSE | L | Annual | Fuel Consumed | TBtu | 0.28041 | 0.28041 | 0.28041 | 0.84275 | 0.84275 | 0.28041 | 0.28041
IL Fac. Spec. - NOX Rate Summer v3.1, Unit 521 and retrofits | 368 | 1797 | Rate Constraint in lbs/MMBtu | FALSE | L | Annual | Rate | lb/MMBtu | 0.053153 | 0.053153 | 0.053153 | 0.053153 | 0.053153 | 0.053153 | 0.053153
IL Fac. Spec. - NOX Rate Summer v3.1, Unit 521 and retrofits | 368 | 1797 | Rate Constraint in lbs/MMBtu | FALSE | L | Annual | Generation | TWh | 0.026097 | 0.026097 | 0.026097 | 0.078432 | 0.078432 | 0.026097 | 0.026097
IL Fac. Spec. - NOX Rate Summer v3.1, Unit 521 and retrofits | 368 | 1797 | Rate Constraint in lbs/MMBtu | FALSE | L | Annual | Qualifying Generation | TWh | 0.026097 | 0.026097 | 0.026097 | 0.078432 | 0.078432 | 0.026097 | 0.026097
IL Fac. Spec. - NOX Rate Summer v3.1, Unit 521 and retrofits | 368 | 1797 | Rate Constraint in lbs/MMBtu | FALSE | L | Annual | Rate | lb/MWh | 0.28556 | 0.28556 | 0.28556 | 0.28556 | 0.28556 | 0.28556 | 0.28556
IL Fac. Spec. - NOX Rate Summer v3.1, Unit 521 and retrofits | 368 | 1797 | Rate Constraint in lbs/MMBtu | FALSE | L | Annual | Constraint Shadow Price | US$/Ton | 0 | 0 | 0 | 0 | 0 | 0 | 0
IL Fac. Spec. - NOX Rate Summer v3.1, Unit 522 and retrofits | 369 | 1797 | Rate Constraint in lbs/MMBtu | FALSE | L | Annual | Seasons Included | Seasons | Summer | Summer | Summer | Summer | Summer | Summer | Summer
IL Fac. Spec. - NOX Rate Summer v3.1, Unit 522 and retrofits | 369 | 1797 | Rate Constraint in lbs/MMBtu | FALSE | L | Annual | Standard | lb/MMBtu | 0.25 | 0.25 | 0.25 | 0.25 | 0.25 | 0.25 | 0.25
IL Fac. Spec. - NOX Rate Summer v3.1, Unit 522 and retrofits | 369 | 1797 | Rate Constraint in lbs/MMBtu | FALSE | L | Annual | Emissions at Affected Plants NOX | MTons | 0.0053189 | 0.0053189 | 0.0053189 | 0.0053189 | 0.0053189 | 0.0053189 | 0
IL Fac. Spec. - NOX Rate Summer v3.1, Unit 522 and retrofits | 369 | 1797 | Rate Constraint in lbs/MMBtu | FALSE | L | Annual | Allowances Purchased NOX | MTons | 0 | 0 | 0 | 0 | 0 | 0 | 0
IL Fac. Spec. - NOX Rate Summer v3.1, Unit 522 and retrofits | 369 | 1797 | Rate Constraint in lbs/MMBtu | FALSE | L | Annual | Allowances Sold NOX | MTons | 0 | 0 | 0 | 0 | 0 | 0 | 0
IL Fac. Spec. - NOX Rate Summer v3.1, Unit 522 and retrofits | 369 | 1797 | Rate Constraint in lbs/MMBtu | FALSE | L | Annual | Allowances Banked | MTons | 0 | 0 | 0 | 0 | 0 | 0 | 0
IL Fac. Spec. - NOX Rate Summer v3.1, Unit 522 and retrofits | 369 | 1797 | Rate Constraint in lbs/MMBtu | FALSE | L | Annual | Allowances Withdrawn (1:1) | MTons | 0 | 0 | 0 | 0 | 0 | 0 | 0
IL Fac. Spec. - NOX Rate Summer v3.1, Unit 522 and retrofits | 369 | 1797 | Rate Constraint in lbs/MMBtu | FALSE | L | Annual | Allowances Withdrawn (n:1) | MTons | 0 | 0 | 0 | 0 | 0 | 0 | 0
IL Fac. Spec. - NOX Rate Summer v3.1, Unit 522 and retrofits | 369 | 1797 | Rate Constraint in lbs/MMBtu | FALSE | L | Annual | Net Emissions Allowance Position | MTons | 0.0053189 | 0.0053189 | 0.0053189 | 0.0053189 | 0.0053189 | 0.0053189 | 0
IL Fac. Spec. - NOX Rate Summer v3.1, Unit 522 and retrofits | 369 | 1797 | Rate Constraint in lbs/MMBtu | FALSE | L | Annual | Fuel Consumed | TBtu | 0.29356 | 0.29356 | 0.29356 | 0.29356 | 0.29356 | 0.29356 | 0
IL Fac. Spec. - NOX Rate Summer v3.1, Unit 522 and retrofits | 369 | 1797 | Rate Constraint in lbs/MMBtu | FALSE | L | Annual | Rate | lb/MMBtu | 0.036238 | 0.036238 | 0.036238 | 0.036238 | 0.036238 | 0.036238 | 0
IL Fac. Spec. - NOX Rate Summer v3.1, Unit 522 and retrofits | 369 | 1797 | Rate Constraint in lbs/MMBtu | FALSE | L | Annual | Generation | TWh | 0.025758 | 0.025758 | 0.025758 | 0.025758 | 0.025758 | 0.025758 | 0
IL Fac. Spec. - NOX Rate Summer v3.1, Unit 522 and retrofits | 369 | 1797 | Rate Constraint in lbs/MMBtu | FALSE | L | Annual | Qualifying Generation | TWh | 0.025758 | 0.025758 | 0.025758 | 0.025758 | 0.025758 | 0.025758 | 0
IL Fac. Spec. - NOX Rate Summer v3.1, Unit 522 and retrofits | 369 | 1797 | Rate Constraint in lbs/MMBtu | FALSE | L | Annual | Rate | lb/MWh | 0.2065 | 0.2065 | 0.2065 | 0.2065 | 0.2065 | 0.2065 | 0
IL Fac. Spec. - NOX Rate Summer v3.1, Unit 522 and retrofits | 369 | 1797 | Rate Constraint in lbs/MMBtu | FALSE | L | Annual | Constraint Shadow Price | US$/Ton | 0 | 0 | 0 | 0 | 0 | 0 | 0
IL Fac. Spec. - NOX Rate Summer v3.1, Unit 523 and retrofits | 370 | 1797 | Rate Constraint in lbs/MMBtu | FALSE | L | Annual | Seasons Included | Seasons | Summer | Summer | Summer | Summer | Summer | Summer | Summer
IL Fac. Spec. - NOX Rate Summer v3.1, Unit 523 and retrofits | 370 | 1797 | Rate Constraint in lbs/MMBtu | FALSE | L | Annual | Standard | lb/MMBtu | 0.25 | 0.25 | 0.25 | 0.25 | 0.25 | 0.25 | 0.25
IL Fac. Spec. - NOX Rate Summer v3.1, Unit 523 and retrofits | 370 | 1797 | Rate Constraint in lbs/MMBtu | FALSE | L | Annual | Emissions at Affected Plants NOX | MTons | 0.010907 | 0.010907 | 0.010907 | 0.010907 | 0.010907 | 0.010907 | 0
IL Fac. Spec. - NOX Rate Summer v3.1, Unit 523 and retrofits | 370 | 1797 | Rate Constraint in lbs/MMBtu | FALSE | L | Annual | Allowances Purchased NOX | MTons | 0 | 0 | 0 | 0 | 0 | 0 | 0
IL Fac. Spec. - NOX Rate Summer v3.1, Unit 523 and retrofits | 370 | 1797 | Rate Constraint in lbs/MMBtu | FALSE | L | Annual | Allowances Sold NOX | MTons | 0 | 0 | 0 | 0 | 0 | 0 | 0
IL Fac. Spec. - NOX Rate Summer v3.1, Unit 523 and retrofits | 370 | 1797 | Rate Constraint in lbs/MMBtu | FALSE | L | Annual | Allowances Banked | MTons | 0 | 0 | 0 | 0 | 0 | 0 | 0
IL Fac. Spec. - NOX Rate Summer v3.1, Unit 523 and retrofits | 370 | 1797 | Rate Constraint in lbs/MMBtu | FALSE | L | Annual | Allowances Withdrawn (1:1) | MTons | 0 | 0 | 0 | 0 | 0 | 0 | 0
IL Fac. Spec. - NOX Rate Summer v3.1, Unit 523 and retrofits | 370 | 1797 | Rate Constraint in lbs/MMBtu | FALSE | L | Annual | Allowances Withdrawn (n:1) | MTons | 0 | 0 | 0 | 0 | 0 | 0 | 0
IL Fac. Spec. - NOX Rate Summer v3.1, Unit 523 and retrofits | 370 | 1797 | Rate Constraint in lbs/MMBtu | FALSE | L | Annual | Net Emissions Allowance Position | MTons | 0.010907 | 0.010907 | 0.010907 | 0.010907 | 0.010907 | 0.010907 | 0
IL Fac. Spec. - NOX Rate Summer v3.1, Unit 523 and retrofits | 370 | 1797 | Rate Constraint in lbs/MMBtu | FALSE | L | Annual | Fuel Consumed | TBtu | 0.58702 | 0.58702 | 0.58702 | 0.58702 | 0.58702 | 0.58702 | 0
IL Fac. Spec. - NOX Rate Summer v3.1, Unit 523 and retrofits | 370 | 1797 | Rate Constraint in lbs/MMBtu | FALSE | L | Annual | Rate | lb/MMBtu | 0.037162 | 0.037162 | 0.037162 | 0.037162 | 0.037162 | 0.037162 | 0
IL Fac. Spec. - NOX Rate Summer v3.1, Unit 523 and retrofits | 370 | 1797 | Rate Constraint in lbs/MMBtu | FALSE | L | Annual | Generation | TWh | 0.051515 | 0.051515 | 0.051515 | 0.051515 | 0.051515 | 0.051515 | 0
IL Fac. Spec. - NOX Rate Summer v3.1, Unit 523 and retrofits | 370 | 1797 | Rate Constraint in lbs/MMBtu | FALSE | L | Annual | Qualifying Generation | TWh | 0.051515 | 0.051515 | 0.051515 | 0.051515 | 0.051515 | 0.051515 | 0
IL Fac. Spec. - NOX Rate Summer v3.1, Unit 523 and retrofits | 370 | 1797 | Rate Constraint in lbs/MMBtu | FALSE | L | Annual | Rate | lb/MWh | 0.21173 | 0.21173 | 0.21173 | 0.21173 | 0.21173 | 0.21173 | 0
IL Fac. Spec. - NOX Rate Summer v3.1, Unit 523 and retrofits | 370 | 1797 | Rate Constraint in lbs/MMBtu | FALSE | L | Annual | Constraint Shadow Price | US$/Ton | 0 | 0 | 0 | 0 | 0 | 0 | 0
IL Fac. Spec. - NOX Rate Summer v3.1, Unit 524 and retrofits | 371 | 1797 | Rate Constraint in lbs/MMBtu | FALSE | L | Annual | Seasons Included | Seasons | Summer | Summer | Summer | Summer | Summer | Summer | Summer
IL Fac. Spec. - NOX Rate Summer v3.1, Unit 524 and retrofits | 371 | 1797 | Rate Constraint in lbs/MMBtu | FALSE | L | Annual | Standard | lb/MMBtu | 0.25 | 0.25 | 0.25 | 0.25 | 0.25 | 0.25 | 0.25
IL Fac. Spec. - NOX Rate Summer v3.1, Unit 524 and retrofits | 371 | 1797 | Rate Constraint in lbs/MMBtu | FALSE | L | Annual | Emissions at Affected Plants NOX | MTons | 0.0047286 | 0.0047286 | 0.0047286 | 0.0047286 | 0.0047286 | 0.0047286 | 0
IL Fac. Spec. - NOX Rate Summer v3.1, Unit 524 and retrofits | 371 | 1797 | Rate Constraint in lbs/MMBtu | FALSE | L | Annual | Allowances Purchased NOX | MTons | 0 | 0 | 0 | 0 | 0 | 0 | 0
IL Fac. Spec. - NOX Rate Summer v3.1, Unit 524 and retrofits | 371 | 1797 | Rate Constraint in lbs/MMBtu | FALSE | L | Annual | Allowances Sold NOX | MTons | 0 | 0 | 0 | 0 | 0 | 0 | 0
IL Fac. Spec. - NOX Rate Summer v3.1, Unit 524 and retrofits | 371 | 1797 | Rate Constraint in lbs/MMBtu | FALSE | L | Annual | Allowances Banked | MTons | 0 | 0 | 0 | 0 | 0 | 0 | 0
IL Fac. Spec. - NOX Rate Summer v3.1, Unit 524 and retrofits | 371 | 1797 | Rate Constraint in lbs/MMBtu | FALSE | L | Annual | Allowances Withdrawn (1:1) | MTons | 0 | 0 | 0 | 0 | 0 | 0 | 0
IL Fac. Spec. - NOX Rate Summer v3.1, Unit 524 and retrofits | 371 | 1797 | Rate Constraint in lbs/MMBtu | FALSE | L | Annual | Allowances Withdrawn (n:1) | MTons | 0 | 0 | 0 | 0 | 0 | 0 | 0
IL Fac. Spec. - NOX Rate Summer v3.1, Unit 524 and retrofits | 371 | 1797 | Rate Constraint in lbs/MMBtu | FALSE | L | Annual | Net Emissions Allowance Position | MTons | 0.0047286 | 0.0047286 | 0.0047286 | 0.0047286 | 0.0047286 | 0.0047286 | 0
IL Fac. Spec. - NOX Rate Summer v3.1, Unit 524 and retrofits | 371 | 1797 | Rate Constraint in lbs/MMBtu | FALSE | L | Annual | Fuel Consumed | TBtu | 0.29351 | 0.29351 | 0.29351 | 0.29351 | 0.29351 | 0.29351 | 0
IL Fac. Spec. - NOX Rate Summer v3.1, Unit 524 and retrofits | 371 | 1797 | Rate Constraint in lbs/MMBtu | FALSE | L | Annual | Rate | lb/MMBtu | 0.032221 | 0.032221 | 0.032221 | 0.032221 | 0.032221 | 0.032221 | 0
IL Fac. Spec. - NOX Rate Summer v3.1, Unit 524 and retrofits | 371 | 1797 | Rate Constraint in lbs/MMBtu | FALSE | L | Annual | Generation | TWh | 0.025758 | 0.025758 | 0.025758 | 0.025758 | 0.025758 | 0.025758 | 0
IL Fac. Spec. - NOX Rate Summer v3.1, Unit 524 and retrofits | 371 | 1797 | Rate Constraint in lbs/MMBtu | FALSE | L | Annual | Qualifying Generation | TWh | 0.025758 | 0.025758 | 0.025758 | 0.025758 | 0.025758 | 0.025758 | 0
IL Fac. Spec. - NOX Rate Summer v3.1, Unit 524 and retrofits | 371 | 1797 | Rate Constraint in lbs/MMBtu | FALSE | L | Annual | Rate | lb/MWh | 0.18358 | 0.18358 | 0.18358 | 0.18358 | 0.18358 | 0.18358 | 0
IL Fac. Spec. - NOX Rate Summer v3.1, Unit 524 and retrofits | 371 | 1797 | Rate Constraint in lbs/MMBtu | FALSE | L | Annual | Constraint Shadow Price | US$/Ton | 0 | 0 | 0 | 0 | 0 | 0 | 0
IL Fac. Spec. - NOX Rate Summer v3.1, Unit 525 and retrofits | 372 | 1797 | Rate Constraint in lbs/MMBtu | FALSE | L | Annual | Seasons Included | Seasons | Summer | Summer | Summer | Summer | Summer | Summer | Summer
IL Fac. Spec. - NOX Rate Summer v3.1, Unit 525 and retrofits | 372 | 1797 | Rate Constraint in lbs/MMBtu | FALSE | L | Annual | Standard | lb/MMBtu | 0.25 | 0.25 | 0.25 | 0.25 | 0.25 | 0.25 | 0.25
IL Fac. Spec. - NOX Rate Summer v3.1, Unit 525 and retrofits | 372 | 1797 | Rate Constraint in lbs/MMBtu | FALSE | L | Annual | Emissions at Affected Plants NOX | MTons | 0.00074405 | 0.00074405 | 0.00074405 | 0.00074405 | 0.00074405 | 0 | 0
IL Fac. Spec. - NOX Rate Summer v3.1, Unit 525 and retrofits | 372 | 1797 | Rate Constraint in lbs/MMBtu | FALSE | L | Annual | Allowances Purchased NOX | MTons | 0 | 0 | 0 | 0 | 0 | 0 | 0
IL Fac. Spec. - NOX Rate Summer v3.1, Unit 525 and retrofits | 372 | 1797 | Rate Constraint in lbs/MMBtu | FALSE | L | Annual | Allowances Sold NOX | MTons | 0 | 0 | 0 | 0 | 0 | 0 | 0
IL Fac. Spec. - NOX Rate Summer v3.1, Unit 525 and retrofits | 372 | 1797 | Rate Constraint in lbs/MMBtu | FALSE | L | Annual | Allowances Banked | MTons | 0 | 0 | 0 | 0 | 0 | 0 | 0
IL Fac. Spec. - NOX Rate Summer v3.1, Unit 525 and retrofits | 372 | 1797 | Rate Constraint in lbs/MMBtu | FALSE | L | Annual | Allowances Withdrawn (1:1) | MTons | 0 | 0 | 0 | 0 | 0 | 0 | 0
IL Fac. Spec. - NOX Rate Summer v3.1, Unit 525 and retrofits | 372 | 1797 | Rate Constraint in lbs/MMBtu | FALSE | L | Annual | Allowances Withdrawn (n:1) | MTons | 0 | 0 | 0 | 0 | 0 | 0 | 0
IL Fac. Spec. - NOX Rate Summer v3.1, Unit 525 and retrofits | 372 | 1797 | Rate Constraint in lbs/MMBtu | FALSE | L | Annual | Net Emissions Allowance Position | MTons | 0.00074405 | 0.00074405 | 0.00074405 | 0.00074405 | 0.00074405 | 0 | 0
IL Fac. Spec. - NOX Rate Summer v3.1, Unit 525 and retrofits | 372 | 1797 | Rate Constraint in lbs/MMBtu | FALSE | L | Annual | Fuel Consumed | TBtu | 0.018647 | 0.018647 | 0.018647 | 0.018647 | 0.018647 | 0 | 0
IL Fac. Spec. - NOX Rate Summer v3.1, Unit 525 and retrofits | 372 | 1797 | Rate Constraint in lbs/MMBtu | FALSE | L | Annual | Rate | lb/MMBtu | 0.079802 | 0.079802 | 0.079802 | 0.079802 | 0.079802 | 0 | 0
IL Fac. Spec. - NOX Rate Summer v3.1, Unit 525 and retrofits | 372 | 1797 | Rate Constraint in lbs/MMBtu | FALSE | L | Annual | Generation | TWh | 0.0014575 | 0.0014575 | 0.0014575 | 0.0014575 | 0.0014575 | 0 | 0
IL Fac. Spec. - NOX Rate Summer v3.1, Unit 525 and retrofits | 372 | 1797 | Rate Constraint in lbs/MMBtu | FALSE | L | Annual | Qualifying Generation | TWh | 0.0014575 | 0.0014575 | 0.0014575 | 0.0014575 | 0.0014575 | 0 | 0
IL Fac. Spec. - NOX Rate Summer v3.1, Unit 525 and retrofits | 372 | 1797 | Rate Constraint in lbs/MMBtu | FALSE | L | Annual | Rate | lb/MWh | 0.51049 | 0.51049 | 0.51049 | 0.51049 | 0.51049 | 0 | 0
IL Fac. Spec. - NOX Rate Summer v3.1, Unit 525 and retrofits | 372 | 1797 | Rate Constraint in lbs/MMBtu | FALSE | L | Annual | Constraint Shadow Price | US$/Ton | 0 | 0 | 0 | 0 | 0 | 0 | 0
IL Fac. Spec. - NOX Rate Summer v3.1, Unit 526 and retrofits | 373 | 1797 | Rate Constraint in lbs/MMBtu | FALSE | L | Annual | Seasons Included | Seasons | Summer | Summer | Summer | Summer | Summer | Summer | Summer
IL Fac. Spec. - NOX Rate Summer v3.1, Unit 526 and retrofits | 373 | 1797 | Rate Constraint in lbs/MMBtu | FALSE | L | Annual | Standard | lb/MMBtu | 0.25 | 0.25 | 0.25 | 0.25 | 0.25 | 0.25 | 0.25
IL Fac. Spec. - NOX Rate Summer v3.1, Unit 526 and retrofits | 373 | 1797 | Rate Constraint in lbs/MMBtu | FALSE | L | Annual | Emissions at Affected Plants NOX | MTons | 0.0030228 | 0.0030228 | 0.0030228 | 0.0030228 | 0.0090849 | 0.0030228 | 0.0030228
IL Fac. Spec. - NOX Rate Summer v3.1, Unit 526 and retrofits | 373 | 1797 | Rate Constraint in lbs/MMBtu | FALSE | L | Annual | Allowances Purchased NOX | MTons | 0 | 0 | 0 | 0 | 0 | 0 | 0
IL Fac. Spec. - NOX Rate Summer v3.1, Unit 526 and retrofits | 373 | 1797 | Rate Constraint in lbs/MMBtu | FALSE | L | Annual | Allowances Sold NOX | MTons | 0 | 0 | 0 | 0 | 0 | 0 | 0
IL Fac. Spec. - NOX Rate Summer v3.1, Unit 526 and retrofits | 373 | 1797 | Rate Constraint in lbs/MMBtu | FALSE | L | Annual | Allowances Banked | MTons | 0 | 0 | 0 | 0 | 0 | 0 | 0
IL Fac. Spec. - NOX Rate Summer v3.1, Unit 526 and retrofits | 373 | 1797 | Rate Constraint in lbs/MMBtu | FALSE | L | Annual | Allowances Withdrawn (1:1) | MTons | 0 | 0 | 0 | 0 | 0 | 0 | 0
IL Fac. Spec. - NOX Rate Summer v3.1, Unit 526 and retrofits | 373 | 1797 | Rate Constraint in lbs/MMBtu | FALSE | L | Annual | Allowances Withdrawn (n:1) | MTons | 0 | 0 | 0 | 0 | 0 | 0 | 0
IL Fac. Spec. - NOX Rate Summer v3.1, Unit 526 and retrofits | 373 | 1797 | Rate Constraint in lbs/MMBtu | FALSE | L | Annual | Net Emissions Allowance Position | MTons | 0.0030228 | 0.0030228 | 0.0030228 | 0.0030228 | 0.0090849 | 0.0030228 | 0.0030228
IL Fac. Spec. - NOX Rate Summer v3.1, Unit 526 and retrofits | 373 | 1797 | Rate Constraint in lbs/MMBtu | FALSE | L | Annual | Fuel Consumed | TBtu | 0.07961 | 0.07961 | 0.07961 | 0.07961 | 0.23927 | 0.07961 | 0.07961
IL Fac. Spec. - NOX Rate Summer v3.1, Unit 526 and retrofits | 373 | 1797 | Rate Constraint in lbs/MMBtu | FALSE | L | Annual | Rate | lb/MMBtu | 0.07594 | 0.07594 | 0.07594 | 0.07594 | 0.07594 | 0.07594 | 0.07594
IL Fac. Spec. - NOX Rate Summer v3.1, Unit 526 and retrofits | 373 | 1797 | Rate Constraint in lbs/MMBtu | FALSE | L | Annual | Generation | TWh | 0.007409 | 0.007409 | 0.007409 | 0.007409 | 0.022268 | 0.007409 | 0.007409
IL Fac. Spec. - NOX Rate Summer v3.1, Unit 526 and retrofits | 373 | 1797 | Rate Constraint in lbs/MMBtu | FALSE | L | Annual | Qualifying Generation | TWh | 0.007409 | 0.007409 | 0.007409 | 0.007409 | 0.022268 | 0.007409 | 0.007409
IL Fac. Spec. - NOX Rate Summer v3.1, Unit 526 and retrofits | 373 | 1797 | Rate Constraint in lbs/MMBtu | FALSE | L | Annual | Rate | lb/MWh | 0.40799 | 0.40799 | 0.40799 | 0.40799 | 0.40799 | 0.40799 | 0.40799
IL Fac. Spec. - NOX Rate Summer v3.1, Unit 526 and retrofits | 373 | 1797 | Rate Constraint in lbs/MMBtu | FALSE | L | Annual | Constraint Shadow Price | US$/Ton | 0 | 0 | 0 | 0 | 0 | 0 | 0
IL Fac. Spec. - NOX Rate Summer v3.1, Unit 527 and retrofits | 374 | 1797 | Rate Constraint in lbs/MMBtu | FALSE | L | Annual | Seasons Included | Seasons | Summer | Summer | Summer | Summer | Summer | Summer | Summer
IL Fac. Spec. - NOX Rate Summer v3.1, Unit 527 and retrofits | 374 | 1797 | Rate Constraint in lbs/MMBtu | FALSE | L | Annual | Standard | lb/MMBtu | 0.25 | 0.25 | 0.25 | 0.25 | 0.25 | 0.25 | 0.25
IL Fac. Spec. - NOX Rate Summer v3.1, Unit 527 and retrofits | 374 | 1797 | Rate Constraint in lbs/MMBtu | FALSE | L | Annual | Emissions at Affected Plants NOX | MTons | 0.0032172 | 0.0032172 | 0.0032172 | 0.0096691 | 0.0096691 | 0.0032172 | 0.0032172
IL Fac. Spec. - NOX Rate Summer v3.1, Unit 527 and retrofits | 374 | 1797 | Rate Constraint in lbs/MMBtu | FALSE | L | Annual | Allowances Purchased NOX | MTons | 0 | 0 | 0 | 0 | 0 | 0 | 0
IL Fac. Spec. - NOX Rate Summer v3.1, Unit 527 and retrofits | 374 | 1797 | Rate Constraint in lbs/MMBtu | FALSE | L | Annual | Allowances Sold NOX | MTons | 0 | 0 | 0 | 0 | 0 | 0 | 0
IL Fac. Spec. - NOX Rate Summer v3.1, Unit 527 and retrofits | 374 | 1797 | Rate Constraint in lbs/MMBtu | FALSE | L | Annual | Allowances Banked | MTons | 0 | 0 | 0 | 0 | 0 | 0 | 0
IL Fac. Spec. - NOX Rate Summer v3.1, Unit 527 and retrofits | 374 | 1797 | Rate Constraint in lbs/MMBtu | FALSE | L | Annual | Allowances Withdrawn (1:1) | MTons | 0 | 0 | 0 | 0 | 0 | 0 | 0
IL Fac. Spec. - NOX Rate Summer v3.1, Unit 527 and retrofits | 374 | 1797 | Rate Constraint in lbs/MMBtu | FALSE | L | Annual | Allowances Withdrawn (n:1) | MTons | 0 | 0 | 0 | 0 | 0 | 0 | 0
IL Fac. Spec. - NOX Rate Summer v3.1, Unit 527 and retrofits | 374 | 1797 | Rate Constraint in lbs/MMBtu | FALSE | L | Annual | Net Emissions Allowance Position | MTons | 0.0032172 | 0.0032172 | 0.0032172 | 0.0096691 | 0.0096691 | 0.0032172 | 0.0032172
IL Fac. Spec. - NOX Rate Summer v3.1, Unit 527 and retrofits | 374 | 1797 | Rate Constraint in lbs/MMBtu | FALSE | L | Annual | Fuel Consumed | TBtu | 0.07961 | 0.07961 | 0.07961 | 0.23927 | 0.23927 | 0.07961 | 0.07961
IL Fac. Spec. - NOX Rate Summer v3.1, Unit 527 and retrofits | 374 | 1797 | Rate Constraint in lbs/MMBtu | FALSE | L | Annual | Rate | lb/MMBtu | 0.080824 | 0.080824 | 0.080824 | 0.080824 | 0.080824 | 0.080824 | 0.080824
IL Fac. Spec. - NOX Rate Summer v3.1, Unit 527 and retrofits | 374 | 1797 | Rate Constraint in lbs/MMBtu | FALSE | L | Annual | Generation | TWh | 0.007409 | 0.007409 | 0.007409 | 0.022268 | 0.022268 | 0.007409 | 0.007409
IL Fac. Spec. - NOX Rate Summer v3.1, Unit 527 and retrofits | 374 | 1797 | Rate Constraint in lbs/MMBtu | FALSE | L | Annual | Qualifying Generation | TWh | 0.007409 | 0.007409 | 0.007409 | 0.022268 | 0.022268 | 0.007409 | 0.007409
IL Fac. Spec. - NOX Rate Summer v3.1, Unit 527 and retrofits | 374 | 1797 | Rate Constraint in lbs/MMBtu | FALSE | L | Annual | Rate | lb/MWh | 0.43422 | 0.43422 | 0.43422 | 0.43422 | 0.43422 | 0.43422 | 0.43422
IL Fac. Spec. - NOX Rate Summer v3.1, Unit 527 and retrofits | 374 | 1797 | Rate Constraint in lbs/MMBtu | FALSE | L | Annual | Constraint Shadow Price | US$/Ton | 0 | 0 | 0 | 0 | 0 | 0 | 0
IL Fac. Spec. - NOX Rate Summer v3.1, Unit 528 and retrofits | 375 | 1797 | Rate Constraint in lbs/MMBtu | FALSE | L | Annual | Seasons Included | Seasons | Summer | Summer | Summer | Summer | Summer | Summer | Summer
IL Fac. Spec. - NOX Rate Summer v3.1, Unit 528 and retrofits | 375 | 1797 | Rate Constraint in lbs/MMBtu | FALSE | L | Annual | Standard | lb/MMBtu | 0.25 | 0.25 | 0.25 | 0.25 | 0.25 | 0.25 | 0.25
IL Fac. Spec. - NOX Rate Summer v3.1, Unit 528 and retrofits | 375 | 1797 | Rate Constraint in lbs/MMBtu | FALSE | L | Annual | Emissions at Affected Plants NOX | MTons | 0.00323 | 0.00323 | 0.00323 | 0.0097078 | 0.0097078 | 0.00323 | 0.00323
IL Fac. Spec. - NOX Rate Summer v3.1, Unit 528 and retrofits | 375 | 1797 | Rate Constraint in lbs/MMBtu | FALSE | L | Annual | Allowances Purchased NOX | MTons | 0 | 0 | 0 | 0 | 0 | 0 | 0
IL Fac. Spec. - NOX Rate Summer v3.1, Unit 528 and retrofits | 375 | 1797 | Rate Constraint in lbs/MMBtu | FALSE | L | Annual | Allowances Sold NOX | MTons | 0 | 0 | 0 | 0 | 0 | 0 | 0
IL Fac. Spec. - NOX Rate Summer v3.1, Unit 528 and retrofits | 375 | 1797 | Rate Constraint in lbs/MMBtu | FALSE | L | Annual | Allowances Banked | MTons | 0 | 0 | 0 | 0 | 0 | 0 | 0
IL Fac. Spec. - NOX Rate Summer v3.1, Unit 528 and retrofits | 375 | 1797 | Rate Constraint in lbs/MMBtu | FALSE | L | Annual | Allowances Withdrawn (1:1) | MTons | 0 | 0 | 0 | 0 | 0 | 0 | 0
IL Fac. Spec. - NOX Rate Summer v3.1, Unit 528 and retrofits | 375 | 1797 | Rate Constraint in lbs/MMBtu | FALSE | L | Annual | Allowances Withdrawn (n:1) | MTons | 0 | 0 | 0 | 0 | 0 | 0 | 0
IL Fac. Spec. - NOX Rate Summer v3.1, Unit 528 and retrofits | 375 | 1797 | Rate Constraint in lbs/MMBtu | FALSE | L | Annual | Net Emissions Allowance Position | MTons | 0.00323 | 0.00323 | 0.00323 | 0.0097078 | 0.0097078 | 0.00323 | 0.00323
IL Fac. Spec. - NOX Rate Summer v3.1, Unit 528 and retrofits | 375 | 1797 | Rate Constraint in lbs/MMBtu | FALSE | L | Annual | Fuel Consumed | TBtu | 0.07961 | 0.07961 | 0.07961 | 0.23927 | 0.23927 | 0.07961 | 0.07961
IL Fac. Spec. - NOX Rate Summer v3.1, Unit 528 and retrofits | 375 | 1797 | Rate Constraint in lbs/MMBtu | FALSE | L | Annual | Rate | lb/MMBtu | 0.081147 | 0.081147 | 0.081147 | 0.081147 | 0.081147 | 0.081147 | 0.081147
IL Fac. Spec. - NOX Rate Summer v3.1, Unit 528 and retrofits | 375 | 1797 | Rate Constraint in lbs/MMBtu | FALSE | L | Annual | Generation | TWh | 0.007409 | 0.007409 | 0.007409 | 0.022268 | 0.022268 | 0.007409 | 0.007409
IL Fac. Spec. - NOX Rate Summer v3.1, Unit 528 and retrofits | 375 | 1797 | Rate Constraint in lbs/MMBtu | FALSE | L | Annual | Qualifying Generation | TWh | 0.007409 | 0.007409 | 0.007409 | 0.022268 | 0.022268 | 0.007409 | 0.007409
IL Fac. Spec. - NOX Rate Summer v3.1, Unit 528 and retrofits | 375 | 1797 | Rate Constraint in lbs/MMBtu | FALSE | L | Annual | Rate | lb/MWh | 0.43596 | 0.43596 | 0.43596 | 0.43596 | 0.43596 | 0.43596 | 0.43596
IL Fac. Spec. - NOX Rate Summer v3.1, Unit 528 and retrofits | 375 | 1797 | Rate Constraint in lbs/MMBtu | FALSE | L | Annual | Constraint Shadow Price | US$/Ton | 0 | 0 | 0 | 0 | 0 | 0 | 0
IL Fac. Spec. - NOX Rate Summer v3.1, Unit 529 and retrofits | 376 | 1797 | Rate Constraint in lbs/MMBtu | FALSE | L | Annual | Seasons Included | Seasons | Summer | Summer | Summer | Summer | Summer | Summer | Summer
IL Fac. Spec. - NOX Rate Summer v3.1, Unit 529 and retrofits | 376 | 1797 | Rate Constraint in lbs/MMBtu | FALSE | L | Annual | Standard | lb/MMBtu | 0.25 | 0.25 | 0.25 | 0.25 | 0.25 | 0.25 | 0.25
IL Fac. Spec. - NOX Rate Summer v3.1, Unit 529 and retrofits | 376 | 1797 | Rate Constraint in lbs/MMBtu | FALSE | L | Annual | Emissions at Affected Plants NOX | MTons | 0.0032403 | 0.0032403 | 0.0032403 | 0.0073301 | 0.0097386 | 0.0032403 | 0.0032403
IL Fac. Spec. - NOX Rate Summer v3.1, Unit 529 and retrofits | 376 | 1797 | Rate Constraint in lbs/MMBtu | FALSE | L | Annual | Allowances Purchased NOX | MTons | 0 | 0 | 0 | 0 | 0 | 0 | 0
IL Fac. Spec. - NOX Rate Summer v3.1, Unit 529 and retrofits | 376 | 1797 | Rate Constraint in lbs/MMBtu | FALSE | L | Annual | Allowances Sold NOX | MTons | 0 | 0 | 0 | 0 | 0 | 0 | 0
IL Fac. Spec. - NOX Rate Summer v3.1, Unit 529 and retrofits | 376 | 1797 | Rate Constraint in lbs/MMBtu | FALSE | L | Annual | Allowances Banked | MTons | 0 | 0 | 0 | 0 | 0 | 0 | 0
IL Fac. Spec. - NOX Rate Summer v3.1, Unit 529 and retrofits | 376 | 1797 | Rate Constraint in lbs/MMBtu | FALSE | L | Annual | Allowances Withdrawn (1:1) | MTons | 0 | 0 | 0 | 0 | 0 | 0 | 0
IL Fac. Spec. - NOX Rate Summer v3.1, Unit 529 and retrofits | 376 | 1797 | Rate Constraint in lbs/MMBtu | FALSE | L | Annual | Allowances Withdrawn (n:1) | MTons | 0 | 0 | 0 | 0 | 0 | 0 | 0
IL Fac. Spec. - NOX Rate Summer v3.1, Unit 529 and retrofits | 376 | 1797 | Rate Constraint in lbs/MMBtu | FALSE | L | Annual | Net Emissions Allowance Position | MTons | 0.0032403 | 0.0032403 | 0.0032403 | 0.0073301 | 0.0097386 | 0.0032403 | 0.0032403
IL Fac. Spec. - NOX Rate Summer v3.1, Unit 529 and retrofits | 376 | 1797 | Rate Constraint in lbs/MMBtu | FALSE | L | Annual | Fuel Consumed | TBtu | 0.07961 | 0.07961 | 0.07961 | 0.18009 | 0.23927 | 0.07961 | 0.07961
IL Fac. Spec. - NOX Rate Summer v3.1, Unit 529 and retrofits | 376 | 1797 | Rate Constraint in lbs/MMBtu | FALSE | L | Annual | Rate | lb/MMBtu | 0.081404 | 0.081404 | 0.081404 | 0.081404 | 0.081404 | 0.081404 | 0.081404
IL Fac. Spec. - NOX Rate Summer v3.1, Unit 529 and retrofits | 376 | 1797 | Rate Constraint in lbs/MMBtu | FALSE | L | Annual | Generation | TWh | 0.007409 | 0.007409 | 0.007409 | 0.016761 | 0.022268 | 0.007409 | 0.007409
IL Fac. Spec. - NOX Rate Summer v3.1, Unit 529 and retrofits | 376 | 1797 | Rate Constraint in lbs/MMBtu | FALSE | L | Annual | Qualifying Generation | TWh | 0.007409 | 0.007409 | 0.007409 | 0.016761 | 0.022268 | 0.007409 | 0.007409
IL Fac. Spec. - NOX Rate Summer v3.1, Unit 529 and retrofits | 376 | 1797 | Rate Constraint in lbs/MMBtu | FALSE | L | Annual | Rate | lb/MWh | 0.43734 | 0.43734 | 0.43734 | 0.43734 | 0.43734 | 0.43734 | 0.43734
IL Fac. Spec. - NOX Rate Summer v3.1, Unit 529 and retrofits | 376 | 1797 | Rate Constraint in lbs/MMBtu | FALSE | L | Annual | Constraint Shadow Price | US$/Ton | 0 | 0 | 0 | 0 | 0 | 0 | 0
IL Fac. Spec. - NOX Rate Summer v3.1, Unit 533 and retrofits | 377 | 1797 | Rate Constraint in lbs/MMBtu | FALSE | L | Annual | Seasons Included | Seasons | Summer | Summer | Summer | Summer | Summer | Summer | Summer
IL Fac. Spec. - NOX Rate Summer v3.1, Unit 533 and retrofits | 377 | 1797 | Rate Constraint in lbs/MMBtu | FALSE | L | Annual | Standard | lb/MMBtu | 0.25 | 0.25 | 0.25 | 0.25 | 0.25 | 0.25 | 0.25
IL Fac. Spec. - NOX Rate Summer v3.1, Unit 533 and retrofits | 377 | 1797 | Rate Constraint in lbs/MMBtu | FALSE | L | Annual | Emissions at Affected Plants NOX | MTons | 0.0011768 | 0.0011768 | 0.0011768 | 0.0011768 | 0.0011768 | 0 | 0
IL Fac. Spec. - NOX Rate Summer v3.1, Unit 533 and retrofits | 377 | 1797 | Rate Constraint in lbs/MMBtu | FALSE | L | Annual | Allowances Purchased NOX | MTons | 0 | 0 | 0 | 0 | 0 | 0 | 0
IL Fac. Spec. - NOX Rate Summer v3.1, Unit 533 and retrofits | 377 | 1797 | Rate Constraint in lbs/MMBtu | FALSE | L | Annual | Allowances Sold NOX | MTons | 0 | 0 | 0 | 0 | 0 | 0 | 0
IL Fac. Spec. - NOX Rate Summer v3.1, Unit 533 and retrofits | 377 | 1797 | Rate Constraint in lbs/MMBtu | FALSE | L | Annual | Allowances Banked | MTons | 0 | 0 | 0 | 0 | 0 | 0 | 0
IL Fac. Spec. - NOX Rate Summer v3.1, Unit 533 and retrofits | 377 | 1797 | Rate Constraint in lbs/MMBtu | FALSE | L | Annual | Allowances Withdrawn (1:1) | MTons | 0 | 0 | 0 | 0 | 0 | 0 | 0
IL Fac. Spec. - NOX Rate Summer v3.1, Unit 533 and retrofits | 377 | 1797 | Rate Constraint in lbs/MMBtu | FALSE | L | Annual | Allowances Withdrawn (n:1) | MTons | 0 | 0 | 0 | 0 | 0 | 0 | 0
IL Fac. Spec. - NOX Rate Summer v3.1, Unit 533 and retrofits | 377 | 1797 | Rate Constraint in lbs/MMBtu | FALSE | L | Annual | Net Emissions Allowance Position | MTons | 0.0011768 | 0.0011768 | 0.0011768 | 0.0011768 | 0.0011768 | 0 | 0
IL Fac. Spec. - NOX Rate Summer v3.1, Unit 533 and retrofits | 377 | 1797 | Rate Constraint in lbs/MMBtu | FALSE | L | Annual | Fuel Consumed | TBtu | 0.043992 | 0.043992 | 0.043992 | 0.043992 | 0.043992 | 0 | 0
IL Fac. Spec. - NOX Rate Summer v3.1, Unit 533 and retrofits | 377 | 1797 | Rate Constraint in lbs/MMBtu | FALSE | L | Annual | Rate | lb/MMBtu | 0.053503 | 0.053503 | 0.053503 | 0.053503 | 0.053503 | 0 | 0
IL Fac. Spec. - NOX Rate Summer v3.1, Unit 533 and retrofits | 377 | 1797 | Rate Constraint in lbs/MMBtu | FALSE | L | Annual | Generation | TWh | 0.0035003 | 0.0035003 | 0.0035003 | 0.0035003 | 0.0035003 | 0 | 0
IL Fac. Spec. - NOX Rate Summer v3.1, Unit 533 and retrofits | 377 | 1797 | Rate Constraint in lbs/MMBtu | FALSE | L | Annual | Qualifying Generation | TWh | 0.0035003 | 0.0035003 | 0.0035003 | 0.0035003 | 0.0035003 | 0 | 0
IL Fac. Spec. - NOX Rate Summer v3.1, Unit 533 and retrofits | 377 | 1797 | Rate Constraint in lbs/MMBtu | FALSE | L | Annual | Rate | lb/MWh | 0.33621 | 0.33621 | 0.33621 | 0.33621 | 0.33621 | 0 | 0
IL Fac. Spec. - NOX Rate Summer v3.1, Unit 533 and retrofits | 377 | 1797 | Rate Constraint in lbs/MMBtu | FALSE | L | Annual | Constraint Shadow Price | US$/Ton | 0 | 0 | 0 | 0 | 0 | 0 | 0
IL Fac. Spec. - NOX Rate Summer v3.1, Unit 534 and retrofits | 378 | 1797 | Rate Constraint in lbs/MMBtu | FALSE | L | Annual | Seasons Included | Seasons | Summer | Summer | Summer | Summer | Summer | Summer | Summer
IL Fac. Spec. - NOX Rate Summer v3.1, Unit 534 and retrofits | 378 | 1797 | Rate Constraint in lbs/MMBtu | FALSE | L | Annual | Standard | lb/MMBtu | 0.25 | 0.25 | 0.25 | 0.25 | 0.25 | 0.25 | 0.25
IL Fac. Spec. - NOX Rate Summer v3.1, Unit 534 and retrofits | 378 | 1797 | Rate Constraint in lbs/MMBtu | FALSE | L | Annual | Emissions at Affected Plants NOX | MTons | 0.0023017 | 0.0023017 | 0.0023017 | 0.0023017 | 0.0023017 | 0 | 0
IL Fac. Spec. - NOX Rate Summer v3.1, Unit 534 and retrofits | 378 | 1797 | Rate Constraint in lbs/MMBtu | FALSE | L | Annual | Allowances Purchased NOX | MTons | 0 | 0 | 0 | 0 | 0 | 0 | 0
IL Fac. Spec. - NOX Rate Summer v3.1, Unit 534 and retrofits | 378 | 1797 | Rate Constraint in lbs/MMBtu | FALSE | L | Annual | Allowances Sold NOX | MTons | 0 | 0 | 0 | 0 | 0 | 0 | 0
IL Fac. Spec. - NOX Rate Summer v3.1, Unit 534 and retrofits | 378 | 1797 | Rate Constraint in lbs/MMBtu | FALSE | L | Annual | Allowances Banked | MTons | 0 | 0 | 0 | 0 | 0 | 0 | 0
IL Fac. Spec. - NOX Rate Summer v3.1, Unit 534 and retrofits | 378 | 1797 | Rate Constraint in lbs/MMBtu | FALSE | L | Annual | Allowances Withdrawn (1:1) | MTons | 0 | 0 | 0 | 0 | 0 | 0 | 0
IL Fac. Spec. - NOX Rate Summer v3.1, Unit 534 and retrofits | 378 | 1797 | Rate Constraint in lbs/MMBtu | FALSE | L | Annual | Allowances Withdrawn (n:1) | MTons | 0 | 0 | 0 | 0 | 0 | 0 | 0
IL Fac. Spec. - NOX Rate Summer v3.1, Unit 534 and retrofits | 378 | 1797 | Rate Constraint in lbs/MMBtu | FALSE | L | Annual | Net Emissions Allowance Position | MTons | 0.0023017 | 0.0023017 | 0.0023017 | 0.0023017 | 0.0023017 | 0 | 0
IL Fac. Spec. - NOX Rate Summer v3.1, Unit 534 and retrofits | 378 | 1797 | Rate Constraint in lbs/MMBtu | FALSE | L | Annual | Fuel Consumed | TBtu | 0.043992 | 0.043992 | 0.043992 | 0.043992 | 0.043992 | 0 | 0
IL Fac. Spec. - NOX Rate Summer v3.1, Unit 534 and retrofits | 378 | 1797 | Rate Constraint in lbs/MMBtu | FALSE | L | Annual | Rate | lb/MMBtu | 0.10464 | 0.10464 | 0.10464 | 0.10464 | 0.10464 | 0 | 0
IL Fac. Spec. - NOX Rate Summer v3.1, Unit 534 and retrofits | 378 | 1797 | Rate Constraint in lbs/MMBtu | FALSE | L | Annual | Generation | TWh | 0.0035003 | 0.0035003 | 0.0035003 | 0.0035003 | 0.0035003 | 0 | 0
IL Fac. Spec. - NOX Rate Summer v3.1, Unit 534 and retrofits | 378 | 1797 | Rate Constraint in lbs/MMBtu | FALSE | L | Annual | Qualifying Generation | TWh | 0.0035003 | 0.0035003 | 0.0035003 | 0.0035003 | 0.0035003 | 0 | 0
IL Fac. Spec. - NOX Rate Summer v3.1, Unit 534 and retrofits | 378 | 1797 | Rate Constraint in lbs/MMBtu | FALSE | L | Annual | Rate | lb/MWh | 0.65757 | 0.65757 | 0.65757 | 0.65757 | 0.65757 | 0 | 0
IL Fac. Spec. - NOX Rate Summer v3.1, Unit 534 and retrofits | 378 | 1797 | Rate Constraint in lbs/MMBtu | FALSE | L | Annual | Constraint Shadow Price | US$/Ton | 0 | 0 | 0 | 0 | 0 | 0 | 0
IL Fac. Spec. - NOX Rate Summer v3.1, Unit 535 and retrofits | 379 | 1797 | Rate Constraint in lbs/MMBtu | FALSE | L | Annual | Seasons Included | Seasons | Summer | Summer | Summer | Summer | Summer | Summer | Summer
IL Fac. Spec. - NOX Rate Summer v3.1, Unit 535 and retrofits | 379 | 1797 | Rate Constraint in lbs/MMBtu | FALSE | L | Annual | Standard | lb/MMBtu | 0.25 | 0.25 | 0.25 | 0.25 | 0.25 | 0.25 | 0.25
IL Fac. Spec. - NOX Rate Summer v3.1, Unit 535 and retrofits | 379 | 1797 | Rate Constraint in lbs/MMBtu | FALSE | L | Annual | Emissions at Affected Plants NOX | MTons | 0.0016644 | 0.0016644 | 0.0016644 | 0.0016644 | 0.0016644 | 0 | 0
IL Fac. Spec. - NOX Rate Summer v3.1, Unit 535 and retrofits | 379 | 1797 | Rate Constraint in lbs/MMBtu | FALSE | L | Annual | Allowances Purchased NOX | MTons | 0 | 0 | 0 | 0 | 0 | 0 | 0
IL Fac. Spec. - NOX Rate Summer v3.1, Unit 535 and retrofits | 379 | 1797 | Rate Constraint in lbs/MMBtu | FALSE | L | Annual | Allowances Sold NOX | MTons | 0 | 0 | 0 | 0 | 0 | 0 | 0
IL Fac. Spec. - NOX Rate Summer v3.1, Unit 535 and retrofits | 379 | 1797 | Rate Constraint in lbs/MMBtu | FALSE | L | Annual | Allowances Banked | MTons | 0 | 0 | 0 | 0 | 0 | 0 | 0
IL Fac. Spec. - NOX Rate Summer v3.1, Unit 535 and retrofits | 379 | 1797 | Rate Constraint in lbs/MMBtu | FALSE | L | Annual | Allowances Withdrawn (1:1) | MTons | 0 | 0 | 0 | 0 | 0 | 0 | 0
IL Fac. Spec. - NOX Rate Summer v3.1, Unit 535 and retrofits | 379 | 1797 | Rate Constraint in lbs/MMBtu | FALSE | L | Annual | Allowances Withdrawn (n:1) | MTons | 0 | 0 | 0 | 0 | 0 | 0 | 0
IL Fac. Spec. - NOX Rate Summer v3.1, Unit 535 and retrofits | 379 | 1797 | Rate Constraint in lbs/MMBtu | FALSE | L | Annual | Net Emissions Allowance Position | MTons | 0.0016644 | 0.0016644 | 0.0016644 | 0.0016644 | 0.0016644 | 0 | 0
IL Fac. Spec. - NOX Rate Summer v3.1, Unit 535 and retrofits | 379 | 1797 | Rate Constraint in lbs/MMBtu | FALSE | L | Annual | Fuel Consumed | TBtu | 0.043992 | 0.043992 | 0.043992 | 0.043992 | 0.043992 | 0 | 0
IL Fac. Spec. - NOX Rate Summer v3.1, Unit 535 and retrofits | 379 | 1797 | Rate Constraint in lbs/MMBtu | FALSE | L | Annual | Rate | lb/MMBtu | 0.075669 | 0.075669 | 0.075669 | 0.075669 | 0.075669 | 0 | 0
IL Fac. Spec. - NOX Rate Summer v3.1, Unit 535 and retrofits | 379 | 1797 | Rate Constraint in lbs/MMBtu | FALSE | L | Annual | Generation | TWh | 0.0035003 | 0.0035003 | 0.0035003 | 0.0035003 | 0.0035003 | 0 | 0
IL Fac. Spec. - NOX Rate Summer v3.1, Unit 535 and retrofits | 379 | 1797 | Rate Constraint in lbs/MMBtu | FALSE | L | Annual | Qualifying Generation | TWh | 0.0035003 | 0.0035003 | 0.0035003 | 0.0035003 | 0.0035003 | 0 | 0
IL Fac. Spec. - NOX Rate Summer v3.1, Unit 535 and retrofits | 379 | 1797 | Rate Constraint in lbs/MMBtu | FALSE | L | Annual | Rate | lb/MWh | 0.47551 | 0.47551 | 0.47551 | 0.47551 | 0.47551 | 0 | 0
IL Fac. Spec. - NOX Rate Summer v3.1, Unit 535 and retrofits | 379 | 1797 | Rate Constraint in lbs/MMBtu | FALSE | L | Annual | Constraint Shadow Price | US$/Ton | 0 | 0 | 0 | 0 | 0 | 0 | 0
IL Fac. Spec. - NOX Rate Summer v3.1, Unit 536 and retrofits | 380 | 1797 | Rate Constraint in lbs/MMBtu | FALSE | L | Annual | Seasons Included | Seasons | Summer | Summer | Summer | Summer | Summer | Summer | Summer
IL Fac. Spec. - NOX Rate Summer v3.1, Unit 536 and retrofits | 380 | 1797 | Rate Constraint in lbs/MMBtu | FALSE | L | Annual | Standard | lb/MMBtu | 0.25 | 0.25 | 0.25 | 0.25 | 0.25 | 0.25 | 0.25
IL Fac. Spec. - NOX Rate Summer v3.1, Unit 536 and retrofits | 380 | 1797 | Rate Constraint in lbs/MMBtu | FALSE | L | Annual | Emissions at Affected Plants NOX | MTons | 0.0011713 | 0.0011713 | 0.0011713 | 0.0011713 | 0.0011713 | 0 | 0
IL Fac. Spec. - NOX Rate Summer v3.1, Unit 536 and retrofits | 380 | 1797 | Rate Constraint in lbs/MMBtu | FALSE | L | Annual | Allowances Purchased NOX | MTons | 0 | 0 | 0 | 0 | 0 | 0 | 0
IL Fac. Spec. - NOX Rate Summer v3.1, Unit 536 and retrofits | 380 | 1797 | Rate Constraint in lbs/MMBtu | FALSE | L | Annual | Allowances Sold NOX | MTons | 0 | 0 | 0 | 0 | 0 | 0 | 0
IL Fac. Spec. - NOX Rate Summer v3.1, Unit 536 and retrofits | 380 | 1797 | Rate Constraint in lbs/MMBtu | FALSE | L | Annual | Allowances Banked | MTons | 0 | 0 | 0 | 0 | 0 | 0 | 0
IL Fac. Spec. - NOX Rate Summer v3.1, Unit 536 and retrofits | 380 | 1797 | Rate Constraint in lbs/MMBtu | FALSE | L | Annual | Allowances Withdrawn (1:1) | MTons | 0 | 0 | 0 | 0 | 0 | 0 | 0
IL Fac. Spec. - NOX Rate Summer v3.1, Unit 536 and retrofits | 380 | 1797 | Rate Constraint in lbs/MMBtu | FALSE | L | Annual | Allowances Withdrawn (n:1) | MTons | 0 | 0 | 0 | 0 | 0 | 0 | 0
IL Fac. Spec. - NOX Rate Summer v3.1, Unit 536 and retrofits | 380 | 1797 | Rate Constraint in lbs/MMBtu | FALSE | L | Annual | Net Emissions Allowance Position | MTons | 0.0011713 | 0.0011713 | 0.0011713 | 0.0011713 | 0.0011713 | 0 | 0
IL Fac. Spec. - NOX Rate Summer v3.1, Unit 536 and retrofits | 380 | 1797 | Rate Constraint in lbs/MMBtu | FALSE | L | Annual | Fuel Consumed | TBtu | 0.012997 | 0.012997 | 0.012997 | 0.012997 | 0.012997 | 0 | 0
IL Fac. Spec. - NOX Rate Summer v3.1, Unit 536 and retrofits | 380 | 1797 | Rate Constraint in lbs/MMBtu | FALSE | L | Annual | Rate | lb/MMBtu | 0.18024 | 0.18024 | 0.18024 | 0.18024 | 0.18024 | 0 | 0
IL Fac. Spec. - NOX Rate Summer v3.1, Unit 536 and retrofits | 380 | 1797 | Rate Constraint in lbs/MMBtu | FALSE | L | Annual | Generation | TWh | 0.0010365 | 0.0010365 | 0.0010365 | 0.0010365 | 0.0010365 | 0 | 0
IL Fac. Spec. - NOX Rate Summer v3.1, Unit 536 and retrofits | 380 | 1797 | Rate Constraint in lbs/MMBtu | FALSE | L | Annual | Qualifying Generation | TWh | 0.0010365 | 0.0010365 | 0.0010365 | 0.0010365 | 0.0010365 | 0 | 0
IL Fac. Spec. - NOX Rate Summer v3.1, Unit 536 and retrofits | 380 | 1797 | Rate Constraint in lbs/MMBtu | FALSE | L | Annual | Rate | lb/MWh | 1.1301 | 1.1301 | 1.1301 | 1.1301 | 1.1301 | 0 | 0
IL Fac. Spec. - NOX Rate Summer v3.1, Unit 536 and retrofits | 380 | 1797 | Rate Constraint in lbs/MMBtu | FALSE | L | Annual | Constraint Shadow Price | US$/Ton | 0 | 0 | 0 | 0 | 0 | 0 | 0
IL Fac. Spec. - NOX Rate Summer v3.1, Unit 537 and retrofits | 381 | 1797 | Rate Constraint in lbs/MMBtu | FALSE | L | Annual | Seasons Included | Seasons | Summer | Summer | Summer | Summer | Summer | Summer | Summer
IL Fac. Spec. - NOX Rate Summer v3.1, Unit 537 and retrofits | 381 | 1797 | Rate Constraint in lbs/MMBtu | FALSE | L | Annual | Standard | lb/MMBtu | 0.25 | 0.25 | 0.25 | 0.25 | 0.25 | 0.25 | 0.25
IL Fac. Spec. - NOX Rate Summer v3.1, Unit 537 and retrofits | 381 | 1797 | Rate Constraint in lbs/MMBtu | FALSE | L | Annual | Emissions at Affected Plants NOX | MTons | 0.0054901 | 0.0054901 | 0.0054901 | 0.0054901 | 0.0165 | 0.0054901 | 0.0054901
IL Fac. Spec. - NOX Rate Summer v3.1, Unit 537 and retrofits | 381 | 1797 | Rate Constraint in lbs/MMBtu | FALSE | L | Annual | Allowances Purchased NOX | MTons | 0 | 0 | 0 | 0 | 0 | 0 | 0
IL Fac. Spec. - NOX Rate Summer v3.1, Unit 537 and retrofits | 381 | 1797 | Rate Constraint in lbs/MMBtu | FALSE | L | Annual | Allowances Sold NOX | MTons | 0 | 0 | 0 | 0 | 0 | 0 | 0
IL Fac. Spec. - NOX Rate Summer v3.1, Unit 537 and retrofits | 381 | 1797 | Rate Constraint in lbs/MMBtu | FALSE | L | Annual | Allowances Banked | MTons | 0 | 0 | 0 | 0 | 0 | 0 | 0
IL Fac. Spec. - NOX Rate Summer v3.1, Unit 537 and retrofits | 381 | 1797 | Rate Constraint in lbs/MMBtu | FALSE | L | Annual | Allowances Withdrawn (1:1) | MTons | 0 | 0 | 0 | 0 | 0 | 0 | 0
IL Fac. Spec. - NOX Rate Summer v3.1, Unit 537 and retrofits | 381 | 1797 | Rate Constraint in lbs/MMBtu | FALSE | L | Annual | Allowances Withdrawn (n:1) | MTons | 0 | 0 | 0 | 0 | 0 | 0 | 0
IL Fac. Spec. - NOX Rate Summer v3.1, Unit 537 and retrofits | 381 | 1797 | Rate Constraint in lbs/MMBtu | FALSE | L | Annual | Net Emissions Allowance Position | MTons | 0.0054901 | 0.0054901 | 0.0054901 | 0.0054901 | 0.0165 | 0.0054901 | 0.0054901
IL Fac. Spec. - NOX Rate Summer v3.1, Unit 537 and retrofits | 381 | 1797 | Rate Constraint in lbs/MMBtu | FALSE | L | Annual | Fuel Consumed | TBtu | 0.27658 | 0.27658 | 0.27658 | 0.27658 | 0.83125 | 0.27658 | 0.27658
IL Fac. Spec. - NOX Rate Summer v3.1, Unit 537 and retrofits | 381 | 1797 | Rate Constraint in lbs/MMBtu | FALSE | L | Annual | Rate | lb/MMBtu | 0.0397 | 0.0397 | 0.0397 | 0.0397 | 0.0397 | 0.0397 | 0.0397
IL Fac. Spec. - NOX Rate Summer v3.1, Unit 537 and retrofits | 381 | 1797 | Rate Constraint in lbs/MMBtu | FALSE | L | Annual | Generation | TWh | 0.025419 | 0.025419 | 0.025419 | 0.025419 | 0.076395 | 0.025419 | 0.025419
IL Fac. Spec. - NOX Rate Summer v3.1, Unit 537 and retrofits | 381 | 1797 | Rate Constraint in lbs/MMBtu | FALSE | L | Annual | Qualifying Generation | TWh | 0.025419 | 0.025419 | 0.025419 | 0.025419 | 0.076395 | 0.025419 | 0.025419
IL Fac. Spec. - NOX Rate Summer v3.1, Unit 537 and retrofits | 381 | 1797 | Rate Constraint in lbs/MMBtu | FALSE | L | Annual | Rate | lb/MWh | 0.21599 | 0.21599 | 0.21599 | 0.21599 | 0.21599 | 0.21599 | 0.21599
IL Fac. Spec. - NOX Rate Summer v3.1, Unit 537 and retrofits | 381 | 1797 | Rate Constraint in lbs/MMBtu | FALSE | L | Annual | Constraint Shadow Price | US$/Ton | 0 | 0 | 0 | 0 | 0 | 0 | 0
IL Fac. Spec. - NOX Rate Summer v3.1, Unit 538 and retrofits | 382 | 1797 | Rate Constraint in lbs/MMBtu | FALSE | L | Annual | Seasons Included | Seasons | Summer | Summer | Summer | Summer | Summer | Summer | Summer
IL Fac. Spec. - NOX Rate Summer v3.1, Unit 538 and retrofits | 382 | 1797 | Rate Constraint in lbs/MMBtu | FALSE | L | Annual | Standard | lb/MMBtu | 0.25 | 0.25 | 0.25 | 0.25 | 0.25 | 0.25 | 0.25
IL Fac. Spec. - NOX Rate Summer v3.1, Unit 538 and retrofits | 382 | 1797 | Rate Constraint in lbs/MMBtu | FALSE | L | Annual | Emissions at Affected Plants NOX | MTons | 0.0045707 | 0.0045707 | 0.0045707 | 0.0045707 | 0.013737 | 0.0045707 | 0.0045707
IL Fac. Spec. - NOX Rate Summer v3.1, Unit 538 and retrofits | 382 | 1797 | Rate Constraint in lbs/MMBtu | FALSE | L | Annual | Allowances Purchased NOX | MTons | 0 | 0 | 0 | 0 | 0 | 0 | 0
IL Fac. Spec. - NOX Rate Summer v3.1, Unit 538 and retrofits | 382 | 1797 | Rate Constraint in lbs/MMBtu | FALSE | L | Annual | Allowances Sold NOX | MTons | 0 | 0 | 0 | 0 | 0 | 0 | 0
IL Fac. Spec. - NOX Rate Summer v3.1, Unit 538 and retrofits | 382 | 1797 | Rate Constraint in lbs/MMBtu | FALSE | L | Annual | Allowances Banked | MTons | 0 | 0 | 0 | 0 | 0 | 0 | 0
IL Fac. Spec. - NOX Rate Summer v3.1, Unit 538 and retrofits | 382 | 1797 | Rate Constraint in lbs/MMBtu | FALSE | L | Annual | Allowances Withdrawn (1:1) | MTons | 0 | 0 | 0 | 0 | 0 | 0 | 0
IL Fac. Spec. - NOX Rate Summer v3.1, Unit 538 and retrofits | 382 | 1797 | Rate Constraint in lbs/MMBtu | FALSE | L | Annual | Allowances Withdrawn (n:1) | MTons | 0 | 0 | 0 | 0 | 0 | 0 | 0
IL Fac. Spec. - NOX Rate Summer v3.1, Unit 538 and retrofits | 382 | 1797 | Rate Constraint in lbs/MMBtu | FALSE | L | Annual | Net Emissions Allowance Position | MTons | 0.0045707 | 0.0045707 | 0.0045707 | 0.0045707 | 0.013737 | 0.0045707 | 0.0045707
IL Fac. Spec. - NOX Rate Summer v3.1, Unit 538 and retrofits | 382 | 1797 | Rate Constraint in lbs/MMBtu | FALSE | L | Annual | Fuel Consumed | TBtu | 0.27658 | 0.27658 | 0.27658 | 0.27658 | 0.83125 | 0.27658 | 0.27658
IL Fac. Spec. - NOX Rate Summer v3.1, Unit 538 and retrofits | 382 | 1797 | Rate Constraint in lbs/MMBtu | FALSE | L | Annual | Rate | lb/MMBtu | 0.033051 | 0.033051 | 0.033051 | 0.033051 | 0.033051 | 0.033051 | 0.033051
IL Fac. Spec. - NOX Rate Summer v3.1, Unit 538 and retrofits | 382 | 1797 | Rate Constraint in lbs/MMBtu | FALSE | L | Annual | Generation | TWh | 0.025419 | 0.025419 | 0.025419 | 0.025419 | 0.076395 | 0.025419 | 0.025419
IL Fac. Spec. - NOX Rate Summer v3.1, Unit 538 and retrofits | 382 | 1797 | Rate Constraint in lbs/MMBtu | FALSE | L | Annual | Qualifying Generation | TWh | 0.025419 | 0.025419 | 0.025419 | 0.025419 | 0.076395 | 0.025419 | 0.025419
IL Fac. Spec. - NOX Rate Summer v3.1, Unit 538 and retrofits | 382 | 1797 | Rate Constraint in lbs/MMBtu | FALSE | L | Annual | Rate | lb/MWh | 0.17982 | 0.17982 | 0.17982 | 0.17982 | 0.17982 | 0.17982 | 0.17982
IL Fac. Spec. - NOX Rate Summer v3.1, Unit 538 and retrofits | 382 | 1797 | Rate Constraint in lbs/MMBtu | FALSE | L | Annual | Constraint Shadow Price | US$/Ton | 0 | 0 | 0 | 0 | 0 | 0 | 0
IL Fac. Spec. - NOX Rate Summer v3.1, Unit 539 and retrofits | 383 | 1797 | Rate Constraint in lbs/MMBtu | FALSE | L | Annual | Seasons Included | Seasons | Summer | Summer | Summer | Summer | Summer | Summer | Summer
IL Fac. Spec. - NOX Rate Summer v3.1, Unit 539 and retrofits | 383 | 1797 | Rate Constraint in lbs/MMBtu | FALSE | L | Annual | Standard | lb/MMBtu | 0.25 | 0.25 | 0.25 | 0.25 | 0.25 | 0.25 | 0.25
IL Fac. Spec. - NOX Rate Summer v3.1, Unit 539 and retrofits | 383 | 1797 | Rate Constraint in lbs/MMBtu | FALSE | L | Annual | Emissions at Affected Plants NOX | MTons | 0.0048678 | 0.0048678 | 0.0048678 | 0.0048678 | 0.0048678 | 0.0048678 | 0.0048678
IL Fac. Spec. - NOX Rate Summer v3.1, Unit 539 and retrofits | 383 | 1797 | Rate Constraint in lbs/MMBtu | FALSE | L | Annual | Allowances Purchased NOX | MTons | 0 | 0 | 0 | 0 | 0 | 0 | 0
IL Fac. Spec. - NOX Rate Summer v3.1, Unit 539 and retrofits | 383 | 1797 | Rate Constraint in lbs/MMBtu | FALSE | L | Annual | Allowances Sold NOX | MTons | 0 | 0 | 0 | 0 | 0 | 0 | 0
IL Fac. Spec. - NOX Rate Summer v3.1, Unit 539 and retrofits | 383 | 1797 | Rate Constraint in lbs/MMBtu | FALSE | L | Annual | Allowances Banked | MTons | 0 | 0 | 0 | 0 | 0 | 0 | 0
IL Fac. Spec. - NOX Rate Summer v3.1, Unit 539 and retrofits | 383 | 1797 | Rate Constraint in lbs/MMBtu | FALSE | L | Annual | Allowances Withdrawn (1:1) | MTons | 0 | 0 | 0 | 0 | 0 | 0 | 0
IL Fac. Spec. - NOX Rate Summer v3.1, Unit 539 and retrofits | 383 | 1797 | Rate Constraint in lbs/MMBtu | FALSE | L | Annual | Allowances Withdrawn (n:1) | MTons | 0 | 0 | 0 | 0 | 0 | 0 | 0
IL Fac. Spec. - NOX Rate Summer v3.1, Unit 539 and retrofits | 383 | 1797 | Rate Constraint in lbs/MMBtu | FALSE | L | Annual | Net Emissions Allowance Position | MTons | 0.0048678 | 0.0048678 | 0.0048678 | 0.0048678 | 0.0048678 | 0.0048678 | 0.0048678
IL Fac. Spec. - NOX Rate Summer v3.1, Unit 539 and retrofits | 383 | 1797 | Rate Constraint in lbs/MMBtu | FALSE | L | Annual | Fuel Consumed | TBtu | 0.27658 | 0.27658 | 0.27658 | 0.27658 | 0.27658 | 0.27658 | 0.27658
IL Fac. Spec. - NOX Rate Summer v3.1, Unit 539 and retrofits | 383 | 1797 | Rate Constraint in lbs/MMBtu | FALSE | L | Annual | Rate | lb/MMBtu | 0.0352 | 0.0352 | 0.0352 | 0.0352 | 0.0352 | 0.0352 | 0.0352
IL Fac. Spec. - NOX Rate Summer v3.1, Unit 539 and retrofits | 383 | 1797 | Rate Constraint in lbs/MMBtu | FALSE | L | Annual | Generation | TWh | 0.025419 | 0.025419 | 0.025419 | 0.025419 | 0.025419 | 0.025419 | 0.025419
IL Fac. Spec. - NOX Rate Summer v3.1, Unit 539 and retrofits | 383 | 1797 | Rate Constraint in lbs/MMBtu | FALSE | L | Annual | Qualifying Generation | TWh | 0.025419 | 0.025419 | 0.025419 | 0.025419 | 0.025419 | 0.025419 | 0.025419
IL Fac. Spec. - NOX Rate Summer v3.1, Unit 539 and retrofits | 383 | 1797 | Rate Constraint in lbs/MMBtu | FALSE | L | Annual | Rate | lb/MWh | 0.19151 | 0.19151 | 0.19151 | 0.19151 | 0.19151 | 0.19151 | 0.19151
IL Fac. Spec. - NOX Rate Summer v3.1, Unit 539 and retrofits | 383 | 1797 | Rate Constraint in lbs/MMBtu | FALSE | L | Annual | Constraint Shadow Price | US$/Ton | 0 | 0 | 0 | 0 | 0 | 0 | 0
IL Fac. Spec. - NOX Rate Summer v3.1, Unit 540 and retrofits | 384 | 1797 | Rate Constraint in lbs/MMBtu | FALSE | L | Annual | Seasons Included | Seasons | Summer | Summer | Summer | Summer | Summer | Summer | Summer
IL Fac. Spec. - NOX Rate Summer v3.1, Unit 540 and retrofits | 384 | 1797 | Rate Constraint in lbs/MMBtu | FALSE | L | Annual | Standard | lb/MMBtu | 0.25 | 0.25 | 0.25 | 0.25 | 0.25 | 0.25 | 0.25
IL Fac. Spec. - NOX Rate Summer v3.1, Unit 540 and retrofits | 384 | 1797 | Rate Constraint in lbs/MMBtu | FALSE | L | Annual | Emissions at Affected Plants NOX | MTons | 0.0051761 | 0.0051761 | 0.0051761 | 0.0051761 | 0.0051761 | 0.0051761 | 0.0051761
IL Fac. Spec. - NOX Rate Summer v3.1, Unit 540 and retrofits | 384 | 1797 | Rate Constraint in lbs/MMBtu | FALSE | L | Annual | Allowances Purchased NOX | MTons | 0 | 0 | 0 | 0 | 0 | 0 | 0
IL Fac. Spec. - NOX Rate Summer v3.1, Unit 540 and retrofits | 384 | 1797 | Rate Constraint in lbs/MMBtu | FALSE | L | Annual | Allowances Sold NOX | MTons | 0 | 0 | 0 | 0 | 0 | 0 | 0
IL Fac. Spec. - NOX Rate Summer v3.1, Unit 540 and retrofits | 384 | 1797 | Rate Constraint in lbs/MMBtu | FALSE | L | Annual | Allowances Banked | MTons | 0 | 0 | 0 | 0 | 0 | 0 | 0
IL Fac. Spec. - NOX Rate Summer v3.1, Unit 540 and retrofits | 384 | 1797 | Rate Constraint in lbs/MMBtu | FALSE | L | Annual | Allowances Withdrawn (1:1) | MTons | 0 | 0 | 0 | 0 | 0 | 0 | 0
IL Fac. Spec. - NOX Rate Summer v3.1, Unit 540 and retrofits | 384 | 1797 | Rate Constraint in lbs/MMBtu | FALSE | L | Annual | Allowances Withdrawn (n:1) | MTons | 0 | 0 | 0 | 0 | 0 | 0 | 0
IL Fac. Spec. - NOX Rate Summer v3.1, Unit 540 and retrofits | 384 | 1797 | Rate Constraint in lbs/MMBtu | FALSE | L | Annual | Net Emissions Allowance Position | MTons | 0.0051761 | 0.0051761 | 0.0051761 | 0.0051761 | 0.0051761 | 0.0051761 | 0.0051761
IL Fac. Spec. - NOX Rate Summer v3.1, Unit 540 and retrofits | 384 | 1797 | Rate Constraint in lbs/MMBtu | FALSE | L | Annual | Fuel Consumed | TBtu | 0.27658 | 0.27658 | 0.27658 | 0.27658 | 0.27658 | 0.27658 | 0.27658
IL Fac. Spec. - NOX Rate Summer v3.1, Unit 540 and retrofits | 384 | 1797 | Rate Constraint in lbs/MMBtu | FALSE | L | Annual | Rate | lb/MMBtu | 0.037429 | 0.037429 | 0.037429 | 0.037429 | 0.037429 | 0.037429 | 0.037429
IL Fac. Spec. - NOX Rate Summer v3.1, Unit 540 and retrofits | 384 | 1797 | Rate Constraint in lbs/MMBtu | FALSE | L | Annual | Generation | TWh | 0.025419 | 0.025419 | 0.025419 | 0.025419 | 0.025419 | 0.025419 | 0.025419
IL Fac. Spec. - NOX Rate Summer v3.1, Unit 540 and retrofits | 384 | 1797 | Rate Constraint in lbs/MMBtu | FALSE | L | Annual | Qualifying Generation | TWh | 0.025419 | 0.025419 | 0.025419 | 0.025419 | 0.025419 | 0.025419 | 0.025419
IL Fac. Spec. - NOX Rate Summer v3.1, Unit 540 and retrofits | 384 | 1797 | Rate Constraint in lbs/MMBtu | FALSE | L | Annual | Rate | lb/MWh | 0.20363 | 0.20363 | 0.20363 | 0.20363 | 0.20363 | 0.20363 | 0.20363
IL Fac. Spec. - NOX Rate Summer v3.1, Unit 540 and retrofits | 384 | 1797 | Rate Constraint in lbs/MMBtu | FALSE | L | Annual | Constraint Shadow Price | US$/Ton | 0 | 0 | 0 | 0 | 0 | 0 | 0
IL Fac. Spec. - NOX Rate Summer v3.1, Unit 541 and retrofits | 385 | 1797 | Rate Constraint in lbs/MMBtu | FALSE | L | Annual | Seasons Included | Seasons | Summer | Summer | Summer | Summer | Summer | Summer | Summer
IL Fac. Spec. - NOX Rate Summer v3.1, Unit 541 and retrofits | 385 | 1797 | Rate Constraint in lbs/MMBtu | FALSE | L | Annual | Standard | lb/MMBtu | 0.25 | 0.25 | 0.25 | 0.25 | 0.25 | 0.25 | 0.25
IL Fac. Spec. - NOX Rate Summer v3.1, Unit 541 and retrofits | 385 | 1797 | Rate Constraint in lbs/MMBtu | FALSE | L | Annual | Emissions at Affected Plants NOX | MTons | 0.00062403 | 0.00062403 | 0.00062403 | 0.00062403 | 0.00062403 | 0 | 0
IL Fac. Spec. - NOX Rate Summer v3.1, Unit 541 and retrofits | 385 | 1797 | Rate Constraint in lbs/MMBtu | FALSE | L | Annual | Allowances Purchased NOX | MTons | 0 | 0 | 0 | 0 | 0 | 0 | 0
IL Fac. Spec. - NOX Rate Summer v3.1, Unit 541 and retrofits | 385 | 1797 | Rate Constraint in lbs/MMBtu | FALSE | L | Annual | Allowances Sold NOX | MTons | 0 | 0 | 0 | 0 | 0 | 0 | 0
IL Fac. Spec. - NOX Rate Summer v3.1, Unit 541 and retrofits | 385 | 1797 | Rate Constraint in lbs/MMBtu | FALSE | L | Annual | Allowances Banked | MTons | 0 | 0 | 0 | 0 | 0 | 0 | 0
IL Fac. Spec. - NOX Rate Summer v3.1, Unit 541 and retrofits | 385 | 1797 | Rate Constraint in lbs/MMBtu | FALSE | L | Annual | Allowances Withdrawn (1:1) | MTons | 0 | 0 | 0 | 0 | 0 | 0 | 0
IL Fac. Spec. - NOX Rate Summer v3.1, Unit 541 and retrofits | 385 | 1797 | Rate Constraint in lbs/MMBtu | FALSE | L | Annual | Allowances Withdrawn (n:1) | MTons | 0 | 0 | 0 | 0 | 0 | 0 | 0
IL Fac. Spec. - NOX Rate Summer v3.1, Unit 541 and retrofits | 385 | 1797 | Rate Constraint in lbs/MMBtu | FALSE | L | Annual | Net Emissions Allowance Position | MTons | 0.00062403 | 0.00062403 | 0.00062403 | 0.00062403 | 0.00062403 | 0 | 0
IL Fac. Spec. - NOX Rate Summer v3.1, Unit 541 and retrofits | 385 | 1797 | Rate Constraint in lbs/MMBtu | FALSE | L | Annual | Fuel Consumed | TBtu | 0.032724 | 0.032724 | 0.032724 | 0.032724 | 0.032724 | 0 | 0
IL Fac. Spec. - NOX Rate Summer v3.1, Unit 541 and retrofits | 385 | 1797 | Rate Constraint in lbs/MMBtu | FALSE | L | Annual | Rate | lb/MMBtu | 0.03814 | 0.03814 | 0.03814 | 0.03814 | 0.03814 | 0 | 0
IL Fac. Spec. - NOX Rate Summer v3.1, Unit 541 and retrofits | 385 | 1797 | Rate Constraint in lbs/MMBtu | FALSE | L | Annual | Generation | TWh | 0.0026002 | 0.0026002 | 0.0026002 | 0.0026002 | 0.0026002 | 0 | 0
IL Fac. Spec. - NOX Rate Summer v3.1, Unit 541 and retrofits | 385 | 1797 | Rate Constraint in lbs/MMBtu | FALSE | L | Annual | Qualifying Generation | TWh | 0.0026002 | 0.0026002 | 0.0026002 | 0.0026002 | 0.0026002 | 0 | 0
IL Fac. Spec. - NOX Rate Summer v3.1, Unit 541 and retrofits | 385 | 1797 | Rate Constraint in lbs/MMBtu | FALSE | L | Annual | Rate | lb/MWh | 0.23999 | 0.23999 | 0.23999 | 0.23999 | 0.23999 | 0 | 0
IL Fac. Spec. - NOX Rate Summer v3.1, Unit 541 and retrofits | 385 | 1797 | Rate Constraint in lbs/MMBtu | FALSE | L | Annual | Constraint Shadow Price | US$/Ton | 0 | 0 | 0 | 0 | 0 | 0 | 0
IL Fac. Spec. - NOX Rate Summer v3.1, Unit 542 and retrofits | 386 | 1797 | Rate Constraint in lbs/MMBtu | FALSE | L | Annual | Seasons Included | Seasons | Summer | Summer | Summer | Summer | Summer | Summer | Summer
IL Fac. Spec. - NOX Rate Summer v3.1, Unit 542 and retrofits | 386 | 1797 | Rate Constraint in lbs/MMBtu | FALSE | L | Annual | Standard | lb/MMBtu | 0.25 | 0.25 | 0.25 | 0.25 | 0.25 | 0.25 | 0.25
IL Fac. Spec. - NOX Rate Summer v3.1, Unit 542 and retrofits | 386 | 1797 | Rate Constraint in lbs/MMBtu | FALSE | L | Annual | Emissions at Affected Plants NOX | MTons | 0.00068868 | 0.00068868 | 0.00068868 | 0.00068868 | 0.00068868 | 0 | 0
IL Fac. Spec. - NOX Rate Summer v3.1, Unit 542 and retrofits | 386 | 1797 | Rate Constraint in lbs/MMBtu | FALSE | L | Annual | Allowances Purchased NOX | MTons | 0 | 0 | 0 | 0 | 0 | 0 | 0
IL Fac. Spec. - NOX Rate Summer v3.1, Unit 542 and retrofits | 386 | 1797 | Rate Constraint in lbs/MMBtu | FALSE | L | Annual | Allowances Sold NOX | MTons | 0 | 0 | 0 | 0 | 0 | 0 | 0
IL Fac. Spec. - NOX Rate Summer v3.1, Unit 542 and retrofits | 386 | 1797 | Rate Constraint in lbs/MMBtu | FALSE | L | Annual | Allowances Banked | MTons | 0 | 0 | 0 | 0 | 0 | 0 | 0
IL Fac. Spec. - NOX Rate Summer v3.1, Unit 542 and retrofits | 386 | 1797 | Rate Constraint in lbs/MMBtu | FALSE | L | Annual | Allowances Withdrawn (1:1) | MTons | 0 | 0 | 0 | 0 | 0 | 0 | 0
IL Fac. Spec. - NOX Rate Summer v3.1, Unit 542 and retrofits | 386 | 1797 | Rate Constraint in lbs/MMBtu | FALSE | L | Annual | Allowances Withdrawn (n:1) | MTons | 0 | 0 | 0 | 0 | 0 | 0 | 0
IL Fac. Spec. - NOX Rate Summer v3.1, Unit 542 and retrofits | 386 | 1797 | Rate Constraint in lbs/MMBtu | FALSE | L | Annual | Net Emissions Allowance Position | MTons | 0.00068868 | 0.00068868 | 0.00068868 | 0.00068868 | 0.00068868 | 0 | 0
IL Fac. Spec. - NOX Rate Summer v3.1, Unit 542 and retrofits | 386 | 1797 | Rate Constraint in lbs/MMBtu | FALSE | L | Annual | Fuel Consumed | TBtu | 0.032724 | 0.032724 | 0.032724 | 0.032724 | 0.032724 | 0 | 0
IL Fac. Spec. - NOX Rate Summer v3.1, Unit 542 and retrofits | 386 | 1797 | Rate Constraint in lbs/MMBtu | FALSE | L | Annual | Rate | lb/MMBtu | 0.04209 | 0.04209 | 0.04209 | 0.04209 | 0.04209 | 0 | 0
IL Fac. Spec. - NOX Rate Summer v3.1, Unit 542 and retrofits | 386 | 1797 | Rate Constraint in lbs/MMBtu | FALSE | L | Annual | Generation | TWh | 0.0026002 | 0.0026002 | 0.0026002 | 0.0026002 | 0.0026002 | 0 | 0
IL Fac. Spec. - NOX Rate Summer v3.1, Unit 542 and retrofits | 386 | 1797 | Rate Constraint in lbs/MMBtu | FALSE | L | Annual | Qualifying Generation | TWh | 0.0026002 | 0.0026002 | 0.0026002 | 0.0026002 | 0.0026002 | 0 | 0
IL Fac. Spec. - NOX Rate Summer v3.1, Unit 542 and retrofits | 386 | 1797 | Rate Constraint in lbs/MMBtu | FALSE | L | Annual | Rate | lb/MWh | 0.26485 | 0.26485 | 0.26485 | 0.26485 | 0.26485 | 0 | 0
IL Fac. Spec. - NOX Rate Summer v3.1, Unit 542 and retrofits | 386 | 1797 | Rate Constraint in lbs/MMBtu | FALSE | L | Annual | Constraint Shadow Price | US$/Ton | 0 | 0 | 0 | 0 | 0 | 0 | 0
IL Fac. Spec. - NOX Rate Summer v3.1, Unit 543 and retrofits | 387 | 1797 | Rate Constraint in lbs/MMBtu | FALSE | L | Annual | Seasons Included | Seasons | Summer | Summer | Summer | Summer | Summer | Summer | Summer
IL Fac. Spec. - NOX Rate Summer v3.1, Unit 543 and retrofits | 387 | 1797 | Rate Constraint in lbs/MMBtu | FALSE | L | Annual | Standard | lb/MMBtu | 0.25 | 0.25 | 0.25 | 0.25 | 0.25 | 0.25 | 0.25
IL Fac. Spec. - NOX Rate Summer v3.1, Unit 543 and retrofits | 387 | 1797 | Rate Constraint in lbs/MMBtu | FALSE | L | Annual | Emissions at Affected Plants NOX | MTons | 0.00074114 | 0.00074114 | 0.00074114 | 0.00074114 | 0.00074114 | 0 | 0
IL Fac. Spec. - NOX Rate Summer v3.1, Unit 543 and retrofits | 387 | 1797 | Rate Constraint in lbs/MMBtu | FALSE | L | Annual | Allowances Purchased NOX | MTons | 0 | 0 | 0 | 0 | 0 | 0 | 0
IL Fac. Spec. - NOX Rate Summer v3.1, Unit 543 and retrofits | 387 | 1797 | Rate Constraint in lbs/MMBtu | FALSE | L | Annual | Allowances Sold NOX | MTons | 0 | 0 | 0 | 0 | 0 | 0 | 0
IL Fac. Spec. - NOX Rate Summer v3.1, Unit 543 and retrofits | 387 | 1797 | Rate Constraint in lbs/MMBtu | FALSE | L | Annual | Allowances Banked | MTons | 0 | 0 | 0 | 0 | 0 | 0 | 0
IL Fac. Spec. - NOX Rate Summer v3.1, Unit 543 and retrofits | 387 | 1797 | Rate Constraint in lbs/MMBtu | FALSE | L | Annual | Allowances Withdrawn (1:1) | MTons | 0 | 0 | 0 | 0 | 0 | 0 | 0
IL Fac. Spec. - NOX Rate Summer v3.1, Unit 543 and retrofits | 387 | 1797 | Rate Constraint in lbs/MMBtu | FALSE | L | Annual | Allowances Withdrawn (n:1) | MTons | 0 | 0 | 0 | 0 | 0 | 0 | 0
IL Fac. Spec. - NOX Rate Summer v3.1, Unit 543 and retrofits | 387 | 1797 | Rate Constraint in lbs/MMBtu | FALSE | L | Annual | Net Emissions Allowance Position | MTons | 0.00074114 | 0.00074114 | 0.00074114 | 0.00074114 | 0.00074114 | 0 | 0
IL Fac. Spec. - NOX Rate Summer v3.1, Unit 543 and retrofits | 387 | 1797 | Rate Constraint in lbs/MMBtu | FALSE | L | Annual | Fuel Consumed | TBtu | 0.033141 | 0.033141 | 0.033141 | 0.033141 | 0.033141 | 0 | 0
IL Fac. Spec. - NOX Rate Summer v3.1, Unit 543 and retrofits | 387 | 1797 | Rate Constraint in lbs/MMBtu | FALSE | L | Annual | Rate | lb/MMBtu | 0.044727 | 0.044727 | 0.044727 | 0.044727 | 0.044727 | 0 | 0
IL Fac. Spec. - NOX Rate Summer v3.1, Unit 543 and retrofits | 387 | 1797 | Rate Constraint in lbs/MMBtu | FALSE | L | Annual | Generation | TWh | 0.0026335 | 0.0026335 | 0.0026335 | 0.0026335 | 0.0026335 | 0 | 0
IL Fac. Spec. - NOX Rate Summer v3.1, Unit 543 and retrofits | 387 | 1797 | Rate Constraint in lbs/MMBtu | FALSE | L | Annual | Qualifying Generation | TWh | 0.0026335 | 0.0026335 | 0.0026335 | 0.0026335 | 0.0026335 | 0 | 0
IL Fac. Spec. - NOX Rate Summer v3.1, Unit 543 and retrofits | 387 | 1797 | Rate Constraint in lbs/MMBtu | FALSE | L | Annual | Rate | lb/MWh | 0.28142 | 0.28142 | 0.28142 | 0.28142 | 0.28142 | 0 | 0
IL Fac. Spec. - NOX Rate Summer v3.1, Unit 543 and retrofits | 387 | 1797 | Rate Constraint in lbs/MMBtu | FALSE | L | Annual | Constraint Shadow Price | US$/Ton | 0 | 0 | 0 | 0 | 0 | 0 | 0
IL Fac. Spec. - NOX Rate Summer v3.1, Unit 544 and retrofits | 388 | 1797 | Rate Constraint in lbs/MMBtu | FALSE | L | Annual | Seasons Included | Seasons | Summer | Summer | Summer | Summer | Summer | Summer | Summer
IL Fac. Spec. - NOX Rate Summer v3.1, Unit 544 and retrofits | 388 | 1797 | Rate Constraint in lbs/MMBtu | FALSE | L | Annual | Standard | lb/MMBtu | 0.25 | 0.25 | 0.25 | 0.25 | 0.25 | 0.25 | 0.25
IL Fac. Spec. - NOX Rate Summer v3.1, Unit 544 and retrofits | 388 | 1797 | Rate Constraint in lbs/MMBtu | FALSE | L | Annual | Emissions at Affected Plants NOX | MTons | 0.00061187 | 0.00061187 | 0.00061187 | 0.00061187 | 0.00061187 | 0 | 0
IL Fac. Spec. - NOX Rate Summer v3.1, Unit 544 and retrofits | 388 | 1797 | Rate Constraint in lbs/MMBtu | FALSE | L | Annual | Allowances Purchased NOX | MTons | 0 | 0 | 0 | 0 | 0 | 0 | 0
IL Fac. Spec. - NOX Rate Summer v3.1, Unit 544 and retrofits | 388 | 1797 | Rate Constraint in lbs/MMBtu | FALSE | L | Annual | Allowances Sold NOX | MTons | 0 | 0 | 0 | 0 | 0 | 0 | 0
IL Fac. Spec. - NOX Rate Summer v3.1, Unit 544 and retrofits | 388 | 1797 | Rate Constraint in lbs/MMBtu | FALSE | L | Annual | Allowances Banked | MTons | 0 | 0 | 0 | 0 | 0 | 0 | 0
IL Fac. Spec. - NOX Rate Summer v3.1, Unit 544 and retrofits | 388 | 1797 | Rate Constraint in lbs/MMBtu | FALSE | L | Annual | Allowances Withdrawn (1:1) | MTons | 0 | 0 | 0 | 0 | 0 | 0 | 0
IL Fac. Spec. - NOX Rate Summer v3.1, Unit 544 and retrofits | 388 | 1797 | Rate Constraint in lbs/MMBtu | FALSE | L | Annual | Allowances Withdrawn (n:1) | MTons | 0 | 0 | 0 | 0 | 0 | 0 | 0
IL Fac. Spec. - NOX Rate Summer v3.1, Unit 544 and retrofits | 388 | 1797 | Rate Constraint in lbs/MMBtu | FALSE | L | Annual | Net Emissions Allowance Position | MTons | 0.00061187 | 0.00061187 | 0.00061187 | 0.00061187 | 0.00061187 | 0 | 0
IL Fac. Spec. - NOX Rate Summer v3.1, Unit 544 and retrofits | 388 | 1797 | Rate Constraint in lbs/MMBtu | FALSE | L | Annual | Fuel Consumed | TBtu | 0.032721 | 0.032721 | 0.032721 | 0.032721 | 0.032721 | 0 | 0
IL Fac. Spec. - NOX Rate Summer v3.1, Unit 544 and retrofits | 388 | 1797 | Rate Constraint in lbs/MMBtu | FALSE | L | Annual | Rate | lb/MMBtu | 0.037399 | 0.037399 | 0.037399 | 0.037399 | 0.037399 | 0 | 0
IL Fac. Spec. - NOX Rate Summer v3.1, Unit 544 and retrofits | 388 | 1797 | Rate Constraint in lbs/MMBtu | FALSE | L | Annual | Generation | TWh | 0.0026002 | 0.0026002 | 0.0026002 | 0.0026002 | 0.0026002 | 0 | 0
IL Fac. Spec. - NOX Rate Summer v3.1, Unit 544 and retrofits | 388 | 1797 | Rate Constraint in lbs/MMBtu | FALSE | L | Annual | Qualifying Generation | TWh | 0.0026002 | 0.0026002 | 0.0026002 | 0.0026002 | 0.0026002 | 0 | 0
IL Fac. Spec. - NOX Rate Summer v3.1, Unit 544 and retrofits | 388 | 1797 | Rate Constraint in lbs/MMBtu | FALSE | L | Annual | Rate | lb/MWh | 0.23532 | 0.23532 | 0.23532 | 0.23532 | 0.23532 | 0 | 0
IL Fac. Spec. - NOX Rate Summer v3.1, Unit 544 and retrofits | 388 | 1797 | Rate Constraint in lbs/MMBtu | FALSE | L | Annual | Constraint Shadow Price | US$/Ton | 0 | 0 | 0 | 0 | 0 | 0 | 0
IL Fac. Spec. - NOX Rate Summer v3.1, Unit 545 and retrofits | 389 | 1797 | Rate Constraint in lbs/MMBtu | FALSE | L | Annual | Seasons Included | Seasons | Summer | Summer | Summer | Summer | Summer | Summer | Summer
IL Fac. Spec. - NOX Rate Summer v3.1, Unit 545 and retrofits | 389 | 1797 | Rate Constraint in lbs/MMBtu | FALSE | L | Annual | Standard | lb/MMBtu | 0.25 | 0.25 | 0.25 | 0.25 | 0.25 | 0.25 | 0.25
IL Fac. Spec. - NOX Rate Summer v3.1, Unit 545 and retrofits | 389 | 1797 | Rate Constraint in lbs/MMBtu | FALSE | L | Annual | Emissions at Affected Plants NOX | MTons | 0.00053136 | 0.00053136 | 0.00053136 | 0.00053136 | 0.00053136 | 0 | 0
IL Fac. Spec. - NOX Rate Summer v3.1, Unit 545 and retrofits | 389 | 1797 | Rate Constraint in lbs/MMBtu | FALSE | L | Annual | Allowances Purchased NOX | MTons | 0 | 0 | 0 | 0 | 0 | 0 | 0
IL Fac. Spec. - NOX Rate Summer v3.1, Unit 545 and retrofits | 389 | 1797 | Rate Constraint in lbs/MMBtu | FALSE | L | Annual | Allowances Sold NOX | MTons | 0 | 0 | 0 | 0 | 0 | 0 | 0
IL Fac. Spec. - NOX Rate Summer v3.1, Unit 545 and retrofits | 389 | 1797 | Rate Constraint in lbs/MMBtu | FALSE | L | Annual | Allowances Banked | MTons | 0 | 0 | 0 | 0 | 0 | 0 | 0
IL Fac. Spec. - NOX Rate Summer v3.1, Unit 545 and retrofits | 389 | 1797 | Rate Constraint in lbs/MMBtu | FALSE | L | Annual | Allowances Withdrawn (1:1) | MTons | 0 | 0 | 0 | 0 | 0 | 0 | 0
IL Fac. Spec. - NOX Rate Summer v3.1, Unit 545 and retrofits | 389 | 1797 | Rate Constraint in lbs/MMBtu | FALSE | L | Annual | Allowances Withdrawn (n:1) | MTons | 0 | 0 | 0 | 0 | 0 | 0 | 0
IL Fac. Spec. - NOX Rate Summer v3.1, Unit 545 and retrofits | 389 | 1797 | Rate Constraint in lbs/MMBtu | FALSE | L | Annual | Net Emissions Allowance Position | MTons | 0.00053136 | 0.00053136 | 0.00053136 | 0.00053136 | 0.00053136 | 0 | 0
IL Fac. Spec. - NOX Rate Summer v3.1, Unit 545 and retrofits | 389 | 1797 | Rate Constraint in lbs/MMBtu | FALSE | L | Annual | Fuel Consumed | TBtu | 0.032302 | 0.032302 | 0.032302 | 0.032302 | 0.032302 | 0 | 0
IL Fac. Spec. - NOX Rate Summer v3.1, Unit 545 and retrofits | 389 | 1797 | Rate Constraint in lbs/MMBtu | FALSE | L | Annual | Rate | lb/MMBtu | 0.0329 | 0.0329 | 0.0329 | 0.0329 | 0.0329 | 0 | 0
IL Fac. Spec. - NOX Rate Summer v3.1, Unit 545 and retrofits | 389 | 1797 | Rate Constraint in lbs/MMBtu | FALSE | L | Annual | Generation | TWh | 0.0025669 | 0.0025669 | 0.0025669 | 0.0025669 | 0.0025669 | 0 | 0
IL Fac. Spec. - NOX Rate Summer v3.1, Unit 545 and retrofits | 389 | 1797 | Rate Constraint in lbs/MMBtu | FALSE | L | Annual | Qualifying Generation | TWh | 0.0025669 | 0.0025669 | 0.0025669 | 0.0025669 | 0.0025669 | 0 | 0
IL Fac. Spec. - NOX Rate Summer v3.1, Unit 545 and retrofits | 389 | 1797 | Rate Constraint in lbs/MMBtu | FALSE | L | Annual | Rate | lb/MWh | 0.20701 | 0.20701 | 0.20701 | 0.20701 | 0.20701 | 0 | 0
IL Fac. Spec. - NOX Rate Summer v3.1, Unit 545 and retrofits | 389 | 1797 | Rate Constraint in lbs/MMBtu | FALSE | L | Annual | Constraint Shadow Price | US$/Ton | 0 | 0 | 0 | 0 | 0 | 0 | 0
IL Fac. Spec. - NOX Rate Summer v3.1, Unit 546 and retrofits | 390 | 1797 | Rate Constraint in lbs/MMBtu | FALSE | L | Annual | Seasons Included | Seasons | Summer | Summer | Summer | Summer | Summer | Summer | Summer
IL Fac. Spec. - NOX Rate Summer v3.1, Unit 546 and retrofits | 390 | 1797 | Rate Constraint in lbs/MMBtu | FALSE | L | Annual | Standard | lb/MMBtu | 0.25 | 0.25 | 0.25 | 0.25 | 0.25 | 0.25 | 0.25
IL Fac. Spec. - NOX Rate Summer v3.1, Unit 546 and retrofits | 390 | 1797 | Rate Constraint in lbs/MMBtu | FALSE | L | Annual | Emissions at Affected Plants NOX | MTons | 0.00075422 | 0.00075422 | 0.00075422 | 0.00075422 | 0.00075422 | 0 | 0
IL Fac. Spec. - NOX Rate Summer v3.1, Unit 546 and retrofits | 390 | 1797 | Rate Constraint in lbs/MMBtu | FALSE | L | Annual | Allowances Purchased NOX | MTons | 0 | 0 | 0 | 0 | 0 | 0 | 0
IL Fac. Spec. - NOX Rate Summer v3.1, Unit 546 and retrofits | 390 | 1797 | Rate Constraint in lbs/MMBtu | FALSE | L | Annual | Allowances Sold NOX | MTons | 0 | 0 | 0 | 0 | 0 | 0 | 0
IL Fac. Spec. - NOX Rate Summer v3.1, Unit 546 and retrofits | 390 | 1797 | Rate Constraint in lbs/MMBtu | FALSE | L | Annual | Allowances Banked | MTons | 0 | 0 | 0 | 0 | 0 | 0 | 0
IL Fac. Spec. - NOX Rate Summer v3.1, Unit 546 and retrofits | 390 | 1797 | Rate Constraint in lbs/MMBtu | FALSE | L | Annual | Allowances Withdrawn (1:1) | MTons | 0 | 0 | 0 | 0 | 0 | 0 | 0
IL Fac. Spec. - NOX Rate Summer v3.1, Unit 546 and retrofits | 390 | 1797 | Rate Constraint in lbs/MMBtu | FALSE | L | Annual | Allowances Withdrawn (n:1) | MTons | 0 | 0 | 0 | 0 | 0 | 0 | 0
IL Fac. Spec. - NOX Rate Summer v3.1, Unit 546 and retrofits | 390 | 1797 | Rate Constraint in lbs/MMBtu | FALSE | L | Annual | Net Emissions Allowance Position | MTons | 0.00075422 | 0.00075422 | 0.00075422 | 0.00075422 | 0.00075422 | 0 | 0
IL Fac. Spec. - NOX Rate Summer v3.1, Unit 546 and retrofits | 390 | 1797 | Rate Constraint in lbs/MMBtu | FALSE | L | Annual | Fuel Consumed | TBtu | 0.032721 | 0.032721 | 0.032721 | 0.032721 | 0.032721 | 0 | 0
IL Fac. Spec. - NOX Rate Summer v3.1, Unit 546 and retrofits | 390 | 1797 | Rate Constraint in lbs/MMBtu | FALSE | L | Annual | Rate | lb/MMBtu | 0.0461 | 0.0461 | 0.0461 | 0.0461 | 0.0461 | 0 | 0
IL Fac. Spec. - NOX Rate Summer v3.1, Unit 546 and retrofits | 390 | 1797 | Rate Constraint in lbs/MMBtu | FALSE | L | Annual | Generation | TWh | 0.0026002 | 0.0026002 | 0.0026002 | 0.0026002 | 0.0026002 | 0 | 0
IL Fac. Spec. - NOX Rate Summer v3.1, Unit 546 and retrofits | 390 | 1797 | Rate Constraint in lbs/MMBtu | FALSE | L | Annual | Qualifying Generation | TWh | 0.0026002 | 0.0026002 | 0.0026002 | 0.0026002 | 0.0026002 | 0 | 0
IL Fac. Spec. - NOX Rate Summer v3.1, Unit 546 and retrofits | 390 | 1797 | Rate Constraint in lbs/MMBtu | FALSE | L | Annual | Rate | lb/MWh | 0.29006 | 0.29006 | 0.29006 | 0.29006 | 0.29006 | 0 | 0
IL Fac. Spec. - NOX Rate Summer v3.1, Unit 546 and retrofits | 390 | 1797 | Rate Constraint in lbs/MMBtu | FALSE | L | Annual | Constraint Shadow Price | US$/Ton | 0 | 0 | 0 | 0 | 0 | 0 | 0
IL Fac. Spec. - NOX Rate Summer v3.1, Unit 547 and retrofits | 391 | 1797 | Rate Constraint in lbs/MMBtu | FALSE | L | Annual | Seasons Included | Seasons | Summer | Summer | Summer | Summer | Summer | Summer | Summer
IL Fac. Spec. - NOX Rate Summer v3.1, Unit 547 and retrofits | 391 | 1797 | Rate Constraint in lbs/MMBtu | FALSE | L | Annual | Standard | lb/MMBtu | 0.25 | 0.25 | 0.25 | 0.25 | 0.25 | 0.25 | 0.25
IL Fac. Spec. - NOX Rate Summer v3.1, Unit 547 and retrofits | 391 | 1797 | Rate Constraint in lbs/MMBtu | FALSE | L | Annual | Emissions at Affected Plants NOX | MTons | 0.00077385 | 0.00077385 | 0.00077385 | 0.00077385 | 0.00077385 | 0 | 0
IL Fac. Spec. - NOX Rate Summer v3.1, Unit 547 and retrofits | 391 | 1797 | Rate Constraint in lbs/MMBtu | FALSE | L | Annual | Allowances Purchased NOX | MTons | 0 | 0 | 0 | 0 | 0 | 0 | 0
IL Fac. Spec. - NOX Rate Summer v3.1, Unit 547 and retrofits | 391 | 1797 | Rate Constraint in lbs/MMBtu | FALSE | L | Annual | Allowances Sold NOX | MTons | 0 | 0 | 0 | 0 | 0 | 0 | 0
IL Fac. Spec. - NOX Rate Summer v3.1, Unit 547 and retrofits | 391 | 1797 | Rate Constraint in lbs/MMBtu | FALSE | L | Annual | Allowances Banked | MTons | 0 | 0 | 0 | 0 | 0 | 0 | 0
IL Fac. Spec. - NOX Rate Summer v3.1, Unit 547 and retrofits | 391 | 1797 | Rate Constraint in lbs/MMBtu | FALSE | L | Annual | Allowances Withdrawn (1:1) | MTons | 0 | 0 | 0 | 0 | 0 | 0 | 0
IL Fac. Spec. - NOX Rate Summer v3.1, Unit 547 and retrofits | 391 | 1797 | Rate Constraint in lbs/MMBtu | FALSE | L | Annual | Allowances Withdrawn (n:1) | MTons | 0 | 0 | 0 | 0 | 0 | 0 | 0
IL Fac. Spec. - NOX Rate Summer v3.1, Unit 547 and retrofits | 391 | 1797 | Rate Constraint in lbs/MMBtu | FALSE | L | Annual | Net Emissions Allowance Position | MTons | 0.00077385 | 0.00077385 | 0.00077385 | 0.00077385 | 0.00077385 | 0 | 0
IL Fac. Spec. - NOX Rate Summer v3.1, Unit 547 and retrofits | 391 | 1797 | Rate Constraint in lbs/MMBtu | FALSE | L | Annual | Fuel Consumed | TBtu | 0.032721 | 0.032721 | 0.032721 | 0.032721 | 0.032721 | 0 | 0
IL Fac. Spec. - NOX Rate Summer v3.1, Unit 547 and retrofits | 391 | 1797 | Rate Constraint in lbs/MMBtu | FALSE | L | Annual | Rate | lb/MMBtu | 0.0473 | 0.0473 | 0.0473 | 0.0473 | 0.0473 | 0 | 0
IL Fac. Spec. - NOX Rate Summer v3.1, Unit 547 and retrofits | 391 | 1797 | Rate Constraint in lbs/MMBtu | FALSE | L | Annual | Generation | TWh | 0.0026002 | 0.0026002 | 0.0026002 | 0.0026002 | 0.0026002 | 0 | 0
IL Fac. Spec. - NOX Rate Summer v3.1, Unit 547 and retrofits | 391 | 1797 | Rate Constraint in lbs/MMBtu | FALSE | L | Annual | Qualifying Generation | TWh | 0.0026002 | 0.0026002 | 0.0026002 | 0.0026002 | 0.0026002 | 0 | 0
IL Fac. Spec. - NOX Rate Summer v3.1, Unit 547 and retrofits | 391 | 1797 | Rate Constraint in lbs/MMBtu | FALSE | L | Annual | Rate | lb/MWh | 0.29761 | 0.29761 | 0.29761 | 0.29761 | 0.29761 | 0 | 0
IL Fac. Spec. - NOX Rate Summer v3.1, Unit 547 and retrofits | 391 | 1797 | Rate Constraint in lbs/MMBtu | FALSE | L | Annual | Constraint Shadow Price | US$/Ton | 0 | 0 | 0 | 0 | 0 | 0 | 0
IL Fac. Spec. - NOX Rate Summer v3.1, Unit 548 and retrofits | 392 | 1797 | Rate Constraint in lbs/MMBtu | FALSE | L | Annual | Seasons Included | Seasons | Summer | Summer | Summer | Summer | Summer | Summer | Summer
IL Fac. Spec. - NOX Rate Summer v3.1, Unit 548 and retrofits | 392 | 1797 | Rate Constraint in lbs/MMBtu | FALSE | L | Annual | Standard | lb/MMBtu | 0.25 | 0.25 | 0.25 | 0.25 | 0.25 | 0.25 | 0.25
IL Fac. Spec. - NOX Rate Summer v3.1, Unit 548 and retrofits | 392 | 1797 | Rate Constraint in lbs/MMBtu | FALSE | L | Annual | Emissions at Affected Plants NOX | MTons | 0.00055013 | 0.00055013 | 0.00055013 | 0.00055013 | 0.00055013 | 0 | 0
IL Fac. Spec. - NOX Rate Summer v3.1, Unit 548 and retrofits | 392 | 1797 | Rate Constraint in lbs/MMBtu | FALSE | L | Annual | Allowances Purchased NOX | MTons | 0 | 0 | 0 | 0 | 0 | 0 | 0
IL Fac. Spec. - NOX Rate Summer v3.1, Unit 548 and retrofits | 392 | 1797 | Rate Constraint in lbs/MMBtu | FALSE | L | Annual | Allowances Sold NOX | MTons | 0 | 0 | 0 | 0 | 0 | 0 | 0
IL Fac. Spec. - NOX Rate Summer v3.1, Unit 548 and retrofits | 392 | 1797 | Rate Constraint in lbs/MMBtu | FALSE | L | Annual | Allowances Banked | MTons | 0 | 0 | 0 | 0 | 0 | 0 | 0
IL Fac. Spec. - NOX Rate Summer v3.1, Unit 548 and retrofits | 392 | 1797 | Rate Constraint in lbs/MMBtu | FALSE | L | Annual | Allowances Withdrawn (1:1) | MTons | 0 | 0 | 0 | 0 | 0 | 0 | 0
IL Fac. Spec. - NOX Rate Summer v3.1, Unit 548 and retrofits | 392 | 1797 | Rate Constraint in lbs/MMBtu | FALSE | L | Annual | Allowances Withdrawn (n:1) | MTons | 0 | 0 | 0 | 0 | 0 | 0 | 0
IL Fac. Spec. - NOX Rate Summer v3.1, Unit 548 and retrofits | 392 | 1797 | Rate Constraint in lbs/MMBtu | FALSE | L | Annual | Net Emissions Allowance Position | MTons | 0.00055013 | 0.00055013 | 0.00055013 | 0.00055013 | 0.00055013 | 0 | 0
IL Fac. Spec. - NOX Rate Summer v3.1, Unit 548 and retrofits | 392 | 1797 | Rate Constraint in lbs/MMBtu | FALSE | L | Annual | Fuel Consumed | TBtu | 0.033141 | 0.033141 | 0.033141 | 0.033141 | 0.033141 | 0 | 0
IL Fac. Spec. - NOX Rate Summer v3.1, Unit 548 and retrofits | 392 | 1797 | Rate Constraint in lbs/MMBtu | FALSE | L | Annual | Rate | lb/MMBtu | 0.0332 | 0.0332 | 0.0332 | 0.0332 | 0.0332 | 0 | 0
IL Fac. Spec. - NOX Rate Summer v3.1, Unit 548 and retrofits | 392 | 1797 | Rate Constraint in lbs/MMBtu | FALSE | L | Annual | Generation | TWh | 0.0026335 | 0.0026335 | 0.0026335 | 0.0026335 | 0.0026335 | 0 | 0
IL Fac. Spec. - NOX Rate Summer v3.1, Unit 548 and retrofits | 392 | 1797 | Rate Constraint in lbs/MMBtu | FALSE | L | Annual | Qualifying Generation | TWh | 0.0026335 | 0.0026335 | 0.0026335 | 0.0026335 | 0.0026335 | 0 | 0
IL Fac. Spec. - NOX Rate Summer v3.1, Unit 548 and retrofits | 392 | 1797 | Rate Constraint in lbs/MMBtu | FALSE | L | Annual | Rate | lb/MWh | 0.20889 | 0.20889 | 0.20889 | 0.20889 | 0.20889 | 0 | 0
IL Fac. Spec. - NOX Rate Summer v3.1, Unit 548 and retrofits | 392 | 1797 | Rate Constraint in lbs/MMBtu | FALSE | L | Annual | Constraint Shadow Price | US$/Ton | 0 | 0 | 0 | 0 | 0 | 0 | 0
IL Fac. Spec. - NOX Rate Summer v3.1, Unit 549 and retrofits | 393 | 1797 | Rate Constraint in lbs/MMBtu | FALSE | L | Annual | Seasons Included | Seasons | Summer | Summer | Summer | Summer | Summer | Summer | Summer
IL Fac. Spec. - NOX Rate Summer v3.1, Unit 549 and retrofits | 393 | 1797 | Rate Constraint in lbs/MMBtu | FALSE | L | Annual | Standard | lb/MMBtu | 0.25 | 0.25 | 0.25 | 0.25 | 0.25 | 0.25 | 0.25
IL Fac. Spec. - NOX Rate Summer v3.1, Unit 549 and retrofits | 393 | 1797 | Rate Constraint in lbs/MMBtu | FALSE | L | Annual | Emissions at Affected Plants NOX | MTons | 0.0040049 | 0.0040049 | 0.0040049 | 0.0040049 | 0.0040049 | 0.0040049 | 0.0040049
IL Fac. Spec. - NOX Rate Summer v3.1, Unit 549 and retrofits | 393 | 1797 | Rate Constraint in lbs/MMBtu | FALSE | L | Annual | Allowances Purchased NOX | MTons | 0 | 0 | 0 | 0 | 0 | 0 | 0
IL Fac. Spec. - NOX Rate Summer v3.1, Unit 549 and retrofits | 393 | 1797 | Rate Constraint in lbs/MMBtu | FALSE | L | Annual | Allowances Sold NOX | MTons | 0 | 0 | 0 | 0 | 0 | 0 | 0
IL Fac. Spec. - NOX Rate Summer v3.1, Unit 549 and retrofits | 393 | 1797 | Rate Constraint in lbs/MMBtu | FALSE | L | Annual | Allowances Banked | MTons | 0 | 0 | 0 | 0 | 0 | 0 | 0
IL Fac. Spec. - NOX Rate Summer v3.1, Unit 549 and retrofits | 393 | 1797 | Rate Constraint in lbs/MMBtu | FALSE | L | Annual | Allowances Withdrawn (1:1) | MTons | 0 | 0 | 0 | 0 | 0 | 0 | 0
IL Fac. Spec. - NOX Rate Summer v3.1, Unit 549 and retrofits | 393 | 1797 | Rate Constraint in lbs/MMBtu | FALSE | L | Annual | Allowances Withdrawn (n:1) | MTons | 0 | 0 | 0 | 0 | 0 | 0 | 0
IL Fac. Spec. - NOX Rate Summer v3.1, Unit 549 and retrofits | 393 | 1797 | Rate Constraint in lbs/MMBtu | FALSE | L | Annual | Net Emissions Allowance Position | MTons | 0.0040049 | 0.0040049 | 0.0040049 | 0.0040049 | 0.0040049 | 0.0040049 | 0.0040049
IL Fac. Spec. - NOX Rate Summer v3.1, Unit 549 and retrofits | 393 | 1797 | Rate Constraint in lbs/MMBtu | FALSE | L | Annual | Fuel Consumed | TBtu | 0.27658 | 0.27658 | 0.27658 | 0.27658 | 0.27658 | 0.27658 | 0.27658
IL Fac. Spec. - NOX Rate Summer v3.1, Unit 549 and retrofits | 393 | 1797 | Rate Constraint in lbs/MMBtu | FALSE | L | Annual | Rate | lb/MMBtu | 0.02896 | 0.02896 | 0.02896 | 0.02896 | 0.02896 | 0.02896 | 0.02896
IL Fac. Spec. - NOX Rate Summer v3.1, Unit 549 and retrofits | 393 | 1797 | Rate Constraint in lbs/MMBtu | FALSE | L | Annual | Generation | TWh | 0.025419 | 0.025419 | 0.025419 | 0.025419 | 0.025419 | 0.025419 | 0.025419
IL Fac. Spec. - NOX Rate Summer v3.1, Unit 549 and retrofits | 393 | 1797 | Rate Constraint in lbs/MMBtu | FALSE | L | Annual | Qualifying Generation | TWh | 0.025419 | 0.025419 | 0.025419 | 0.025419 | 0.025419 | 0.025419 | 0.025419
IL Fac. Spec. - NOX Rate Summer v3.1, Unit 549 and retrofits | 393 | 1797 | Rate Constraint in lbs/MMBtu | FALSE | L | Annual | Rate | lb/MWh | 0.15756 | 0.15756 | 0.15756 | 0.15756 | 0.15756 | 0.15756 | 0.15756
IL Fac. Spec. - NOX Rate Summer v3.1, Unit 549 and retrofits | 393 | 1797 | Rate Constraint in lbs/MMBtu | FALSE | L | Annual | Constraint Shadow Price | US$/Ton | 0 | 0 | 0 | 0 | 0 | 0 | 0
IL Fac. Spec. - NOX Rate Summer v3.1, Unit 550 and retrofits | 394 | 1797 | Rate Constraint in lbs/MMBtu | FALSE | L | Annual | Seasons Included | Seasons | Summer | Summer | Summer | Summer | Summer | Summer | Summer
IL Fac. Spec. - NOX Rate Summer v3.1, Unit 550 and retrofits | 394 | 1797 | Rate Constraint in lbs/MMBtu | FALSE | L | Annual | Standard | lb/MMBtu | 0.25 | 0.25 | 0.25 | 0.25 | 0.25 | 0.25 | 0.25
IL Fac. Spec. - NOX Rate Summer v3.1, Unit 550 and retrofits | 394 | 1797 | Rate Constraint in lbs/MMBtu | FALSE | L | Annual | Emissions at Affected Plants NOX | MTons | 0.004242 | 0.004242 | 0.004242 | 0.004242 | 0.012749 | 0.004242 | 0.004242
IL Fac. Spec. - NOX Rate Summer v3.1, Unit 550 and retrofits | 394 | 1797 | Rate Constraint in lbs/MMBtu | FALSE | L | Annual | Allowances Purchased NOX | MTons | 0 | 0 | 0 | 0 | 0 | 0 | 0
IL Fac. Spec. - NOX Rate Summer v3.1, Unit 550 and retrofits | 394 | 1797 | Rate Constraint in lbs/MMBtu | FALSE | L | Annual | Allowances Sold NOX | MTons | 0 | 0 | 0 | 0 | 0 | 0 | 0
IL Fac. Spec. - NOX Rate Summer v3.1, Unit 550 and retrofits | 394 | 1797 | Rate Constraint in lbs/MMBtu | FALSE | L | Annual | Allowances Banked | MTons | 0 | 0 | 0 | 0 | 0 | 0 | 0
IL Fac. Spec. - NOX Rate Summer v3.1, Unit 550 and retrofits | 394 | 1797 | Rate Constraint in lbs/MMBtu | FALSE | L | Annual | Allowances Withdrawn (1:1) | MTons | 0 | 0 | 0 | 0 | 0 | 0 | 0
IL Fac. Spec. - NOX Rate Summer v3.1, Unit 550 and retrofits | 394 | 1797 | Rate Constraint in lbs/MMBtu | FALSE | L | Annual | Allowances Withdrawn (n:1) | MTons | 0 | 0 | 0 | 0 | 0 | 0 | 0
IL Fac. Spec. - NOX Rate Summer v3.1, Unit 550 and retrofits | 394 | 1797 | Rate Constraint in lbs/MMBtu | FALSE | L | Annual | Net Emissions Allowance Position | MTons | 0.004242 | 0.004242 | 0.004242 | 0.004242 | 0.012749 | 0.004242 | 0.004242
IL Fac. Spec. - NOX Rate Summer v3.1, Unit 550 and retrofits | 394 | 1797 | Rate Constraint in lbs/MMBtu | FALSE | L | Annual | Fuel Consumed | TBtu | 0.27658 | 0.27658 | 0.27658 | 0.27658 | 0.83125 | 0.27658 | 0.27658
IL Fac. Spec. - NOX Rate Summer v3.1, Unit 550 and retrofits | 394 | 1797 | Rate Constraint in lbs/MMBtu | FALSE | L | Annual | Rate | lb/MMBtu | 0.030674 | 0.030674 | 0.030674 | 0.030674 | 0.030674 | 0.030674 | 0.030674
IL Fac. Spec. - NOX Rate Summer v3.1, Unit 550 and retrofits | 394 | 1797 | Rate Constraint in lbs/MMBtu | FALSE | L | Annual | Generation | TWh | 0.025419 | 0.025419 | 0.025419 | 0.025419 | 0.076395 | 0.025419 | 0.025419
IL Fac. Spec. - NOX Rate Summer v3.1, Unit 550 and retrofits | 394 | 1797 | Rate Constraint in lbs/MMBtu | FALSE | L | Annual | Qualifying Generation | TWh | 0.025419 | 0.025419 | 0.025419 | 0.025419 | 0.076395 | 0.025419 | 0.025419
IL Fac. Spec. - NOX Rate Summer v3.1, Unit 550 and retrofits | 394 | 1797 | Rate Constraint in lbs/MMBtu | FALSE | L | Annual | Rate | lb/MWh | 0.16688 | 0.16688 | 0.16688 | 0.16688 | 0.16688 | 0.16688 | 0.16688
IL Fac. Spec. - NOX Rate Summer v3.1, Unit 550 and retrofits | 394 | 1797 | Rate Constraint in lbs/MMBtu | FALSE | L | Annual | Constraint Shadow Price | US$/Ton | 0 | 0 | 0 | 0 | 0 | 0 | 0
IL Fac. Spec. - NOX Rate Summer v3.1, Unit 551 and retrofits | 395 | 1797 | Rate Constraint in lbs/MMBtu | FALSE | L | Annual | Seasons Included | Seasons | Summer | Summer | Summer | Summer | Summer | Summer | Summer
IL Fac. Spec. - NOX Rate Summer v3.1, Unit 551 and retrofits | 395 | 1797 | Rate Constraint in lbs/MMBtu | FALSE | L | Annual | Standard | lb/MMBtu | 0.25 | 0.25 | 0.25 | 0.25 | 0.25 | 0.25 | 0.25
IL Fac. Spec. - NOX Rate Summer v3.1, Unit 551 and retrofits | 395 | 1797 | Rate Constraint in lbs/MMBtu | FALSE | L | Annual | Emissions at Affected Plants NOX | MTons | 0.0040455 | 0.0040455 | 0.0040455 | 0.0040455 | 0.0040455 | 0.0040455 | 0.0040455
IL Fac. Spec. - NOX Rate Summer v3.1, Unit 551 and retrofits | 395 | 1797 | Rate Constraint in lbs/MMBtu | FALSE | L | Annual | Allowances Purchased NOX | MTons | 0 | 0 | 0 | 0 | 0 | 0 | 0
IL Fac. Spec. - NOX Rate Summer v3.1, Unit 551 and retrofits | 395 | 1797 | Rate Constraint in lbs/MMBtu | FALSE | L | Annual | Allowances Sold NOX | MTons | 0 | 0 | 0 | 0 | 0 | 0 | 0
IL Fac. Spec. - NOX Rate Summer v3.1, Unit 551 and retrofits | 395 | 1797 | Rate Constraint in lbs/MMBtu | FALSE | L | Annual | Allowances Banked | MTons | 0 | 0 | 0 | 0 | 0 | 0 | 0
IL Fac. Spec. - NOX Rate Summer v3.1, Unit 551 and retrofits | 395 | 1797 | Rate Constraint in lbs/MMBtu | FALSE | L | Annual | Allowances Withdrawn (1:1) | MTons | 0 | 0 | 0 | 0 | 0 | 0 | 0
IL Fac. Spec. - NOX Rate Summer v3.1, Unit 551 and retrofits | 395 | 1797 | Rate Constraint in lbs/MMBtu | FALSE | L | Annual | Allowances Withdrawn (n:1) | MTons | 0 | 0 | 0 | 0 | 0 | 0 | 0
IL Fac. Spec. - NOX Rate Summer v3.1, Unit 551 and retrofits | 395 | 1797 | Rate Constraint in lbs/MMBtu | FALSE | L | Annual | Net Emissions Allowance Position | MTons | 0.0040455 | 0.0040455 | 0.0040455 | 0.0040455 | 0.0040455 | 0.0040455 | 0.0040455
IL Fac. Spec. - NOX Rate Summer v3.1, Unit 551 and retrofits | 395 | 1797 | Rate Constraint in lbs/MMBtu | FALSE | L | Annual | Fuel Consumed | TBtu | 0.27658 | 0.27658 | 0.27658 | 0.27658 | 0.27658 | 0.27658 | 0.27658
IL Fac. Spec. - NOX Rate Summer v3.1, Unit 551 and retrofits | 395 | 1797 | Rate Constraint in lbs/MMBtu | FALSE | L | Annual | Rate | lb/MMBtu | 0.029254 | 0.029254 | 0.029254 | 0.029254 | 0.029254 | 0.029254 | 0.029254
IL Fac. Spec. - NOX Rate Summer v3.1, Unit 551 and retrofits | 395 | 1797 | Rate Constraint in lbs/MMBtu | FALSE | L | Annual | Generation | TWh | 0.025419 | 0.025419 | 0.025419 | 0.025419 | 0.025419 | 0.025419 | 0.025419
IL Fac. Spec. - NOX Rate Summer v3.1, Unit 551 and retrofits | 395 | 1797 | Rate Constraint in lbs/MMBtu | FALSE | L | Annual | Qualifying Generation | TWh | 0.025419 | 0.025419 | 0.025419 | 0.025419 | 0.025419 | 0.025419 | 0.025419
IL Fac. Spec. - NOX Rate Summer v3.1, Unit 551 and retrofits | 395 | 1797 | Rate Constraint in lbs/MMBtu | FALSE | L | Annual | Rate | lb/MWh | 0.15915 | 0.15915 | 0.15915 | 0.15915 | 0.15915 | 0.15915 | 0.15915
IL Fac. Spec. - NOX Rate Summer v3.1, Unit 551 and retrofits | 395 | 1797 | Rate Constraint in lbs/MMBtu | FALSE | L | Annual | Constraint Shadow Price | US$/Ton | 0 | 0 | 0 | 0 | 0 | 0 | 0
IL Fac. Spec. - NOX Rate Summer v3.1, Unit 552 and retrofits | 396 | 1797 | Rate Constraint in lbs/MMBtu | FALSE | L | Annual | Seasons Included | Seasons | Summer | Summer | Summer | Summer | Summer | Summer | Summer
IL Fac. Spec. - NOX Rate Summer v3.1, Unit 552 and retrofits | 396 | 1797 | Rate Constraint in lbs/MMBtu | FALSE | L | Annual | Standard | lb/MMBtu | 0.25 | 0.25 | 0.25 | 0.25 | 0.25 | 0.25 | 0.25
IL Fac. Spec. - NOX Rate Summer v3.1, Unit 552 and retrofits | 396 | 1797 | Rate Constraint in lbs/MMBtu | FALSE | L | Annual | Emissions at Affected Plants NOX | MTons | 0.0080614 | 0.0080614 | 0.0080614 | 0.0080614 | 0.020075 | 0.0080614 | 0.0080614
IL Fac. Spec. - NOX Rate Summer v3.1, Unit 552 and retrofits | 396 | 1797 | Rate Constraint in lbs/MMBtu | FALSE | L | Annual | Allowances Purchased NOX | MTons | 0 | 0 | 0 | 0 | 0 | 0 | 0
IL Fac. Spec. - NOX Rate Summer v3.1, Unit 552 and retrofits | 396 | 1797 | Rate Constraint in lbs/MMBtu | FALSE | L | Annual | Allowances Sold NOX | MTons | 0 | 0 | 0 | 0 | 0 | 0 | 0
IL Fac. Spec. - NOX Rate Summer v3.1, Unit 552 and retrofits | 396 | 1797 | Rate Constraint in lbs/MMBtu | FALSE | L | Annual | Allowances Banked | MTons | 0 | 0 | 0 | 0 | 0 | 0 | 0
IL Fac. Spec. - NOX Rate Summer v3.1, Unit 552 and retrofits | 396 | 1797 | Rate Constraint in lbs/MMBtu | FALSE | L | Annual | Allowances Withdrawn (1:1) | MTons | 0 | 0 | 0 | 0 | 0 | 0 | 0
IL Fac. Spec. - NOX Rate Summer v3.1, Unit 552 and retrofits | 396 | 1797 | Rate Constraint in lbs/MMBtu | FALSE | L | Annual | Allowances Withdrawn (n:1) | MTons | 0 | 0 | 0 | 0 | 0 | 0 | 0
IL Fac. Spec. - NOX Rate Summer v3.1, Unit 552 and retrofits | 396 | 1797 | Rate Constraint in lbs/MMBtu | FALSE | L | Annual | Net Emissions Allowance Position | MTons | 0.0080614 | 0.0080614 | 0.0080614 | 0.0080614 | 0.020075 | 0.0080614 | 0.0080614
IL Fac. Spec. - NOX Rate Summer v3.1, Unit 552 and retrofits | 396 | 1797 | Rate Constraint in lbs/MMBtu | FALSE | L | Annual | Fuel Consumed | TBtu | 0.55316 | 0.55316 | 0.55316 | 0.55316 | 1.3775 | 0.55316 | 0.55316
IL Fac. Spec. - NOX Rate Summer v3.1, Unit 552 and retrofits | 396 | 1797 | Rate Constraint in lbs/MMBtu | FALSE | L | Annual | Rate | lb/MMBtu | 0.029147 | 0.029147 | 0.029147 | 0.029147 | 0.029147 | 0.029147 | 0.029147
IL Fac. Spec. - NOX Rate Summer v3.1, Unit 552 and retrofits | 396 | 1797 | Rate Constraint in lbs/MMBtu | FALSE | L | Annual | Generation | TWh | 0.050837 | 0.050837 | 0.050837 | 0.050837 | 0.1266 | 0.050837 | 0.050837
IL Fac. Spec. - NOX Rate Summer v3.1, Unit 552 and retrofits | 396 | 1797 | Rate Constraint in lbs/MMBtu | FALSE | L | Annual | Qualifying Generation | TWh | 0.050837 | 0.050837 | 0.050837 | 0.050837 | 0.1266 | 0.050837 | 0.050837
IL Fac. Spec. - NOX Rate Summer v3.1, Unit 552 and retrofits | 396 | 1797 | Rate Constraint in lbs/MMBtu | FALSE | L | Annual | Rate | lb/MWh | 0.15857 | 0.15857 | 0.15857 | 0.15857 | 0.15857 | 0.15857 | 0.15857
IL Fac. Spec. - NOX Rate Summer v3.1, Unit 552 and retrofits | 396 | 1797 | Rate Constraint in lbs/MMBtu | FALSE | L | Annual | Constraint Shadow Price | US$/Ton | 0 | 0 | 0 | 0 | 0 | 0 | 0
IL Fac. Spec. - NOX Rate Summer v3.1, Unit 553 and retrofits | 397 | 1797 | Rate Constraint in lbs/MMBtu | FALSE | L | Annual | Seasons Included | Seasons | Summer | Summer | Summer | Summer | Summer | Summer | Summer
IL Fac. Spec. - NOX Rate Summer v3.1, Unit 553 and retrofits | 397 | 1797 | Rate Constraint in lbs/MMBtu | FALSE | L | Annual | Standard | lb/MMBtu | 0.25 | 0.25 | 0.25 | 0.25 | 0.25 | 0.25 | 0.25
IL Fac. Spec. - NOX Rate Summer v3.1, Unit 553 and retrofits | 397 | 1797 | Rate Constraint in lbs/MMBtu | FALSE | L | Annual | Emissions at Affected Plants NOX | MTons | 0 | 0 | 0.00055239 | 0.00055239 | 0.00055239 | 0 | 0
IL Fac. Spec. - NOX Rate Summer v3.1, Unit 553 and retrofits | 397 | 1797 | Rate Constraint in lbs/MMBtu | FALSE | L | Annual | Allowances Purchased NOX | MTons | 0 | 0 | 0 | 0 | 0 | 0 | 0
IL Fac. Spec. - NOX Rate Summer v3.1, Unit 553 and retrofits | 397 | 1797 | Rate Constraint in lbs/MMBtu | FALSE | L | Annual | Allowances Sold NOX | MTons | 0 | 0 | 0 | 0 | 0 | 0 | 0
IL Fac. Spec. - NOX Rate Summer v3.1, Unit 553 and retrofits | 397 | 1797 | Rate Constraint in lbs/MMBtu | FALSE | L | Annual | Allowances Banked | MTons | 0 | 0 | 0 | 0 | 0 | 0 | 0
IL Fac. Spec. - NOX Rate Summer v3.1, Unit 553 and retrofits | 397 | 1797 | Rate Constraint in lbs/MMBtu | FALSE | L | Annual | Allowances Withdrawn (1:1) | MTons | 0 | 0 | 0 | 0 | 0 | 0 | 0
IL Fac. Spec. - NOX Rate Summer v3.1, Unit 553 and retrofits | 397 | 1797 | Rate Constraint in lbs/MMBtu | FALSE | L | Annual | Allowances Withdrawn (n:1) | MTons | 0 | 0 | 0 | 0 | 0 | 0 | 0
IL Fac. Spec. - NOX Rate Summer v3.1, Unit 553 and retrofits | 397 | 1797 | Rate Constraint in lbs/MMBtu | FALSE | L | Annual | Net Emissions Allowance Position | MTons | 0 | 0 | 0.00055239 | 0.00055239 | 0.00055239 | 0 | 0
IL Fac. Spec. - NOX Rate Summer v3.1, Unit 553 and retrofits | 397 | 1797 | Rate Constraint in lbs/MMBtu | FALSE | L | Annual | Fuel Consumed | TBtu | 0 | 0 | 0.031171 | 0.031171 | 0.031171 | 0 | 0
IL Fac. Spec. - NOX Rate Summer v3.1, Unit 553 and retrofits | 397 | 1797 | Rate Constraint in lbs/MMBtu | FALSE | L | Annual | Rate | lb/MMBtu | 0 | 0 | 0.035442 | 0.035442 | 0.035442 | 0 | 0
IL Fac. Spec. - NOX Rate Summer v3.1, Unit 553 and retrofits | 397 | 1797 | Rate Constraint in lbs/MMBtu | FALSE | L | Annual | Generation | TWh | 0 | 0 | 0.0023669 | 0.0023669 | 0.0023669 | 0 | 0
IL Fac. Spec. - NOX Rate Summer v3.1, Unit 553 and retrofits | 397 | 1797 | Rate Constraint in lbs/MMBtu | FALSE | L | Annual | Qualifying Generation | TWh | 0 | 0 | 0.0023669 | 0.0023669 | 0.0023669 | 0 | 0
IL Fac. Spec. - NOX Rate Summer v3.1, Unit 553 and retrofits | 397 | 1797 | Rate Constraint in lbs/MMBtu | FALSE | L | Annual | Rate | lb/MWh | 0 | 0 | 0.23339 | 0.23339 | 0.23339 | 0 | 0
IL Fac. Spec. - NOX Rate Summer v3.1, Unit 553 and retrofits | 397 | 1797 | Rate Constraint in lbs/MMBtu | FALSE | L | Annual | Constraint Shadow Price | US$/Ton | 0 | 0 | 0 | 0 | 0 | 0 | 0
IL Fac. Spec. - NOX Rate Summer v3.1, Unit 554 and retrofits | 398 | 1797 | Rate Constraint in lbs/MMBtu | FALSE | L | Annual | Seasons Included | Seasons | Summer | Summer | Summer | Summer | Summer | Summer | Summer
IL Fac. Spec. - NOX Rate Summer v3.1, Unit 554 and retrofits | 398 | 1797 | Rate Constraint in lbs/MMBtu | FALSE | L | Annual | Standard | lb/MMBtu | 0.25 | 0.25 | 0.25 | 0.25 | 0.25 | 0.25 | 0.25
IL Fac. Spec. - NOX Rate Summer v3.1, Unit 554 and retrofits | 398 | 1797 | Rate Constraint in lbs/MMBtu | FALSE | L | Annual | Emissions at Affected Plants NOX | MTons | 0 | 0 | 0.00040143 | 0.00040143 | 0.00040143 | 0 | 0
IL Fac. Spec. - NOX Rate Summer v3.1, Unit 554 and retrofits | 398 | 1797 | Rate Constraint in lbs/MMBtu | FALSE | L | Annual | Allowances Purchased NOX | MTons | 0 | 0 | 0 | 0 | 0 | 0 | 0
IL Fac. Spec. - NOX Rate Summer v3.1, Unit 554 and retrofits | 398 | 1797 | Rate Constraint in lbs/MMBtu | FALSE | L | Annual | Allowances Sold NOX | MTons | 0 | 0 | 0 | 0 | 0 | 0 | 0
IL Fac. Spec. - NOX Rate Summer v3.1, Unit 554 and retrofits | 398 | 1797 | Rate Constraint in lbs/MMBtu | FALSE | L | Annual | Allowances Banked | MTons | 0 | 0 | 0 | 0 | 0 | 0 | 0
IL Fac. Spec. - NOX Rate Summer v3.1, Unit 554 and retrofits | 398 | 1797 | Rate Constraint in lbs/MMBtu | FALSE | L | Annual | Allowances Withdrawn (1:1) | MTons | 0 | 0 | 0 | 0 | 0 | 0 | 0
IL Fac. Spec. - NOX Rate Summer v3.1, Unit 554 and retrofits | 398 | 1797 | Rate Constraint in lbs/MMBtu | FALSE | L | Annual | Allowances Withdrawn (n:1) | MTons | 0 | 0 | 0 | 0 | 0 | 0 | 0
IL Fac. Spec. - NOX Rate Summer v3.1, Unit 554 and retrofits | 398 | 1797 | Rate Constraint in lbs/MMBtu | FALSE | L | Annual | Net Emissions Allowance Position | MTons | 0 | 0 | 0.00040143 | 0.00040143 | 0.00040143 | 0 | 0
IL Fac. Spec. - NOX Rate Summer v3.1, Unit 554 and retrofits | 398 | 1797 | Rate Constraint in lbs/MMBtu | FALSE | L | Annual | Fuel Consumed | TBtu | 0 | 0 | 0.031179 | 0.031179 | 0.031179 | 0 | 0
IL Fac. Spec. - NOX Rate Summer v3.1, Unit 554 and retrofits | 398 | 1797 | Rate Constraint in lbs/MMBtu | FALSE | L | Annual | Rate | lb/MMBtu | 0 | 0 | 0.02575 | 0.02575 | 0.02575 | 0 | 0
IL Fac. Spec. - NOX Rate Summer v3.1, Unit 554 and retrofits | 398 | 1797 | Rate Constraint in lbs/MMBtu | FALSE | L | Annual | Generation | TWh | 0 | 0 | 0.0023669 | 0.0023669 | 0.0023669 | 0 | 0
IL Fac. Spec. - NOX Rate Summer v3.1, Unit 554 and retrofits | 398 | 1797 | Rate Constraint in lbs/MMBtu | FALSE | L | Annual | Qualifying Generation | TWh | 0 | 0 | 0.0023669 | 0.0023669 | 0.0023669 | 0 | 0
IL Fac. Spec. - NOX Rate Summer v3.1, Unit 554 and retrofits | 398 | 1797 | Rate Constraint in lbs/MMBtu | FALSE | L | Annual | Rate | lb/MWh | 0 | 0 | 0.1696 | 0.1696 | 0.1696 | 0 | 0
IL Fac. Spec. - NOX Rate Summer v3.1, Unit 554 and retrofits | 398 | 1797 | Rate Constraint in lbs/MMBtu | FALSE | L | Annual | Constraint Shadow Price | US$/Ton | 0 | 0 | 0 | 0 | 0 | 0 | 0
IL Fac. Spec. - NOX Rate Summer v3.1, Unit 555 and retrofits | 399 | 1797 | Rate Constraint in lbs/MMBtu | FALSE | L | Annual | Seasons Included | Seasons | Summer | Summer | Summer | Summer | Summer | Summer | Summer
IL Fac. Spec. - NOX Rate Summer v3.1, Unit 555 and retrofits | 399 | 1797 | Rate Constraint in lbs/MMBtu | FALSE | L | Annual | Standard | lb/MMBtu | 0.25 | 0.25 | 0.25 | 0.25 | 0.25 | 0.25 | 0.25
IL Fac. Spec. - NOX Rate Summer v3.1, Unit 555 and retrofits | 399 | 1797 | Rate Constraint in lbs/MMBtu | FALSE | L | Annual | Emissions at Affected Plants NOX | MTons | 0.00053684 | 0 | 0.00053684 | 0.00053684 | 0.00053684 | 0 | 0
IL Fac. Spec. - NOX Rate Summer v3.1, Unit 555 and retrofits | 399 | 1797 | Rate Constraint in lbs/MMBtu | FALSE | L | Annual | Allowances Purchased NOX | MTons | 0 | 0 | 0 | 0 | 0 | 0 | 0
IL Fac. Spec. - NOX Rate Summer v3.1, Unit 555 and retrofits | 399 | 1797 | Rate Constraint in lbs/MMBtu | FALSE | L | Annual | Allowances Sold NOX | MTons | 0 | 0 | 0 | 0 | 0 | 0 | 0
IL Fac. Spec. - NOX Rate Summer v3.1, Unit 555 and retrofits | 399 | 1797 | Rate Constraint in lbs/MMBtu | FALSE | L | Annual | Allowances Banked | MTons | 0 | 0 | 0 | 0 | 0 | 0 | 0
IL Fac. Spec. - NOX Rate Summer v3.1, Unit 555 and retrofits | 399 | 1797 | Rate Constraint in lbs/MMBtu | FALSE | L | Annual | Allowances Withdrawn (1:1) | MTons | 0 | 0 | 0 | 0 | 0 | 0 | 0
IL Fac. Spec. - NOX Rate Summer v3.1, Unit 555 and retrofits | 399 | 1797 | Rate Constraint in lbs/MMBtu | FALSE | L | Annual | Allowances Withdrawn (n:1) | MTons | 0 | 0 | 0 | 0 | 0 | 0 | 0
IL Fac. Spec. - NOX Rate Summer v3.1, Unit 555 and retrofits | 399 | 1797 | Rate Constraint in lbs/MMBtu | FALSE | L | Annual | Net Emissions Allowance Position | MTons | 0.00053684 | 0 | 0.00053684 | 0.00053684 | 0.00053684 | 0 | 0
IL Fac. Spec. - NOX Rate Summer v3.1, Unit 555 and retrofits | 399 | 1797 | Rate Constraint in lbs/MMBtu | FALSE | L | Annual | Fuel Consumed | TBtu | 0.031141 | 0 | 0.031141 | 0.031141 | 0.031141 | 0 | 0
IL Fac. Spec. - NOX Rate Summer v3.1, Unit 555 and retrofits | 399 | 1797 | Rate Constraint in lbs/MMBtu | FALSE | L | Annual | Rate | lb/MMBtu | 0.034478 | 0 | 0.034478 | 0.034478 | 0.034478 | 0 | 0
IL Fac. Spec. - NOX Rate Summer v3.1, Unit 555 and retrofits | 399 | 1797 | Rate Constraint in lbs/MMBtu | FALSE | L | Annual | Generation | TWh | 0.0023669 | 0 | 0.0023669 | 0.0023669 | 0.0023669 | 0 | 0
IL Fac. Spec. - NOX Rate Summer v3.1, Unit 555 and retrofits | 399 | 1797 | Rate Constraint in lbs/MMBtu | FALSE | L | Annual | Qualifying Generation | TWh | 0.0023669 | 0 | 0.0023669 | 0.0023669 | 0.0023669 | 0 | 0
IL Fac. Spec. - NOX Rate Summer v3.1, Unit 555 and retrofits | 399 | 1797 | Rate Constraint in lbs/MMBtu | FALSE | L | Annual | Rate | lb/MWh | 0.22682 | 0 | 0.22682 | 0.22682 | 0.22682 | 0 | 0
IL Fac. Spec. - NOX Rate Summer v3.1, Unit 555 and retrofits | 399 | 1797 | Rate Constraint in lbs/MMBtu | FALSE | L | Annual | Constraint Shadow Price | US$/Ton | 0 | 0 | 0 | 0 | 0 | 0 | 0
IL Fac. Spec. - NOX Rate Summer v3.1, Unit 556 and retrofits | 400 | 1797 | Rate Constraint in lbs/MMBtu | FALSE | L | Annual | Seasons Included | Seasons | Summer | Summer | Summer | Summer | Summer | Summer | Summer
IL Fac. Spec. - NOX Rate Summer v3.1, Unit 556 and retrofits | 400 | 1797 | Rate Constraint in lbs/MMBtu | FALSE | L | Annual | Standard | lb/MMBtu | 0.25 | 0.25 | 0.25 | 0.25 | 0.25 | 0.25 | 0.25
IL Fac. Spec. - NOX Rate Summer v3.1, Unit 556 and retrofits | 400 | 1797 | Rate Constraint in lbs/MMBtu | FALSE | L | Annual | Emissions at Affected Plants NOX | MTons | 0.0013006 | 0 | 0.0014661 | 0.0014661 | 0.0014661 | 0 | 0
IL Fac. Spec. - NOX Rate Summer v3.1, Unit 556 and retrofits | 400 | 1797 | Rate Constraint in lbs/MMBtu | FALSE | L | Annual | Allowances Purchased NOX | MTons | 0 | 0 | 0 | 0 | 0 | 0 | 0
IL Fac. Spec. - NOX Rate Summer v3.1, Unit 556 and retrofits | 400 | 1797 | Rate Constraint in lbs/MMBtu | FALSE | L | Annual | Allowances Sold NOX | MTons | 0 | 0 | 0 | 0 | 0 | 0 | 0
IL Fac. Spec. - NOX Rate Summer v3.1, Unit 556 and retrofits | 400 | 1797 | Rate Constraint in lbs/MMBtu | FALSE | L | Annual | Allowances Banked | MTons | 0 | 0 | 0 | 0 | 0 | 0 | 0
IL Fac. Spec. - NOX Rate Summer v3.1, Unit 556 and retrofits | 400 | 1797 | Rate Constraint in lbs/MMBtu | FALSE | L | Annual | Allowances Withdrawn (1:1) | MTons | 0 | 0 | 0 | 0 | 0 | 0 | 0
IL Fac. Spec. - NOX Rate Summer v3.1, Unit 556 and retrofits | 400 | 1797 | Rate Constraint in lbs/MMBtu | FALSE | L | Annual | Allowances Withdrawn (n:1) | MTons | 0 | 0 | 0 | 0 | 0 | 0 | 0
IL Fac. Spec. - NOX Rate Summer v3.1, Unit 556 and retrofits | 400 | 1797 | Rate Constraint in lbs/MMBtu | FALSE | L | Annual | Net Emissions Allowance Position | MTons | 0.0013006 | 0 | 0.0014661 | 0.0014661 | 0.0014661 | 0 | 0
IL Fac. Spec. - NOX Rate Summer v3.1, Unit 556 and retrofits | 400 | 1797 | Rate Constraint in lbs/MMBtu | FALSE | L | Annual | Fuel Consumed | TBtu | 0.055294 | 0 | 0.062329 | 0.062329 | 0.062329 | 0 | 0
IL Fac. Spec. - NOX Rate Summer v3.1, Unit 556 and retrofits | 400 | 1797 | Rate Constraint in lbs/MMBtu | FALSE | L | Annual | Rate | lb/MMBtu | 0.047045 | 0 | 0.047045 | 0.047045 | 0.047045 | 0 | 0
IL Fac. Spec. - NOX Rate Summer v3.1, Unit 556 and retrofits | 400 | 1797 | Rate Constraint in lbs/MMBtu | FALSE | L | Annual | Generation | TWh | 0.0041994 | 0 | 0.0047337 | 0.0047337 | 0.0047337 | 0 | 0
IL Fac. Spec. - NOX Rate Summer v3.1, Unit 556 and retrofits | 400 | 1797 | Rate Constraint in lbs/MMBtu | FALSE | L | Annual | Qualifying Generation | TWh | 0.0041994 | 0 | 0.0047337 | 0.0047337 | 0.0047337 | 0 | 0
IL Fac. Spec. - NOX Rate Summer v3.1, Unit 556 and retrofits | 400 | 1797 | Rate Constraint in lbs/MMBtu | FALSE | L | Annual | Rate | lb/MWh | 0.30972 | 0 | 0.30972 | 0.30972 | 0.30972 | 0 | 0
IL Fac. Spec. - NOX Rate Summer v3.1, Unit 556 and retrofits | 400 | 1797 | Rate Constraint in lbs/MMBtu | FALSE | L | Annual | Constraint Shadow Price | US$/Ton | 0 | 0 | 0 | 0 | 0 | 0 | 0
IL Fac. Spec. - NOX Rate Summer v3.1, Unit 557 and retrofits | 401 | 1797 | Rate Constraint in lbs/MMBtu | FALSE | L | Annual | Seasons Included | Seasons | Summer | Summer | Summer | Summer | Summer | Summer | Summer
IL Fac. Spec. - NOX Rate Summer v3.1, Unit 557 and retrofits | 401 | 1797 | Rate Constraint in lbs/MMBtu | FALSE | L | Annual | Standard | lb/MMBtu | 0.25 | 0.25 | 0.25 | 0.25 | 0.25 | 0.25 | 0.25
IL Fac. Spec. - NOX Rate Summer v3.1, Unit 557 and retrofits | 401 | 1797 | Rate Constraint in lbs/MMBtu | FALSE | L | Annual | Emissions at Affected Plants NOX | MTons | 0 | 0 | 0.00048467 | 0.00048467 | 0.00048467 | 0 | 0
IL Fac. Spec. - NOX Rate Summer v3.1, Unit 557 and retrofits | 401 | 1797 | Rate Constraint in lbs/MMBtu | FALSE | L | Annual | Allowances Purchased NOX | MTons | 0 | 0 | 0 | 0 | 0 | 0 | 0
IL Fac. Spec. - NOX Rate Summer v3.1, Unit 557 and retrofits | 401 | 1797 | Rate Constraint in lbs/MMBtu | FALSE | L | Annual | Allowances Sold NOX | MTons | 0 | 0 | 0 | 0 | 0 | 0 | 0
IL Fac. Spec. - NOX Rate Summer v3.1, Unit 557 and retrofits | 401 | 1797 | Rate Constraint in lbs/MMBtu | FALSE | L | Annual | Allowances Banked | MTons | 0 | 0 | 0 | 0 | 0 | 0 | 0
IL Fac. Spec. - NOX Rate Summer v3.1, Unit 557 and retrofits | 401 | 1797 | Rate Constraint in lbs/MMBtu | FALSE | L | Annual | Allowances Withdrawn (1:1) | MTons | 0 | 0 | 0 | 0 | 0 | 0 | 0
IL Fac. Spec. - NOX Rate Summer v3.1, Unit 557 and retrofits | 401 | 1797 | Rate Constraint in lbs/MMBtu | FALSE | L | Annual | Allowances Withdrawn (n:1) | MTons | 0 | 0 | 0 | 0 | 0 | 0 | 0
IL Fac. Spec. - NOX Rate Summer v3.1, Unit 557 and retrofits | 401 | 1797 | Rate Constraint in lbs/MMBtu | FALSE | L | Annual | Net Emissions Allowance Position | MTons | 0 | 0 | 0.00048467 | 0.00048467 | 0.00048467 | 0 | 0
IL Fac. Spec. - NOX Rate Summer v3.1, Unit 557 and retrofits | 401 | 1797 | Rate Constraint in lbs/MMBtu | FALSE | L | Annual | Fuel Consumed | TBtu | 0 | 0 | 0.031181 | 0.031181 | 0.031181 | 0 | 0
IL Fac. Spec. - NOX Rate Summer v3.1, Unit 557 and retrofits | 401 | 1797 | Rate Constraint in lbs/MMBtu | FALSE | L | Annual | Rate | lb/MMBtu | 0 | 0 | 0.031088 | 0.031088 | 0.031088 | 0 | 0
IL Fac. Spec. - NOX Rate Summer v3.1, Unit 557 and retrofits | 401 | 1797 | Rate Constraint in lbs/MMBtu | FALSE | L | Annual | Generation | TWh | 0 | 0 | 0.0023669 | 0.0023669 | 0.0023669 | 0 | 0
IL Fac. Spec. - NOX Rate Summer v3.1, Unit 557 and retrofits | 401 | 1797 | Rate Constraint in lbs/MMBtu | FALSE | L | Annual | Qualifying Generation | TWh | 0 | 0 | 0.0023669 | 0.0023669 | 0.0023669 | 0 | 0
IL Fac. Spec. - NOX Rate Summer v3.1, Unit 557 and retrofits | 401 | 1797 | Rate Constraint in lbs/MMBtu | FALSE | L | Annual | Rate | lb/MWh | 0 | 0 | 0.20478 | 0.20478 | 0.20478 | 0 | 0
IL Fac. Spec. - NOX Rate Summer v3.1, Unit 557 and retrofits | 401 | 1797 | Rate Constraint in lbs/MMBtu | FALSE | L | Annual | Constraint Shadow Price | US$/Ton | 0 | 0 | 0 | 0 | 0 | 0 | 0
IL Fac. Spec. - NOX Rate Summer v3.1, Unit 558 and retrofits | 402 | 1797 | Rate Constraint in lbs/MMBtu | FALSE | L | Annual | Seasons Included | Seasons | Summer | Summer | Summer | Summer | Summer | Summer | Summer
IL Fac. Spec. - NOX Rate Summer v3.1, Unit 558 and retrofits | 402 | 1797 | Rate Constraint in lbs/MMBtu | FALSE | L | Annual | Standard | lb/MMBtu | 0.25 | 0.25 | 0.25 | 0.25 | 0.25 | 0.25 | 0.25
IL Fac. Spec. - NOX Rate Summer v3.1, Unit 558 and retrofits | 402 | 1797 | Rate Constraint in lbs/MMBtu | FALSE | L | Annual | Emissions at Affected Plants NOX | MTons | 0.0010215 | 0 | 0.0010215 | 0.0010215 | 0.0010215 | 0 | 0
IL Fac. Spec. - NOX Rate Summer v3.1, Unit 558 and retrofits | 402 | 1797 | Rate Constraint in lbs/MMBtu | FALSE | L | Annual | Allowances Purchased NOX | MTons | 0 | 0 | 0 | 0 | 0 | 0 | 0
IL Fac. Spec. - NOX Rate Summer v3.1, Unit 558 and retrofits | 402 | 1797 | Rate Constraint in lbs/MMBtu | FALSE | L | Annual | Allowances Sold NOX | MTons | 0 | 0 | 0 | 0 | 0 | 0 | 0
IL Fac. Spec. - NOX Rate Summer v3.1, Unit 558 and retrofits | 402 | 1797 | Rate Constraint in lbs/MMBtu | FALSE | L | Annual | Allowances Banked | MTons | 0 | 0 | 0 | 0 | 0 | 0 | 0
IL Fac. Spec. - NOX Rate Summer v3.1, Unit 558 and retrofits | 402 | 1797 | Rate Constraint in lbs/MMBtu | FALSE | L | Annual | Allowances Withdrawn (1:1) | MTons | 0 | 0 | 0 | 0 | 0 | 0 | 0
IL Fac. Spec. - NOX Rate Summer v3.1, Unit 558 and retrofits | 402 | 1797 | Rate Constraint in lbs/MMBtu | FALSE | L | Annual | Allowances Withdrawn (n:1) | MTons | 0 | 0 | 0 | 0 | 0 | 0 | 0
IL Fac. Spec. - NOX Rate Summer v3.1, Unit 558 and retrofits | 402 | 1797 | Rate Constraint in lbs/MMBtu | FALSE | L | Annual | Net Emissions Allowance Position | MTons | 0.0010215 | 0 | 0.0010215 | 0.0010215 | 0.0010215 | 0 | 0
IL Fac. Spec. - NOX Rate Summer v3.1, Unit 558 and retrofits | 402 | 1797 | Rate Constraint in lbs/MMBtu | FALSE | L | Annual | Fuel Consumed | TBtu | 0.062279 | 0 | 0.062279 | 0.062279 | 0.062279 | 0 | 0
IL Fac. Spec. - NOX Rate Summer v3.1, Unit 558 and retrofits | 402 | 1797 | Rate Constraint in lbs/MMBtu | FALSE | L | Annual | Rate | lb/MMBtu | 0.032805 | 0 | 0.032805 | 0.032805 | 0.032805 | 0 | 0
IL Fac. Spec. - NOX Rate Summer v3.1, Unit 558 and retrofits | 402 | 1797 | Rate Constraint in lbs/MMBtu | FALSE | L | Annual | Generation | TWh | 0.0047337 | 0 | 0.0047337 | 0.0047337 | 0.0047337 | 0 | 0
IL Fac. Spec. - NOX Rate Summer v3.1, Unit 558 and retrofits | 402 | 1797 | Rate Constraint in lbs/MMBtu | FALSE | L | Annual | Qualifying Generation | TWh | 0.0047337 | 0 | 0.0047337 | 0.0047337 | 0.0047337 | 0 | 0
IL Fac. Spec. - NOX Rate Summer v3.1, Unit 558 and retrofits | 402 | 1797 | Rate Constraint in lbs/MMBtu | FALSE | L | Annual | Rate | lb/MWh | 0.2158 | 0 | 0.2158 | 0.2158 | 0.2158 | 0 | 0
IL Fac. Spec. - NOX Rate Summer v3.1, Unit 558 and retrofits | 402 | 1797 | Rate Constraint in lbs/MMBtu | FALSE | L | Annual | Constraint Shadow Price | US$/Ton | 0 | 0 | 0 | 0 | 0 | 0 | 0
IL Fac. Spec. - NOX Rate Summer v3.1, Unit 559 and retrofits | 403 | 1797 | Rate Constraint in lbs/MMBtu | FALSE | L | Annual | Seasons Included | Seasons | Summer | Summer | Summer | Summer | Summer | Summer | Summer
IL Fac. Spec. - NOX Rate Summer v3.1, Unit 559 and retrofits | 403 | 1797 | Rate Constraint in lbs/MMBtu | FALSE | L | Annual | Standard | lb/MMBtu | 0.25 | 0.25 | 0.25 | 0.25 | 0.25 | 0.25 | 0.25
IL Fac. Spec. - NOX Rate Summer v3.1, Unit 559 and retrofits | 403 | 1797 | Rate Constraint in lbs/MMBtu | FALSE | L | Annual | Emissions at Affected Plants NOX | MTons | 0.0038753 | 0.00076235 | 0.0038753 | 0.0038753 | 0.0038753 | 0.0038753 | 0
IL Fac. Spec. - NOX Rate Summer v3.1, Unit 559 and retrofits | 403 | 1797 | Rate Constraint in lbs/MMBtu | FALSE | L | Annual | Allowances Purchased NOX | MTons | 0 | 0 | 0 | 0 | 0 | 0 | 0
IL Fac. Spec. - NOX Rate Summer v3.1, Unit 559 and retrofits | 403 | 1797 | Rate Constraint in lbs/MMBtu | FALSE | L | Annual | Allowances Sold NOX | MTons | 0 | 0 | 0 | 0 | 0 | 0 | 0
IL Fac. Spec. - NOX Rate Summer v3.1, Unit 559 and retrofits | 403 | 1797 | Rate Constraint in lbs/MMBtu | FALSE | L | Annual | Allowances Banked | MTons | 0 | 0 | 0 | 0 | 0 | 0 | 0
IL Fac. Spec. - NOX Rate Summer v3.1, Unit 559 and retrofits | 403 | 1797 | Rate Constraint in lbs/MMBtu | FALSE | L | Annual | Allowances Withdrawn (1:1) | MTons | 0 | 0 | 0 | 0 | 0 | 0 | 0
IL Fac. Spec. - NOX Rate Summer v3.1, Unit 559 and retrofits | 403 | 1797 | Rate Constraint in lbs/MMBtu | FALSE | L | Annual | Allowances Withdrawn (n:1) | MTons | 0 | 0 | 0 | 0 | 0 | 0 | 0
IL Fac. Spec. - NOX Rate Summer v3.1, Unit 559 and retrofits | 403 | 1797 | Rate Constraint in lbs/MMBtu | FALSE | L | Annual | Net Emissions Allowance Position | MTons | 0.0038753 | 0.00076235 | 0.0038753 | 0.0038753 | 0.0038753 | 0.0038753 | 0
IL Fac. Spec. - NOX Rate Summer v3.1, Unit 559 and retrofits | 403 | 1797 | Rate Constraint in lbs/MMBtu | FALSE | L | Annual | Fuel Consumed | TBtu | 0.097811 | 0.019242 | 0.097811 | 0.097811 | 0.097811 | 0.097811 | 0
IL Fac. Spec. - NOX Rate Summer v3.1, Unit 559 and retrofits | 403 | 1797 | Rate Constraint in lbs/MMBtu | FALSE | L | Annual | Rate | lb/MMBtu | 0.07924 | 0.07924 | 0.07924 | 0.07924 | 0.07924 | 0.07924 | 0
IL Fac. Spec. - NOX Rate Summer v3.1, Unit 559 and retrofits | 403 | 1797 | Rate Constraint in lbs/MMBtu | FALSE | L | Annual | Generation | TWh | 0.0084729 | 0.0016668 | 0.0084729 | 0.0084729 | 0.0084729 | 0.0084729 | 0
IL Fac. Spec. - NOX Rate Summer v3.1, Unit 559 and retrofits | 403 | 1797 | Rate Constraint in lbs/MMBtu | FALSE | L | Annual | Qualifying Generation | TWh | 0.0084729 | 0.0016668 | 0.0084729 | 0.0084729 | 0.0084729 | 0.0084729 | 0
IL Fac. Spec. - NOX Rate Summer v3.1, Unit 559 and retrofits | 403 | 1797 | Rate Constraint in lbs/MMBtu | FALSE | L | Annual | Rate | lb/MWh | 0.45737 | 0.45737 | 0.45737 | 0.45737 | 0.45737 | 0.45737 | 0
IL Fac. Spec. - NOX Rate Summer v3.1, Unit 559 and retrofits | 403 | 1797 | Rate Constraint in lbs/MMBtu | FALSE | L | Annual | Constraint Shadow Price | US$/Ton | 0 | 0 | 0 | 0 | 0 | 0 | 0
IL Fac. Spec. - NOX Rate Summer v3.1, Unit 560 and retrofits | 404 | 1797 | Rate Constraint in lbs/MMBtu | FALSE | L | Annual | Seasons Included | Seasons | Summer | Summer | Summer | Summer | Summer | Summer | Summer
IL Fac. Spec. - NOX Rate Summer v3.1, Unit 560 and retrofits | 404 | 1797 | Rate Constraint in lbs/MMBtu | FALSE | L | Annual | Standard | lb/MMBtu | 0.25 | 0.25 | 0.25 | 0.25 | 0.25 | 0.25 | 0.25
IL Fac. Spec. - NOX Rate Summer v3.1, Unit 560 and retrofits | 404 | 1797 | Rate Constraint in lbs/MMBtu | FALSE | L | Annual | Emissions at Affected Plants NOX | MTons | 0.0039363 | 0.00077435 | 0.0039363 | 0.0039363 | 0.0039363 | 0.0039363 | 0
IL Fac. Spec. - NOX Rate Summer v3.1, Unit 560 and retrofits | 404 | 1797 | Rate Constraint in lbs/MMBtu | FALSE | L | Annual | Allowances Purchased NOX | MTons | 0 | 0 | 0 | 0 | 0 | 0 | 0
IL Fac. Spec. - NOX Rate Summer v3.1, Unit 560 and retrofits | 404 | 1797 | Rate Constraint in lbs/MMBtu | FALSE | L | Annual | Allowances Sold NOX | MTons | 0 | 0 | 0 | 0 | 0 | 0 | 0
IL Fac. Spec. - NOX Rate Summer v3.1, Unit 560 and retrofits | 404 | 1797 | Rate Constraint in lbs/MMBtu | FALSE | L | Annual | Allowances Banked | MTons | 0 | 0 | 0 | 0 | 0 | 0 | 0
IL Fac. Spec. - NOX Rate Summer v3.1, Unit 560 and retrofits | 404 | 1797 | Rate Constraint in lbs/MMBtu | FALSE | L | Annual | Allowances Withdrawn (1:1) | MTons | 0 | 0 | 0 | 0 | 0 | 0 | 0
IL Fac. Spec. - NOX Rate Summer v3.1, Unit 560 and retrofits | 404 | 1797 | Rate Constraint in lbs/MMBtu | FALSE | L | Annual | Allowances Withdrawn (n:1) | MTons | 0 | 0 | 0 | 0 | 0 | 0 | 0
IL Fac. Spec. - NOX Rate Summer v3.1, Unit 560 and retrofits | 404 | 1797 | Rate Constraint in lbs/MMBtu | FALSE | L | Annual | Net Emissions Allowance Position | MTons | 0.0039363 | 0.00077435 | 0.0039363 | 0.0039363 | 0.0039363 | 0.0039363 | 0
IL Fac. Spec. - NOX Rate Summer v3.1, Unit 560 and retrofits | 404 | 1797 | Rate Constraint in lbs/MMBtu | FALSE | L | Annual | Fuel Consumed | TBtu | 0.09782 | 0.019243 | 0.09782 | 0.09782 | 0.09782 | 0.09782 | 0
IL Fac. Spec. - NOX Rate Summer v3.1, Unit 560 and retrofits | 404 | 1797 | Rate Constraint in lbs/MMBtu | FALSE | L | Annual | Rate | lb/MMBtu | 0.080481 | 0.080481 | 0.080481 | 0.080481 | 0.080481 | 0.080481 | 0
IL Fac. Spec. - NOX Rate Summer v3.1, Unit 560 and retrofits | 404 | 1797 | Rate Constraint in lbs/MMBtu | FALSE | L | Annual | Generation | TWh | 0.0084729 | 0.0016668 | 0.0084729 | 0.0084729 | 0.0084729 | 0.0084729 | 0
IL Fac. Spec. - NOX Rate Summer v3.1, Unit 560 and retrofits | 404 | 1797 | Rate Constraint in lbs/MMBtu | FALSE | L | Annual | Qualifying Generation | TWh | 0.0084729 | 0.0016668 | 0.0084729 | 0.0084729 | 0.0084729 | 0.0084729 | 0
IL Fac. Spec. - NOX Rate Summer v3.1, Unit 560 and retrofits | 404 | 1797 | Rate Constraint in lbs/MMBtu | FALSE | L | Annual | Rate | lb/MWh | 0.46458 | 0.46458 | 0.46458 | 0.46458 | 0.46458 | 0.46458 | 0
IL Fac. Spec. - NOX Rate Summer v3.1, Unit 560 and retrofits | 404 | 1797 | Rate Constraint in lbs/MMBtu | FALSE | L | Annual | Constraint Shadow Price | US$/Ton | 0 | 0 | 0 | 0 | 0 | 0 | 0
IL Fac. Spec. - NOX Rate Summer v3.1, Unit 561 and retrofits | 405 | 1797 | Rate Constraint in lbs/MMBtu | FALSE | L | Annual | Seasons Included | Seasons | Summer | Summer | Summer | Summer | Summer | Summer | Summer
IL Fac. Spec. - NOX Rate Summer v3.1, Unit 561 and retrofits | 405 | 1797 | Rate Constraint in lbs/MMBtu | FALSE | L | Annual | Standard | lb/MMBtu | 0.25 | 0.25 | 0.25 | 0.25 | 0.25 | 0.25 | 0.25
IL Fac. Spec. - NOX Rate Summer v3.1, Unit 561 and retrofits | 405 | 1797 | Rate Constraint in lbs/MMBtu | FALSE | L | Annual | Emissions at Affected Plants NOX | MTons | 0.0038823 | 0.00076374 | 0.0038823 | 0.0038823 | 0.0038823 | 0.0038823 | 0
IL Fac. Spec. - NOX Rate Summer v3.1, Unit 561 and retrofits | 405 | 1797 | Rate Constraint in lbs/MMBtu | FALSE | L | Annual | Allowances Purchased NOX | MTons | 0 | 0 | 0 | 0 | 0 | 0 | 0
IL Fac. Spec. - NOX Rate Summer v3.1, Unit 561 and retrofits | 405 | 1797 | Rate Constraint in lbs/MMBtu | FALSE | L | Annual | Allowances Sold NOX | MTons | 0 | 0 | 0 | 0 | 0 | 0 | 0
IL Fac. Spec. - NOX Rate Summer v3.1, Unit 561 and retrofits | 405 | 1797 | Rate Constraint in lbs/MMBtu | FALSE | L | Annual | Allowances Banked | MTons | 0 | 0 | 0 | 0 | 0 | 0 | 0
IL Fac. Spec. - NOX Rate Summer v3.1, Unit 561 and retrofits | 405 | 1797 | Rate Constraint in lbs/MMBtu | FALSE | L | Annual | Allowances Withdrawn (1:1) | MTons | 0 | 0 | 0 | 0 | 0 | 0 | 0
IL Fac. Spec. - NOX Rate Summer v3.1, Unit 561 and retrofits | 405 | 1797 | Rate Constraint in lbs/MMBtu | FALSE | L | Annual | Allowances Withdrawn (n:1) | MTons | 0 | 0 | 0 | 0 | 0 | 0 | 0
IL Fac. Spec. - NOX Rate Summer v3.1, Unit 561 and retrofits | 405 | 1797 | Rate Constraint in lbs/MMBtu | FALSE | L | Annual | Net Emissions Allowance Position | MTons | 0.0038823 | 0.00076374 | 0.0038823 | 0.0038823 | 0.0038823 | 0.0038823 | 0
IL Fac. Spec. - NOX Rate Summer v3.1, Unit 561 and retrofits | 405 | 1797 | Rate Constraint in lbs/MMBtu | FALSE | L | Annual | Fuel Consumed | TBtu | 0.09782 | 0.019243 | 0.09782 | 0.09782 | 0.09782 | 0.09782 | 0
IL Fac. Spec. - NOX Rate Summer v3.1, Unit 561 and retrofits | 405 | 1797 | Rate Constraint in lbs/MMBtu | FALSE | L | Annual | Rate | lb/MMBtu | 0.079377 | 0.079377 | 0.079377 | 0.079377 | 0.079377 | 0.079377 | 0
IL Fac. Spec. - NOX Rate Summer v3.1, Unit 561 and retrofits | 405 | 1797 | Rate Constraint in lbs/MMBtu | FALSE | L | Annual | Generation | TWh | 0.0084729 | 0.0016668 | 0.0084729 | 0.0084729 | 0.0084729 | 0.0084729 | 0
IL Fac. Spec. - NOX Rate Summer v3.1, Unit 561 and retrofits | 405 | 1797 | Rate Constraint in lbs/MMBtu | FALSE | L | Annual | Qualifying Generation | TWh | 0.0084729 | 0.0016668 | 0.0084729 | 0.0084729 | 0.0084729 | 0.0084729 | 0
IL Fac. Spec. - NOX Rate Summer v3.1, Unit 561 and retrofits | 405 | 1797 | Rate Constraint in lbs/MMBtu | FALSE | L | Annual | Rate | lb/MWh | 0.4582 | 0.4582 | 0.4582 | 0.4582 | 0.4582 | 0.4582 | 0
IL Fac. Spec. - NOX Rate Summer v3.1, Unit 561 and retrofits | 405 | 1797 | Rate Constraint in lbs/MMBtu | FALSE | L | Annual | Constraint Shadow Price | US$/Ton | 0 | 0 | 0 | 0 | 0 | 0 | 0
IL Fac. Spec. - NOX Rate Summer v3.1, Unit 562 and retrofits | 406 | 1797 | Rate Constraint in lbs/MMBtu | FALSE | L | Annual | Seasons Included | Seasons | Summer | Summer | Summer | Summer | Summer | Summer | Summer
IL Fac. Spec. - NOX Rate Summer v3.1, Unit 562 and retrofits | 406 | 1797 | Rate Constraint in lbs/MMBtu | FALSE | L | Annual | Standard | lb/MMBtu | 0.25 | 0.25 | 0.25 | 0.25 | 0.25 | 0.25 | 0.25
IL Fac. Spec. - NOX Rate Summer v3.1, Unit 562 and retrofits | 406 | 1797 | Rate Constraint in lbs/MMBtu | FALSE | L | Annual | Emissions at Affected Plants NOX | MTons | 0.0039374 | 0.00077457 | 0.0039374 | 0.0039374 | 0.0039374 | 0.0039374 | 0
IL Fac. Spec. - NOX Rate Summer v3.1, Unit 562 and retrofits | 406 | 1797 | Rate Constraint in lbs/MMBtu | FALSE | L | Annual | Allowances Purchased NOX | MTons | 0 | 0 | 0 | 0 | 0 | 0 | 0
IL Fac. Spec. - NOX Rate Summer v3.1, Unit 562 and retrofits | 406 | 1797 | Rate Constraint in lbs/MMBtu | FALSE | L | Annual | Allowances Sold NOX | MTons | 0 | 0 | 0 | 0 | 0 | 0 | 0
IL Fac. Spec. - NOX Rate Summer v3.1, Unit 562 and retrofits | 406 | 1797 | Rate Constraint in lbs/MMBtu | FALSE | L | Annual | Allowances Banked | MTons | 0 | 0 | 0 | 0 | 0 | 0 | 0
IL Fac. Spec. - NOX Rate Summer v3.1, Unit 562 and retrofits | 406 | 1797 | Rate Constraint in lbs/MMBtu | FALSE | L | Annual | Allowances Withdrawn (1:1) | MTons | 0 | 0 | 0 | 0 | 0 | 0 | 0
IL Fac. Spec. - NOX Rate Summer v3.1, Unit 562 and retrofits | 406 | 1797 | Rate Constraint in lbs/MMBtu | FALSE | L | Annual | Allowances Withdrawn (n:1) | MTons | 0 | 0 | 0 | 0 | 0 | 0 | 0
IL Fac. Spec. - NOX Rate Summer v3.1, Unit 562 and retrofits | 406 | 1797 | Rate Constraint in lbs/MMBtu | FALSE | L | Annual | Net Emissions Allowance Position | MTons | 0.0039374 | 0.00077457 | 0.0039374 | 0.0039374 | 0.0039374 | 0.0039374 | 0
IL Fac. Spec. - NOX Rate Summer v3.1, Unit 562 and retrofits | 406 | 1797 | Rate Constraint in lbs/MMBtu | FALSE | L | Annual | Fuel Consumed | TBtu | 0.09782 | 0.019243 | 0.09782 | 0.09782 | 0.09782 | 0.09782 | 0
IL Fac. Spec. - NOX Rate Summer v3.1, Unit 562 and retrofits | 406 | 1797 | Rate Constraint in lbs/MMBtu | FALSE | L | Annual | Rate | lb/MMBtu | 0.080503 | 0.080503 | 0.080503 | 0.080503 | 0.080503 | 0.080503 | 0
IL Fac. Spec. - NOX Rate Summer v3.1, Unit 562 and retrofits | 406 | 1797 | Rate Constraint in lbs/MMBtu | FALSE | L | Annual | Generation | TWh | 0.0084729 | 0.0016668 | 0.0084729 | 0.0084729 | 0.0084729 | 0.0084729 | 0
IL Fac. Spec. - NOX Rate Summer v3.1, Unit 562 and retrofits | 406 | 1797 | Rate Constraint in lbs/MMBtu | FALSE | L | Annual | Qualifying Generation | TWh | 0.0084729 | 0.0016668 | 0.0084729 | 0.0084729 | 0.0084729 | 0.0084729 | 0
IL Fac. Spec. - NOX Rate Summer v3.1, Unit 562 and retrofits | 406 | 1797 | Rate Constraint in lbs/MMBtu | FALSE | L | Annual | Rate | lb/MWh | 0.46471 | 0.46471 | 0.46471 | 0.46471 | 0.46471 | 0.46471 | 0
IL Fac. Spec. - NOX Rate Summer v3.1, Unit 562 and retrofits | 406 | 1797 | Rate Constraint in lbs/MMBtu | FALSE | L | Annual | Constraint Shadow Price | US$/Ton | 0 | 0 | 0 | 0 | 0 | 0 | 0
IL Fac. Spec. - NOX Rate Summer v3.1, Unit 563 and retrofits | 407 | 1797 | Rate Constraint in lbs/MMBtu | FALSE | L | Annual | Seasons Included | Seasons | Summer | Summer | Summer | Summer | Summer | Summer | Summer
IL Fac. Spec. - NOX Rate Summer v3.1, Unit 563 and retrofits | 407 | 1797 | Rate Constraint in lbs/MMBtu | FALSE | L | Annual | Standard | lb/MMBtu | 0.25 | 0.25 | 0.25 | 0.25 | 0.25 | 0.25 | 0.25
IL Fac. Spec. - NOX Rate Summer v3.1, Unit 563 and retrofits | 407 | 1797 | Rate Constraint in lbs/MMBtu | FALSE | L | Annual | Emissions at Affected Plants NOX | MTons | 0.0078104 | 0.0015365 | 0.0078104 | 0.0078104 | 0.0078104 | 0.0078104 | 0
IL Fac. Spec. - NOX Rate Summer v3.1, Unit 563 and retrofits | 407 | 1797 | Rate Constraint in lbs/MMBtu | FALSE | L | Annual | Allowances Purchased NOX | MTons | 0 | 0 | 0 | 0 | 0 | 0 | 0
IL Fac. Spec. - NOX Rate Summer v3.1, Unit 563 and retrofits | 407 | 1797 | Rate Constraint in lbs/MMBtu | FALSE | L | Annual | Allowances Sold NOX | MTons | 0 | 0 | 0 | 0 | 0 | 0 | 0
IL Fac. Spec. - NOX Rate Summer v3.1, Unit 563 and retrofits | 407 | 1797 | Rate Constraint in lbs/MMBtu | FALSE | L | Annual | Allowances Banked | MTons | 0 | 0 | 0 | 0 | 0 | 0 | 0
IL Fac. Spec. - NOX Rate Summer v3.1, Unit 563 and retrofits | 407 | 1797 | Rate Constraint in lbs/MMBtu | FALSE | L | Annual | Allowances Withdrawn (1:1) | MTons | 0 | 0 | 0 | 0 | 0 | 0 | 0
IL Fac. Spec. - NOX Rate Summer v3.1, Unit 563 and retrofits | 407 | 1797 | Rate Constraint in lbs/MMBtu | FALSE | L | Annual | Allowances Withdrawn (n:1) | MTons | 0 | 0 | 0 | 0 | 0 | 0 | 0
IL Fac. Spec. - NOX Rate Summer v3.1, Unit 563 and retrofits | 407 | 1797 | Rate Constraint in lbs/MMBtu | FALSE | L | Annual | Net Emissions Allowance Position | MTons | 0.0078104 | 0.0015365 | 0.0078104 | 0.0078104 | 0.0078104 | 0.0078104 | 0
IL Fac. Spec. - NOX Rate Summer v3.1, Unit 563 and retrofits | 407 | 1797 | Rate Constraint in lbs/MMBtu | FALSE | L | Annual | Fuel Consumed | TBtu | 0.19564 | 0.038486 | 0.19564 | 0.19564 | 0.19564 | 0.19564 | 0
IL Fac. Spec. - NOX Rate Summer v3.1, Unit 563 and retrofits | 407 | 1797 | Rate Constraint in lbs/MMBtu | FALSE | L | Annual | Rate | lb/MMBtu | 0.079845 | 0.079845 | 0.079845 | 0.079845 | 0.079845 | 0.079845 | 0
IL Fac. Spec. - NOX Rate Summer v3.1, Unit 563 and retrofits | 407 | 1797 | Rate Constraint in lbs/MMBtu | FALSE | L | Annual | Generation | TWh | 0.016946 | 0.0033336 | 0.016946 | 0.016946 | 0.016946 | 0.016946 | 0
IL Fac. Spec. - NOX Rate Summer v3.1, Unit 563 and retrofits | 407 | 1797 | Rate Constraint in lbs/MMBtu | FALSE | L | Annual | Qualifying Generation | TWh | 0.016946 | 0.0033336 | 0.016946 | 0.016946 | 0.016946 | 0.016946 | 0
IL Fac. Spec. - NOX Rate Summer v3.1, Unit 563 and retrofits | 407 | 1797 | Rate Constraint in lbs/MMBtu | FALSE | L | Annual | Rate | lb/MWh | 0.4609 | 0.4609 | 0.4609 | 0.4609 | 0.4609 | 0.4609 | 0
IL Fac. Spec. - NOX Rate Summer v3.1, Unit 563 and retrofits | 407 | 1797 | Rate Constraint in lbs/MMBtu | FALSE | L | Annual | Constraint Shadow Price | US$/Ton | 0 | 0 | 0 | 0 | 0 | 0 | 0
IL Fac. Spec. - NOX Rate Summer v3.1, Unit 564 and retrofits | 408 | 1797 | Rate Constraint in lbs/MMBtu | FALSE | L | Annual | Seasons Included | Seasons | Summer | Summer | Summer | Summer | Summer | Summer | Summer
IL Fac. Spec. - NOX Rate Summer v3.1, Unit 564 and retrofits | 408 | 1797 | Rate Constraint in lbs/MMBtu | FALSE | L | Annual | Standard | lb/MMBtu | 0.25 | 0.25 | 0.25 | 0.25 | 0.25 | 0.25 | 0.25
IL Fac. Spec. - NOX Rate Summer v3.1, Unit 564 and retrofits | 408 | 1797 | Rate Constraint in lbs/MMBtu | FALSE | L | Annual | Emissions at Affected Plants NOX | MTons | 0.00040962 | 0.00040962 | 0.00040962 | 0.00040962 | 0.00040962 | 0 | 0
IL Fac. Spec. - NOX Rate Summer v3.1, Unit 564 and retrofits | 408 | 1797 | Rate Constraint in lbs/MMBtu | FALSE | L | Annual | Allowances Purchased NOX | MTons | 0 | 0 | 0 | 0 | 0 | 0 | 0
IL Fac. Spec. - NOX Rate Summer v3.1, Unit 564 and retrofits | 408 | 1797 | Rate Constraint in lbs/MMBtu | FALSE | L | Annual | Allowances Sold NOX | MTons | 0 | 0 | 0 | 0 | 0 | 0 | 0
IL Fac. Spec. - NOX Rate Summer v3.1, Unit 564 and retrofits | 408 | 1797 | Rate Constraint in lbs/MMBtu | FALSE | L | Annual | Allowances Banked | MTons | 0 | 0 | 0 | 0 | 0 | 0 | 0
IL Fac. Spec. - NOX Rate Summer v3.1, Unit 564 and retrofits | 408 | 1797 | Rate Constraint in lbs/MMBtu | FALSE | L | Annual | Allowances Withdrawn (1:1) | MTons | 0 | 0 | 0 | 0 | 0 | 0 | 0
IL Fac. Spec. - NOX Rate Summer v3.1, Unit 564 and retrofits | 408 | 1797 | Rate Constraint in lbs/MMBtu | FALSE | L | Annual | Allowances Withdrawn (n:1) | MTons | 0 | 0 | 0 | 0 | 0 | 0 | 0
IL Fac. Spec. - NOX Rate Summer v3.1, Unit 564 and retrofits | 408 | 1797 | Rate Constraint in lbs/MMBtu | FALSE | L | Annual | Net Emissions Allowance Position | MTons | 0.00040962 | 0.00040962 | 0.00040962 | 0.00040962 | 0.00040962 | 0 | 0
IL Fac. Spec. - NOX Rate Summer v3.1, Unit 564 and retrofits | 408 | 1797 | Rate Constraint in lbs/MMBtu | FALSE | L | Annual | Fuel Consumed | TBtu | 0.030915 | 0.030915 | 0.030915 | 0.030915 | 0.030915 | 0 | 0
IL Fac. Spec. - NOX Rate Summer v3.1, Unit 564 and retrofits | 408 | 1797 | Rate Constraint in lbs/MMBtu | FALSE | L | Annual | Rate | lb/MMBtu | 0.0265 | 0.0265 | 0.0265 | 0.0265 | 0.0265 | 0 | 0
IL Fac. Spec. - NOX Rate Summer v3.1, Unit 564 and retrofits | 408 | 1797 | Rate Constraint in lbs/MMBtu | FALSE | L | Annual | Generation | TWh | 0.0025002 | 0.0025002 | 0.0025002 | 0.0025002 | 0.0025002 | 0 | 0
IL Fac. Spec. - NOX Rate Summer v3.1, Unit 564 and retrofits | 408 | 1797 | Rate Constraint in lbs/MMBtu | FALSE | L | Annual | Qualifying Generation | TWh | 0.0025002 | 0.0025002 | 0.0025002 | 0.0025002 | 0.0025002 | 0 | 0
IL Fac. Spec. - NOX Rate Summer v3.1, Unit 564 and retrofits | 408 | 1797 | Rate Constraint in lbs/MMBtu | FALSE | L | Annual | Rate | lb/MWh | 0.16384 | 0.16384 | 0.16384 | 0.16384 | 0.16384 | 0 | 0
IL Fac. Spec. - NOX Rate Summer v3.1, Unit 564 and retrofits | 408 | 1797 | Rate Constraint in lbs/MMBtu | FALSE | L | Annual | Constraint Shadow Price | US$/Ton | 0 | 0 | 0 | 0 | 0 | 0 | 0
IL Fac. Spec. - NOX Rate Summer v3.1, Unit 565 and retrofits | 409 | 1797 | Rate Constraint in lbs/MMBtu | FALSE | L | Annual | Seasons Included | Seasons | Summer | Summer | Summer | Summer | Summer | Summer | Summer
IL Fac. Spec. - NOX Rate Summer v3.1, Unit 565 and retrofits | 409 | 1797 | Rate Constraint in lbs/MMBtu | FALSE | L | Annual | Standard | lb/MMBtu | 0.25 | 0.25 | 0.25 | 0.25 | 0.25 | 0.25 | 0.25
IL Fac. Spec. - NOX Rate Summer v3.1, Unit 565 and retrofits | 409 | 1797 | Rate Constraint in lbs/MMBtu | FALSE | L | Annual | Emissions at Affected Plants NOX | MTons | 0.00030917 | 0.00030917 | 0.00030917 | 0.00030917 | 0.00030917 | 0 | 0
IL Fac. Spec. - NOX Rate Summer v3.1, Unit 565 and retrofits | 409 | 1797 | Rate Constraint in lbs/MMBtu | FALSE | L | Annual | Allowances Purchased NOX | MTons | 0 | 0 | 0 | 0 | 0 | 0 | 0
IL Fac. Spec. - NOX Rate Summer v3.1, Unit 565 and retrofits | 409 | 1797 | Rate Constraint in lbs/MMBtu | FALSE | L | Annual | Allowances Sold NOX | MTons | 0 | 0 | 0 | 0 | 0 | 0 | 0
IL Fac. Spec. - NOX Rate Summer v3.1, Unit 565 and retrofits | 409 | 1797 | Rate Constraint in lbs/MMBtu | FALSE | L | Annual | Allowances Banked | MTons | 0 | 0 | 0 | 0 | 0 | 0 | 0
IL Fac. Spec. - NOX Rate Summer v3.1, Unit 565 and retrofits | 409 | 1797 | Rate Constraint in lbs/MMBtu | FALSE | L | Annual | Allowances Withdrawn (1:1) | MTons | 0 | 0 | 0 | 0 | 0 | 0 | 0
IL Fac. Spec. - NOX Rate Summer v3.1, Unit 565 and retrofits | 409 | 1797 | Rate Constraint in lbs/MMBtu | FALSE | L | Annual | Allowances Withdrawn (n:1) | MTons | 0 | 0 | 0 | 0 | 0 | 0 | 0
IL Fac. Spec. - NOX Rate Summer v3.1, Unit 565 and retrofits | 409 | 1797 | Rate Constraint in lbs/MMBtu | FALSE | L | Annual | Net Emissions Allowance Position | MTons | 0.00030917 | 0.00030917 | 0.00030917 | 0.00030917 | 0.00030917 | 0 | 0
IL Fac. Spec. - NOX Rate Summer v3.1, Unit 565 and retrofits | 409 | 1797 | Rate Constraint in lbs/MMBtu | FALSE | L | Annual | Fuel Consumed | TBtu | 0.030917 | 0.030917 | 0.030917 | 0.030917 | 0.030917 | 0 | 0
IL Fac. Spec. - NOX Rate Summer v3.1, Unit 565 and retrofits | 409 | 1797 | Rate Constraint in lbs/MMBtu | FALSE | L | Annual | Rate | lb/MMBtu | 0.02 | 0.02 | 0.02 | 0.02 | 0.02 | 0 | 0
IL Fac. Spec. - NOX Rate Summer v3.1, Unit 565 and retrofits | 409 | 1797 | Rate Constraint in lbs/MMBtu | FALSE | L | Annual | Generation | TWh | 0.0025002 | 0.0025002 | 0.0025002 | 0.0025002 | 0.0025002 | 0 | 0
IL Fac. Spec. - NOX Rate Summer v3.1, Unit 565 and retrofits | 409 | 1797 | Rate Constraint in lbs/MMBtu | FALSE | L | Annual | Qualifying Generation | TWh | 0.0025002 | 0.0025002 | 0.0025002 | 0.0025002 | 0.0025002 | 0 | 0
IL Fac. Spec. - NOX Rate Summer v3.1, Unit 565 and retrofits | 409 | 1797 | Rate Constraint in lbs/MMBtu | FALSE | L | Annual | Rate | lb/MWh | 0.12366 | 0.12366 | 0.12366 | 0.12366 | 0.12366 | 0 | 0
IL Fac. Spec. - NOX Rate Summer v3.1, Unit 565 and retrofits | 409 | 1797 | Rate Constraint in lbs/MMBtu | FALSE | L | Annual | Constraint Shadow Price | US$/Ton | 0 | 0 | 0 | 0 | 0 | 0 | 0
IL Fac. Spec. - NOX Rate Summer v3.1, Unit 566 and retrofits | 410 | 1797 | Rate Constraint in lbs/MMBtu | FALSE | L | Annual | Seasons Included | Seasons | Summer | Summer | Summer | Summer | Summer | Summer | Summer
IL Fac. Spec. - NOX Rate Summer v3.1, Unit 566 and retrofits | 410 | 1797 | Rate Constraint in lbs/MMBtu | FALSE | L | Annual | Standard | lb/MMBtu | 0.25 | 0.25 | 0.25 | 0.25 | 0.25 | 0.25 | 0.25
IL Fac. Spec. - NOX Rate Summer v3.1, Unit 566 and retrofits | 410 | 1797 | Rate Constraint in lbs/MMBtu | FALSE | L | Annual | Emissions at Affected Plants NOX | MTons | 0.0006199 | 0.0006199 | 0.0006199 | 0.0006199 | 0.0006199 | 0 | 0
IL Fac. Spec. - NOX Rate Summer v3.1, Unit 566 and retrofits | 410 | 1797 | Rate Constraint in lbs/MMBtu | FALSE | L | Annual | Allowances Purchased NOX | MTons | 0 | 0 | 0 | 0 | 0 | 0 | 0
IL Fac. Spec. - NOX Rate Summer v3.1, Unit 566 and retrofits | 410 | 1797 | Rate Constraint in lbs/MMBtu | FALSE | L | Annual | Allowances Sold NOX | MTons | 0 | 0 | 0 | 0 | 0 | 0 | 0
IL Fac. Spec. - NOX Rate Summer v3.1, Unit 566 and retrofits | 410 | 1797 | Rate Constraint in lbs/MMBtu | FALSE | L | Annual | Allowances Banked | MTons | 0 | 0 | 0 | 0 | 0 | 0 | 0
IL Fac. Spec. - NOX Rate Summer v3.1, Unit 566 and retrofits | 410 | 1797 | Rate Constraint in lbs/MMBtu | FALSE | L | Annual | Allowances Withdrawn (1:1) | MTons | 0 | 0 | 0 | 0 | 0 | 0 | 0
IL Fac. Spec. - NOX Rate Summer v3.1, Unit 566 and retrofits | 410 | 1797 | Rate Constraint in lbs/MMBtu | FALSE | L | Annual | Allowances Withdrawn (n:1) | MTons | 0 | 0 | 0 | 0 | 0 | 0 | 0
IL Fac. Spec. - NOX Rate Summer v3.1, Unit 566 and retrofits | 410 | 1797 | Rate Constraint in lbs/MMBtu | FALSE | L | Annual | Net Emissions Allowance Position | MTons | 0.0006199 | 0.0006199 | 0.0006199 | 0.0006199 | 0.0006199 | 0 | 0
IL Fac. Spec. - NOX Rate Summer v3.1, Unit 566 and retrofits | 410 | 1797 | Rate Constraint in lbs/MMBtu | FALSE | L | Annual | Fuel Consumed | TBtu | 0.061835 | 0.061835 | 0.061835 | 0.061835 | 0.061835 | 0 | 0
IL Fac. Spec. - NOX Rate Summer v3.1, Unit 566 and retrofits | 410 | 1797 | Rate Constraint in lbs/MMBtu | FALSE | L | Annual | Rate | lb/MMBtu | 0.02005 | 0.02005 | 0.02005 | 0.02005 | 0.02005 | 0 | 0
IL Fac. Spec. - NOX Rate Summer v3.1, Unit 566 and retrofits | 410 | 1797 | Rate Constraint in lbs/MMBtu | FALSE | L | Annual | Generation | TWh | 0.0050004 | 0.0050004 | 0.0050004 | 0.0050004 | 0.0050004 | 0 | 0
IL Fac. Spec. - NOX Rate Summer v3.1, Unit 566 and retrofits | 410 | 1797 | Rate Constraint in lbs/MMBtu | FALSE | L | Annual | Qualifying Generation | TWh | 0.0050004 | 0.0050004 | 0.0050004 | 0.0050004 | 0.0050004 | 0 | 0
IL Fac. Spec. - NOX Rate Summer v3.1, Unit 566 and retrofits | 410 | 1797 | Rate Constraint in lbs/MMBtu | FALSE | L | Annual | Rate | lb/MWh | 0.12397 | 0.12397 | 0.12397 | 0.12397 | 0.12397 | 0 | 0
IL Fac. Spec. - NOX Rate Summer v3.1, Unit 566 and retrofits | 410 | 1797 | Rate Constraint in lbs/MMBtu | FALSE | L | Annual | Constraint Shadow Price | US$/Ton | 0 | 0 | 0 | 0 | 0 | 0 | 0
IL Fac. Spec. - NOX Rate Summer v3.1, Unit 567 and retrofits | 411 | 1797 | Rate Constraint in lbs/MMBtu | FALSE | L | Annual | Seasons Included | Seasons | Summer | Summer | Summer | Summer | Summer | Summer | Summer
IL Fac. Spec. - NOX Rate Summer v3.1, Unit 567 and retrofits | 411 | 1797 | Rate Constraint in lbs/MMBtu | FALSE | L | Annual | Standard | lb/MMBtu | 0.25 | 0.25 | 0.25 | 0.25 | 0.25 | 0.25 | 0.25
IL Fac. Spec. - NOX Rate Summer v3.1, Unit 567 and retrofits | 411 | 1797 | Rate Constraint in lbs/MMBtu | FALSE | L | Annual | Emissions at Affected Plants NOX | MTons | 0.0026497 | 0.0026497 | 0.0026497 | 0.0026497 | 0.0026497 | 0 | 0
IL Fac. Spec. - NOX Rate Summer v3.1, Unit 567 and retrofits | 411 | 1797 | Rate Constraint in lbs/MMBtu | FALSE | L | Annual | Allowances Purchased NOX | MTons | 0 | 0 | 0 | 0 | 0 | 0 | 0
IL Fac. Spec. - NOX Rate Summer v3.1, Unit 567 and retrofits | 411 | 1797 | Rate Constraint in lbs/MMBtu | FALSE | L | Annual | Allowances Sold NOX | MTons | 0 | 0 | 0 | 0 | 0 | 0 | 0
IL Fac. Spec. - NOX Rate Summer v3.1, Unit 567 and retrofits | 411 | 1797 | Rate Constraint in lbs/MMBtu | FALSE | L | Annual | Allowances Banked | MTons | 0 | 0 | 0 | 0 | 0 | 0 | 0
IL Fac. Spec. - NOX Rate Summer v3.1, Unit 567 and retrofits | 411 | 1797 | Rate Constraint in lbs/MMBtu | FALSE | L | Annual | Allowances Withdrawn (1:1) | MTons | 0 | 0 | 0 | 0 | 0 | 0 | 0
IL Fac. Spec. - NOX Rate Summer v3.1, Unit 567 and retrofits | 411 | 1797 | Rate Constraint in lbs/MMBtu | FALSE | L | Annual | Allowances Withdrawn (n:1) | MTons | 0 | 0 | 0 | 0 | 0 | 0 | 0
IL Fac. Spec. - NOX Rate Summer v3.1, Unit 567 and retrofits | 411 | 1797 | Rate Constraint in lbs/MMBtu | FALSE | L | Annual | Net Emissions Allowance Position | MTons | 0.0026497 | 0.0026497 | 0.0026497 | 0.0026497 | 0.0026497 | 0 | 0
IL Fac. Spec. - NOX Rate Summer v3.1, Unit 567 and retrofits | 411 | 1797 | Rate Constraint in lbs/MMBtu | FALSE | L | Annual | Fuel Consumed | TBtu | 0.030801 | 0.030801 | 0.030801 | 0.030801 | 0.030801 | 0 | 0
IL Fac. Spec. - NOX Rate Summer v3.1, Unit 567 and retrofits | 411 | 1797 | Rate Constraint in lbs/MMBtu | FALSE | L | Annual | Rate | lb/MMBtu | 0.17205 | 0.17205 | 0.17205 | 0.17205 | 0.17205 | 0 | 0
IL Fac. Spec. - NOX Rate Summer v3.1, Unit 567 and retrofits | 411 | 1797 | Rate Constraint in lbs/MMBtu | FALSE | L | Annual | Generation | TWh | 0.0023968 | 0.0023968 | 0.0023968 | 0.0023968 | 0.0023968 | 0 | 0
IL Fac. Spec. - NOX Rate Summer v3.1, Unit 567 and retrofits | 411 | 1797 | Rate Constraint in lbs/MMBtu | FALSE | L | Annual | Qualifying Generation | TWh | 0.0023968 | 0.0023968 | 0.0023968 | 0.0023968 | 0.0023968 | 0 | 0
IL Fac. Spec. - NOX Rate Summer v3.1, Unit 567 and retrofits | 411 | 1797 | Rate Constraint in lbs/MMBtu | FALSE | L | Annual | Rate | lb/MWh | 1.1055 | 1.1055 | 1.1055 | 1.1055 | 1.1055 | 0 | 0
IL Fac. Spec. - NOX Rate Summer v3.1, Unit 567 and retrofits | 411 | 1797 | Rate Constraint in lbs/MMBtu | FALSE | L | Annual | Constraint Shadow Price | US$/Ton | 0 | 0 | 0 | 0 | 0 | 0 | 0
IL Fac. Spec. - NOX Rate Summer v3.1, Unit 568 and retrofits | 412 | 1797 | Rate Constraint in lbs/MMBtu | FALSE | L | Annual | Seasons Included | Seasons | Summer | Summer | Summer | Summer | Summer | Summer | Summer
IL Fac. Spec. - NOX Rate Summer v3.1, Unit 568 and retrofits | 412 | 1797 | Rate Constraint in lbs/MMBtu | FALSE | L | Annual | Standard | lb/MMBtu | 0.25 | 0.25 | 0.25 | 0.25 | 0.25 | 0.25 | 0.25
IL Fac. Spec. - NOX Rate Summer v3.1, Unit 568 and retrofits | 412 | 1797 | Rate Constraint in lbs/MMBtu | FALSE | L | Annual | Emissions at Affected Plants NOX | MTons | 0.0012065 | 0.0012065 | 0.0012065 | 0.0012065 | 0.0012065 | 0 | 0
IL Fac. Spec. - NOX Rate Summer v3.1, Unit 568 and retrofits | 412 | 1797 | Rate Constraint in lbs/MMBtu | FALSE | L | Annual | Allowances Purchased NOX | MTons | 0 | 0 | 0 | 0 | 0 | 0 | 0
IL Fac. Spec. - NOX Rate Summer v3.1, Unit 568 and retrofits | 412 | 1797 | Rate Constraint in lbs/MMBtu | FALSE | L | Annual | Allowances Sold NOX | MTons | 0 | 0 | 0 | 0 | 0 | 0 | 0
IL Fac. Spec. - NOX Rate Summer v3.1, Unit 568 and retrofits | 412 | 1797 | Rate Constraint in lbs/MMBtu | FALSE | L | Annual | Allowances Banked | MTons | 0 | 0 | 0 | 0 | 0 | 0 | 0
IL Fac. Spec. - NOX Rate Summer v3.1, Unit 568 and retrofits | 412 | 1797 | Rate Constraint in lbs/MMBtu | FALSE | L | Annual | Allowances Withdrawn (1:1) | MTons | 0 | 0 | 0 | 0 | 0 | 0 | 0
IL Fac. Spec. - NOX Rate Summer v3.1, Unit 568 and retrofits | 412 | 1797 | Rate Constraint in lbs/MMBtu | FALSE | L | Annual | Allowances Withdrawn (n:1) | MTons | 0 | 0 | 0 | 0 | 0 | 0 | 0
IL Fac. Spec. - NOX Rate Summer v3.1, Unit 568 and retrofits | 412 | 1797 | Rate Constraint in lbs/MMBtu | FALSE | L | Annual | Net Emissions Allowance Position | MTons | 0.0012065 | 0.0012065 | 0.0012065 | 0.0012065 | 0.0012065 | 0 | 0
IL Fac. Spec. - NOX Rate Summer v3.1, Unit 568 and retrofits | 412 | 1797 | Rate Constraint in lbs/MMBtu | FALSE | L | Annual | Fuel Consumed | TBtu | 0.015399 | 0.015399 | 0.015399 | 0.015399 | 0.015399 | 0 | 0
IL Fac. Spec. - NOX Rate Summer v3.1, Unit 568 and retrofits | 412 | 1797 | Rate Constraint in lbs/MMBtu | FALSE | L | Annual | Rate | lb/MMBtu | 0.1567 | 0.1567 | 0.1567 | 0.1567 | 0.1567 | 0 | 0
IL Fac. Spec. - NOX Rate Summer v3.1, Unit 568 and retrofits | 412 | 1797 | Rate Constraint in lbs/MMBtu | FALSE | L | Annual | Generation | TWh | 0.0011984 | 0.0011984 | 0.0011984 | 0.0011984 | 0.0011984 | 0 | 0
IL Fac. Spec. - NOX Rate Summer v3.1, Unit 568 and retrofits | 412 | 1797 | Rate Constraint in lbs/MMBtu | FALSE | L | Annual | Qualifying Generation | TWh | 0.0011984 | 0.0011984 | 0.0011984 | 0.0011984 | 0.0011984 | 0 | 0
IL Fac. Spec. - NOX Rate Summer v3.1, Unit 568 and retrofits | 412 | 1797 | Rate Constraint in lbs/MMBtu | FALSE | L | Annual | Rate | lb/MWh | 1.0068 | 1.0068 | 1.0068 | 1.0068 | 1.0068 | 0 | 0
IL Fac. Spec. - NOX Rate Summer v3.1, Unit 568 and retrofits | 412 | 1797 | Rate Constraint in lbs/MMBtu | FALSE | L | Annual | Constraint Shadow Price | US$/Ton | 0 | 0 | 0 | 0 | 0 | 0 | 0
IL Fac. Spec. - NOX Rate Summer v3.1, Unit 569 and retrofits | 413 | 1797 | Rate Constraint in lbs/MMBtu | FALSE | L | Annual | Seasons Included | Seasons | Summer | Summer | Summer | Summer | Summer | Summer | Summer
IL Fac. Spec. - NOX Rate Summer v3.1, Unit 569 and retrofits | 413 | 1797 | Rate Constraint in lbs/MMBtu | FALSE | L | Annual | Standard | lb/MMBtu | 0.25 | 0.25 | 0.25 | 0.25 | 0.25 | 0.25 | 0.25
IL Fac. Spec. - NOX Rate Summer v3.1, Unit 569 and retrofits | 413 | 1797 | Rate Constraint in lbs/MMBtu | FALSE | L | Annual | Emissions at Affected Plants NOX | MTons | 0.0014848 | 0.0014848 | 0.0014848 | 0.0014848 | 0.0014848 | 0 | 0
IL Fac. Spec. - NOX Rate Summer v3.1, Unit 569 and retrofits | 413 | 1797 | Rate Constraint in lbs/MMBtu | FALSE | L | Annual | Allowances Purchased NOX | MTons | 0 | 0 | 0 | 0 | 0 | 0 | 0
IL Fac. Spec. - NOX Rate Summer v3.1, Unit 569 and retrofits | 413 | 1797 | Rate Constraint in lbs/MMBtu | FALSE | L | Annual | Allowances Sold NOX | MTons | 0 | 0 | 0 | 0 | 0 | 0 | 0
IL Fac. Spec. - NOX Rate Summer v3.1, Unit 569 and retrofits | 413 | 1797 | Rate Constraint in lbs/MMBtu | FALSE | L | Annual | Allowances Banked | MTons | 0 | 0 | 0 | 0 | 0 | 0 | 0
IL Fac. Spec. - NOX Rate Summer v3.1, Unit 569 and retrofits | 413 | 1797 | Rate Constraint in lbs/MMBtu | FALSE | L | Annual | Allowances Withdrawn (1:1) | MTons | 0 | 0 | 0 | 0 | 0 | 0 | 0
IL Fac. Spec. - NOX Rate Summer v3.1, Unit 569 and retrofits | 413 | 1797 | Rate Constraint in lbs/MMBtu | FALSE | L | Annual | Allowances Withdrawn (n:1) | MTons | 0 | 0 | 0 | 0 | 0 | 0 | 0
IL Fac. Spec. - NOX Rate Summer v3.1, Unit 569 and retrofits | 413 | 1797 | Rate Constraint in lbs/MMBtu | FALSE | L | Annual | Net Emissions Allowance Position | MTons | 0.0014848 | 0.0014848 | 0.0014848 | 0.0014848 | 0.0014848 | 0 | 0
IL Fac. Spec. - NOX Rate Summer v3.1, Unit 569 and retrofits | 413 | 1797 | Rate Constraint in lbs/MMBtu | FALSE | L | Annual | Fuel Consumed | TBtu | 0.015399 | 0.015399 | 0.015399 | 0.015399 | 0.015399 | 0 | 0
IL Fac. Spec. - NOX Rate Summer v3.1, Unit 569 and retrofits | 413 | 1797 | Rate Constraint in lbs/MMBtu | FALSE | L | Annual | Rate | lb/MMBtu | 0.19284 | 0.19284 | 0.19284 | 0.19284 | 0.19284 | 0 | 0
IL Fac. Spec. - NOX Rate Summer v3.1, Unit 569 and retrofits | 413 | 1797 | Rate Constraint in lbs/MMBtu | FALSE | L | Annual | Generation | TWh | 0.0011984 | 0.0011984 | 0.0011984 | 0.0011984 | 0.0011984 | 0 | 0
IL Fac. Spec. - NOX Rate Summer v3.1, Unit 569 and retrofits | 413 | 1797 | Rate Constraint in lbs/MMBtu | FALSE | L | Annual | Qualifying Generation | TWh | 0.0011984 | 0.0011984 | 0.0011984 | 0.0011984 | 0.0011984 | 0 | 0
IL Fac. Spec. - NOX Rate Summer v3.1, Unit 569 and retrofits | 413 | 1797 | Rate Constraint in lbs/MMBtu | FALSE | L | Annual | Rate | lb/MWh | 1.239 | 1.239 | 1.239 | 1.239 | 1.239 | 0 | 0
IL Fac. Spec. - NOX Rate Summer v3.1, Unit 569 and retrofits | 413 | 1797 | Rate Constraint in lbs/MMBtu | FALSE | L | Annual | Constraint Shadow Price | US$/Ton | 0 | 0 | 0 | 0 | 0 | 0 | 0
IL Fac. Spec. - NOX Rate Summer v3.1, Unit 570 and retrofits | 414 | 1797 | Rate Constraint in lbs/MMBtu | FALSE | L | Annual | Seasons Included | Seasons | Summer | Summer | Summer | Summer | Summer | Summer | Summer
IL Fac. Spec. - NOX Rate Summer v3.1, Unit 570 and retrofits | 414 | 1797 | Rate Constraint in lbs/MMBtu | FALSE | L | Annual | Standard | lb/MMBtu | 0.25 | 0.25 | 0.25 | 0.25 | 0.25 | 0.25 | 0.25
IL Fac. Spec. - NOX Rate Summer v3.1, Unit 570 and retrofits | 414 | 1797 | Rate Constraint in lbs/MMBtu | FALSE | L | Annual | Emissions at Affected Plants NOX | MTons | 0.0011627 | 0.0011627 | 0.0011627 | 0.0011627 | 0.0011627 | 0 | 0
IL Fac. Spec. - NOX Rate Summer v3.1, Unit 570 and retrofits | 414 | 1797 | Rate Constraint in lbs/MMBtu | FALSE | L | Annual | Allowances Purchased NOX | MTons | 0 | 0 | 0 | 0 | 0 | 0 | 0
IL Fac. Spec. - NOX Rate Summer v3.1, Unit 570 and retrofits | 414 | 1797 | Rate Constraint in lbs/MMBtu | FALSE | L | Annual | Allowances Sold NOX | MTons | 0 | 0 | 0 | 0 | 0 | 0 | 0
IL Fac. Spec. - NOX Rate Summer v3.1, Unit 570 and retrofits | 414 | 1797 | Rate Constraint in lbs/MMBtu | FALSE | L | Annual | Allowances Banked | MTons | 0 | 0 | 0 | 0 | 0 | 0 | 0
IL Fac. Spec. - NOX Rate Summer v3.1, Unit 570 and retrofits | 414 | 1797 | Rate Constraint in lbs/MMBtu | FALSE | L | Annual | Allowances Withdrawn (1:1) | MTons | 0 | 0 | 0 | 0 | 0 | 0 | 0
IL Fac. Spec. - NOX Rate Summer v3.1, Unit 570 and retrofits | 414 | 1797 | Rate Constraint in lbs/MMBtu | FALSE | L | Annual | Allowances Withdrawn (n:1) | MTons | 0 | 0 | 0 | 0 | 0 | 0 | 0
IL Fac. Spec. - NOX Rate Summer v3.1, Unit 570 and retrofits | 414 | 1797 | Rate Constraint in lbs/MMBtu | FALSE | L | Annual | Net Emissions Allowance Position | MTons | 0.0011627 | 0.0011627 | 0.0011627 | 0.0011627 | 0.0011627 | 0 | 0
IL Fac. Spec. - NOX Rate Summer v3.1, Unit 570 and retrofits | 414 | 1797 | Rate Constraint in lbs/MMBtu | FALSE | L | Annual | Fuel Consumed | TBtu | 0.015399 | 0.015399 | 0.015399 | 0.015399 | 0.015399 | 0 | 0
IL Fac. Spec. - NOX Rate Summer v3.1, Unit 570 and retrofits | 414 | 1797 | Rate Constraint in lbs/MMBtu | FALSE | L | Annual | Rate | lb/MMBtu | 0.151 | 0.151 | 0.151 | 0.151 | 0.151 | 0 | 0
IL Fac. Spec. - NOX Rate Summer v3.1, Unit 570 and retrofits | 414 | 1797 | Rate Constraint in lbs/MMBtu | FALSE | L | Annual | Generation | TWh | 0.0011984 | 0.0011984 | 0.0011984 | 0.0011984 | 0.0011984 | 0 | 0
IL Fac. Spec. - NOX Rate Summer v3.1, Unit 570 and retrofits | 414 | 1797 | Rate Constraint in lbs/MMBtu | FALSE | L | Annual | Qualifying Generation | TWh | 0.0011984 | 0.0011984 | 0.0011984 | 0.0011984 | 0.0011984 | 0 | 0
IL Fac. Spec. - NOX Rate Summer v3.1, Unit 570 and retrofits | 414 | 1797 | Rate Constraint in lbs/MMBtu | FALSE | L | Annual | Rate | lb/MWh | 0.97018 | 0.97018 | 0.97018 | 0.97018 | 0.97018 | 0 | 0
IL Fac. Spec. - NOX Rate Summer v3.1, Unit 570 and retrofits | 414 | 1797 | Rate Constraint in lbs/MMBtu | FALSE | L | Annual | Constraint Shadow Price | US$/Ton | 0 | 0 | 0 | 0 | 0 | 0 | 0
IL Fac. Spec. - NOX Rate Summer v3.1, Unit 571 and retrofits | 415 | 1797 | Rate Constraint in lbs/MMBtu | FALSE | L | Annual | Seasons Included | Seasons | Summer | Summer | Summer | Summer | Summer | Summer | Summer
IL Fac. Spec. - NOX Rate Summer v3.1, Unit 571 and retrofits | 415 | 1797 | Rate Constraint in lbs/MMBtu | FALSE | L | Annual | Standard | lb/MMBtu | 0.25 | 0.25 | 0.25 | 0.25 | 0.25 | 0.25 | 0.25
IL Fac. Spec. - NOX Rate Summer v3.1, Unit 571 and retrofits | 415 | 1797 | Rate Constraint in lbs/MMBtu | FALSE | L | Annual | Emissions at Affected Plants NOX | MTons | 0.0011206 | 0.0011206 | 0.0011206 | 0.0011206 | 0.0011206 | 0 | 0
IL Fac. Spec. - NOX Rate Summer v3.1, Unit 571 and retrofits | 415 | 1797 | Rate Constraint in lbs/MMBtu | FALSE | L | Annual | Allowances Purchased NOX | MTons | 0 | 0 | 0 | 0 | 0 | 0 | 0
IL Fac. Spec. - NOX Rate Summer v3.1, Unit 571 and retrofits | 415 | 1797 | Rate Constraint in lbs/MMBtu | FALSE | L | Annual | Allowances Sold NOX | MTons | 0 | 0 | 0 | 0 | 0 | 0 | 0
IL Fac. Spec. - NOX Rate Summer v3.1, Unit 571 and retrofits | 415 | 1797 | Rate Constraint in lbs/MMBtu | FALSE | L | Annual | Allowances Banked | MTons | 0 | 0 | 0 | 0 | 0 | 0 | 0
IL Fac. Spec. - NOX Rate Summer v3.1, Unit 571 and retrofits | 415 | 1797 | Rate Constraint in lbs/MMBtu | FALSE | L | Annual | Allowances Withdrawn (1:1) | MTons | 0 | 0 | 0 | 0 | 0 | 0 | 0
IL Fac. Spec. - NOX Rate Summer v3.1, Unit 571 and retrofits | 415 | 1797 | Rate Constraint in lbs/MMBtu | FALSE | L | Annual | Allowances Withdrawn (n:1) | MTons | 0 | 0 | 0 | 0 | 0 | 0 | 0
IL Fac. Spec. - NOX Rate Summer v3.1, Unit 571 and retrofits | 415 | 1797 | Rate Constraint in lbs/MMBtu | FALSE | L | Annual | Net Emissions Allowance Position | MTons | 0.0011206 | 0.0011206 | 0.0011206 | 0.0011206 | 0.0011206 | 0 | 0
IL Fac. Spec. - NOX Rate Summer v3.1, Unit 571 and retrofits | 415 | 1797 | Rate Constraint in lbs/MMBtu | FALSE | L | Annual | Fuel Consumed | TBtu | 0.015399 | 0.015399 | 0.015399 | 0.015399 | 0.015399 | 0 | 0
IL Fac. Spec. - NOX Rate Summer v3.1, Unit 571 and retrofits | 415 | 1797 | Rate Constraint in lbs/MMBtu | FALSE | L | Annual | Rate | lb/MMBtu | 0.14554 | 0.14554 | 0.14554 | 0.14554 | 0.14554 | 0 | 0
IL Fac. Spec. - NOX Rate Summer v3.1, Unit 571 and retrofits | 415 | 1797 | Rate Constraint in lbs/MMBtu | FALSE | L | Annual | Generation | TWh | 0.0011984 | 0.0011984 | 0.0011984 | 0.0011984 | 0.0011984 | 0 | 0
IL Fac. Spec. - NOX Rate Summer v3.1, Unit 571 and retrofits | 415 | 1797 | Rate Constraint in lbs/MMBtu | FALSE | L | Annual | Qualifying Generation | TWh | 0.0011984 | 0.0011984 | 0.0011984 | 0.0011984 | 0.0011984 | 0 | 0
IL Fac. Spec. - NOX Rate Summer v3.1, Unit 571 and retrofits | 415 | 1797 | Rate Constraint in lbs/MMBtu | FALSE | L | Annual | Rate | lb/MWh | 0.93507 | 0.93507 | 0.93507 | 0.93507 | 0.93507 | 0 | 0
IL Fac. Spec. - NOX Rate Summer v3.1, Unit 571 and retrofits | 415 | 1797 | Rate Constraint in lbs/MMBtu | FALSE | L | Annual | Constraint Shadow Price | US$/Ton | 0 | 0 | 0 | 0 | 0 | 0 | 0
IL Fac. Spec. - NOX Rate Summer v3.1, Unit 572 and retrofits | 416 | 1797 | Rate Constraint in lbs/MMBtu | FALSE | L | Annual | Seasons Included | Seasons | Summer | Summer | Summer | Summer | Summer | Summer | Summer
IL Fac. Spec. - NOX Rate Summer v3.1, Unit 572 and retrofits | 416 | 1797 | Rate Constraint in lbs/MMBtu | FALSE | L | Annual | Standard | lb/MMBtu | 0.25 | 0.25 | 0.25 | 0.25 | 0.25 | 0.25 | 0.25
IL Fac. Spec. - NOX Rate Summer v3.1, Unit 572 and retrofits | 416 | 1797 | Rate Constraint in lbs/MMBtu | FALSE | L | Annual | Emissions at Affected Plants NOX | MTons | 0.0025442 | 0.0025442 | 0.0025442 | 0.0025442 | 0.0025442 | 0 | 0
IL Fac. Spec. - NOX Rate Summer v3.1, Unit 572 and retrofits | 416 | 1797 | Rate Constraint in lbs/MMBtu | FALSE | L | Annual | Allowances Purchased NOX | MTons | 0 | 0 | 0 | 0 | 0 | 0 | 0
IL Fac. Spec. - NOX Rate Summer v3.1, Unit 572 and retrofits | 416 | 1797 | Rate Constraint in lbs/MMBtu | FALSE | L | Annual | Allowances Sold NOX | MTons | 0 | 0 | 0 | 0 | 0 | 0 | 0
IL Fac. Spec. - NOX Rate Summer v3.1, Unit 572 and retrofits | 416 | 1797 | Rate Constraint in lbs/MMBtu | FALSE | L | Annual | Allowances Banked | MTons | 0 | 0 | 0 | 0 | 0 | 0 | 0
IL Fac. Spec. - NOX Rate Summer v3.1, Unit 572 and retrofits | 416 | 1797 | Rate Constraint in lbs/MMBtu | FALSE | L | Annual | Allowances Withdrawn (1:1) | MTons | 0 | 0 | 0 | 0 | 0 | 0 | 0
IL Fac. Spec. - NOX Rate Summer v3.1, Unit 572 and retrofits | 416 | 1797 | Rate Constraint in lbs/MMBtu | FALSE | L | Annual | Allowances Withdrawn (n:1) | MTons | 0 | 0 | 0 | 0 | 0 | 0 | 0
IL Fac. Spec. - NOX Rate Summer v3.1, Unit 572 and retrofits | 416 | 1797 | Rate Constraint in lbs/MMBtu | FALSE | L | Annual | Net Emissions Allowance Position | MTons | 0.0025442 | 0.0025442 | 0.0025442 | 0.0025442 | 0.0025442 | 0 | 0
IL Fac. Spec. - NOX Rate Summer v3.1, Unit 572 and retrofits | 416 | 1797 | Rate Constraint in lbs/MMBtu | FALSE | L | Annual | Fuel Consumed | TBtu | 0.030799 | 0.030799 | 0.030799 | 0.030799 | 0.030799 | 0 | 0
IL Fac. Spec. - NOX Rate Summer v3.1, Unit 572 and retrofits | 416 | 1797 | Rate Constraint in lbs/MMBtu | FALSE | L | Annual | Rate | lb/MMBtu | 0.16522 | 0.16522 | 0.16522 | 0.16522 | 0.16522 | 0 | 0
IL Fac. Spec. - NOX Rate Summer v3.1, Unit 572 and retrofits | 416 | 1797 | Rate Constraint in lbs/MMBtu | FALSE | L | Annual | Generation | TWh | 0.0023968 | 0.0023968 | 0.0023968 | 0.0023968 | 0.0023968 | 0 | 0
IL Fac. Spec. - NOX Rate Summer v3.1, Unit 572 and retrofits | 416 | 1797 | Rate Constraint in lbs/MMBtu | FALSE | L | Annual | Qualifying Generation | TWh | 0.0023968 | 0.0023968 | 0.0023968 | 0.0023968 | 0.0023968 | 0 | 0
IL Fac. Spec. - NOX Rate Summer v3.1, Unit 572 and retrofits | 416 | 1797 | Rate Constraint in lbs/MMBtu | FALSE | L | Annual | Rate | lb/MWh | 1.0615 | 1.0615 | 1.0615 | 1.0615 | 1.0615 | 0 | 0
IL Fac. Spec. - NOX Rate Summer v3.1, Unit 572 and retrofits | 416 | 1797 | Rate Constraint in lbs/MMBtu | FALSE | L | Annual | Constraint Shadow Price | US$/Ton | 0 | 0 | 0 | 0 | 0 | 0 | 0
IL Fac. Spec. - NOX Rate Summer v3.1, Unit 573 and retrofits | 417 | 1797 | Rate Constraint in lbs/MMBtu | FALSE | L | Annual | Seasons Included | Seasons | Summer | Summer | Summer | Summer | Summer | Summer | Summer
IL Fac. Spec. - NOX Rate Summer v3.1, Unit 573 and retrofits | 417 | 1797 | Rate Constraint in lbs/MMBtu | FALSE | L | Annual | Standard | lb/MMBtu | 0.25 | 0.25 | 0.25 | 0.25 | 0.25 | 0.25 | 0.25
IL Fac. Spec. - NOX Rate Summer v3.1, Unit 573 and retrofits | 417 | 1797 | Rate Constraint in lbs/MMBtu | FALSE | L | Annual | Emissions at Affected Plants NOX | MTons | 0.013192 | 0.013192 | 0.013192 | 0.013192 | 0.013192 | 0.013192 | 0
IL Fac. Spec. - NOX Rate Summer v3.1, Unit 573 and retrofits | 417 | 1797 | Rate Constraint in lbs/MMBtu | FALSE | L | Annual | Allowances Purchased NOX | MTons | 0 | 0 | 0 | 0 | 0 | 0 | 0
IL Fac. Spec. - NOX Rate Summer v3.1, Unit 573 and retrofits | 417 | 1797 | Rate Constraint in lbs/MMBtu | FALSE | L | Annual | Allowances Sold NOX | MTons | 0 | 0 | 0 | 0 | 0 | 0 | 0
IL Fac. Spec. - NOX Rate Summer v3.1, Unit 573 and retrofits | 417 | 1797 | Rate Constraint in lbs/MMBtu | FALSE | L | Annual | Allowances Banked | MTons | 0 | 0 | 0 | 0 | 0 | 0 | 0
IL Fac. Spec. - NOX Rate Summer v3.1, Unit 573 and retrofits | 417 | 1797 | Rate Constraint in lbs/MMBtu | FALSE | L | Annual | Allowances Withdrawn (1:1) | MTons | 0 | 0 | 0 | 0 | 0 | 0 | 0
IL Fac. Spec. - NOX Rate Summer v3.1, Unit 573 and retrofits | 417 | 1797 | Rate Constraint in lbs/MMBtu | FALSE | L | Annual | Allowances Withdrawn (n:1) | MTons | 0 | 0 | 0 | 0 | 0 | 0 | 0
IL Fac. Spec. - NOX Rate Summer v3.1, Unit 573 and retrofits | 417 | 1797 | Rate Constraint in lbs/MMBtu | FALSE | L | Annual | Net Emissions Allowance Position | MTons | 0.013192 | 0.013192 | 0.013192 | 0.013192 | 0.013192 | 0.013192 | 0
IL Fac. Spec. - NOX Rate Summer v3.1, Unit 573 and retrofits | 417 | 1797 | Rate Constraint in lbs/MMBtu | FALSE | L | Annual | Fuel Consumed | TBtu | 0.30306 | 0.30306 | 0.30306 | 0.30306 | 0.30306 | 0.30306 | 0
IL Fac. Spec. - NOX Rate Summer v3.1, Unit 573 and retrofits | 417 | 1797 | Rate Constraint in lbs/MMBtu | FALSE | L | Annual | Rate | lb/MMBtu | 0.087058 | 0.087058 | 0.087058 | 0.087058 | 0.087058 | 0.087058 | 0
IL Fac. Spec. - NOX Rate Summer v3.1, Unit 573 and retrofits | 417 | 1797 | Rate Constraint in lbs/MMBtu | FALSE | L | Annual | Generation | TWh | 0.026605 | 0.026605 | 0.026605 | 0.026605 | 0.026605 | 0.026605 | 0
IL Fac. Spec. - NOX Rate Summer v3.1, Unit 573 and retrofits | 417 | 1797 | Rate Constraint in lbs/MMBtu | FALSE | L | Annual | Qualifying Generation | TWh | 0.026605 | 0.026605 | 0.026605 | 0.026605 | 0.026605 | 0.026605 | 0
IL Fac. Spec. - NOX Rate Summer v3.1, Unit 573 and retrofits | 417 | 1797 | Rate Constraint in lbs/MMBtu | FALSE | L | Annual | Rate | lb/MWh | 0.49584 | 0.49584 | 0.49584 | 0.49584 | 0.49584 | 0.49584 | 0
IL Fac. Spec. - NOX Rate Summer v3.1, Unit 573 and retrofits | 417 | 1797 | Rate Constraint in lbs/MMBtu | FALSE | L | Annual | Constraint Shadow Price | US$/Ton | 0 | 0 | 0 | 0 | 0 | 0 | 0
IL Fac. Spec. - NOX Rate Summer v3.1, Unit 574 and retrofits | 418 | 1797 | Rate Constraint in lbs/MMBtu | FALSE | L | Annual | Seasons Included | Seasons | Summer | Summer | Summer | Summer | Summer | Summer | Summer
IL Fac. Spec. - NOX Rate Summer v3.1, Unit 574 and retrofits | 418 | 1797 | Rate Constraint in lbs/MMBtu | FALSE | L | Annual | Standard | lb/MMBtu | 0.25 | 0.25 | 0.25 | 0.25 | 0.25 | 0.25 | 0.25
IL Fac. Spec. - NOX Rate Summer v3.1, Unit 574 and retrofits | 418 | 1797 | Rate Constraint in lbs/MMBtu | FALSE | L | Annual | Emissions at Affected Plants NOX | MTons | 0.011678 | 0.011678 | 0.011678 | 0.011678 | 0.011678 | 0.011678 | 0
IL Fac. Spec. - NOX Rate Summer v3.1, Unit 574 and retrofits | 418 | 1797 | Rate Constraint in lbs/MMBtu | FALSE | L | Annual | Allowances Purchased NOX | MTons | 0 | 0 | 0 | 0 | 0 | 0 | 0
IL Fac. Spec. - NOX Rate Summer v3.1, Unit 574 and retrofits | 418 | 1797 | Rate Constraint in lbs/MMBtu | FALSE | L | Annual | Allowances Sold NOX | MTons | 0 | 0 | 0 | 0 | 0 | 0 | 0
IL Fac. Spec. - NOX Rate Summer v3.1, Unit 574 and retrofits | 418 | 1797 | Rate Constraint in lbs/MMBtu | FALSE | L | Annual | Allowances Banked | MTons | 0 | 0 | 0 | 0 | 0 | 0 | 0
IL Fac. Spec. - NOX Rate Summer v3.1, Unit 574 and retrofits | 418 | 1797 | Rate Constraint in lbs/MMBtu | FALSE | L | Annual | Allowances Withdrawn (1:1) | MTons | 0 | 0 | 0 | 0 | 0 | 0 | 0
IL Fac. Spec. - NOX Rate Summer v3.1, Unit 574 and retrofits | 418 | 1797 | Rate Constraint in lbs/MMBtu | FALSE | L | Annual | Allowances Withdrawn (n:1) | MTons | 0 | 0 | 0 | 0 | 0 | 0 | 0
IL Fac. Spec. - NOX Rate Summer v3.1, Unit 574 and retrofits | 418 | 1797 | Rate Constraint in lbs/MMBtu | FALSE | L | Annual | Net Emissions Allowance Position | MTons | 0.011678 | 0.011678 | 0.011678 | 0.011678 | 0.011678 | 0.011678 | 0
IL Fac. Spec. - NOX Rate Summer v3.1, Unit 574 and retrofits | 418 | 1797 | Rate Constraint in lbs/MMBtu | FALSE | L | Annual | Fuel Consumed | TBtu | 0.31657 | 0.31657 | 0.31657 | 0.31657 | 0.31657 | 0.31657 | 0
IL Fac. Spec. - NOX Rate Summer v3.1, Unit 574 and retrofits | 418 | 1797 | Rate Constraint in lbs/MMBtu | FALSE | L | Annual | Rate | lb/MMBtu | 0.073779 | 0.073779 | 0.073779 | 0.073779 | 0.073779 | 0.073779 | 0
IL Fac. Spec. - NOX Rate Summer v3.1, Unit 574 and retrofits | 418 | 1797 | Rate Constraint in lbs/MMBtu | FALSE | L | Annual | Generation | TWh | 0.027791 | 0.027791 | 0.027791 | 0.027791 | 0.027791 | 0.027791 | 0
IL Fac. Spec. - NOX Rate Summer v3.1, Unit 574 and retrofits | 418 | 1797 | Rate Constraint in lbs/MMBtu | FALSE | L | Annual | Qualifying Generation | TWh | 0.027791 | 0.027791 | 0.027791 | 0.027791 | 0.027791 | 0.027791 | 0
IL Fac. Spec. - NOX Rate Summer v3.1, Unit 574 and retrofits | 418 | 1797 | Rate Constraint in lbs/MMBtu | FALSE | L | Annual | Rate | lb/MWh | 0.42021 | 0.42021 | 0.42021 | 0.42021 | 0.42021 | 0.42021 | 0
IL Fac. Spec. - NOX Rate Summer v3.1, Unit 574 and retrofits | 418 | 1797 | Rate Constraint in lbs/MMBtu | FALSE | L | Annual | Constraint Shadow Price | US$/Ton | 0 | 0 | 0 | 0 | 0 | 0 | 0
IL Fac. Spec. - NOX Rate Summer v3.1, Unit 577 and retrofits | 419 | 1797 | Rate Constraint in lbs/MMBtu | FALSE | L | Annual | Seasons Included | Seasons | Summer | Summer | Summer | Summer | Summer | Summer | Summer
IL Fac. Spec. - NOX Rate Summer v3.1, Unit 577 and retrofits | 419 | 1797 | Rate Constraint in lbs/MMBtu | FALSE | L | Annual | Standard | lb/MMBtu | 0.25 | 0.25 | 0.25 | 0.25 | 0.25 | 0.25 | 0.25
IL Fac. Spec. - NOX Rate Summer v3.1, Unit 577 and retrofits | 419 | 1797 | Rate Constraint in lbs/MMBtu | FALSE | L | Annual | Emissions at Affected Plants NOX | MTons | 0.010009 | 0.001969 | 0.010009 | 0.010009 | 0.010009 | 0.0041092 | 0
IL Fac. Spec. - NOX Rate Summer v3.1, Unit 577 and retrofits | 419 | 1797 | Rate Constraint in lbs/MMBtu | FALSE | L | Annual | Allowances Purchased NOX | MTons | 0 | 0 | 0 | 0 | 0 | 0 | 0
IL Fac. Spec. - NOX Rate Summer v3.1, Unit 577 and retrofits | 419 | 1797 | Rate Constraint in lbs/MMBtu | FALSE | L | Annual | Allowances Sold NOX | MTons | 0 | 0 | 0 | 0 | 0 | 0 | 0
IL Fac. Spec. - NOX Rate Summer v3.1, Unit 577 and retrofits | 419 | 1797 | Rate Constraint in lbs/MMBtu | FALSE | L | Annual | Allowances Banked | MTons | 0 | 0 | 0 | 0 | 0 | 0 | 0
IL Fac. Spec. - NOX Rate Summer v3.1, Unit 577 and retrofits | 419 | 1797 | Rate Constraint in lbs/MMBtu | FALSE | L | Annual | Allowances Withdrawn (1:1) | MTons | 0 | 0 | 0 | 0 | 0 | 0 | 0
IL Fac. Spec. - NOX Rate Summer v3.1, Unit 577 and retrofits | 419 | 1797 | Rate Constraint in lbs/MMBtu | FALSE | L | Annual | Allowances Withdrawn (n:1) | MTons | 0 | 0 | 0 | 0 | 0 | 0 | 0
IL Fac. Spec. - NOX Rate Summer v3.1, Unit 577 and retrofits | 419 | 1797 | Rate Constraint in lbs/MMBtu | FALSE | L | Annual | Net Emissions Allowance Position | MTons | 0.010009 | 0.001969 | 0.010009 | 0.010009 | 0.010009 | 0.0041092 | 0
IL Fac. Spec. - NOX Rate Summer v3.1, Unit 577 and retrofits | 419 | 1797 | Rate Constraint in lbs/MMBtu | FALSE | L | Annual | Fuel Consumed | TBtu | 0.59995 | 0.11802 | 0.59995 | 0.59995 | 0.59995 | 0.24631 | 0
IL Fac. Spec. - NOX Rate Summer v3.1, Unit 577 and retrofits | 419 | 1797 | Rate Constraint in lbs/MMBtu | FALSE | L | Annual | Rate | lb/MMBtu | 0.033366 | 0.033366 | 0.033366 | 0.033366 | 0.033366 | 0.033366 | 0
IL Fac. Spec. - NOX Rate Summer v3.1, Unit 577 and retrofits | 419 | 1797 | Rate Constraint in lbs/MMBtu | FALSE | L | Annual | Generation | TWh | 0.051515 | 0.010134 | 0.051515 | 0.051515 | 0.051515 | 0.02115 | 0
IL Fac. Spec. - NOX Rate Summer v3.1, Unit 577 and retrofits | 419 | 1797 | Rate Constraint in lbs/MMBtu | FALSE | L | Annual | Qualifying Generation | TWh | 0.051515 | 0.010134 | 0.051515 | 0.051515 | 0.051515 | 0.02115 | 0
IL Fac. Spec. - NOX Rate Summer v3.1, Unit 577 and retrofits | 419 | 1797 | Rate Constraint in lbs/MMBtu | FALSE | L | Annual | Rate | lb/MWh | 0.19429 | 0.19429 | 0.19429 | 0.19429 | 0.19429 | 0.19429 | 0
IL Fac. Spec. - NOX Rate Summer v3.1, Unit 577 and retrofits | 419 | 1797 | Rate Constraint in lbs/MMBtu | FALSE | L | Annual | Constraint Shadow Price | US$/Ton | 0 | 0 | 0 | 0 | 0 | 0 | 0
IL Fac. Spec. - NOX Rate Summer v3.1, Unit 578 and retrofits | 420 | 1797 | Rate Constraint in lbs/MMBtu | FALSE | L | Annual | Seasons Included | Seasons | Summer | Summer | Summer | Summer | Summer | Summer | Summer
IL Fac. Spec. - NOX Rate Summer v3.1, Unit 578 and retrofits | 420 | 1797 | Rate Constraint in lbs/MMBtu | FALSE | L | Annual | Standard | lb/MMBtu | 0.25 | 0.25 | 0.25 | 0.25 | 0.25 | 0.25 | 0.25
IL Fac. Spec. - NOX Rate Summer v3.1, Unit 578 and retrofits | 420 | 1797 | Rate Constraint in lbs/MMBtu | FALSE | L | Annual | Emissions at Affected Plants NOX | MTons | 0.0049141 | 0.0009667 | 0.0049141 | 0.0049141 | 0.0049141 | 0 | 0
IL Fac. Spec. - NOX Rate Summer v3.1, Unit 578 and retrofits | 420 | 1797 | Rate Constraint in lbs/MMBtu | FALSE | L | Annual | Allowances Purchased NOX | MTons | 0 | 0 | 0 | 0 | 0 | 0 | 0
IL Fac. Spec. - NOX Rate Summer v3.1, Unit 578 and retrofits | 420 | 1797 | Rate Constraint in lbs/MMBtu | FALSE | L | Annual | Allowances Sold NOX | MTons | 0 | 0 | 0 | 0 | 0 | 0 | 0
IL Fac. Spec. - NOX Rate Summer v3.1, Unit 578 and retrofits | 420 | 1797 | Rate Constraint in lbs/MMBtu | FALSE | L | Annual | Allowances Banked | MTons | 0 | 0 | 0 | 0 | 0 | 0 | 0
IL Fac. Spec. - NOX Rate Summer v3.1, Unit 578 and retrofits | 420 | 1797 | Rate Constraint in lbs/MMBtu | FALSE | L | Annual | Allowances Withdrawn (1:1) | MTons | 0 | 0 | 0 | 0 | 0 | 0 | 0
IL Fac. Spec. - NOX Rate Summer v3.1, Unit 578 and retrofits | 420 | 1797 | Rate Constraint in lbs/MMBtu | FALSE | L | Annual | Allowances Withdrawn (n:1) | MTons | 0 | 0 | 0 | 0 | 0 | 0 | 0
IL Fac. Spec. - NOX Rate Summer v3.1, Unit 578 and retrofits | 420 | 1797 | Rate Constraint in lbs/MMBtu | FALSE | L | Annual | Net Emissions Allowance Position | MTons | 0.0049141 | 0.0009667 | 0.0049141 | 0.0049141 | 0.0049141 | 0 | 0
IL Fac. Spec. - NOX Rate Summer v3.1, Unit 578 and retrofits | 420 | 1797 | Rate Constraint in lbs/MMBtu | FALSE | L | Annual | Fuel Consumed | TBtu | 0.29997 | 0.059011 | 0.29997 | 0.29997 | 0.29997 | 0 | 0
IL Fac. Spec. - NOX Rate Summer v3.1, Unit 578 and retrofits | 420 | 1797 | Rate Constraint in lbs/MMBtu | FALSE | L | Annual | Rate | lb/MMBtu | 0.032763 | 0.032763 | 0.032763 | 0.032763 | 0.032763 | 0 | 0
IL Fac. Spec. - NOX Rate Summer v3.1, Unit 578 and retrofits | 420 | 1797 | Rate Constraint in lbs/MMBtu | FALSE | L | Annual | Generation | TWh | 0.025758 | 0.0050671 | 0.025758 | 0.025758 | 0.025758 | 0 | 0
IL Fac. Spec. - NOX Rate Summer v3.1, Unit 578 and retrofits | 420 | 1797 | Rate Constraint in lbs/MMBtu | FALSE | L | Annual | Qualifying Generation | TWh | 0.025758 | 0.0050671 | 0.025758 | 0.025758 | 0.025758 | 0 | 0
IL Fac. Spec. - NOX Rate Summer v3.1, Unit 578 and retrofits | 420 | 1797 | Rate Constraint in lbs/MMBtu | FALSE | L | Annual | Rate | lb/MWh | 0.19078 | 0.19078 | 0.19078 | 0.19078 | 0.19078 | 0 | 0
IL Fac. Spec. - NOX Rate Summer v3.1, Unit 578 and retrofits | 420 | 1797 | Rate Constraint in lbs/MMBtu | FALSE | L | Annual | Constraint Shadow Price | US$/Ton | 0 | 0 | 0 | 0 | 0 | 0 | 0
IL Fac. Spec. - NOX Rate Summer v3.1, Unit 718 and retrofits | 421 | 1797 | Rate Constraint in lbs/MMBtu | FALSE | L | Annual | Seasons Included | Seasons | Summer | Summer | Summer | Summer | Summer | Summer | Summer
IL Fac. Spec. - NOX Rate Summer v3.1, Unit 718 and retrofits | 421 | 1797 | Rate Constraint in lbs/MMBtu | FALSE | L | Annual | Standard | lb/MMBtu | 0.25 | 0.25 | 0.25 | 0.25 | 0.25 | 0.25 | 0.25
IL Fac. Spec. - NOX Rate Summer v3.1, Unit 718 and retrofits | 421 | 1797 | Rate Constraint in lbs/MMBtu | FALSE | L | Annual | Emissions at Affected Plants NOX | MTons | 0.0033115 | 0.0033115 | 0.0099527 | 0.0099527 | 0.0099527 | 0.0033115 | 0.0033115
IL Fac. Spec. - NOX Rate Summer v3.1, Unit 718 and retrofits | 421 | 1797 | Rate Constraint in lbs/MMBtu | FALSE | L | Annual | Allowances Purchased NOX | MTons | 0 | 0 | 0 | 0 | 0 | 0 | 0
IL Fac. Spec. - NOX Rate Summer v3.1, Unit 718 and retrofits | 421 | 1797 | Rate Constraint in lbs/MMBtu | FALSE | L | Annual | Allowances Sold NOX | MTons | 0 | 0 | 0 | 0 | 0 | 0 | 0
IL Fac. Spec. - NOX Rate Summer v3.1, Unit 718 and retrofits | 421 | 1797 | Rate Constraint in lbs/MMBtu | FALSE | L | Annual | Allowances Banked | MTons | 0 | 0 | 0 | 0 | 0 | 0 | 0
IL Fac. Spec. - NOX Rate Summer v3.1, Unit 718 and retrofits | 421 | 1797 | Rate Constraint in lbs/MMBtu | FALSE | L | Annual | Allowances Withdrawn (1:1) | MTons | 0 | 0 | 0 | 0 | 0 | 0 | 0
IL Fac. Spec. - NOX Rate Summer v3.1, Unit 718 and retrofits | 421 | 1797 | Rate Constraint in lbs/MMBtu | FALSE | L | Annual | Allowances Withdrawn (n:1) | MTons | 0 | 0 | 0 | 0 | 0 | 0 | 0
IL Fac. Spec. - NOX Rate Summer v3.1, Unit 718 and retrofits | 421 | 1797 | Rate Constraint in lbs/MMBtu | FALSE | L | Annual | Net Emissions Allowance Position | MTons | 0.0033115 | 0.0033115 | 0.0099527 | 0.0099527 | 0.0099527 | 0.0033115 | 0.0033115
IL Fac. Spec. - NOX Rate Summer v3.1, Unit 718 and retrofits | 421 | 1797 | Rate Constraint in lbs/MMBtu | FALSE | L | Annual | Fuel Consumed | TBtu | 0.080978 | 0.080978 | 0.24338 | 0.24338 | 0.24338 | 0.080978 | 0.080978
IL Fac. Spec. - NOX Rate Summer v3.1, Unit 718 and retrofits | 421 | 1797 | Rate Constraint in lbs/MMBtu | FALSE | L | Annual | Rate | lb/MMBtu | 0.081789 | 0.081789 | 0.081789 | 0.081789 | 0.081789 | 0.081789 | 0.081789
IL Fac. Spec. - NOX Rate Summer v3.1, Unit 718 and retrofits | 421 | 1797 | Rate Constraint in lbs/MMBtu | FALSE | L | Annual | Generation | TWh | 0.0072444 | 0.0072444 | 0.021773 | 0.021773 | 0.021773 | 0.0072444 | 0.0072444
IL Fac. Spec. - NOX Rate Summer v3.1, Unit 718 and retrofits | 421 | 1797 | Rate Constraint in lbs/MMBtu | FALSE | L | Annual | Qualifying Generation | TWh | 0.0072444 | 0.0072444 | 0.021773 | 0.021773 | 0.021773 | 0.0072444 | 0.0072444
IL Fac. Spec. - NOX Rate Summer v3.1, Unit 718 and retrofits | 421 | 1797 | Rate Constraint in lbs/MMBtu | FALSE | L | Annual | Rate | lb/MWh | 0.45712 | 0.45712 | 0.45712 | 0.45712 | 0.45712 | 0.45712 | 0.45712
IL Fac. Spec. - NOX Rate Summer v3.1, Unit 718 and retrofits | 421 | 1797 | Rate Constraint in lbs/MMBtu | FALSE | L | Annual | Constraint Shadow Price | US$/Ton | 0 | 0 | 0 | 0 | 0 | 0 | 0
IL Fac. Spec. - NOX Rate Summer v3.1, Unit 719 and retrofits | 422 | 1797 | Rate Constraint in lbs/MMBtu | FALSE | L | Annual | Seasons Included | Seasons | Summer | Summer | Summer | Summer | Summer | Summer | Summer
IL Fac. Spec. - NOX Rate Summer v3.1, Unit 719 and retrofits | 422 | 1797 | Rate Constraint in lbs/MMBtu | FALSE | L | Annual | Standard | lb/MMBtu | 0.25 | 0.25 | 0.25 | 0.25 | 0.25 | 0.25 | 0.25
IL Fac. Spec. - NOX Rate Summer v3.1, Unit 719 and retrofits | 422 | 1797 | Rate Constraint in lbs/MMBtu | FALSE | L | Annual | Emissions at Affected Plants NOX | MTons | 0.0032902 | 0.0032902 | 0.0098885 | 0.0098885 | 0.0098885 | 0.0032902 | 0.0032902
IL Fac. Spec. - NOX Rate Summer v3.1, Unit 719 and retrofits | 422 | 1797 | Rate Constraint in lbs/MMBtu | FALSE | L | Annual | Allowances Purchased NOX | MTons | 0 | 0 | 0 | 0 | 0 | 0 | 0
IL Fac. Spec. - NOX Rate Summer v3.1, Unit 719 and retrofits | 422 | 1797 | Rate Constraint in lbs/MMBtu | FALSE | L | Annual | Allowances Sold NOX | MTons | 0 | 0 | 0 | 0 | 0 | 0 | 0
IL Fac. Spec. - NOX Rate Summer v3.1, Unit 719 and retrofits | 422 | 1797 | Rate Constraint in lbs/MMBtu | FALSE | L | Annual | Allowances Banked | MTons | 0 | 0 | 0 | 0 | 0 | 0 | 0
IL Fac. Spec. - NOX Rate Summer v3.1, Unit 719 and retrofits | 422 | 1797 | Rate Constraint in lbs/MMBtu | FALSE | L | Annual | Allowances Withdrawn (1:1) | MTons | 0 | 0 | 0 | 0 | 0 | 0 | 0
IL Fac. Spec. - NOX Rate Summer v3.1, Unit 719 and retrofits | 422 | 1797 | Rate Constraint in lbs/MMBtu | FALSE | L | Annual | Allowances Withdrawn (n:1) | MTons | 0 | 0 | 0 | 0 | 0 | 0 | 0
IL Fac. Spec. - NOX Rate Summer v3.1, Unit 719 and retrofits | 422 | 1797 | Rate Constraint in lbs/MMBtu | FALSE | L | Annual | Net Emissions Allowance Position | MTons | 0.0032902 | 0.0032902 | 0.0098885 | 0.0098885 | 0.0098885 | 0.0032902 | 0.0032902
IL Fac. Spec. - NOX Rate Summer v3.1, Unit 719 and retrofits | 422 | 1797 | Rate Constraint in lbs/MMBtu | FALSE | L | Annual | Fuel Consumed | TBtu | 0.080985 | 0.080985 | 0.2434 | 0.2434 | 0.2434 | 0.080985 | 0.080985
IL Fac. Spec. - NOX Rate Summer v3.1, Unit 719 and retrofits | 422 | 1797 | Rate Constraint in lbs/MMBtu | FALSE | L | Annual | Rate | lb/MMBtu | 0.081254 | 0.081254 | 0.081254 | 0.081254 | 0.081254 | 0.081254 | 0.081254
IL Fac. Spec. - NOX Rate Summer v3.1, Unit 719 and retrofits | 422 | 1797 | Rate Constraint in lbs/MMBtu | FALSE | L | Annual | Generation | TWh | 0.0072444 | 0.0072444 | 0.021773 | 0.021773 | 0.021773 | 0.0072444 | 0.0072444
IL Fac. Spec. - NOX Rate Summer v3.1, Unit 719 and retrofits | 422 | 1797 | Rate Constraint in lbs/MMBtu | FALSE | L | Annual | Qualifying Generation | TWh | 0.0072444 | 0.0072444 | 0.021773 | 0.021773 | 0.021773 | 0.0072444 | 0.0072444
IL Fac. Spec. - NOX Rate Summer v3.1, Unit 719 and retrofits | 422 | 1797 | Rate Constraint in lbs/MMBtu | FALSE | L | Annual | Rate | lb/MWh | 0.45417 | 0.45417 | 0.45417 | 0.45417 | 0.45417 | 0.45417 | 0.45417
IL Fac. Spec. - NOX Rate Summer v3.1, Unit 719 and retrofits | 422 | 1797 | Rate Constraint in lbs/MMBtu | FALSE | L | Annual | Constraint Shadow Price | US$/Ton | 0 | 0 | 0 | 0 | 0 | 0 | 0
IL Fac. Spec. - NOX Rate Summer v3.1, Unit 720 and retrofits | 423 | 1797 | Rate Constraint in lbs/MMBtu | FALSE | L | Annual | Seasons Included | Seasons | Summer | Summer | Summer | Summer | Summer | Summer | Summer
IL Fac. Spec. - NOX Rate Summer v3.1, Unit 720 and retrofits | 423 | 1797 | Rate Constraint in lbs/MMBtu | FALSE | L | Annual | Standard | lb/MMBtu | 0.25 | 0.25 | 0.25 | 0.25 | 0.25 | 0.25 | 0.25
IL Fac. Spec. - NOX Rate Summer v3.1, Unit 720 and retrofits | 423 | 1797 | Rate Constraint in lbs/MMBtu | FALSE | L | Annual | Emissions at Affected Plants NOX | MTons | 0.0033006 | 0.0033006 | 0.0099198 | 0.0099198 | 0.0033006 | 0.0033006 | 0.0033006
IL Fac. Spec. - NOX Rate Summer v3.1, Unit 720 and retrofits | 423 | 1797 | Rate Constraint in lbs/MMBtu | FALSE | L | Annual | Allowances Purchased NOX | MTons | 0 | 0 | 0 | 0 | 0 | 0 | 0
IL Fac. Spec. - NOX Rate Summer v3.1, Unit 720 and retrofits | 423 | 1797 | Rate Constraint in lbs/MMBtu | FALSE | L | Annual | Allowances Sold NOX | MTons | 0 | 0 | 0 | 0 | 0 | 0 | 0
IL Fac. Spec. - NOX Rate Summer v3.1, Unit 720 and retrofits | 423 | 1797 | Rate Constraint in lbs/MMBtu | FALSE | L | Annual | Allowances Banked | MTons | 0 | 0 | 0 | 0 | 0 | 0 | 0
IL Fac. Spec. - NOX Rate Summer v3.1, Unit 720 and retrofits | 423 | 1797 | Rate Constraint in lbs/MMBtu | FALSE | L | Annual | Allowances Withdrawn (1:1) | MTons | 0 | 0 | 0 | 0 | 0 | 0 | 0
IL Fac. Spec. - NOX Rate Summer v3.1, Unit 720 and retrofits | 423 | 1797 | Rate Constraint in lbs/MMBtu | FALSE | L | Annual | Allowances Withdrawn (n:1) | MTons | 0 | 0 | 0 | 0 | 0 | 0 | 0
IL Fac. Spec. - NOX Rate Summer v3.1, Unit 720 and retrofits | 423 | 1797 | Rate Constraint in lbs/MMBtu | FALSE | L | Annual | Net Emissions Allowance Position | MTons | 0.0033006 | 0.0033006 | 0.0099198 | 0.0099198 | 0.0033006 | 0.0033006 | 0.0033006
IL Fac. Spec. - NOX Rate Summer v3.1, Unit 720 and retrofits | 423 | 1797 | Rate Constraint in lbs/MMBtu | FALSE | L | Annual | Fuel Consumed | TBtu | 0.080985 | 0.080985 | 0.2434 | 0.2434 | 0.080985 | 0.080985 | 0.080985
IL Fac. Spec. - NOX Rate Summer v3.1, Unit 720 and retrofits | 423 | 1797 | Rate Constraint in lbs/MMBtu | FALSE | L | Annual | Rate | lb/MMBtu | 0.081511 | 0.081511 | 0.081511 | 0.081511 | 0.081511 | 0.081511 | 0.081511
IL Fac. Spec. - NOX Rate Summer v3.1, Unit 720 and retrofits | 423 | 1797 | Rate Constraint in lbs/MMBtu | FALSE | L | Annual | Generation | TWh | 0.0072444 | 0.0072444 | 0.021773 | 0.021773 | 0.0072444 | 0.0072444 | 0.0072444
IL Fac. Spec. - NOX Rate Summer v3.1, Unit 720 and retrofits | 423 | 1797 | Rate Constraint in lbs/MMBtu | FALSE | L | Annual | Qualifying Generation | TWh | 0.0072444 | 0.0072444 | 0.021773 | 0.021773 | 0.0072444 | 0.0072444 | 0.0072444
IL Fac. Spec. - NOX Rate Summer v3.1, Unit 720 and retrofits | 423 | 1797 | Rate Constraint in lbs/MMBtu | FALSE | L | Annual | Rate | lb/MWh | 0.45561 | 0.45561 | 0.45561 | 0.45561 | 0.45561 | 0.45561 | 0.45561
IL Fac. Spec. - NOX Rate Summer v3.1, Unit 720 and retrofits | 423 | 1797 | Rate Constraint in lbs/MMBtu | FALSE | L | Annual | Constraint Shadow Price | US$/Ton | 0 | 0 | 0 | 0 | 0 | 0 | 0
IL Fac. Spec. - NOX Rate Summer v3.1, Unit 721 and retrofits | 424 | 1797 | Rate Constraint in lbs/MMBtu | FALSE | L | Annual | Seasons Included | Seasons | Summer | Summer | Summer | Summer | Summer | Summer | Summer
IL Fac. Spec. - NOX Rate Summer v3.1, Unit 721 and retrofits | 424 | 1797 | Rate Constraint in lbs/MMBtu | FALSE | L | Annual | Standard | lb/MMBtu | 0.25 | 0.25 | 0.25 | 0.25 | 0.25 | 0.25 | 0.25
IL Fac. Spec. - NOX Rate Summer v3.1, Unit 721 and retrofits | 424 | 1797 | Rate Constraint in lbs/MMBtu | FALSE | L | Annual | Emissions at Affected Plants NOX | MTons | 0.0033114 | 0.0033114 | 0.0099524 | 0.0099524 | 0.0033114 | 0.0033114 | 0.0033114
IL Fac. Spec. - NOX Rate Summer v3.1, Unit 721 and retrofits | 424 | 1797 | Rate Constraint in lbs/MMBtu | FALSE | L | Annual | Allowances Purchased NOX | MTons | 0 | 0 | 0 | 0 | 0 | 0 | 0
IL Fac. Spec. - NOX Rate Summer v3.1, Unit 721 and retrofits | 424 | 1797 | Rate Constraint in lbs/MMBtu | FALSE | L | Annual | Allowances Sold NOX | MTons | 0 | 0 | 0 | 0 | 0 | 0 | 0
IL Fac. Spec. - NOX Rate Summer v3.1, Unit 721 and retrofits | 424 | 1797 | Rate Constraint in lbs/MMBtu | FALSE | L | Annual | Allowances Banked | MTons | 0 | 0 | 0 | 0 | 0 | 0 | 0
IL Fac. Spec. - NOX Rate Summer v3.1, Unit 721 and retrofits | 424 | 1797 | Rate Constraint in lbs/MMBtu | FALSE | L | Annual | Allowances Withdrawn (1:1) | MTons | 0 | 0 | 0 | 0 | 0 | 0 | 0
IL Fac. Spec. - NOX Rate Summer v3.1, Unit 721 and retrofits | 424 | 1797 | Rate Constraint in lbs/MMBtu | FALSE | L | Annual | Allowances Withdrawn (n:1) | MTons | 0 | 0 | 0 | 0 | 0 | 0 | 0
IL Fac. Spec. - NOX Rate Summer v3.1, Unit 721 and retrofits | 424 | 1797 | Rate Constraint in lbs/MMBtu | FALSE | L | Annual | Net Emissions Allowance Position | MTons | 0.0033114 | 0.0033114 | 0.0099524 | 0.0099524 | 0.0033114 | 0.0033114 | 0.0033114
IL Fac. Spec. - NOX Rate Summer v3.1, Unit 721 and retrofits | 424 | 1797 | Rate Constraint in lbs/MMBtu | FALSE | L | Annual | Fuel Consumed | TBtu | 0.080985 | 0.080985 | 0.2434 | 0.2434 | 0.080985 | 0.080985 | 0.080985
IL Fac. Spec. - NOX Rate Summer v3.1, Unit 721 and retrofits | 424 | 1797 | Rate Constraint in lbs/MMBtu | FALSE | L | Annual | Rate | lb/MMBtu | 0.081779 | 0.081779 | 0.081779 | 0.081779 | 0.081779 | 0.081779 | 0.081779
IL Fac. Spec. - NOX Rate Summer v3.1, Unit 721 and retrofits | 424 | 1797 | Rate Constraint in lbs/MMBtu | FALSE | L | Annual | Generation | TWh | 0.0072444 | 0.0072444 | 0.021773 | 0.021773 | 0.0072444 | 0.0072444 | 0.0072444
IL Fac. Spec. - NOX Rate Summer v3.1, Unit 721 and retrofits | 424 | 1797 | Rate Constraint in lbs/MMBtu | FALSE | L | Annual | Qualifying Generation | TWh | 0.0072444 | 0.0072444 | 0.021773 | 0.021773 | 0.0072444 | 0.0072444 | 0.0072444
IL Fac. Spec. - NOX Rate Summer v3.1, Unit 721 and retrofits | 424 | 1797 | Rate Constraint in lbs/MMBtu | FALSE | L | Annual | Rate | lb/MWh | 0.45711 | 0.45711 | 0.45711 | 0.45711 | 0.45711 | 0.45711 | 0.45711
IL Fac. Spec. - NOX Rate Summer v3.1, Unit 721 and retrofits | 424 | 1797 | Rate Constraint in lbs/MMBtu | FALSE | L | Annual | Constraint Shadow Price | US$/Ton | 0 | 0 | 0 | 0 | 0 | 0 | 0
IL Fac. Spec. - NOX Rate Summer v3.1, Unit 722 and retrofits | 425 | 1797 | Rate Constraint in lbs/MMBtu | FALSE | L | Annual | Seasons Included | Seasons | Summer | Summer | Summer | Summer | Summer | Summer | Summer
IL Fac. Spec. - NOX Rate Summer v3.1, Unit 722 and retrofits | 425 | 1797 | Rate Constraint in lbs/MMBtu | FALSE | L | Annual | Standard | lb/MMBtu | 0.25 | 0.25 | 0.25 | 0.25 | 0.25 | 0.25 | 0.25
IL Fac. Spec. - NOX Rate Summer v3.1, Unit 722 and retrofits | 425 | 1797 | Rate Constraint in lbs/MMBtu | FALSE | L | Annual | Emissions at Affected Plants NOX | MTons | 0.00099851 | 0.00099851 | 0.003001 | 0.003001 | 0.00099851 | 0.00099851 | 0.00099851
IL Fac. Spec. - NOX Rate Summer v3.1, Unit 722 and retrofits | 425 | 1797 | Rate Constraint in lbs/MMBtu | FALSE | L | Annual | Allowances Purchased NOX | MTons | 0 | 0 | 0 | 0 | 0 | 0 | 0
IL Fac. Spec. - NOX Rate Summer v3.1, Unit 722 and retrofits | 425 | 1797 | Rate Constraint in lbs/MMBtu | FALSE | L | Annual | Allowances Sold NOX | MTons | 0 | 0 | 0 | 0 | 0 | 0 | 0
IL Fac. Spec. - NOX Rate Summer v3.1, Unit 722 and retrofits | 425 | 1797 | Rate Constraint in lbs/MMBtu | FALSE | L | Annual | Allowances Banked | MTons | 0 | 0 | 0 | 0 | 0 | 0 | 0
IL Fac. Spec. - NOX Rate Summer v3.1, Unit 722 and retrofits | 425 | 1797 | Rate Constraint in lbs/MMBtu | FALSE | L | Annual | Allowances Withdrawn (1:1) | MTons | 0 | 0 | 0 | 0 | 0 | 0 | 0
IL Fac. Spec. - NOX Rate Summer v3.1, Unit 722 and retrofits | 425 | 1797 | Rate Constraint in lbs/MMBtu | FALSE | L | Annual | Allowances Withdrawn (n:1) | MTons | 0 | 0 | 0 | 0 | 0 | 0 | 0
IL Fac. Spec. - NOX Rate Summer v3.1, Unit 722 and retrofits | 425 | 1797 | Rate Constraint in lbs/MMBtu | FALSE | L | Annual | Net Emissions Allowance Position | MTons | 0.00099851 | 0.00099851 | 0.003001 | 0.003001 | 0.00099851 | 0.00099851 | 0.00099851
IL Fac. Spec. - NOX Rate Summer v3.1, Unit 722 and retrofits | 425 | 1797 | Rate Constraint in lbs/MMBtu | FALSE | L | Annual | Fuel Consumed | TBtu | 0.06442 | 0.06442 | 0.19361 | 0.19361 | 0.06442 | 0.06442 | 0.06442
IL Fac. Spec. - NOX Rate Summer v3.1, Unit 722 and retrofits | 425 | 1797 | Rate Constraint in lbs/MMBtu | FALSE | L | Annual | Rate | lb/MMBtu | 0.031 | 0.031 | 0.031 | 0.031 | 0.031 | 0.031 | 0.031
IL Fac. Spec. - NOX Rate Summer v3.1, Unit 722 and retrofits | 425 | 1797 | Rate Constraint in lbs/MMBtu | FALSE | L | Annual | Generation | TWh | 0.0057626 | 0.0057626 | 0.017319 | 0.017319 | 0.0057626 | 0.0057626 | 0.0057626
IL Fac. Spec. - NOX Rate Summer v3.1, Unit 722 and retrofits | 425 | 1797 | Rate Constraint in lbs/MMBtu | FALSE | L | Annual | Qualifying Generation | TWh | 0.0057626 | 0.0057626 | 0.017319 | 0.017319 | 0.0057626 | 0.0057626 | 0.0057626
IL Fac. Spec. - NOX Rate Summer v3.1, Unit 722 and retrofits | 425 | 1797 | Rate Constraint in lbs/MMBtu | FALSE | L | Annual | Rate | lb/MWh | 0.17327 | 0.17327 | 0.17327 | 0.17327 | 0.17327 | 0.17327 | 0.17327
IL Fac. Spec. - NOX Rate Summer v3.1, Unit 722 and retrofits | 425 | 1797 | Rate Constraint in lbs/MMBtu | FALSE | L | Annual | Constraint Shadow Price | US$/Ton | 0 | 0 | 0 | 0 | 0 | 0 | 0
IL Fac. Spec. - NOX Rate Summer v3.1, Unit 723 and retrofits | 426 | 1797 | Rate Constraint in lbs/MMBtu | FALSE | L | Annual | Seasons Included | Seasons | Summer | Summer | Summer | Summer | Summer | Summer | Summer
IL Fac. Spec. - NOX Rate Summer v3.1, Unit 723 and retrofits | 426 | 1797 | Rate Constraint in lbs/MMBtu | FALSE | L | Annual | Standard | lb/MMBtu | 0.25 | 0.25 | 0.25 | 0.25 | 0.25 | 0.25 | 0.25
IL Fac. Spec. - NOX Rate Summer v3.1, Unit 723 and retrofits | 426 | 1797 | Rate Constraint in lbs/MMBtu | FALSE | L | Annual | Emissions at Affected Plants NOX | MTons | 0.0010211 | 0.0010211 | 0.0030687 | 0.0030687 | 0.002574 | 0.0010211 | 0.0010211
IL Fac. Spec. - NOX Rate Summer v3.1, Unit 723 and retrofits | 426 | 1797 | Rate Constraint in lbs/MMBtu | FALSE | L | Annual | Allowances Purchased NOX | MTons | 0 | 0 | 0 | 0 | 0 | 0 | 0
IL Fac. Spec. - NOX Rate Summer v3.1, Unit 723 and retrofits | 426 | 1797 | Rate Constraint in lbs/MMBtu | FALSE | L | Annual | Allowances Sold NOX | MTons | 0 | 0 | 0 | 0 | 0 | 0 | 0
IL Fac. Spec. - NOX Rate Summer v3.1, Unit 723 and retrofits | 426 | 1797 | Rate Constraint in lbs/MMBtu | FALSE | L | Annual | Allowances Banked | MTons | 0 | 0 | 0 | 0 | 0 | 0 | 0
IL Fac. Spec. - NOX Rate Summer v3.1, Unit 723 and retrofits | 426 | 1797 | Rate Constraint in lbs/MMBtu | FALSE | L | Annual | Allowances Withdrawn (1:1) | MTons | 0 | 0 | 0 | 0 | 0 | 0 | 0
IL Fac. Spec. - NOX Rate Summer v3.1, Unit 723 and retrofits | 426 | 1797 | Rate Constraint in lbs/MMBtu | FALSE | L | Annual | Allowances Withdrawn (n:1) | MTons | 0 | 0 | 0 | 0 | 0 | 0 | 0
IL Fac. Spec. - NOX Rate Summer v3.1, Unit 723 and retrofits | 426 | 1797 | Rate Constraint in lbs/MMBtu | FALSE | L | Annual | Net Emissions Allowance Position | MTons | 0.0010211 | 0.0010211 | 0.0030687 | 0.0030687 | 0.002574 | 0.0010211 | 0.0010211
IL Fac. Spec. - NOX Rate Summer v3.1, Unit 723 and retrofits | 426 | 1797 | Rate Constraint in lbs/MMBtu | FALSE | L | Annual | Fuel Consumed | TBtu | 0.06442 | 0.06442 | 0.19361 | 0.19361 | 0.1624 | 0.06442 | 0.06442
IL Fac. Spec. - NOX Rate Summer v3.1, Unit 723 and retrofits | 426 | 1797 | Rate Constraint in lbs/MMBtu | FALSE | L | Annual | Rate | lb/MMBtu | 0.0317 | 0.0317 | 0.0317 | 0.0317 | 0.0317 | 0.0317 | 0.0317
IL Fac. Spec. - NOX Rate Summer v3.1, Unit 723 and retrofits | 426 | 1797 | Rate Constraint in lbs/MMBtu | FALSE | L | Annual | Generation | TWh | 0.0057626 | 0.0057626 | 0.017319 | 0.017319 | 0.014527 | 0.0057626 | 0.0057626
IL Fac. Spec. - NOX Rate Summer v3.1, Unit 723 and retrofits | 426 | 1797 | Rate Constraint in lbs/MMBtu | FALSE | L | Annual | Qualifying Generation | TWh | 0.0057626 | 0.0057626 | 0.017319 | 0.017319 | 0.014527 | 0.0057626 | 0.0057626
IL Fac. Spec. - NOX Rate Summer v3.1, Unit 723 and retrofits | 426 | 1797 | Rate Constraint in lbs/MMBtu | FALSE | L | Annual | Rate | lb/MWh | 0.17719 | 0.17719 | 0.17719 | 0.17719 | 0.17719 | 0.17719 | 0.17719
IL Fac. Spec. - NOX Rate Summer v3.1, Unit 723 and retrofits | 426 | 1797 | Rate Constraint in lbs/MMBtu | FALSE | L | Annual | Constraint Shadow Price | US$/Ton | 0 | 0 | 0 | 0 | 0 | 0 | 0
IL Fac. Spec. - NOX Rate Summer v3.1, Unit 724 and retrofits | 427 | 1797 | Rate Constraint in lbs/MMBtu | FALSE | L | Annual | Seasons Included | Seasons | Summer | Summer | Summer | Summer | Summer | Summer | Summer
IL Fac. Spec. - NOX Rate Summer v3.1, Unit 724 and retrofits | 427 | 1797 | Rate Constraint in lbs/MMBtu | FALSE | L | Annual | Standard | lb/MMBtu | 0.25 | 0.25 | 0.25 | 0.25 | 0.25 | 0.25 | 0.25
IL Fac. Spec. - NOX Rate Summer v3.1, Unit 724 and retrofits | 427 | 1797 | Rate Constraint in lbs/MMBtu | FALSE | L | Annual | Emissions at Affected Plants NOX | MTons | 0.0026799 | 0.0026799 | 0.0080542 | 0.0080542 | 0.0026799 | 0.0026799 | 0.0026799
IL Fac. Spec. - NOX Rate Summer v3.1, Unit 724 and retrofits | 427 | 1797 | Rate Constraint in lbs/MMBtu | FALSE | L | Annual | Allowances Purchased NOX | MTons | 0 | 0 | 0 | 0 | 0 | 0 | 0
IL Fac. Spec. - NOX Rate Summer v3.1, Unit 724 and retrofits | 427 | 1797 | Rate Constraint in lbs/MMBtu | FALSE | L | Annual | Allowances Sold NOX | MTons | 0 | 0 | 0 | 0 | 0 | 0 | 0
IL Fac. Spec. - NOX Rate Summer v3.1, Unit 724 and retrofits | 427 | 1797 | Rate Constraint in lbs/MMBtu | FALSE | L | Annual | Allowances Banked | MTons | 0 | 0 | 0 | 0 | 0 | 0 | 0
IL Fac. Spec. - NOX Rate Summer v3.1, Unit 724 and retrofits | 427 | 1797 | Rate Constraint in lbs/MMBtu | FALSE | L | Annual | Allowances Withdrawn (1:1) | MTons | 0 | 0 | 0 | 0 | 0 | 0 | 0
IL Fac. Spec. - NOX Rate Summer v3.1, Unit 724 and retrofits | 427 | 1797 | Rate Constraint in lbs/MMBtu | FALSE | L | Annual | Allowances Withdrawn (n:1) | MTons | 0 | 0 | 0 | 0 | 0 | 0 | 0
IL Fac. Spec. - NOX Rate Summer v3.1, Unit 724 and retrofits | 427 | 1797 | Rate Constraint in lbs/MMBtu | FALSE | L | Annual | Net Emissions Allowance Position | MTons | 0.0026799 | 0.0026799 | 0.0080542 | 0.0080542 | 0.0026799 | 0.0026799 | 0.0026799
IL Fac. Spec. - NOX Rate Summer v3.1, Unit 724 and retrofits | 427 | 1797 | Rate Constraint in lbs/MMBtu | FALSE | L | Annual | Fuel Consumed | TBtu | 0.06442 | 0.06442 | 0.19361 | 0.19361 | 0.06442 | 0.06442 | 0.06442
IL Fac. Spec. - NOX Rate Summer v3.1, Unit 724 and retrofits | 427 | 1797 | Rate Constraint in lbs/MMBtu | FALSE | L | Annual | Rate | lb/MMBtu | 0.0832 | 0.0832 | 0.0832 | 0.0832 | 0.0832 | 0.0832 | 0.0832
IL Fac. Spec. - NOX Rate Summer v3.1, Unit 724 and retrofits | 427 | 1797 | Rate Constraint in lbs/MMBtu | FALSE | L | Annual | Generation | TWh | 0.0057626 | 0.0057626 | 0.017319 | 0.017319 | 0.0057626 | 0.0057626 | 0.0057626
IL Fac. Spec. - NOX Rate Summer v3.1, Unit 724 and retrofits | 427 | 1797 | Rate Constraint in lbs/MMBtu | FALSE | L | Annual | Qualifying Generation | TWh | 0.0057626 | 0.0057626 | 0.017319 | 0.017319 | 0.0057626 | 0.0057626 | 0.0057626
IL Fac. Spec. - NOX Rate Summer v3.1, Unit 724 and retrofits | 427 | 1797 | Rate Constraint in lbs/MMBtu | FALSE | L | Annual | Rate | lb/MWh | 0.46505 | 0.46505 | 0.46505 | 0.46505 | 0.46505 | 0.46505 | 0.46505
IL Fac. Spec. - NOX Rate Summer v3.1, Unit 724 and retrofits | 427 | 1797 | Rate Constraint in lbs/MMBtu | FALSE | L | Annual | Constraint Shadow Price | US$/Ton | 0 | 0 | 0 | 0 | 0 | 0 | 0
IL Fac. Spec. - NOX Rate Summer v3.1, Unit 725 and retrofits | 428 | 1797 | Rate Constraint in lbs/MMBtu | FALSE | L | Annual | Seasons Included | Seasons | Summer | Summer | Summer | Summer | Summer | Summer | Summer
IL Fac. Spec. - NOX Rate Summer v3.1, Unit 725 and retrofits | 428 | 1797 | Rate Constraint in lbs/MMBtu | FALSE | L | Annual | Standard | lb/MMBtu | 0.25 | 0.25 | 0.25 | 0.25 | 0.25 | 0.25 | 0.25
IL Fac. Spec. - NOX Rate Summer v3.1, Unit 725 and retrofits | 428 | 1797 | Rate Constraint in lbs/MMBtu | FALSE | L | Annual | Emissions at Affected Plants NOX | MTons | 0.001443 | 0.001443 | 0.0043369 | 0.0043369 | 0.001443 | 0.001443 | 0.001443
IL Fac. Spec. - NOX Rate Summer v3.1, Unit 725 and retrofits | 428 | 1797 | Rate Constraint in lbs/MMBtu | FALSE | L | Annual | Allowances Purchased NOX | MTons | 0 | 0 | 0 | 0 | 0 | 0 | 0
IL Fac. Spec. - NOX Rate Summer v3.1, Unit 725 and retrofits | 428 | 1797 | Rate Constraint in lbs/MMBtu | FALSE | L | Annual | Allowances Sold NOX | MTons | 0 | 0 | 0 | 0 | 0 | 0 | 0
IL Fac. Spec. - NOX Rate Summer v3.1, Unit 725 and retrofits | 428 | 1797 | Rate Constraint in lbs/MMBtu | FALSE | L | Annual | Allowances Banked | MTons | 0 | 0 | 0 | 0 | 0 | 0 | 0
IL Fac. Spec. - NOX Rate Summer v3.1, Unit 725 and retrofits | 428 | 1797 | Rate Constraint in lbs/MMBtu | FALSE | L | Annual | Allowances Withdrawn (1:1) | MTons | 0 | 0 | 0 | 0 | 0 | 0 | 0
IL Fac. Spec. - NOX Rate Summer v3.1, Unit 725 and retrofits | 428 | 1797 | Rate Constraint in lbs/MMBtu | FALSE | L | Annual | Allowances Withdrawn (n:1) | MTons | 0 | 0 | 0 | 0 | 0 | 0 | 0
IL Fac. Spec. - NOX Rate Summer v3.1, Unit 725 and retrofits | 428 | 1797 | Rate Constraint in lbs/MMBtu | FALSE | L | Annual | Net Emissions Allowance Position | MTons | 0.001443 | 0.001443 | 0.0043369 | 0.0043369 | 0.001443 | 0.001443 | 0.001443
IL Fac. Spec. - NOX Rate Summer v3.1, Unit 725 and retrofits | 428 | 1797 | Rate Constraint in lbs/MMBtu | FALSE | L | Annual | Fuel Consumed | TBtu | 0.06442 | 0.06442 | 0.19361 | 0.19361 | 0.06442 | 0.06442 | 0.06442
IL Fac. Spec. - NOX Rate Summer v3.1, Unit 725 and retrofits | 428 | 1797 | Rate Constraint in lbs/MMBtu | FALSE | L | Annual | Rate | lb/MMBtu | 0.0448 | 0.0448 | 0.0448 | 0.0448 | 0.0448 | 0.0448 | 0.0448
IL Fac. Spec. - NOX Rate Summer v3.1, Unit 725 and retrofits | 428 | 1797 | Rate Constraint in lbs/MMBtu | FALSE | L | Annual | Generation | TWh | 0.0057626 | 0.0057626 | 0.017319 | 0.017319 | 0.0057626 | 0.0057626 | 0.0057626
IL Fac. Spec. - NOX Rate Summer v3.1, Unit 725 and retrofits | 428 | 1797 | Rate Constraint in lbs/MMBtu | FALSE | L | Annual | Qualifying Generation | TWh | 0.0057626 | 0.0057626 | 0.017319 | 0.017319 | 0.0057626 | 0.0057626 | 0.0057626
IL Fac. Spec. - NOX Rate Summer v3.1, Unit 725 and retrofits | 428 | 1797 | Rate Constraint in lbs/MMBtu | FALSE | L | Annual | Rate | lb/MWh | 0.25041 | 0.25041 | 0.25041 | 0.25041 | 0.25041 | 0.25041 | 0.25041
IL Fac. Spec. - NOX Rate Summer v3.1, Unit 725 and retrofits | 428 | 1797 | Rate Constraint in lbs/MMBtu | FALSE | L | Annual | Constraint Shadow Price | US$/Ton | 0 | 0 | 0 | 0 | 0 | 0 | 0
IL Fac. Spec. - NOX Rate Summer v3.1, Unit 726 and retrofits | 429 | 1797 | Rate Constraint in lbs/MMBtu | FALSE | L | Annual | Seasons Included | Seasons | Summer | Summer | Summer | Summer | Summer | Summer | Summer
IL Fac. Spec. - NOX Rate Summer v3.1, Unit 726 and retrofits | 429 | 1797 | Rate Constraint in lbs/MMBtu | FALSE | L | Annual | Standard | lb/MMBtu | 0.25 | 0.25 | 0.25 | 0.25 | 0.25 | 0.25 | 0.25
IL Fac. Spec. - NOX Rate Summer v3.1, Unit 726 and retrofits | 429 | 1797 | Rate Constraint in lbs/MMBtu | FALSE | L | Annual | Emissions at Affected Plants NOX | MTons | 0 | 0 | 0.00062618 | 0.00062618 | 0.00062618 | 0 | 0
IL Fac. Spec. - NOX Rate Summer v3.1, Unit 726 and retrofits | 429 | 1797 | Rate Constraint in lbs/MMBtu | FALSE | L | Annual | Allowances Purchased NOX | MTons | 0 | 0 | 0 | 0 | 0 | 0 | 0
IL Fac. Spec. - NOX Rate Summer v3.1, Unit 726 and retrofits | 429 | 1797 | Rate Constraint in lbs/MMBtu | FALSE | L | Annual | Allowances Sold NOX | MTons | 0 | 0 | 0 | 0 | 0 | 0 | 0
IL Fac. Spec. - NOX Rate Summer v3.1, Unit 726 and retrofits | 429 | 1797 | Rate Constraint in lbs/MMBtu | FALSE | L | Annual | Allowances Banked | MTons | 0 | 0 | 0 | 0 | 0 | 0 | 0
IL Fac. Spec. - NOX Rate Summer v3.1, Unit 726 and retrofits | 429 | 1797 | Rate Constraint in lbs/MMBtu | FALSE | L | Annual | Allowances Withdrawn (1:1) | MTons | 0 | 0 | 0 | 0 | 0 | 0 | 0
IL Fac. Spec. - NOX Rate Summer v3.1, Unit 726 and retrofits | 429 | 1797 | Rate Constraint in lbs/MMBtu | FALSE | L | Annual | Allowances Withdrawn (n:1) | MTons | 0 | 0 | 0 | 0 | 0 | 0 | 0
IL Fac. Spec. - NOX Rate Summer v3.1, Unit 726 and retrofits | 429 | 1797 | Rate Constraint in lbs/MMBtu | FALSE | L | Annual | Net Emissions Allowance Position | MTons | 0 | 0 | 0.00062618 | 0.00062618 | 0.00062618 | 0 | 0
IL Fac. Spec. - NOX Rate Summer v3.1, Unit 726 and retrofits | 429 | 1797 | Rate Constraint in lbs/MMBtu | FALSE | L | Annual | Fuel Consumed | TBtu | 0 | 0 | 0.04114 | 0.04114 | 0.04114 | 0 | 0
IL Fac. Spec. - NOX Rate Summer v3.1, Unit 726 and retrofits | 429 | 1797 | Rate Constraint in lbs/MMBtu | FALSE | L | Annual | Rate | lb/MMBtu | 0 | 0 | 0.030442 | 0.030442 | 0.030442 | 0 | 0
IL Fac. Spec. - NOX Rate Summer v3.1, Unit 726 and retrofits | 429 | 1797 | Rate Constraint in lbs/MMBtu | FALSE | L | Annual | Generation | TWh | 0 | 0 | 0.0025335 | 0.0025335 | 0.0025335 | 0 | 0
IL Fac. Spec. - NOX Rate Summer v3.1, Unit 726 and retrofits | 429 | 1797 | Rate Constraint in lbs/MMBtu | FALSE | L | Annual | Qualifying Generation | TWh | 0 | 0 | 0.0025335 | 0.0025335 | 0.0025335 | 0 | 0
IL Fac. Spec. - NOX Rate Summer v3.1, Unit 726 and retrofits | 429 | 1797 | Rate Constraint in lbs/MMBtu | FALSE | L | Annual | Rate | lb/MWh | 0 | 0 | 0.24716 | 0.24716 | 0.24716 | 0 | 0
IL Fac. Spec. - NOX Rate Summer v3.1, Unit 726 and retrofits | 429 | 1797 | Rate Constraint in lbs/MMBtu | FALSE | L | Annual | Constraint Shadow Price | US$/Ton | 0 | 0 | 0 | 0 | 0 | 0 | 0
IL Fac. Spec. - NOX Rate Summer v3.1, Unit 727 and retrofits | 430 | 1797 | Rate Constraint in lbs/MMBtu | FALSE | L | Annual | Seasons Included | Seasons | Summer | Summer | Summer | Summer | Summer | Summer | Summer
IL Fac. Spec. - NOX Rate Summer v3.1, Unit 727 and retrofits | 430 | 1797 | Rate Constraint in lbs/MMBtu | FALSE | L | Annual | Standard | lb/MMBtu | 0.25 | 0.25 | 0.25 | 0.25 | 0.25 | 0.25 | 0.25
IL Fac. Spec. - NOX Rate Summer v3.1, Unit 727 and retrofits | 430 | 1797 | Rate Constraint in lbs/MMBtu | FALSE | L | Annual | Emissions at Affected Plants NOX | MTons | 0 | 0 | 0.00054159 | 0.00054159 | 0.00054159 | 0 | 0
IL Fac. Spec. - NOX Rate Summer v3.1, Unit 727 and retrofits | 430 | 1797 | Rate Constraint in lbs/MMBtu | FALSE | L | Annual | Allowances Purchased NOX | MTons | 0 | 0 | 0 | 0 | 0 | 0 | 0
IL Fac. Spec. - NOX Rate Summer v3.1, Unit 727 and retrofits | 430 | 1797 | Rate Constraint in lbs/MMBtu | FALSE | L | Annual | Allowances Sold NOX | MTons | 0 | 0 | 0 | 0 | 0 | 0 | 0
IL Fac. Spec. - NOX Rate Summer v3.1, Unit 727 and retrofits | 430 | 1797 | Rate Constraint in lbs/MMBtu | FALSE | L | Annual | Allowances Banked | MTons | 0 | 0 | 0 | 0 | 0 | 0 | 0
IL Fac. Spec. - NOX Rate Summer v3.1, Unit 727 and retrofits | 430 | 1797 | Rate Constraint in lbs/MMBtu | FALSE | L | Annual | Allowances Withdrawn (1:1) | MTons | 0 | 0 | 0 | 0 | 0 | 0 | 0
IL Fac. Spec. - NOX Rate Summer v3.1, Unit 727 and retrofits | 430 | 1797 | Rate Constraint in lbs/MMBtu | FALSE | L | Annual | Allowances Withdrawn (n:1) | MTons | 0 | 0 | 0 | 0 | 0 | 0 | 0
IL Fac. Spec. - NOX Rate Summer v3.1, Unit 727 and retrofits | 430 | 1797 | Rate Constraint in lbs/MMBtu | FALSE | L | Annual | Net Emissions Allowance Position | MTons | 0 | 0 | 0.00054159 | 0.00054159 | 0.00054159 | 0 | 0
IL Fac. Spec. - NOX Rate Summer v3.1, Unit 727 and retrofits | 430 | 1797 | Rate Constraint in lbs/MMBtu | FALSE | L | Annual | Fuel Consumed | TBtu | 0 | 0 | 0.041142 | 0.041142 | 0.041142 | 0 | 0
IL Fac. Spec. - NOX Rate Summer v3.1, Unit 727 and retrofits | 430 | 1797 | Rate Constraint in lbs/MMBtu | FALSE | L | Annual | Rate | lb/MMBtu | 0 | 0 | 0.026328 | 0.026328 | 0.026328 | 0 | 0
IL Fac. Spec. - NOX Rate Summer v3.1, Unit 727 and retrofits | 430 | 1797 | Rate Constraint in lbs/MMBtu | FALSE | L | Annual | Generation | TWh | 0 | 0 | 0.0025335 | 0.0025335 | 0.0025335 | 0 | 0
IL Fac. Spec. - NOX Rate Summer v3.1, Unit 727 and retrofits | 430 | 1797 | Rate Constraint in lbs/MMBtu | FALSE | L | Annual | Qualifying Generation | TWh | 0 | 0 | 0.0025335 | 0.0025335 | 0.0025335 | 0 | 0
IL Fac. Spec. - NOX Rate Summer v3.1, Unit 727 and retrofits | 430 | 1797 | Rate Constraint in lbs/MMBtu | FALSE | L | Annual | Rate | lb/MWh | 0 | 0 | 0.21377 | 0.21377 | 0.21377 | 0 | 0
IL Fac. Spec. - NOX Rate Summer v3.1, Unit 727 and retrofits | 430 | 1797 | Rate Constraint in lbs/MMBtu | FALSE | L | Annual | Constraint Shadow Price | US$/Ton | 0 | 0 | 0 | 0 | 0 | 0 | 0
IL Fac. Spec. - NOX Rate Summer v3.1, Unit 728 and retrofits | 431 | 1797 | Rate Constraint in lbs/MMBtu | FALSE | L | Annual | Seasons Included | Seasons | Summer | Summer | Summer | Summer | Summer | Summer | Summer
IL Fac. Spec. - NOX Rate Summer v3.1, Unit 728 and retrofits | 431 | 1797 | Rate Constraint in lbs/MMBtu | FALSE | L | Annual | Standard | lb/MMBtu | 0.25 | 0.25 | 0.25 | 0.25 | 0.25 | 0.25 | 0.25
IL Fac. Spec. - NOX Rate Summer v3.1, Unit 728 and retrofits | 431 | 1797 | Rate Constraint in lbs/MMBtu | FALSE | L | Annual | Emissions at Affected Plants NOX | MTons | 0 | 0 | 0.00052129 | 0.00052129 | 0.00052129 | 0 | 0
IL Fac. Spec. - NOX Rate Summer v3.1, Unit 728 and retrofits | 431 | 1797 | Rate Constraint in lbs/MMBtu | FALSE | L | Annual | Allowances Purchased NOX | MTons | 0 | 0 | 0 | 0 | 0 | 0 | 0
IL Fac. Spec. - NOX Rate Summer v3.1, Unit 728 and retrofits | 431 | 1797 | Rate Constraint in lbs/MMBtu | FALSE | L | Annual | Allowances Sold NOX | MTons | 0 | 0 | 0 | 0 | 0 | 0 | 0
IL Fac. Spec. - NOX Rate Summer v3.1, Unit 728 and retrofits | 431 | 1797 | Rate Constraint in lbs/MMBtu | FALSE | L | Annual | Allowances Banked | MTons | 0 | 0 | 0 | 0 | 0 | 0 | 0
IL Fac. Spec. - NOX Rate Summer v3.1, Unit 728 and retrofits | 431 | 1797 | Rate Constraint in lbs/MMBtu | FALSE | L | Annual | Allowances Withdrawn (1:1) | MTons | 0 | 0 | 0 | 0 | 0 | 0 | 0
IL Fac. Spec. - NOX Rate Summer v3.1, Unit 728 and retrofits | 431 | 1797 | Rate Constraint in lbs/MMBtu | FALSE | L | Annual | Allowances Withdrawn (n:1) | MTons | 0 | 0 | 0 | 0 | 0 | 0 | 0
IL Fac. Spec. - NOX Rate Summer v3.1, Unit 728 and retrofits | 431 | 1797 | Rate Constraint in lbs/MMBtu | FALSE | L | Annual | Net Emissions Allowance Position | MTons | 0 | 0 | 0.00052129 | 0.00052129 | 0.00052129 | 0 | 0
IL Fac. Spec. - NOX Rate Summer v3.1, Unit 728 and retrofits | 431 | 1797 | Rate Constraint in lbs/MMBtu | FALSE | L | Annual | Fuel Consumed | TBtu | 0 | 0 | 0.041142 | 0.041142 | 0.041142 | 0 | 0
IL Fac. Spec. - NOX Rate Summer v3.1, Unit 728 and retrofits | 431 | 1797 | Rate Constraint in lbs/MMBtu | FALSE | L | Annual | Rate | lb/MMBtu | 0 | 0 | 0.025341 | 0.025341 | 0.025341 | 0 | 0
IL Fac. Spec. - NOX Rate Summer v3.1, Unit 728 and retrofits | 431 | 1797 | Rate Constraint in lbs/MMBtu | FALSE | L | Annual | Generation | TWh | 0 | 0 | 0.0025335 | 0.0025335 | 0.0025335 | 0 | 0
IL Fac. Spec. - NOX Rate Summer v3.1, Unit 728 and retrofits | 431 | 1797 | Rate Constraint in lbs/MMBtu | FALSE | L | Annual | Qualifying Generation | TWh | 0 | 0 | 0.0025335 | 0.0025335 | 0.0025335 | 0 | 0
IL Fac. Spec. - NOX Rate Summer v3.1, Unit 728 and retrofits | 431 | 1797 | Rate Constraint in lbs/MMBtu | FALSE | L | Annual | Rate | lb/MWh | 0 | 0 | 0.20575 | 0.20575 | 0.20575 | 0 | 0
IL Fac. Spec. - NOX Rate Summer v3.1, Unit 728 and retrofits | 431 | 1797 | Rate Constraint in lbs/MMBtu | FALSE | L | Annual | Constraint Shadow Price | US$/Ton | 0 | 0 | 0 | 0 | 0 | 0 | 0
IL Fac. Spec. - NOX Rate Summer v3.1, Unit 729 and retrofits | 432 | 1797 | Rate Constraint in lbs/MMBtu | FALSE | L | Annual | Seasons Included | Seasons | Summer | Summer | Summer | Summer | Summer | Summer | Summer
IL Fac. Spec. - NOX Rate Summer v3.1, Unit 729 and retrofits | 432 | 1797 | Rate Constraint in lbs/MMBtu | FALSE | L | Annual | Standard | lb/MMBtu | 0.25 | 0.25 | 0.25 | 0.25 | 0.25 | 0.25 | 0.25
IL Fac. Spec. - NOX Rate Summer v3.1, Unit 729 and retrofits | 432 | 1797 | Rate Constraint in lbs/MMBtu | FALSE | L | Annual | Emissions at Affected Plants NOX | MTons | 0 | 0 | 0.0005945 | 0.0005945 | 0.0005945 | 0 | 0
IL Fac. Spec. - NOX Rate Summer v3.1, Unit 729 and retrofits | 432 | 1797 | Rate Constraint in lbs/MMBtu | FALSE | L | Annual | Allowances Purchased NOX | MTons | 0 | 0 | 0 | 0 | 0 | 0 | 0
IL Fac. Spec. - NOX Rate Summer v3.1, Unit 729 and retrofits | 432 | 1797 | Rate Constraint in lbs/MMBtu | FALSE | L | Annual | Allowances Sold NOX | MTons | 0 | 0 | 0 | 0 | 0 | 0 | 0
IL Fac. Spec. - NOX Rate Summer v3.1, Unit 729 and retrofits | 432 | 1797 | Rate Constraint in lbs/MMBtu | FALSE | L | Annual | Allowances Banked | MTons | 0 | 0 | 0 | 0 | 0 | 0 | 0
IL Fac. Spec. - NOX Rate Summer v3.1, Unit 729 and retrofits | 432 | 1797 | Rate Constraint in lbs/MMBtu | FALSE | L | Annual | Allowances Withdrawn (1:1) | MTons | 0 | 0 | 0 | 0 | 0 | 0 | 0
IL Fac. Spec. - NOX Rate Summer v3.1, Unit 729 and retrofits | 432 | 1797 | Rate Constraint in lbs/MMBtu | FALSE | L | Annual | Allowances Withdrawn (n:1) | MTons | 0 | 0 | 0 | 0 | 0 | 0 | 0
IL Fac. Spec. - NOX Rate Summer v3.1, Unit 729 and retrofits | 432 | 1797 | Rate Constraint in lbs/MMBtu | FALSE | L | Annual | Net Emissions Allowance Position | MTons | 0 | 0 | 0.0005945 | 0.0005945 | 0.0005945 | 0 | 0
IL Fac. Spec. - NOX Rate Summer v3.1, Unit 729 and retrofits | 432 | 1797 | Rate Constraint in lbs/MMBtu | FALSE | L | Annual | Fuel Consumed | TBtu | 0 | 0 | 0.041142 | 0.041142 | 0.041142 | 0 | 0
IL Fac. Spec. - NOX Rate Summer v3.1, Unit 729 and retrofits | 432 | 1797 | Rate Constraint in lbs/MMBtu | FALSE | L | Annual | Rate | lb/MMBtu | 0 | 0 | 0.0289 | 0.0289 | 0.0289 | 0 | 0
IL Fac. Spec. - NOX Rate Summer v3.1, Unit 729 and retrofits | 432 | 1797 | Rate Constraint in lbs/MMBtu | FALSE | L | Annual | Generation | TWh | 0 | 0 | 0.0025335 | 0.0025335 | 0.0025335 | 0 | 0
IL Fac. Spec. - NOX Rate Summer v3.1, Unit 729 and retrofits | 432 | 1797 | Rate Constraint in lbs/MMBtu | FALSE | L | Annual | Qualifying Generation | TWh | 0 | 0 | 0.0025335 | 0.0025335 | 0.0025335 | 0 | 0
IL Fac. Spec. - NOX Rate Summer v3.1, Unit 729 and retrofits | 432 | 1797 | Rate Constraint in lbs/MMBtu | FALSE | L | Annual | Rate | lb/MWh | 0 | 0 | 0.23465 | 0.23465 | 0.23465 | 0 | 0
IL Fac. Spec. - NOX Rate Summer v3.1, Unit 729 and retrofits | 432 | 1797 | Rate Constraint in lbs/MMBtu | FALSE | L | Annual | Constraint Shadow Price | US$/Ton | 0 | 0 | 0 | 0 | 0 | 0 | 0
IL Fac. Spec. - NOX Rate Summer v3.1, Unit 730 and retrofits | 433 | 1797 | Rate Constraint in lbs/MMBtu | FALSE | L | Annual | Seasons Included | Seasons | Summer | Summer | Summer | Summer | Summer | Summer | Summer
IL Fac. Spec. - NOX Rate Summer v3.1, Unit 730 and retrofits | 433 | 1797 | Rate Constraint in lbs/MMBtu | FALSE | L | Annual | Standard | lb/MMBtu | 0.25 | 0.25 | 0.25 | 0.25 | 0.25 | 0.25 | 0.25
IL Fac. Spec. - NOX Rate Summer v3.1, Unit 730 and retrofits | 433 | 1797 | Rate Constraint in lbs/MMBtu | FALSE | L | Annual | Emissions at Affected Plants NOX | MTons | 0.013386 | 0.013386 | 0.013386 | 0.013386 | 0.013386 | 0.0044537 | 0.0044537
IL Fac. Spec. - NOX Rate Summer v3.1, Unit 730 and retrofits | 433 | 1797 | Rate Constraint in lbs/MMBtu | FALSE | L | Annual | Allowances Purchased NOX | MTons | 0 | 0 | 0 | 0 | 0 | 0 | 0
IL Fac. Spec. - NOX Rate Summer v3.1, Unit 730 and retrofits | 433 | 1797 | Rate Constraint in lbs/MMBtu | FALSE | L | Annual | Allowances Sold NOX | MTons | 0 | 0 | 0 | 0 | 0 | 0 | 0
IL Fac. Spec. - NOX Rate Summer v3.1, Unit 730 and retrofits | 433 | 1797 | Rate Constraint in lbs/MMBtu | FALSE | L | Annual | Allowances Banked | MTons | 0 | 0 | 0 | 0 | 0 | 0 | 0
IL Fac. Spec. - NOX Rate Summer v3.1, Unit 730 and retrofits | 433 | 1797 | Rate Constraint in lbs/MMBtu | FALSE | L | Annual | Allowances Withdrawn (1:1) | MTons | 0 | 0 | 0 | 0 | 0 | 0 | 0
IL Fac. Spec. - NOX Rate Summer v3.1, Unit 730 and retrofits | 433 | 1797 | Rate Constraint in lbs/MMBtu | FALSE | L | Annual | Allowances Withdrawn (n:1) | MTons | 0 | 0 | 0 | 0 | 0 | 0 | 0
IL Fac. Spec. - NOX Rate Summer v3.1, Unit 730 and retrofits | 433 | 1797 | Rate Constraint in lbs/MMBtu | FALSE | L | Annual | Net Emissions Allowance Position | MTons | 0.013386 | 0.013386 | 0.013386 | 0.013386 | 0.013386 | 0.0044537 | 0.0044537
IL Fac. Spec. - NOX Rate Summer v3.1, Unit 730 and retrofits | 433 | 1797 | Rate Constraint in lbs/MMBtu | FALSE | L | Annual | Fuel Consumed | TBtu | 0.24458 | 0.24458 | 0.24458 | 0.24458 | 0.24458 | 0.081379 | 0.081379
IL Fac. Spec. - NOX Rate Summer v3.1, Unit 730 and retrofits | 433 | 1797 | Rate Constraint in lbs/MMBtu | FALSE | L | Annual | Rate | lb/MMBtu | 0.10946 | 0.10946 | 0.10946 | 0.10946 | 0.10946 | 0.10946 | 0.10946
IL Fac. Spec. - NOX Rate Summer v3.1, Unit 730 and retrofits | 433 | 1797 | Rate Constraint in lbs/MMBtu | FALSE | L | Annual | Generation | TWh | 0.022762 | 0.022762 | 0.022762 | 0.022762 | 0.022762 | 0.0075737 | 0.0075737
IL Fac. Spec. - NOX Rate Summer v3.1, Unit 730 and retrofits | 433 | 1797 | Rate Constraint in lbs/MMBtu | FALSE | L | Annual | Qualifying Generation | TWh | 0.022762 | 0.022762 | 0.022762 | 0.022762 | 0.022762 | 0.0075737 | 0.0075737
IL Fac. Spec. - NOX Rate Summer v3.1, Unit 730 and retrofits | 433 | 1797 | Rate Constraint in lbs/MMBtu | FALSE | L | Annual | Rate | lb/MWh | 0.58805 | 0.58805 | 0.58805 | 0.58805 | 0.58805 | 0.58805 | 0.58805
IL Fac. Spec. - NOX Rate Summer v3.1, Unit 730 and retrofits | 433 | 1797 | Rate Constraint in lbs/MMBtu | FALSE | L | Annual | Constraint Shadow Price | US$/Ton | 0 | 0 | 0 | 0 | 0 | 0 | 0
IL Fac. Spec. - NOX Rate Summer v3.1, Unit 731 and retrofits | 434 | 1797 | Rate Constraint in lbs/MMBtu | FALSE | L | Annual | Seasons Included | Seasons | Summer | Summer | Summer | Summer | Summer | Summer | Summer
IL Fac. Spec. - NOX Rate Summer v3.1, Unit 731 and retrofits | 434 | 1797 | Rate Constraint in lbs/MMBtu | FALSE | L | Annual | Standard | lb/MMBtu | 0.25 | 0.25 | 0.25 | 0.25 | 0.25 | 0.25 | 0.25
IL Fac. Spec. - NOX Rate Summer v3.1, Unit 731 and retrofits | 434 | 1797 | Rate Constraint in lbs/MMBtu | FALSE | L | Annual | Emissions at Affected Plants NOX | MTons | 0.014369 | 0.014369 | 0.014369 | 0.014369 | 0.014369 | 0.0047809 | 0.0047809
IL Fac. Spec. - NOX Rate Summer v3.1, Unit 731 and retrofits | 434 | 1797 | Rate Constraint in lbs/MMBtu | FALSE | L | Annual | Allowances Purchased NOX | MTons | 0 | 0 | 0 | 0 | 0 | 0 | 0
IL Fac. Spec. - NOX Rate Summer v3.1, Unit 731 and retrofits | 434 | 1797 | Rate Constraint in lbs/MMBtu | FALSE | L | Annual | Allowances Sold NOX | MTons | 0 | 0 | 0 | 0 | 0 | 0 | 0
IL Fac. Spec. - NOX Rate Summer v3.1, Unit 731 and retrofits | 434 | 1797 | Rate Constraint in lbs/MMBtu | FALSE | L | Annual | Allowances Banked | MTons | 0 | 0 | 0 | 0 | 0 | 0 | 0
IL Fac. Spec. - NOX Rate Summer v3.1, Unit 731 and retrofits | 434 | 1797 | Rate Constraint in lbs/MMBtu | FALSE | L | Annual | Allowances Withdrawn (1:1) | MTons | 0 | 0 | 0 | 0 | 0 | 0 | 0
IL Fac. Spec. - NOX Rate Summer v3.1, Unit 731 and retrofits | 434 | 1797 | Rate Constraint in lbs/MMBtu | FALSE | L | Annual | Allowances Withdrawn (n:1) | MTons | 0 | 0 | 0 | 0 | 0 | 0 | 0
IL Fac. Spec. - NOX Rate Summer v3.1, Unit 731 and retrofits | 434 | 1797 | Rate Constraint in lbs/MMBtu | FALSE | L | Annual | Net Emissions Allowance Position | MTons | 0.014369 | 0.014369 | 0.014369 | 0.014369 | 0.014369 | 0.0047809 | 0.0047809
IL Fac. Spec. - NOX Rate Summer v3.1, Unit 731 and retrofits | 434 | 1797 | Rate Constraint in lbs/MMBtu | FALSE | L | Annual | Fuel Consumed | TBtu | 0.23927 | 0.23927 | 0.23927 | 0.23927 | 0.23927 | 0.07961 | 0.07961
IL Fac. Spec. - NOX Rate Summer v3.1, Unit 731 and retrofits | 434 | 1797 | Rate Constraint in lbs/MMBtu | FALSE | L | Annual | Rate | lb/MMBtu | 0.12011 | 0.12011 | 0.12011 | 0.12011 | 0.12011 | 0.12011 | 0.12011
IL Fac. Spec. - NOX Rate Summer v3.1, Unit 731 and retrofits | 434 | 1797 | Rate Constraint in lbs/MMBtu | FALSE | L | Annual | Generation | TWh | 0.022268 | 0.022268 | 0.022268 | 0.022268 | 0.022268 | 0.007409 | 0.007409
IL Fac. Spec. - NOX Rate Summer v3.1, Unit 731 and retrofits | 434 | 1797 | Rate Constraint in lbs/MMBtu | FALSE | L | Annual | Qualifying Generation | TWh | 0.022268 | 0.022268 | 0.022268 | 0.022268 | 0.022268 | 0.007409 | 0.007409
IL Fac. Spec. - NOX Rate Summer v3.1, Unit 731 and retrofits | 434 | 1797 | Rate Constraint in lbs/MMBtu | FALSE | L | Annual | Rate | lb/MWh | 0.64529 | 0.64529 | 0.64529 | 0.64529 | 0.64529 | 0.64529 | 0.64529
IL Fac. Spec. - NOX Rate Summer v3.1, Unit 731 and retrofits | 434 | 1797 | Rate Constraint in lbs/MMBtu | FALSE | L | Annual | Constraint Shadow Price | US$/Ton | 0 | 0 | 0 | 0 | 0 | 0 | 0
IL Fac. Spec. - NOX Rate Summer v3.1, Unit 732 and retrofits | 435 | 1797 | Rate Constraint in lbs/MMBtu | FALSE | L | Annual | Seasons Included | Seasons | Summer | Summer | Summer | Summer | Summer | Summer | Summer
IL Fac. Spec. - NOX Rate Summer v3.1, Unit 732 and retrofits | 435 | 1797 | Rate Constraint in lbs/MMBtu | FALSE | L | Annual | Standard | lb/MMBtu | 0.25 | 0.25 | 0.25 | 0.25 | 0.25 | 0.25 | 0.25
IL Fac. Spec. - NOX Rate Summer v3.1, Unit 732 and retrofits | 435 | 1797 | Rate Constraint in lbs/MMBtu | FALSE | L | Annual | Emissions at Affected Plants NOX | MTons | 0.025537 | 0.025537 | 0.025537 | 0.025537 | 0.025537 | 0.0084969 | 0.0084969
IL Fac. Spec. - NOX Rate Summer v3.1, Unit 732 and retrofits | 435 | 1797 | Rate Constraint in lbs/MMBtu | FALSE | L | Annual | Allowances Purchased NOX | MTons | 0 | 0 | 0 | 0 | 0 | 0 | 0
IL Fac. Spec. - NOX Rate Summer v3.1, Unit 732 and retrofits | 435 | 1797 | Rate Constraint in lbs/MMBtu | FALSE | L | Annual | Allowances Sold NOX | MTons | 0 | 0 | 0 | 0 | 0 | 0 | 0
IL Fac. Spec. - NOX Rate Summer v3.1, Unit 732 and retrofits | 435 | 1797 | Rate Constraint in lbs/MMBtu | FALSE | L | Annual | Allowances Banked | MTons | 0 | 0 | 0 | 0 | 0 | 0 | 0
IL Fac. Spec. - NOX Rate Summer v3.1, Unit 732 and retrofits | 435 | 1797 | Rate Constraint in lbs/MMBtu | FALSE | L | Annual | Allowances Withdrawn (1:1) | MTons | 0 | 0 | 0 | 0 | 0 | 0 | 0
IL Fac. Spec. - NOX Rate Summer v3.1, Unit 732 and retrofits | 435 | 1797 | Rate Constraint in lbs/MMBtu | FALSE | L | Annual | Allowances Withdrawn (n:1) | MTons | 0 | 0 | 0 | 0 | 0 | 0 | 0
IL Fac. Spec. - NOX Rate Summer v3.1, Unit 732 and retrofits | 435 | 1797 | Rate Constraint in lbs/MMBtu | FALSE | L | Annual | Net Emissions Allowance Position | MTons | 0.025537 | 0.025537 | 0.025537 | 0.025537 | 0.025537 | 0.0084969 | 0.0084969
IL Fac. Spec. - NOX Rate Summer v3.1, Unit 732 and retrofits | 435 | 1797 | Rate Constraint in lbs/MMBtu | FALSE | L | Annual | Fuel Consumed | TBtu | 0.48916 | 0.48916 | 0.48916 | 0.48916 | 0.48916 | 0.16276 | 0.16276
IL Fac. Spec. - NOX Rate Summer v3.1, Unit 732 and retrofits | 435 | 1797 | Rate Constraint in lbs/MMBtu | FALSE | L | Annual | Rate | lb/MMBtu | 0.10441 | 0.10441 | 0.10441 | 0.10441 | 0.10441 | 0.10441 | 0.10441
IL Fac. Spec. - NOX Rate Summer v3.1, Unit 732 and retrofits | 435 | 1797 | Rate Constraint in lbs/MMBtu | FALSE | L | Annual | Generation | TWh | 0.045525 | 0.045525 | 0.045525 | 0.045525 | 0.045525 | 0.015147 | 0.015147
IL Fac. Spec. - NOX Rate Summer v3.1, Unit 732 and retrofits | 435 | 1797 | Rate Constraint in lbs/MMBtu | FALSE | L | Annual | Qualifying Generation | TWh | 0.045525 | 0.045525 | 0.045525 | 0.045525 | 0.045525 | 0.015147 | 0.015147
IL Fac. Spec. - NOX Rate Summer v3.1, Unit 732 and retrofits | 435 | 1797 | Rate Constraint in lbs/MMBtu | FALSE | L | Annual | Rate | lb/MWh | 0.56095 | 0.56095 | 0.56095 | 0.56095 | 0.56095 | 0.56095 | 0.56095
IL Fac. Spec. - NOX Rate Summer v3.1, Unit 732 and retrofits | 435 | 1797 | Rate Constraint in lbs/MMBtu | FALSE | L | Annual | Constraint Shadow Price | US$/Ton | 0 | 0 | 0 | 0 | 0 | 0 | 0
IL Fac. Spec. - NOX Rate Summer v3.1, Unit 733 and retrofits | 436 | 1797 | Rate Constraint in lbs/MMBtu | FALSE | L | Annual | Seasons Included | Seasons | Summer | Summer | Summer | Summer | Summer | Summer | Summer
IL Fac. Spec. - NOX Rate Summer v3.1, Unit 733 and retrofits | 436 | 1797 | Rate Constraint in lbs/MMBtu | FALSE | L | Annual | Standard | lb/MMBtu | 0.25 | 0.25 | 0.25 | 0.25 | 0.25 | 0.25 | 0.25
IL Fac. Spec. - NOX Rate Summer v3.1, Unit 733 and retrofits | 436 | 1797 | Rate Constraint in lbs/MMBtu | FALSE | L | Annual | Emissions at Affected Plants NOX | MTons | 0.023153 | 0.023153 | 0.023153 | 0.023153 | 0.023153 | 0.0077035 | 0.0077035
IL Fac. Spec. - NOX Rate Summer v3.1, Unit 733 and retrofits | 436 | 1797 | Rate Constraint in lbs/MMBtu | FALSE | L | Annual | Allowances Purchased NOX | MTons | 0 | 0 | 0 | 0 | 0 | 0 | 0
IL Fac. Spec. - NOX Rate Summer v3.1, Unit 733 and retrofits | 436 | 1797 | Rate Constraint in lbs/MMBtu | FALSE | L | Annual | Allowances Sold NOX | MTons | 0 | 0 | 0 | 0 | 0 | 0 | 0
IL Fac. Spec. - NOX Rate Summer v3.1, Unit 733 and retrofits | 436 | 1797 | Rate Constraint in lbs/MMBtu | FALSE | L | Annual | Allowances Banked | MTons | 0 | 0 | 0 | 0 | 0 | 0 | 0
IL Fac. Spec. - NOX Rate Summer v3.1, Unit 733 and retrofits | 436 | 1797 | Rate Constraint in lbs/MMBtu | FALSE | L | Annual | Allowances Withdrawn (1:1) | MTons | 0 | 0 | 0 | 0 | 0 | 0 | 0
IL Fac. Spec. - NOX Rate Summer v3.1, Unit 733 and retrofits | 436 | 1797 | Rate Constraint in lbs/MMBtu | FALSE | L | Annual | Allowances Withdrawn (n:1) | MTons | 0 | 0 | 0 | 0 | 0 | 0 | 0
IL Fac. Spec. - NOX Rate Summer v3.1, Unit 733 and retrofits | 436 | 1797 | Rate Constraint in lbs/MMBtu | FALSE | L | Annual | Net Emissions Allowance Position | MTons | 0.023153 | 0.023153 | 0.023153 | 0.023153 | 0.023153 | 0.0077035 | 0.0077035
IL Fac. Spec. - NOX Rate Summer v3.1, Unit 733 and retrofits | 436 | 1797 | Rate Constraint in lbs/MMBtu | FALSE | L | Annual | Fuel Consumed | TBtu | 0.4998 | 0.4998 | 0.4998 | 0.4998 | 0.4998 | 0.1663 | 0.1663
IL Fac. Spec. - NOX Rate Summer v3.1, Unit 733 and retrofits | 436 | 1797 | Rate Constraint in lbs/MMBtu | FALSE | L | Annual | Rate | lb/MMBtu | 0.092648 | 0.092648 | 0.092648 | 0.092648 | 0.092648 | 0.092648 | 0.092648
IL Fac. Spec. - NOX Rate Summer v3.1, Unit 733 and retrofits | 436 | 1797 | Rate Constraint in lbs/MMBtu | FALSE | L | Annual | Generation | TWh | 0.046514 | 0.046514 | 0.046514 | 0.046514 | 0.046514 | 0.015477 | 0.015477
IL Fac. Spec. - NOX Rate Summer v3.1, Unit 733 and retrofits | 436 | 1797 | Rate Constraint in lbs/MMBtu | FALSE | L | Annual | Qualifying Generation | TWh | 0.046514 | 0.046514 | 0.046514 | 0.046514 | 0.046514 | 0.015477 | 0.015477
IL Fac. Spec. - NOX Rate Summer v3.1, Unit 733 and retrofits | 436 | 1797 | Rate Constraint in lbs/MMBtu | FALSE | L | Annual | Rate | lb/MWh | 0.49775 | 0.49775 | 0.49775 | 0.49775 | 0.49775 | 0.49775 | 0.49775
IL Fac. Spec. - NOX Rate Summer v3.1, Unit 733 and retrofits | 436 | 1797 | Rate Constraint in lbs/MMBtu | FALSE | L | Annual | Constraint Shadow Price | US$/Ton | 0 | 0 | 0 | 0 | 0 | 0 | 0
IL Fac. Spec. - NOX Rate Summer v3.1, Unit 734 and retrofits | 437 | 1797 | Rate Constraint in lbs/MMBtu | FALSE | L | Annual | Seasons Included | Seasons | Summer | Summer | Summer | Summer | Summer | Summer | Summer
IL Fac. Spec. - NOX Rate Summer v3.1, Unit 734 and retrofits | 437 | 1797 | Rate Constraint in lbs/MMBtu | FALSE | L | Annual | Standard | lb/MMBtu | 0.25 | 0.25 | 0.25 | 0.25 | 0.25 | 0.25 | 0.25
IL Fac. Spec. - NOX Rate Summer v3.1, Unit 734 and retrofits | 437 | 1797 | Rate Constraint in lbs/MMBtu | FALSE | L | Annual | Emissions at Affected Plants NOX | MTons | 0.016513 | 0.0054945 | 0.016513 | 0.016513 | 0.016513 | 0.0054945 | 0.0054945
IL Fac. Spec. - NOX Rate Summer v3.1, Unit 734 and retrofits | 437 | 1797 | Rate Constraint in lbs/MMBtu | FALSE | L | Annual | Allowances Purchased NOX | MTons | 0 | 0 | 0 | 0 | 0 | 0 | 0
IL Fac. Spec. - NOX Rate Summer v3.1, Unit 734 and retrofits | 437 | 1797 | Rate Constraint in lbs/MMBtu | FALSE | L | Annual | Allowances Sold NOX | MTons | 0 | 0 | 0 | 0 | 0 | 0 | 0
IL Fac. Spec. - NOX Rate Summer v3.1, Unit 734 and retrofits | 437 | 1797 | Rate Constraint in lbs/MMBtu | FALSE | L | Annual | Allowances Banked | MTons | 0 | 0 | 0 | 0 | 0 | 0 | 0
IL Fac. Spec. - NOX Rate Summer v3.1, Unit 734 and retrofits | 437 | 1797 | Rate Constraint in lbs/MMBtu | FALSE | L | Annual | Allowances Withdrawn (1:1) | MTons | 0 | 0 | 0 | 0 | 0 | 0 | 0
IL Fac. Spec. - NOX Rate Summer v3.1, Unit 734 and retrofits | 437 | 1797 | Rate Constraint in lbs/MMBtu | FALSE | L | Annual | Allowances Withdrawn (n:1) | MTons | 0 | 0 | 0 | 0 | 0 | 0 | 0
IL Fac. Spec. - NOX Rate Summer v3.1, Unit 734 and retrofits | 437 | 1797 | Rate Constraint in lbs/MMBtu | FALSE | L | Annual | Net Emissions Allowance Position | MTons | 0.016513 | 0.0054945 | 0.016513 | 0.016513 | 0.016513 | 0.0054945 | 0.0054945
IL Fac. Spec. - NOX Rate Summer v3.1, Unit 734 and retrofits | 437 | 1797 | Rate Constraint in lbs/MMBtu | FALSE | L | Annual | Fuel Consumed | TBtu | 0.2499 | 0.083148 | 0.2499 | 0.2499 | 0.2499 | 0.083148 | 0.083148
IL Fac. Spec. - NOX Rate Summer v3.1, Unit 734 and retrofits | 437 | 1797 | Rate Constraint in lbs/MMBtu | FALSE | L | Annual | Rate | lb/MMBtu | 0.13216 | 0.13216 | 0.13216 | 0.13216 | 0.13216 | 0.13216 | 0.13216
IL Fac. Spec. - NOX Rate Summer v3.1, Unit 734 and retrofits | 437 | 1797 | Rate Constraint in lbs/MMBtu | FALSE | L | Annual | Generation | TWh | 0.023257 | 0.0077383 | 0.023257 | 0.023257 | 0.023257 | 0.0077383 | 0.0077383
IL Fac. Spec. - NOX Rate Summer v3.1, Unit 734 and retrofits | 437 | 1797 | Rate Constraint in lbs/MMBtu | FALSE | L | Annual | Qualifying Generation | TWh | 0.023257 | 0.0077383 | 0.023257 | 0.023257 | 0.023257 | 0.0077383 | 0.0077383
IL Fac. Spec. - NOX Rate Summer v3.1, Unit 734 and retrofits | 437 | 1797 | Rate Constraint in lbs/MMBtu | FALSE | L | Annual | Rate | lb/MWh | 0.71003 | 0.71003 | 0.71003 | 0.71003 | 0.71003 | 0.71003 | 0.71003
IL Fac. Spec. - NOX Rate Summer v3.1, Unit 734 and retrofits | 437 | 1797 | Rate Constraint in lbs/MMBtu | FALSE | L | Annual | Constraint Shadow Price | US$/Ton | 0 | 0 | 0 | 0 | 0 | 0 | 0
IL Fac. Spec. - NOX Rate Summer v3.1, Unit 735 and retrofits | 438 | 1797 | Rate Constraint in lbs/MMBtu | FALSE | L | Annual | Seasons Included | Seasons | Summer | Summer | Summer | Summer | Summer | Summer | Summer
IL Fac. Spec. - NOX Rate Summer v3.1, Unit 735 and retrofits | 438 | 1797 | Rate Constraint in lbs/MMBtu | FALSE | L | Annual | Standard | lb/MMBtu | 0.25 | 0.25 | 0.25 | 0.25 | 0.25 | 0.25 | 0.25
IL Fac. Spec. - NOX Rate Summer v3.1, Unit 735 and retrofits | 438 | 1797 | Rate Constraint in lbs/MMBtu | FALSE | L | Annual | Emissions at Affected Plants NOX | MTons | 0.013811 | 0.013811 | 0.013811 | 0.013811 | 0.013811 | 0.0045955 | 0.0045955
IL Fac. Spec. - NOX Rate Summer v3.1, Unit 735 and retrofits | 438 | 1797 | Rate Constraint in lbs/MMBtu | FALSE | L | Annual | Allowances Purchased NOX | MTons | 0 | 0 | 0 | 0 | 0 | 0 | 0
IL Fac. Spec. - NOX Rate Summer v3.1, Unit 735 and retrofits | 438 | 1797 | Rate Constraint in lbs/MMBtu | FALSE | L | Annual | Allowances Sold NOX | MTons | 0 | 0 | 0 | 0 | 0 | 0 | 0
IL Fac. Spec. - NOX Rate Summer v3.1, Unit 735 and retrofits | 438 | 1797 | Rate Constraint in lbs/MMBtu | FALSE | L | Annual | Allowances Banked | MTons | 0 | 0 | 0 | 0 | 0 | 0 | 0
IL Fac. Spec. - NOX Rate Summer v3.1, Unit 735 and retrofits | 438 | 1797 | Rate Constraint in lbs/MMBtu | FALSE | L | Annual | Allowances Withdrawn (1:1) | MTons | 0 | 0 | 0 | 0 | 0 | 0 | 0
IL Fac. Spec. - NOX Rate Summer v3.1, Unit 735 and retrofits | 438 | 1797 | Rate Constraint in lbs/MMBtu | FALSE | L | Annual | Allowances Withdrawn (n:1) | MTons | 0 | 0 | 0 | 0 | 0 | 0 | 0
IL Fac. Spec. - NOX Rate Summer v3.1, Unit 735 and retrofits | 438 | 1797 | Rate Constraint in lbs/MMBtu | FALSE | L | Annual | Net Emissions Allowance Position | MTons | 0.013811 | 0.013811 | 0.013811 | 0.013811 | 0.013811 | 0.0045955 | 0.0045955
IL Fac. Spec. - NOX Rate Summer v3.1, Unit 735 and retrofits | 438 | 1797 | Rate Constraint in lbs/MMBtu | FALSE | L | Annual | Fuel Consumed | TBtu | 0.25522 | 0.25522 | 0.25522 | 0.25522 | 0.25522 | 0.084917 | 0.084917
IL Fac. Spec. - NOX Rate Summer v3.1, Unit 735 and retrofits | 438 | 1797 | Rate Constraint in lbs/MMBtu | FALSE | L | Annual | Rate | lb/MMBtu | 0.10823 | 0.10823 | 0.10823 | 0.10823 | 0.10823 | 0.10823 | 0.10823
IL Fac. Spec. - NOX Rate Summer v3.1, Unit 735 and retrofits | 438 | 1797 | Rate Constraint in lbs/MMBtu | FALSE | L | Annual | Generation | TWh | 0.023752 | 0.023752 | 0.023752 | 0.023752 | 0.023752 | 0.007903 | 0.007903
IL Fac. Spec. - NOX Rate Summer v3.1, Unit 735 and retrofits | 438 | 1797 | Rate Constraint in lbs/MMBtu | FALSE | L | Annual | Qualifying Generation | TWh | 0.023752 | 0.023752 | 0.023752 | 0.023752 | 0.023752 | 0.007903 | 0.007903
IL Fac. Spec. - NOX Rate Summer v3.1, Unit 735 and retrofits | 438 | 1797 | Rate Constraint in lbs/MMBtu | FALSE | L | Annual | Rate | lb/MWh | 0.58148 | 0.58148 | 0.58148 | 0.58148 | 0.58148 | 0.58148 | 0.58148
IL Fac. Spec. - NOX Rate Summer v3.1, Unit 735 and retrofits | 438 | 1797 | Rate Constraint in lbs/MMBtu | FALSE | L | Annual | Constraint Shadow Price | US$/Ton | 0 | 0 | 0 | 0 | 0 | 0 | 0
IL Fac. Spec. - NOX Rate Summer v3.1, Unit 737 and retrofits | 439 | 1797 | Rate Constraint in lbs/MMBtu | FALSE | L | Annual | Seasons Included | Seasons | Summer | Summer | Summer | Summer | Summer | Summer | Summer
IL Fac. Spec. - NOX Rate Summer v3.1, Unit 737 and retrofits | 439 | 1797 | Rate Constraint in lbs/MMBtu | FALSE | L | Annual | Standard | lb/MMBtu | 0.25 | 0.25 | 0.25 | 0.25 | 0.25 | 0.25 | 0.25
IL Fac. Spec. - NOX Rate Summer v3.1, Unit 737 and retrofits | 439 | 1797 | Rate Constraint in lbs/MMBtu | FALSE | L | Annual | Emissions at Affected Plants NOX | MTons | 0.011841 | 0.00394 | 0.011841 | 0.011841 | 0.011841 | 0.00394 | 0.00394
IL Fac. Spec. - NOX Rate Summer v3.1, Unit 737 and retrofits | 439 | 1797 | Rate Constraint in lbs/MMBtu | FALSE | L | Annual | Allowances Purchased NOX | MTons | 0 | 0 | 0 | 0 | 0 | 0 | 0
IL Fac. Spec. - NOX Rate Summer v3.1, Unit 737 and retrofits | 439 | 1797 | Rate Constraint in lbs/MMBtu | FALSE | L | Annual | Allowances Sold NOX | MTons | 0 | 0 | 0 | 0 | 0 | 0 | 0
IL Fac. Spec. - NOX Rate Summer v3.1, Unit 737 and retrofits | 439 | 1797 | Rate Constraint in lbs/MMBtu | FALSE | L | Annual | Allowances Banked | MTons | 0 | 0 | 0 | 0 | 0 | 0 | 0
IL Fac. Spec. - NOX Rate Summer v3.1, Unit 737 and retrofits | 439 | 1797 | Rate Constraint in lbs/MMBtu | FALSE | L | Annual | Allowances Withdrawn (1:1) | MTons | 0 | 0 | 0 | 0 | 0 | 0 | 0
IL Fac. Spec. - NOX Rate Summer v3.1, Unit 737 and retrofits | 439 | 1797 | Rate Constraint in lbs/MMBtu | FALSE | L | Annual | Allowances Withdrawn (n:1) | MTons | 0 | 0 | 0 | 0 | 0 | 0 | 0
IL Fac. Spec. - NOX Rate Summer v3.1, Unit 737 and retrofits | 439 | 1797 | Rate Constraint in lbs/MMBtu | FALSE | L | Annual | Net Emissions Allowance Position | MTons | 0.011841 | 0.00394 | 0.011841 | 0.011841 | 0.011841 | 0.00394 | 0.00394
IL Fac. Spec. - NOX Rate Summer v3.1, Unit 737 and retrofits | 439 | 1797 | Rate Constraint in lbs/MMBtu | FALSE | L | Annual | Fuel Consumed | TBtu | 0.2499 | 0.083148 | 0.2499 | 0.2499 | 0.2499 | 0.083148 | 0.083148
IL Fac. Spec. - NOX Rate Summer v3.1, Unit 737 and retrofits | 439 | 1797 | Rate Constraint in lbs/MMBtu | FALSE | L | Annual | Rate | lb/MMBtu | 0.09477 | 0.09477 | 0.09477 | 0.09477 | 0.09477 | 0.09477 | 0.09477
IL Fac. Spec. - NOX Rate Summer v3.1, Unit 737 and retrofits | 439 | 1797 | Rate Constraint in lbs/MMBtu | FALSE | L | Annual | Generation | TWh | 0.023257 | 0.0077383 | 0.023257 | 0.023257 | 0.023257 | 0.0077383 | 0.0077383
IL Fac. Spec. - NOX Rate Summer v3.1, Unit 737 and retrofits | 439 | 1797 | Rate Constraint in lbs/MMBtu | FALSE | L | Annual | Qualifying Generation | TWh | 0.023257 | 0.0077383 | 0.023257 | 0.023257 | 0.023257 | 0.0077383 | 0.0077383
IL Fac. Spec. - NOX Rate Summer v3.1, Unit 737 and retrofits | 439 | 1797 | Rate Constraint in lbs/MMBtu | FALSE | L | Annual | Rate | lb/MWh | 0.50915 | 0.50915 | 0.50915 | 0.50915 | 0.50915 | 0.50915 | 0.50915
IL Fac. Spec. - NOX Rate Summer v3.1, Unit 737 and retrofits | 439 | 1797 | Rate Constraint in lbs/MMBtu | FALSE | L | Annual | Constraint Shadow Price | US$/Ton | 0 | 0 | 0 | 0 | 0 | 0 | 0
IL Fac. Spec. - NOX Rate Summer v3.1, Unit 738 and retrofits | 440 | 1797 | Rate Constraint in lbs/MMBtu | FALSE | L | Annual | Seasons Included | Seasons | Summer | Summer | Summer | Summer | Summer | Summer | Summer
IL Fac. Spec. - NOX Rate Summer v3.1, Unit 738 and retrofits | 440 | 1797 | Rate Constraint in lbs/MMBtu | FALSE | L | Annual | Standard | lb/MMBtu | 0.25 | 0.25 | 0.25 | 0.25 | 0.25 | 0.25 | 0.25
IL Fac. Spec. - NOX Rate Summer v3.1, Unit 738 and retrofits | 440 | 1797 | Rate Constraint in lbs/MMBtu | FALSE | L | Annual | Emissions at Affected Plants NOX | MTons | 0 | 0 | 0.00091395 | 0.00091395 | 0.00091395 | 0.0046459 | 0
IL Fac. Spec. - NOX Rate Summer v3.1, Unit 738 and retrofits | 440 | 1797 | Rate Constraint in lbs/MMBtu | FALSE | L | Annual | Allowances Purchased NOX | MTons | 0 | 0 | 0 | 0 | 0 | 0 | 0
IL Fac. Spec. - NOX Rate Summer v3.1, Unit 738 and retrofits | 440 | 1797 | Rate Constraint in lbs/MMBtu | FALSE | L | Annual | Allowances Sold NOX | MTons | 0 | 0 | 0 | 0 | 0 | 0 | 0
IL Fac. Spec. - NOX Rate Summer v3.1, Unit 738 and retrofits | 440 | 1797 | Rate Constraint in lbs/MMBtu | FALSE | L | Annual | Allowances Banked | MTons | 0 | 0 | 0 | 0 | 0 | 0 | 0
IL Fac. Spec. - NOX Rate Summer v3.1, Unit 738 and retrofits | 440 | 1797 | Rate Constraint in lbs/MMBtu | FALSE | L | Annual | Allowances Withdrawn (1:1) | MTons | 0 | 0 | 0 | 0 | 0 | 0 | 0
IL Fac. Spec. - NOX Rate Summer v3.1, Unit 738 and retrofits | 440 | 1797 | Rate Constraint in lbs/MMBtu | FALSE | L | Annual | Allowances Withdrawn (n:1) | MTons | 0 | 0 | 0 | 0 | 0 | 0 | 0
IL Fac. Spec. - NOX Rate Summer v3.1, Unit 738 and retrofits | 440 | 1797 | Rate Constraint in lbs/MMBtu | FALSE | L | Annual | Net Emissions Allowance Position | MTons | 0 | 0 | 0.00091395 | 0.00091395 | 0.00091395 | 0.0046459 | 0
IL Fac. Spec. - NOX Rate Summer v3.1, Unit 738 and retrofits | 440 | 1797 | Rate Constraint in lbs/MMBtu | FALSE | L | Annual | Fuel Consumed | TBtu | 0 | 0 | 0.016925 | 0.016925 | 0.016925 | 0.086035 | 0
IL Fac. Spec. - NOX Rate Summer v3.1, Unit 738 and retrofits | 440 | 1797 | Rate Constraint in lbs/MMBtu | FALSE | L | Annual | Rate | lb/MMBtu | 0 | 0 | 0.108 | 0.108 | 0.108 | 0.108 | 0
IL Fac. Spec. - NOX Rate Summer v3.1, Unit 738 and retrofits | 440 | 1797 | Rate Constraint in lbs/MMBtu | FALSE | L | Annual | Generation | TWh | 0 | 0 | 0.0011984 | 0.0011984 | 0.0011984 | 0.0060919 | 0
IL Fac. Spec. - NOX Rate Summer v3.1, Unit 738 and retrofits | 440 | 1797 | Rate Constraint in lbs/MMBtu | FALSE | L | Annual | Qualifying Generation | TWh | 0 | 0 | 0.0011984 | 0.0011984 | 0.0011984 | 0.0060919 | 0
IL Fac. Spec. - NOX Rate Summer v3.1, Unit 738 and retrofits | 440 | 1797 | Rate Constraint in lbs/MMBtu | FALSE | L | Annual | Rate | lb/MWh | 0 | 0 | 0.76264 | 0.76264 | 0.76264 | 0.76264 | 0
IL Fac. Spec. - NOX Rate Summer v3.1, Unit 738 and retrofits | 440 | 1797 | Rate Constraint in lbs/MMBtu | FALSE | L | Annual | Constraint Shadow Price | US$/Ton | 0 | 0 | 0 | 0 | 0 | 0 | 0
IL Fac. Spec. - NOX Rate Summer v3.1, Unit 739 and retrofits | 441 | 1797 | Rate Constraint in lbs/MMBtu | FALSE | L | Annual | Seasons Included | Seasons | Summer | Summer | Summer | Summer | Summer | Summer | Summer
IL Fac. Spec. - NOX Rate Summer v3.1, Unit 739 and retrofits | 441 | 1797 | Rate Constraint in lbs/MMBtu | FALSE | L | Annual | Standard | lb/MMBtu | 0.25 | 0.25 | 0.25 | 0.25 | 0.25 | 0.25 | 0.25
IL Fac. Spec. - NOX Rate Summer v3.1, Unit 739 and retrofits | 441 | 1797 | Rate Constraint in lbs/MMBtu | FALSE | L | Annual | Emissions at Affected Plants NOX | MTons | 0 | 0 | 0.00093088 | 0.00093088 | 0.00093088 | 0.004732 | 0
IL Fac. Spec. - NOX Rate Summer v3.1, Unit 739 and retrofits | 441 | 1797 | Rate Constraint in lbs/MMBtu | FALSE | L | Annual | Allowances Purchased NOX | MTons | 0 | 0 | 0 | 0 | 0 | 0 | 0
IL Fac. Spec. - NOX Rate Summer v3.1, Unit 739 and retrofits | 441 | 1797 | Rate Constraint in lbs/MMBtu | FALSE | L | Annual | Allowances Sold NOX | MTons | 0 | 0 | 0 | 0 | 0 | 0 | 0
IL Fac. Spec. - NOX Rate Summer v3.1, Unit 739 and retrofits | 441 | 1797 | Rate Constraint in lbs/MMBtu | FALSE | L | Annual | Allowances Banked | MTons | 0 | 0 | 0 | 0 | 0 | 0 | 0
IL Fac. Spec. - NOX Rate Summer v3.1, Unit 739 and retrofits | 441 | 1797 | Rate Constraint in lbs/MMBtu | FALSE | L | Annual | Allowances Withdrawn (1:1) | MTons | 0 | 0 | 0 | 0 | 0 | 0 | 0
IL Fac. Spec. - NOX Rate Summer v3.1, Unit 739 and retrofits | 441 | 1797 | Rate Constraint in lbs/MMBtu | FALSE | L | Annual | Allowances Withdrawn (n:1) | MTons | 0 | 0 | 0 | 0 | 0 | 0 | 0
IL Fac. Spec. - NOX Rate Summer v3.1, Unit 739 and retrofits | 441 | 1797 | Rate Constraint in lbs/MMBtu | FALSE | L | Annual | Net Emissions Allowance Position | MTons | 0 | 0 | 0.00093088 | 0.00093088 | 0.00093088 | 0.004732 | 0
IL Fac. Spec. - NOX Rate Summer v3.1, Unit 739 and retrofits | 441 | 1797 | Rate Constraint in lbs/MMBtu | FALSE | L | Annual | Fuel Consumed | TBtu | 0 | 0 | 0.016925 | 0.016925 | 0.016925 | 0.086035 | 0
IL Fac. Spec. - NOX Rate Summer v3.1, Unit 739 and retrofits | 441 | 1797 | Rate Constraint in lbs/MMBtu | FALSE | L | Annual | Rate | lb/MMBtu | 0 | 0 | 0.11 | 0.11 | 0.11 | 0.11 | 0
IL Fac. Spec. - NOX Rate Summer v3.1, Unit 739 and retrofits | 441 | 1797 | Rate Constraint in lbs/MMBtu | FALSE | L | Annual | Generation | TWh | 0 | 0 | 0.0011984 | 0.0011984 | 0.0011984 | 0.0060919 | 0
IL Fac. Spec. - NOX Rate Summer v3.1, Unit 739 and retrofits | 441 | 1797 | Rate Constraint in lbs/MMBtu | FALSE | L | Annual | Qualifying Generation | TWh | 0 | 0 | 0.0011984 | 0.0011984 | 0.0011984 | 0.0060919 | 0
IL Fac. Spec. - NOX Rate Summer v3.1, Unit 739 and retrofits | 441 | 1797 | Rate Constraint in lbs/MMBtu | FALSE | L | Annual | Rate | lb/MWh | 0 | 0 | 0.77677 | 0.77677 | 0.77677 | 0.77677 | 0
IL Fac. Spec. - NOX Rate Summer v3.1, Unit 739 and retrofits | 441 | 1797 | Rate Constraint in lbs/MMBtu | FALSE | L | Annual | Constraint Shadow Price | US$/Ton | 0 | 0 | 0 | 0 | 0 | 0 | 0
IL Fac. Spec. - NOX Rate Summer v3.1, Unit 740 and retrofits | 442 | 1797 | Rate Constraint in lbs/MMBtu | FALSE | L | Annual | Seasons Included | Seasons | Summer | Summer | Summer | Summer | Summer | Summer | Summer
IL Fac. Spec. - NOX Rate Summer v3.1, Unit 740 and retrofits | 442 | 1797 | Rate Constraint in lbs/MMBtu | FALSE | L | Annual | Standard | lb/MMBtu | 0.25 | 0.25 | 0.25 | 0.25 | 0.25 | 0.25 | 0.25
IL Fac. Spec. - NOX Rate Summer v3.1, Unit 740 and retrofits | 442 | 1797 | Rate Constraint in lbs/MMBtu | FALSE | L | Annual | Emissions at Affected Plants NOX | MTons | 0 | 0 | 0.0015318 | 0.0015318 | 0.0015318 | 0.0077864 | 0
IL Fac. Spec. - NOX Rate Summer v3.1, Unit 740 and retrofits | 442 | 1797 | Rate Constraint in lbs/MMBtu | FALSE | L | Annual | Allowances Purchased NOX | MTons | 0 | 0 | 0 | 0 | 0 | 0 | 0
IL Fac. Spec. - NOX Rate Summer v3.1, Unit 740 and retrofits | 442 | 1797 | Rate Constraint in lbs/MMBtu | FALSE | L | Annual | Allowances Sold NOX | MTons | 0 | 0 | 0 | 0 | 0 | 0 | 0
IL Fac. Spec. - NOX Rate Summer v3.1, Unit 740 and retrofits | 442 | 1797 | Rate Constraint in lbs/MMBtu | FALSE | L | Annual | Allowances Banked | MTons | 0 | 0 | 0 | 0 | 0 | 0 | 0
IL Fac. Spec. - NOX Rate Summer v3.1, Unit 740 and retrofits | 442 | 1797 | Rate Constraint in lbs/MMBtu | FALSE | L | Annual | Allowances Withdrawn (1:1) | MTons | 0 | 0 | 0 | 0 | 0 | 0 | 0
IL Fac. Spec. - NOX Rate Summer v3.1, Unit 740 and retrofits | 442 | 1797 | Rate Constraint in lbs/MMBtu | FALSE | L | Annual | Allowances Withdrawn (n:1) | MTons | 0 | 0 | 0 | 0 | 0 | 0 | 0
IL Fac. Spec. - NOX Rate Summer v3.1, Unit 740 and retrofits | 442 | 1797 | Rate Constraint in lbs/MMBtu | FALSE | L | Annual | Net Emissions Allowance Position | MTons | 0 | 0 | 0.0015318 | 0.0015318 | 0.0015318 | 0.0077864 | 0
IL Fac. Spec. - NOX Rate Summer v3.1, Unit 740 and retrofits | 442 | 1797 | Rate Constraint in lbs/MMBtu | FALSE | L | Annual | Fuel Consumed | TBtu | 0 | 0 | 0.025896 | 0.025896 | 0.025896 | 0.13164 | 0
IL Fac. Spec. - NOX Rate Summer v3.1, Unit 740 and retrofits | 442 | 1797 | Rate Constraint in lbs/MMBtu | FALSE | L | Annual | Rate | lb/MMBtu | 0 | 0 | 0.1183 | 0.1183 | 0.1183 | 0.1183 | 0
IL Fac. Spec. - NOX Rate Summer v3.1, Unit 740 and retrofits | 442 | 1797 | Rate Constraint in lbs/MMBtu | FALSE | L | Annual | Generation | TWh | 0 | 0 | 0.0018335 | 0.0018335 | 0.0018335 | 0.0093202 | 0
IL Fac. Spec. - NOX Rate Summer v3.1, Unit 740 and retrofits | 442 | 1797 | Rate Constraint in lbs/MMBtu | FALSE | L | Annual | Qualifying Generation | TWh | 0 | 0 | 0.0018335 | 0.0018335 | 0.0018335 | 0.0093202 | 0
IL Fac. Spec. - NOX Rate Summer v3.1, Unit 740 and retrofits | 442 | 1797 | Rate Constraint in lbs/MMBtu | FALSE | L | Annual | Rate | lb/MWh | 0 | 0 | 0.83543 | 0.83543 | 0.83543 | 0.83543 | 0
IL Fac. Spec. - NOX Rate Summer v3.1, Unit 740 and retrofits | 442 | 1797 | Rate Constraint in lbs/MMBtu | FALSE | L | Annual | Constraint Shadow Price | US$/Ton | 0 | 0 | 0 | 0 | 0 | 0 | 0
IL Fac. Spec. - NOX Rate Summer v3.1, Unit 741 and retrofits | 443 | 1797 | Rate Constraint in lbs/MMBtu | FALSE | L | Annual | Seasons Included | Seasons | Summer | Summer | Summer | Summer | Summer | Summer | Summer
IL Fac. Spec. - NOX Rate Summer v3.1, Unit 741 and retrofits | 443 | 1797 | Rate Constraint in lbs/MMBtu | FALSE | L | Annual | Standard | lb/MMBtu | 0.25 | 0.25 | 0.25 | 0.25 | 0.25 | 0.25 | 0.25
IL Fac. Spec. - NOX Rate Summer v3.1, Unit 741 and retrofits | 443 | 1797 | Rate Constraint in lbs/MMBtu | FALSE | L | Annual | Emissions at Affected Plants NOX | MTons | 0 | 0 | 0.0015729 | 0.0015729 | 0.0015729 | 0.0079953 | 0
IL Fac. Spec. - NOX Rate Summer v3.1, Unit 741 and retrofits | 443 | 1797 | Rate Constraint in lbs/MMBtu | FALSE | L | Annual | Allowances Purchased NOX | MTons | 0 | 0 | 0 | 0 | 0 | 0 | 0
IL Fac. Spec. - NOX Rate Summer v3.1, Unit 741 and retrofits | 443 | 1797 | Rate Constraint in lbs/MMBtu | FALSE | L | Annual | Allowances Sold NOX | MTons | 0 | 0 | 0 | 0 | 0 | 0 | 0
IL Fac. Spec. - NOX Rate Summer v3.1, Unit 741 and retrofits | 443 | 1797 | Rate Constraint in lbs/MMBtu | FALSE | L | Annual | Allowances Banked | MTons | 0 | 0 | 0 | 0 | 0 | 0 | 0
IL Fac. Spec. - NOX Rate Summer v3.1, Unit 741 and retrofits | 443 | 1797 | Rate Constraint in lbs/MMBtu | FALSE | L | Annual | Allowances Withdrawn (1:1) | MTons | 0 | 0 | 0 | 0 | 0 | 0 | 0
IL Fac. Spec. - NOX Rate Summer v3.1, Unit 741 and retrofits | 443 | 1797 | Rate Constraint in lbs/MMBtu | FALSE | L | Annual | Allowances Withdrawn (n:1) | MTons | 0 | 0 | 0 | 0 | 0 | 0 | 0
IL Fac. Spec. - NOX Rate Summer v3.1, Unit 741 and retrofits | 443 | 1797 | Rate Constraint in lbs/MMBtu | FALSE | L | Annual | Net Emissions Allowance Position | MTons | 0 | 0 | 0.0015729 | 0.0015729 | 0.0015729 | 0.0079953 | 0
IL Fac. Spec. - NOX Rate Summer v3.1, Unit 741 and retrofits | 443 | 1797 | Rate Constraint in lbs/MMBtu | FALSE | L | Annual | Fuel Consumed | TBtu | 0 | 0 | 0.025891 | 0.025891 | 0.025891 | 0.13161 | 0
IL Fac. Spec. - NOX Rate Summer v3.1, Unit 741 and retrofits | 443 | 1797 | Rate Constraint in lbs/MMBtu | FALSE | L | Annual | Rate | lb/MMBtu | 0 | 0 | 0.1215 | 0.1215 | 0.1215 | 0.1215 | 0
IL Fac. Spec. - NOX Rate Summer v3.1, Unit 741 and retrofits | 443 | 1797 | Rate Constraint in lbs/MMBtu | FALSE | L | Annual | Generation | TWh | 0 | 0 | 0.0018335 | 0.0018335 | 0.0018335 | 0.0093202 | 0
IL Fac. Spec. - NOX Rate Summer v3.1, Unit 741 and retrofits | 443 | 1797 | Rate Constraint in lbs/MMBtu | FALSE | L | Annual | Qualifying Generation | TWh | 0 | 0 | 0.0018335 | 0.0018335 | 0.0018335 | 0.0093202 | 0
IL Fac. Spec. - NOX Rate Summer v3.1, Unit 741 and retrofits | 443 | 1797 | Rate Constraint in lbs/MMBtu | FALSE | L | Annual | Rate | lb/MWh | 0 | 0 | 0.85785 | 0.85785 | 0.85785 | 0.85785 | 0
IL Fac. Spec. - NOX Rate Summer v3.1, Unit 741 and retrofits | 443 | 1797 | Rate Constraint in lbs/MMBtu | FALSE | L | Annual | Constraint Shadow Price | US$/Ton | 0 | 0 | 0 | 0 | 0 | 0 | 0
IL Fac. Spec. - NOX Rate Summer v3.1, Unit 742 and retrofits | 444 | 1797 | Rate Constraint in lbs/MMBtu | FALSE | L | Annual | Seasons Included | Seasons | Summer | Summer | Summer | Summer | Summer | Summer | Summer
IL Fac. Spec. - NOX Rate Summer v3.1, Unit 742 and retrofits | 444 | 1797 | Rate Constraint in lbs/MMBtu | FALSE | L | Annual | Standard | lb/MMBtu | 0.25 | 0.25 | 0.25 | 0.25 | 0.25 | 0.25 | 0.25
IL Fac. Spec. - NOX Rate Summer v3.1, Unit 742 and retrofits | 444 | 1797 | Rate Constraint in lbs/MMBtu | FALSE | L | Annual | Emissions at Affected Plants NOX | MTons | 0 | 0 | 0.0015521 | 0.0015521 | 0.0015521 | 0.00789 | 0
IL Fac. Spec. - NOX Rate Summer v3.1, Unit 742 and retrofits | 444 | 1797 | Rate Constraint in lbs/MMBtu | FALSE | L | Annual | Allowances Purchased NOX | MTons | 0 | 0 | 0 | 0 | 0 | 0 | 0
IL Fac. Spec. - NOX Rate Summer v3.1, Unit 742 and retrofits | 444 | 1797 | Rate Constraint in lbs/MMBtu | FALSE | L | Annual | Allowances Sold NOX | MTons | 0 | 0 | 0 | 0 | 0 | 0 | 0
IL Fac. Spec. - NOX Rate Summer v3.1, Unit 742 and retrofits | 444 | 1797 | Rate Constraint in lbs/MMBtu | FALSE | L | Annual | Allowances Banked | MTons | 0 | 0 | 0 | 0 | 0 | 0 | 0
IL Fac. Spec. - NOX Rate Summer v3.1, Unit 742 and retrofits | 444 | 1797 | Rate Constraint in lbs/MMBtu | FALSE | L | Annual | Allowances Withdrawn (1:1) | MTons | 0 | 0 | 0 | 0 | 0 | 0 | 0
IL Fac. Spec. - NOX Rate Summer v3.1, Unit 742 and retrofits | 444 | 1797 | Rate Constraint in lbs/MMBtu | FALSE | L | Annual | Allowances Withdrawn (n:1) | MTons | 0 | 0 | 0 | 0 | 0 | 0 | 0
IL Fac. Spec. - NOX Rate Summer v3.1, Unit 742 and retrofits | 444 | 1797 | Rate Constraint in lbs/MMBtu | FALSE | L | Annual | Net Emissions Allowance Position | MTons | 0 | 0 | 0.0015521 | 0.0015521 | 0.0015521 | 0.00789 | 0
IL Fac. Spec. - NOX Rate Summer v3.1, Unit 742 and retrofits | 444 | 1797 | Rate Constraint in lbs/MMBtu | FALSE | L | Annual | Fuel Consumed | TBtu | 0 | 0 | 0.025891 | 0.025891 | 0.025891 | 0.13161 | 0
IL Fac. Spec. - NOX Rate Summer v3.1, Unit 742 and retrofits | 444 | 1797 | Rate Constraint in lbs/MMBtu | FALSE | L | Annual | Rate | lb/MMBtu | 0 | 0 | 0.1199 | 0.1199 | 0.1199 | 0.1199 | 0
IL Fac. Spec. - NOX Rate Summer v3.1, Unit 742 and retrofits | 444 | 1797 | Rate Constraint in lbs/MMBtu | FALSE | L | Annual | Generation | TWh | 0 | 0 | 0.0018335 | 0.0018335 | 0.0018335 | 0.0093202 | 0
IL Fac. Spec. - NOX Rate Summer v3.1, Unit 742 and retrofits | 444 | 1797 | Rate Constraint in lbs/MMBtu | FALSE | L | Annual | Qualifying Generation | TWh | 0 | 0 | 0.0018335 | 0.0018335 | 0.0018335 | 0.0093202 | 0
IL Fac. Spec. - NOX Rate Summer v3.1, Unit 742 and retrofits | 444 | 1797 | Rate Constraint in lbs/MMBtu | FALSE | L | Annual | Rate | lb/MWh | 0 | 0 | 0.84655 | 0.84655 | 0.84655 | 0.84655 | 0
IL Fac. Spec. - NOX Rate Summer v3.1, Unit 742 and retrofits | 444 | 1797 | Rate Constraint in lbs/MMBtu | FALSE | L | Annual | Constraint Shadow Price | US$/Ton | 0 | 0 | 0 | 0 | 0 | 0 | 0
IL Fac. Spec. - NOX Rate Summer v3.1, Unit 744 and retrofits | 445 | 1797 | Rate Constraint in lbs/MMBtu | FALSE | L | Annual | Seasons Included | Seasons | Summer | Summer | Summer | Summer | Summer | Summer | Summer
IL Fac. Spec. - NOX Rate Summer v3.1, Unit 744 and retrofits | 445 | 1797 | Rate Constraint in lbs/MMBtu | FALSE | L | Annual | Standard | lb/MMBtu | 0.25 | 0.25 | 0.25 | 0.25 | 0.25 | 0.25 | 0.25
IL Fac. Spec. - NOX Rate Summer v3.1, Unit 744 and retrofits | 445 | 1797 | Rate Constraint in lbs/MMBtu | FALSE | L | Annual | Emissions at Affected Plants NOX | MTons | 0.00046398 | 0.00046398 | 0.0023586 | 0.0023586 | 0.0023586 | 0.0023586 | 0.0023586
IL Fac. Spec. - NOX Rate Summer v3.1, Unit 744 and retrofits | 445 | 1797 | Rate Constraint in lbs/MMBtu | FALSE | L | Annual | Allowances Purchased NOX | MTons | 0 | 0 | 0 | 0 | 0 | 0 | 0
IL Fac. Spec. - NOX Rate Summer v3.1, Unit 744 and retrofits | 445 | 1797 | Rate Constraint in lbs/MMBtu | FALSE | L | Annual | Allowances Sold NOX | MTons | 0 | 0 | 0 | 0 | 0 | 0 | 0
IL Fac. Spec. - NOX Rate Summer v3.1, Unit 744 and retrofits | 445 | 1797 | Rate Constraint in lbs/MMBtu | FALSE | L | Annual | Allowances Banked | MTons | 0 | 0 | 0 | 0 | 0 | 0 | 0
IL Fac. Spec. - NOX Rate Summer v3.1, Unit 744 and retrofits | 445 | 1797 | Rate Constraint in lbs/MMBtu | FALSE | L | Annual | Allowances Withdrawn (1:1) | MTons | 0 | 0 | 0 | 0 | 0 | 0 | 0
IL Fac. Spec. - NOX Rate Summer v3.1, Unit 744 and retrofits | 445 | 1797 | Rate Constraint in lbs/MMBtu | FALSE | L | Annual | Allowances Withdrawn (n:1) | MTons | 0 | 0 | 0 | 0 | 0 | 0 | 0
IL Fac. Spec. - NOX Rate Summer v3.1, Unit 744 and retrofits | 445 | 1797 | Rate Constraint in lbs/MMBtu | FALSE | L | Annual | Net Emissions Allowance Position | MTons | 0.00046398 | 0.00046398 | 0.0023586 | 0.0023586 | 0.0023586 | 0.0023586 | 0.0023586
IL Fac. Spec. - NOX Rate Summer v3.1, Unit 744 and retrofits | 445 | 1797 | Rate Constraint in lbs/MMBtu | FALSE | L | Annual | Fuel Consumed | TBtu | 0.032308 | 0.032308 | 0.16423 | 0.16423 | 0.16423 | 0.16423 | 0.16423
IL Fac. Spec. - NOX Rate Summer v3.1, Unit 744 and retrofits | 445 | 1797 | Rate Constraint in lbs/MMBtu | FALSE | L | Annual | Rate | lb/MMBtu | 0.028723 | 0.028723 | 0.028723 | 0.028723 | 0.028723 | 0.028723 | 0.028723
IL Fac. Spec. - NOX Rate Summer v3.1, Unit 744 and retrofits | 445 | 1797 | Rate Constraint in lbs/MMBtu | FALSE | L | Annual | Generation | TWh | 0.0024335 | 0.0024335 | 0.01237 | 0.01237 | 0.01237 | 0.01237 | 0.01237
IL Fac. Spec. - NOX Rate Summer v3.1, Unit 744 and retrofits | 445 | 1797 | Rate Constraint in lbs/MMBtu | FALSE | L | Annual | Qualifying Generation | TWh | 0.0024335 | 0.0024335 | 0.01237 | 0.01237 | 0.01237 | 0.01237 | 0.01237
IL Fac. Spec. - NOX Rate Summer v3.1, Unit 744 and retrofits | 445 | 1797 | Rate Constraint in lbs/MMBtu | FALSE | L | Annual | Rate | lb/MWh | 0.19066 | 0.19066 | 0.19066 | 0.19066 | 0.19066 | 0.19066 | 0.19066
IL Fac. Spec. - NOX Rate Summer v3.1, Unit 744 and retrofits | 445 | 1797 | Rate Constraint in lbs/MMBtu | FALSE | L | Annual | Constraint Shadow Price | US$/Ton | 0 | 0 | 0 | 0 | 0 | 0 | 0
IL Fac. Spec. - NOX Rate Summer v3.1, Unit 745 and retrofits | 446 | 1797 | Rate Constraint in lbs/MMBtu | FALSE | L | Annual | Seasons Included | Seasons | Summer | Summer | Summer | Summer | Summer | Summer | Summer
IL Fac. Spec. - NOX Rate Summer v3.1, Unit 745 and retrofits | 446 | 1797 | Rate Constraint in lbs/MMBtu | FALSE | L | Annual | Standard | lb/MMBtu | 0.25 | 0.25 | 0.25 | 0.25 | 0.25 | 0.25 | 0.25
IL Fac. Spec. - NOX Rate Summer v3.1, Unit 745 and retrofits | 446 | 1797 | Rate Constraint in lbs/MMBtu | FALSE | L | Annual | Emissions at Affected Plants NOX | MTons | 0.00043204 | 0.00043204 | 0.0019554 | 0.0021962 | 0.0021962 | 0.0021962 | 0.0021962
IL Fac. Spec. - NOX Rate Summer v3.1, Unit 745 and retrofits | 446 | 1797 | Rate Constraint in lbs/MMBtu | FALSE | L | Annual | Allowances Purchased NOX | MTons | 0 | 0 | 0 | 0 | 0 | 0 | 0
IL Fac. Spec. - NOX Rate Summer v3.1, Unit 745 and retrofits | 446 | 1797 | Rate Constraint in lbs/MMBtu | FALSE | L | Annual | Allowances Sold NOX | MTons | 0 | 0 | 0 | 0 | 0 | 0 | 0
IL Fac. Spec. - NOX Rate Summer v3.1, Unit 745 and retrofits | 446 | 1797 | Rate Constraint in lbs/MMBtu | FALSE | L | Annual | Allowances Banked | MTons | 0 | 0 | 0 | 0 | 0 | 0 | 0
IL Fac. Spec. - NOX Rate Summer v3.1, Unit 745 and retrofits | 446 | 1797 | Rate Constraint in lbs/MMBtu | FALSE | L | Annual | Allowances Withdrawn (1:1) | MTons | 0 | 0 | 0 | 0 | 0 | 0 | 0
IL Fac. Spec. - NOX Rate Summer v3.1, Unit 745 and retrofits | 446 | 1797 | Rate Constraint in lbs/MMBtu | FALSE | L | Annual | Allowances Withdrawn (n:1) | MTons | 0 | 0 | 0 | 0 | 0 | 0 | 0
IL Fac. Spec. - NOX Rate Summer v3.1, Unit 745 and retrofits | 446 | 1797 | Rate Constraint in lbs/MMBtu | FALSE | L | Annual | Net Emissions Allowance Position | MTons | 0.00043204 | 0.00043204 | 0.0019554 | 0.0021962 | 0.0021962 | 0.0021962 | 0.0021962
IL Fac. Spec. - NOX Rate Summer v3.1, Unit 745 and retrofits | 446 | 1797 | Rate Constraint in lbs/MMBtu | FALSE | L | Annual | Fuel Consumed | TBtu | 0.03231 | 0.03231 | 0.14624 | 0.16424 | 0.16424 | 0.16424 | 0.16424
IL Fac. Spec. - NOX Rate Summer v3.1, Unit 745 and retrofits | 446 | 1797 | Rate Constraint in lbs/MMBtu | FALSE | L | Annual | Rate | lb/MMBtu | 0.026743 | 0.026743 | 0.026743 | 0.026743 | 0.026743 | 0.026743 | 0.026743
IL Fac. Spec. - NOX Rate Summer v3.1, Unit 745 and retrofits | 446 | 1797 | Rate Constraint in lbs/MMBtu | FALSE | L | Annual | Generation | TWh | 0.0024335 | 0.0024335 | 0.011014 | 0.01237 | 0.01237 | 0.01237 | 0.01237
IL Fac. Spec. - NOX Rate Summer v3.1, Unit 745 and retrofits | 446 | 1797 | Rate Constraint in lbs/MMBtu | FALSE | L | Annual | Qualifying Generation | TWh | 0.0024335 | 0.0024335 | 0.011014 | 0.01237 | 0.01237 | 0.01237 | 0.01237
IL Fac. Spec. - NOX Rate Summer v3.1, Unit 745 and retrofits | 446 | 1797 | Rate Constraint in lbs/MMBtu | FALSE | L | Annual | Rate | lb/MWh | 0.17753 | 0.17753 | 0.17753 | 0.17753 | 0.17753 | 0.17753 | 0.17753
IL Fac. Spec. - NOX Rate Summer v3.1, Unit 745 and retrofits | 446 | 1797 | Rate Constraint in lbs/MMBtu | FALSE | L | Annual | Constraint Shadow Price | US$/Ton | 0 | 0 | 0 | 0 | 0 | 0 | 0
IL Fac. Spec. - NOX Rate Summer v3.1, Unit 746 and retrofits | 447 | 1797 | Rate Constraint in lbs/MMBtu | FALSE | L | Annual | Seasons Included | Seasons | Summer | Summer | Summer | Summer | Summer | Summer | Summer
IL Fac. Spec. - NOX Rate Summer v3.1, Unit 746 and retrofits | 447 | 1797 | Rate Constraint in lbs/MMBtu | FALSE | L | Annual | Standard | lb/MMBtu | 0.25 | 0.25 | 0.25 | 0.25 | 0.25 | 0.25 | 0.25
IL Fac. Spec. - NOX Rate Summer v3.1, Unit 746 and retrofits | 447 | 1797 | Rate Constraint in lbs/MMBtu | FALSE | L | Annual | Emissions at Affected Plants NOX | MTons | 0.00043877 | 0.00043877 | 0.00043877 | 0.0022304 | 0.0022304 | 0.0022304 | 0.0022304
IL Fac. Spec. - NOX Rate Summer v3.1, Unit 746 and retrofits | 447 | 1797 | Rate Constraint in lbs/MMBtu | FALSE | L | Annual | Allowances Purchased NOX | MTons | 0 | 0 | 0 | 0 | 0 | 0 | 0
IL Fac. Spec. - NOX Rate Summer v3.1, Unit 746 and retrofits | 447 | 1797 | Rate Constraint in lbs/MMBtu | FALSE | L | Annual | Allowances Sold NOX | MTons | 0 | 0 | 0 | 0 | 0 | 0 | 0
IL Fac. Spec. - NOX Rate Summer v3.1, Unit 746 and retrofits | 447 | 1797 | Rate Constraint in lbs/MMBtu | FALSE | L | Annual | Allowances Banked | MTons | 0 | 0 | 0 | 0 | 0 | 0 | 0
IL Fac. Spec. - NOX Rate Summer v3.1, Unit 746 and retrofits | 447 | 1797 | Rate Constraint in lbs/MMBtu | FALSE | L | Annual | Allowances Withdrawn (1:1) | MTons | 0 | 0 | 0 | 0 | 0 | 0 | 0
IL Fac. Spec. - NOX Rate Summer v3.1, Unit 746 and retrofits | 447 | 1797 | Rate Constraint in lbs/MMBtu | FALSE | L | Annual | Allowances Withdrawn (n:1) | MTons | 0 | 0 | 0 | 0 | 0 | 0 | 0
IL Fac. Spec. - NOX Rate Summer v3.1, Unit 746 and retrofits | 447 | 1797 | Rate Constraint in lbs/MMBtu | FALSE | L | Annual | Net Emissions Allowance Position | MTons | 0.00043877 | 0.00043877 | 0.00043877 | 0.0022304 | 0.0022304 | 0.0022304 | 0.0022304
IL Fac. Spec. - NOX Rate Summer v3.1, Unit 746 and retrofits | 447 | 1797 | Rate Constraint in lbs/MMBtu | FALSE | L | Annual | Fuel Consumed | TBtu | 0.03231 | 0.03231 | 0.03231 | 0.16424 | 0.16424 | 0.16424 | 0.16424
IL Fac. Spec. - NOX Rate Summer v3.1, Unit 746 and retrofits | 447 | 1797 | Rate Constraint in lbs/MMBtu | FALSE | L | Annual | Rate | lb/MMBtu | 0.02716 | 0.02716 | 0.02716 | 0.02716 | 0.02716 | 0.02716 | 0.02716
IL Fac. Spec. - NOX Rate Summer v3.1, Unit 746 and retrofits | 447 | 1797 | Rate Constraint in lbs/MMBtu | FALSE | L | Annual | Generation | TWh | 0.0024335 | 0.0024335 | 0.0024335 | 0.01237 | 0.01237 | 0.01237 | 0.01237
IL Fac. Spec. - NOX Rate Summer v3.1, Unit 746 and retrofits | 447 | 1797 | Rate Constraint in lbs/MMBtu | FALSE | L | Annual | Qualifying Generation | TWh | 0.0024335 | 0.0024335 | 0.0024335 | 0.01237 | 0.01237 | 0.01237 | 0.01237
IL Fac. Spec. - NOX Rate Summer v3.1, Unit 746 and retrofits | 447 | 1797 | Rate Constraint in lbs/MMBtu | FALSE | L | Annual | Rate | lb/MWh | 0.1803 | 0.1803 | 0.1803 | 0.1803 | 0.1803 | 0.1803 | 0.1803
IL Fac. Spec. - NOX Rate Summer v3.1, Unit 746 and retrofits | 447 | 1797 | Rate Constraint in lbs/MMBtu | FALSE | L | Annual | Constraint Shadow Price | US$/Ton | 0 | 0 | 0 | 0 | 0 | 0 | 0
IL Fac. Spec. - NOX Rate Summer v3.1, Unit 747 and retrofits | 448 | 1797 | Rate Constraint in lbs/MMBtu | FALSE | L | Annual | Seasons Included | Seasons | Summer | Summer | Summer | Summer | Summer | Summer | Summer
IL Fac. Spec. - NOX Rate Summer v3.1, Unit 747 and retrofits | 448 | 1797 | Rate Constraint in lbs/MMBtu | FALSE | L | Annual | Standard | lb/MMBtu | 0.25 | 0.25 | 0.25 | 0.25 | 0.25 | 0.25 | 0.25
IL Fac. Spec. - NOX Rate Summer v3.1, Unit 747 and retrofits | 448 | 1797 | Rate Constraint in lbs/MMBtu | FALSE | L | Annual | Emissions at Affected Plants NOX | MTons | 0.00044033 | 0.00044033 | 0.00044033 | 0.0015233 | 0.0022383 | 0.0022383 | 0.0022383
IL Fac. Spec. - NOX Rate Summer v3.1, Unit 747 and retrofits | 448 | 1797 | Rate Constraint in lbs/MMBtu | FALSE | L | Annual | Allowances Purchased NOX | MTons | 0 | 0 | 0 | 0 | 0 | 0 | 0
IL Fac. Spec. - NOX Rate Summer v3.1, Unit 747 and retrofits | 448 | 1797 | Rate Constraint in lbs/MMBtu | FALSE | L | Annual | Allowances Sold NOX | MTons | 0 | 0 | 0 | 0 | 0 | 0 | 0
IL Fac. Spec. - NOX Rate Summer v3.1, Unit 747 and retrofits | 448 | 1797 | Rate Constraint in lbs/MMBtu | FALSE | L | Annual | Allowances Banked | MTons | 0 | 0 | 0 | 0 | 0 | 0 | 0
IL Fac. Spec. - NOX Rate Summer v3.1, Unit 747 and retrofits | 448 | 1797 | Rate Constraint in lbs/MMBtu | FALSE | L | Annual | Allowances Withdrawn (1:1) | MTons | 0 | 0 | 0 | 0 | 0 | 0 | 0
IL Fac. Spec. - NOX Rate Summer v3.1, Unit 747 and retrofits | 448 | 1797 | Rate Constraint in lbs/MMBtu | FALSE | L | Annual | Allowances Withdrawn (n:1) | MTons | 0 | 0 | 0 | 0 | 0 | 0 | 0
IL Fac. Spec. - NOX Rate Summer v3.1, Unit 747 and retrofits | 448 | 1797 | Rate Constraint in lbs/MMBtu | FALSE | L | Annual | Net Emissions Allowance Position | MTons | 0.00044033 | 0.00044033 | 0.00044033 | 0.0015233 | 0.0022383 | 0.0022383 | 0.0022383
IL Fac. Spec. - NOX Rate Summer v3.1, Unit 747 and retrofits | 448 | 1797 | Rate Constraint in lbs/MMBtu | FALSE | L | Annual | Fuel Consumed | TBtu | 0.03231 | 0.03231 | 0.03231 | 0.11178 | 0.16424 | 0.16424 | 0.16424
IL Fac. Spec. - NOX Rate Summer v3.1, Unit 747 and retrofits | 448 | 1797 | Rate Constraint in lbs/MMBtu | FALSE | L | Annual | Rate | lb/MMBtu | 0.027256 | 0.027256 | 0.027256 | 0.027256 | 0.027256 | 0.027256 | 0.027256
IL Fac. Spec. - NOX Rate Summer v3.1, Unit 747 and retrofits | 448 | 1797 | Rate Constraint in lbs/MMBtu | FALSE | L | Annual | Generation | TWh | 0.0024335 | 0.0024335 | 0.0024335 | 0.0084189 | 0.01237 | 0.01237 | 0.01237
IL Fac. Spec. - NOX Rate Summer v3.1, Unit 747 and retrofits | 448 | 1797 | Rate Constraint in lbs/MMBtu | FALSE | L | Annual | Qualifying Generation | TWh | 0.0024335 | 0.0024335 | 0.0024335 | 0.0084189 | 0.01237 | 0.01237 | 0.01237
IL Fac. Spec. - NOX Rate Summer v3.1, Unit 747 and retrofits | 448 | 1797 | Rate Constraint in lbs/MMBtu | FALSE | L | Annual | Rate | lb/MWh | 0.18094 | 0.18094 | 0.18094 | 0.18094 | 0.18094 | 0.18094 | 0.18094
IL Fac. Spec. - NOX Rate Summer v3.1, Unit 747 and retrofits | 448 | 1797 | Rate Constraint in lbs/MMBtu | FALSE | L | Annual | Constraint Shadow Price | US$/Ton | 0 | 0 | 0 | 0 | 0 | 0 | 0
IL Fac. Spec. - NOX Rate Summer v3.1, Unit 748 and retrofits | 449 | 1797 | Rate Constraint in lbs/MMBtu | FALSE | L | Annual | Seasons Included | Seasons | Summer | Summer | Summer | Summer | Summer | Summer | Summer
IL Fac. Spec. - NOX Rate Summer v3.1, Unit 748 and retrofits | 449 | 1797 | Rate Constraint in lbs/MMBtu | FALSE | L | Annual | Standard | lb/MMBtu | 0.25 | 0.25 | 0.25 | 0.25 | 0.25 | 0.25 | 0.25
IL Fac. Spec. - NOX Rate Summer v3.1, Unit 748 and retrofits | 449 | 1797 | Rate Constraint in lbs/MMBtu | FALSE | L | Annual | Emissions at Affected Plants NOX | MTons | 0.00041252 | 0.00041252 | 0.00041252 | 0.002097 | 0.002097 | 0.002097 | 0.002097
IL Fac. Spec. - NOX Rate Summer v3.1, Unit 748 and retrofits | 449 | 1797 | Rate Constraint in lbs/MMBtu | FALSE | L | Annual | Allowances Purchased NOX | MTons | 0 | 0 | 0 | 0 | 0 | 0 | 0
IL Fac. Spec. - NOX Rate Summer v3.1, Unit 748 and retrofits | 449 | 1797 | Rate Constraint in lbs/MMBtu | FALSE | L | Annual | Allowances Sold NOX | MTons | 0 | 0 | 0 | 0 | 0 | 0 | 0
IL Fac. Spec. - NOX Rate Summer v3.1, Unit 748 and retrofits | 449 | 1797 | Rate Constraint in lbs/MMBtu | FALSE | L | Annual | Allowances Banked | MTons | 0 | 0 | 0 | 0 | 0 | 0 | 0
IL Fac. Spec. - NOX Rate Summer v3.1, Unit 748 and retrofits | 449 | 1797 | Rate Constraint in lbs/MMBtu | FALSE | L | Annual | Allowances Withdrawn (1:1) | MTons | 0 | 0 | 0 | 0 | 0 | 0 | 0
IL Fac. Spec. - NOX Rate Summer v3.1, Unit 748 and retrofits | 449 | 1797 | Rate Constraint in lbs/MMBtu | FALSE | L | Annual | Allowances Withdrawn (n:1) | MTons | 0 | 0 | 0 | 0 | 0 | 0 | 0
IL Fac. Spec. - NOX Rate Summer v3.1, Unit 748 and retrofits | 449 | 1797 | Rate Constraint in lbs/MMBtu | FALSE | L | Annual | Net Emissions Allowance Position | MTons | 0.00041252 | 0.00041252 | 0.00041252 | 0.002097 | 0.002097 | 0.002097 | 0.002097
IL Fac. Spec. - NOX Rate Summer v3.1, Unit 748 and retrofits | 449 | 1797 | Rate Constraint in lbs/MMBtu | FALSE | L | Annual | Fuel Consumed | TBtu | 0.03231 | 0.03231 | 0.03231 | 0.16424 | 0.16424 | 0.16424 | 0.16424
IL Fac. Spec. - NOX Rate Summer v3.1, Unit 748 and retrofits | 449 | 1797 | Rate Constraint in lbs/MMBtu | FALSE | L | Annual | Rate | lb/MMBtu | 0.025535 | 0.025535 | 0.025535 | 0.025535 | 0.025535 | 0.025535 | 0.025535
IL Fac. Spec. - NOX Rate Summer v3.1, Unit 748 and retrofits | 449 | 1797 | Rate Constraint in lbs/MMBtu | FALSE | L | Annual | Generation | TWh | 0.0024335 | 0.0024335 | 0.0024335 | 0.01237 | 0.01237 | 0.01237 | 0.01237
IL Fac. Spec. - NOX Rate Summer v3.1, Unit 748 and retrofits | 449 | 1797 | Rate Constraint in lbs/MMBtu | FALSE | L | Annual | Qualifying Generation | TWh | 0.0024335 | 0.0024335 | 0.0024335 | 0.01237 | 0.01237 | 0.01237 | 0.01237
IL Fac. Spec. - NOX Rate Summer v3.1, Unit 748 and retrofits | 449 | 1797 | Rate Constraint in lbs/MMBtu | FALSE | L | Annual | Rate | lb/MWh | 0.16952 | 0.16952 | 0.16952 | 0.16952 | 0.16952 | 0.16952 | 0.16952
IL Fac. Spec. - NOX Rate Summer v3.1, Unit 748 and retrofits | 449 | 1797 | Rate Constraint in lbs/MMBtu | FALSE | L | Annual | Constraint Shadow Price | US$/Ton | 0 | 0 | 0 | 0 | 0 | 0 | 0
IL Fac. Spec. - NOX Rate Summer v3.1, Unit 749 and retrofits | 450 | 1797 | Rate Constraint in lbs/MMBtu | FALSE | L | Annual | Seasons Included | Seasons | Summer | Summer | Summer | Summer | Summer | Summer | Summer
IL Fac. Spec. - NOX Rate Summer v3.1, Unit 749 and retrofits | 450 | 1797 | Rate Constraint in lbs/MMBtu | FALSE | L | Annual | Standard | lb/MMBtu | 0.25 | 0.25 | 0.25 | 0.25 | 0.25 | 0.25 | 0.25
IL Fac. Spec. - NOX Rate Summer v3.1, Unit 749 and retrofits | 450 | 1797 | Rate Constraint in lbs/MMBtu | FALSE | L | Annual | Emissions at Affected Plants NOX | MTons | 0.00031791 | 0.00031791 | 0.00031791 | 0.0016161 | 0.0016161 | 0.0016161 | 0.0016161
IL Fac. Spec. - NOX Rate Summer v3.1, Unit 749 and retrofits | 450 | 1797 | Rate Constraint in lbs/MMBtu | FALSE | L | Annual | Allowances Purchased NOX | MTons | 0 | 0 | 0 | 0 | 0 | 0 | 0
IL Fac. Spec. - NOX Rate Summer v3.1, Unit 749 and retrofits | 450 | 1797 | Rate Constraint in lbs/MMBtu | FALSE | L | Annual | Allowances Sold NOX | MTons | 0 | 0 | 0 | 0 | 0 | 0 | 0
IL Fac. Spec. - NOX Rate Summer v3.1, Unit 749 and retrofits | 450 | 1797 | Rate Constraint in lbs/MMBtu | FALSE | L | Annual | Allowances Banked | MTons | 0 | 0 | 0 | 0 | 0 | 0 | 0
IL Fac. Spec. - NOX Rate Summer v3.1, Unit 749 and retrofits | 450 | 1797 | Rate Constraint in lbs/MMBtu | FALSE | L | Annual | Allowances Withdrawn (1:1) | MTons | 0 | 0 | 0 | 0 | 0 | 0 | 0
IL Fac. Spec. - NOX Rate Summer v3.1, Unit 749 and retrofits | 450 | 1797 | Rate Constraint in lbs/MMBtu | FALSE | L | Annual | Allowances Withdrawn (n:1) | MTons | 0 | 0 | 0 | 0 | 0 | 0 | 0
IL Fac. Spec. - NOX Rate Summer v3.1, Unit 749 and retrofits | 450 | 1797 | Rate Constraint in lbs/MMBtu | FALSE | L | Annual | Net Emissions Allowance Position | MTons | 0.00031791 | 0.00031791 | 0.00031791 | 0.0016161 | 0.0016161 | 0.0016161 | 0.0016161
IL Fac. Spec. - NOX Rate Summer v3.1, Unit 749 and retrofits | 450 | 1797 | Rate Constraint in lbs/MMBtu | FALSE | L | Annual | Fuel Consumed | TBtu | 0.03231 | 0.03231 | 0.03231 | 0.16424 | 0.16424 | 0.16424 | 0.16424
IL Fac. Spec. - NOX Rate Summer v3.1, Unit 749 and retrofits | 450 | 1797 | Rate Constraint in lbs/MMBtu | FALSE | L | Annual | Rate | lb/MMBtu | 0.019679 | 0.019679 | 0.019679 | 0.019679 | 0.019679 | 0.019679 | 0.019679
IL Fac. Spec. - NOX Rate Summer v3.1, Unit 749 and retrofits | 450 | 1797 | Rate Constraint in lbs/MMBtu | FALSE | L | Annual | Generation | TWh | 0.0024335 | 0.0024335 | 0.0024335 | 0.01237 | 0.01237 | 0.01237 | 0.01237
IL Fac. Spec. - NOX Rate Summer v3.1, Unit 749 and retrofits | 450 | 1797 | Rate Constraint in lbs/MMBtu | FALSE | L | Annual | Qualifying Generation | TWh | 0.0024335 | 0.0024335 | 0.0024335 | 0.01237 | 0.01237 | 0.01237 | 0.01237
IL Fac. Spec. - NOX Rate Summer v3.1, Unit 749 and retrofits | 450 | 1797 | Rate Constraint in lbs/MMBtu | FALSE | L | Annual | Rate | lb/MWh | 0.13064 | 0.13064 | 0.13064 | 0.13064 | 0.13064 | 0.13064 | 0.13064
IL Fac. Spec. - NOX Rate Summer v3.1, Unit 749 and retrofits | 450 | 1797 | Rate Constraint in lbs/MMBtu | FALSE | L | Annual | Constraint Shadow Price | US$/Ton | 0 | 0 | 0 | 0 | 0 | 0 | 0
IL Fac. Spec. - NOX Rate Summer v3.1, Unit 750 and retrofits | 451 | 1797 | Rate Constraint in lbs/MMBtu | FALSE | L | Annual | Seasons Included | Seasons | Summer | Summer | Summer | Summer | Summer | Summer | Summer
IL Fac. Spec. - NOX Rate Summer v3.1, Unit 750 and retrofits | 451 | 1797 | Rate Constraint in lbs/MMBtu | FALSE | L | Annual | Standard | lb/MMBtu | 0.25 | 0.25 | 0.25 | 0.25 | 0.25 | 0.25 | 0.25
IL Fac. Spec. - NOX Rate Summer v3.1, Unit 750 and retrofits | 451 | 1797 | Rate Constraint in lbs/MMBtu | FALSE | L | Annual | Emissions at Affected Plants NOX | MTons | 0.0036953 | 0.0036953 | 0.0036953 | 0.0036953 | 0.009425 | 0.018784 | 0.018784
IL Fac. Spec. - NOX Rate Summer v3.1, Unit 750 and retrofits | 451 | 1797 | Rate Constraint in lbs/MMBtu | FALSE | L | Annual | Allowances Purchased NOX | MTons | 0 | 0 | 0 | 0 | 0 | 0 | 0
IL Fac. Spec. - NOX Rate Summer v3.1, Unit 750 and retrofits | 451 | 1797 | Rate Constraint in lbs/MMBtu | FALSE | L | Annual | Allowances Sold NOX | MTons | 0 | 0 | 0 | 0 | 0 | 0 | 0
IL Fac. Spec. - NOX Rate Summer v3.1, Unit 750 and retrofits | 451 | 1797 | Rate Constraint in lbs/MMBtu | FALSE | L | Annual | Allowances Banked | MTons | 0 | 0 | 0 | 0 | 0 | 0 | 0
IL Fac. Spec. - NOX Rate Summer v3.1, Unit 750 and retrofits | 451 | 1797 | Rate Constraint in lbs/MMBtu | FALSE | L | Annual | Allowances Withdrawn (1:1) | MTons | 0 | 0 | 0 | 0 | 0 | 0 | 0
IL Fac. Spec. - NOX Rate Summer v3.1, Unit 750 and retrofits | 451 | 1797 | Rate Constraint in lbs/MMBtu | FALSE | L | Annual | Allowances Withdrawn (n:1) | MTons | 0 | 0 | 0 | 0 | 0 | 0 | 0
IL Fac. Spec. - NOX Rate Summer v3.1, Unit 750 and retrofits | 451 | 1797 | Rate Constraint in lbs/MMBtu | FALSE | L | Annual | Net Emissions Allowance Position | MTons | 0.0036953 | 0.0036953 | 0.0036953 | 0.0036953 | 0.009425 | 0.018784 | 0.018784
IL Fac. Spec. - NOX Rate Summer v3.1, Unit 750 and retrofits | 451 | 1797 | Rate Constraint in lbs/MMBtu | FALSE | L | Annual | Fuel Consumed | TBtu | 0.078266 | 0.078266 | 0.078266 | 0.078266 | 0.19962 | 0.39785 | 0.39785
IL Fac. Spec. - NOX Rate Summer v3.1, Unit 750 and retrofits | 451 | 1797 | Rate Constraint in lbs/MMBtu | FALSE | L | Annual | Rate | lb/MMBtu | 0.094428 | 0.094428 | 0.094428 | 0.094428 | 0.094428 | 0.094428 | 0.094428
IL Fac. Spec. - NOX Rate Summer v3.1, Unit 750 and retrofits | 451 | 1797 | Rate Constraint in lbs/MMBtu | FALSE | L | Annual | Generation | TWh | 0.0057005 | 0.0057005 | 0.0057005 | 0.0057005 | 0.01454 | 0.028978 | 0.028978
IL Fac. Spec. - NOX Rate Summer v3.1, Unit 750 and retrofits | 451 | 1797 | Rate Constraint in lbs/MMBtu | FALSE | L | Annual | Qualifying Generation | TWh | 0.0057005 | 0.0057005 | 0.0057005 | 0.0057005 | 0.01454 | 0.028978 | 0.028978
IL Fac. Spec. - NOX Rate Summer v3.1, Unit 750 and retrofits | 451 | 1797 | Rate Constraint in lbs/MMBtu | FALSE | L | Annual | Rate | lb/MWh | 0.64823 | 0.64823 | 0.64823 | 0.64823 | 0.64823 | 0.64823 | 0.64823
IL Fac. Spec. - NOX Rate Summer v3.1, Unit 750 and retrofits | 451 | 1797 | Rate Constraint in lbs/MMBtu | FALSE | L | Annual | Constraint Shadow Price | US$/Ton | 0 | 0 | 0 | 0 | 0 | 0 | 0
IL Fac. Spec. - NOX Rate Summer v3.1, Unit 784 and retrofits | 452 | 1797 | Rate Constraint in lbs/MMBtu | FALSE | L | Annual | Seasons Included | Seasons | Summer | Summer | Summer | Summer | Summer | Summer | Summer
IL Fac. Spec. - NOX Rate Summer v3.1, Unit 784 and retrofits | 452 | 1797 | Rate Constraint in lbs/MMBtu | FALSE | L | Annual | Standard | lb/MMBtu | 0.25 | 0.25 | 0.25 | 0.25 | 0.25 | 0.25 | 0.25
IL Fac. Spec. - NOX Rate Summer v3.1, Unit 784 and retrofits | 452 | 1797 | Rate Constraint in lbs/MMBtu | FALSE | L | Annual | Emissions at Affected Plants NOX | MTons | 0.008317 | 0.010758 | 0.012293 | 0.012293 | 0.012293 | 0.012293 | 0.012293
IL Fac. Spec. - NOX Rate Summer v3.1, Unit 784 and retrofits | 452 | 1797 | Rate Constraint in lbs/MMBtu | FALSE | L | Annual | Allowances Purchased NOX | MTons | 0 | 0 | 0 | 0 | 0 | 0 | 0
IL Fac. Spec. - NOX Rate Summer v3.1, Unit 784 and retrofits | 452 | 1797 | Rate Constraint in lbs/MMBtu | FALSE | L | Annual | Allowances Sold NOX | MTons | 0 | 0 | 0 | 0 | 0 | 0 | 0
IL Fac. Spec. - NOX Rate Summer v3.1, Unit 784 and retrofits | 452 | 1797 | Rate Constraint in lbs/MMBtu | FALSE | L | Annual | Allowances Banked | MTons | 0 | 0 | 0 | 0 | 0 | 0 | 0
IL Fac. Spec. - NOX Rate Summer v3.1, Unit 784 and retrofits | 452 | 1797 | Rate Constraint in lbs/MMBtu | FALSE | L | Annual | Allowances Withdrawn (1:1) | MTons | 0 | 0 | 0 | 0 | 0 | 0 | 0
IL Fac. Spec. - NOX Rate Summer v3.1, Unit 784 and retrofits | 452 | 1797 | Rate Constraint in lbs/MMBtu | FALSE | L | Annual | Allowances Withdrawn (n:1) | MTons | 0 | 0 | 0 | 0 | 0 | 0 | 0
IL Fac. Spec. - NOX Rate Summer v3.1, Unit 784 and retrofits | 452 | 1797 | Rate Constraint in lbs/MMBtu | FALSE | L | Annual | Net Emissions Allowance Position | MTons | 0.008317 | 0.010758 | 0.012293 | 0.012293 | 0.012293 | 0.012293 | 0.012293
IL Fac. Spec. - NOX Rate Summer v3.1, Unit 784 and retrofits | 452 | 1797 | Rate Constraint in lbs/MMBtu | FALSE | L | Annual | Fuel Consumed | TBtu | 0.16998 | 0.21986 | 0.25123 | 0.25123 | 0.25123 | 0.25123 | 0.25123
IL Fac. Spec. - NOX Rate Summer v3.1, Unit 784 and retrofits | 452 | 1797 | Rate Constraint in lbs/MMBtu | FALSE | L | Annual | Rate | lb/MMBtu | 0.09786 | 0.09786 | 0.09786 | 0.09786 | 0.09786 | 0.09786 | 0.09786
IL Fac. Spec. - NOX Rate Summer v3.1, Unit 784 and retrofits | 452 | 1797 | Rate Constraint in lbs/MMBtu | FALSE | L | Annual | Generation | TWh | 0.01307 | 0.016906 | 0.019318 | 0.019318 | 0.019318 | 0.019318 | 0.019318
IL Fac. Spec. - NOX Rate Summer v3.1, Unit 784 and retrofits | 452 | 1797 | Rate Constraint in lbs/MMBtu | FALSE | L | Annual | Qualifying Generation | TWh | 0.01307 | 0.016906 | 0.019318 | 0.019318 | 0.019318 | 0.019318 | 0.019318
IL Fac. Spec. - NOX Rate Summer v3.1, Unit 784 and retrofits | 452 | 1797 | Rate Constraint in lbs/MMBtu | FALSE | L | Annual | Rate | lb/MWh | 0.63634 | 0.63634 | 0.63634 | 0.63634 | 0.63634 | 0.63634 | 0.63634
IL Fac. Spec. - NOX Rate Summer v3.1, Unit 784 and retrofits | 452 | 1797 | Rate Constraint in lbs/MMBtu | FALSE | L | Annual | Constraint Shadow Price | US$/Ton | 0 | 0 | 0 | 0 | 0 | 0 | 0
IL Fac. Spec. - NOX Rate Summer v3.1, Unit 785 and retrofits | 453 | 1797 | Rate Constraint in lbs/MMBtu | FALSE | L | Annual | Seasons Included | Seasons | Summer | Summer | Summer | Summer | Summer | Summer | Summer
IL Fac. Spec. - NOX Rate Summer v3.1, Unit 785 and retrofits | 453 | 1797 | Rate Constraint in lbs/MMBtu | FALSE | L | Annual | Standard | lb/MMBtu | 0.25 | 0.25 | 0.25 | 0.25 | 0.25 | 0.25 | 0.25
IL Fac. Spec. - NOX Rate Summer v3.1, Unit 785 and retrofits | 453 | 1797 | Rate Constraint in lbs/MMBtu | FALSE | L | Annual | Emissions at Affected Plants NOX | MTons | 0 | 0 | 0.0015819 | 0.0015819 | 0.0015819 | 0.0080414 | 0
IL Fac. Spec. - NOX Rate Summer v3.1, Unit 785 and retrofits | 453 | 1797 | Rate Constraint in lbs/MMBtu | FALSE | L | Annual | Allowances Purchased NOX | MTons | 0 | 0 | 0 | 0 | 0 | 0 | 0
IL Fac. Spec. - NOX Rate Summer v3.1, Unit 785 and retrofits | 453 | 1797 | Rate Constraint in lbs/MMBtu | FALSE | L | Annual | Allowances Sold NOX | MTons | 0 | 0 | 0 | 0 | 0 | 0 | 0
IL Fac. Spec. - NOX Rate Summer v3.1, Unit 785 and retrofits | 453 | 1797 | Rate Constraint in lbs/MMBtu | FALSE | L | Annual | Allowances Banked | MTons | 0 | 0 | 0 | 0 | 0 | 0 | 0
IL Fac. Spec. - NOX Rate Summer v3.1, Unit 785 and retrofits | 453 | 1797 | Rate Constraint in lbs/MMBtu | FALSE | L | Annual | Allowances Withdrawn (1:1) | MTons | 0 | 0 | 0 | 0 | 0 | 0 | 0
IL Fac. Spec. - NOX Rate Summer v3.1, Unit 785 and retrofits | 453 | 1797 | Rate Constraint in lbs/MMBtu | FALSE | L | Annual | Allowances Withdrawn (n:1) | MTons | 0 | 0 | 0 | 0 | 0 | 0 | 0
IL Fac. Spec. - NOX Rate Summer v3.1, Unit 785 and retrofits | 453 | 1797 | Rate Constraint in lbs/MMBtu | FALSE | L | Annual | Net Emissions Allowance Position | MTons | 0 | 0 | 0.0015819 | 0.0015819 | 0.0015819 | 0.0080414 | 0
IL Fac. Spec. - NOX Rate Summer v3.1, Unit 785 and retrofits | 453 | 1797 | Rate Constraint in lbs/MMBtu | FALSE | L | Annual | Fuel Consumed | TBtu | 0 | 0 | 0.014281 | 0.014281 | 0.014281 | 0.072594 | 0
IL Fac. Spec. - NOX Rate Summer v3.1, Unit 785 and retrofits | 453 | 1797 | Rate Constraint in lbs/MMBtu | FALSE | L | Annual | Rate | lb/MMBtu | 0 | 0 | 0.22155 | 0.22155 | 0.22155 | 0.22155 | 0
IL Fac. Spec. - NOX Rate Summer v3.1, Unit 785 and retrofits | 453 | 1797 | Rate Constraint in lbs/MMBtu | FALSE | L | Annual | Generation | TWh | 0 | 0 | 0.00097168 | 0.00097168 | 0.00097168 | 0.0049394 | 0
IL Fac. Spec. - NOX Rate Summer v3.1, Unit 785 and retrofits | 453 | 1797 | Rate Constraint in lbs/MMBtu | FALSE | L | Annual | Qualifying Generation | TWh | 0 | 0 | 0.00097168 | 0.00097168 | 0.00097168 | 0.0049394 | 0
IL Fac. Spec. - NOX Rate Summer v3.1, Unit 785 and retrofits | 453 | 1797 | Rate Constraint in lbs/MMBtu | FALSE | L | Annual | Rate | lb/MWh | 0 | 0 | 1.628 | 1.628 | 1.628 | 1.628 | 0
IL Fac. Spec. - NOX Rate Summer v3.1, Unit 785 and retrofits | 453 | 1797 | Rate Constraint in lbs/MMBtu | FALSE | L | Annual | Constraint Shadow Price | US$/Ton | 0 | 0 | 0 | 0 | 0 | 0 | 0
IL Fac. Spec. - NOX Rate Summer v3.1, Unit 786 and retrofits | 454 | 1797 | Rate Constraint in lbs/MMBtu | FALSE | L | Annual | Seasons Included | Seasons | Summer | Summer | Summer | Summer | Summer | Summer | Summer
IL Fac. Spec. - NOX Rate Summer v3.1, Unit 786 and retrofits | 454 | 1797 | Rate Constraint in lbs/MMBtu | FALSE | L | Annual | Standard | lb/MMBtu | 0.25 | 0.25 | 0.25 | 0.25 | 0.25 | 0.25 | 0.25
IL Fac. Spec. - NOX Rate Summer v3.1, Unit 786 and retrofits | 454 | 1797 | Rate Constraint in lbs/MMBtu | FALSE | L | Annual | Emissions at Affected Plants NOX | MTons | 0 | 0 | 0.0016846 | 0.0016846 | 0.0016846 | 0.0085635 | 0
IL Fac. Spec. - NOX Rate Summer v3.1, Unit 786 and retrofits | 454 | 1797 | Rate Constraint in lbs/MMBtu | FALSE | L | Annual | Allowances Purchased NOX | MTons | 0 | 0 | 0 | 0 | 0 | 0 | 0
IL Fac. Spec. - NOX Rate Summer v3.1, Unit 786 and retrofits | 454 | 1797 | Rate Constraint in lbs/MMBtu | FALSE | L | Annual | Allowances Sold NOX | MTons | 0 | 0 | 0 | 0 | 0 | 0 | 0
IL Fac. Spec. - NOX Rate Summer v3.1, Unit 786 and retrofits | 454 | 1797 | Rate Constraint in lbs/MMBtu | FALSE | L | Annual | Allowances Banked | MTons | 0 | 0 | 0 | 0 | 0 | 0 | 0
IL Fac. Spec. - NOX Rate Summer v3.1, Unit 786 and retrofits | 454 | 1797 | Rate Constraint in lbs/MMBtu | FALSE | L | Annual | Allowances Withdrawn (1:1) | MTons | 0 | 0 | 0 | 0 | 0 | 0 | 0
IL Fac. Spec. - NOX Rate Summer v3.1, Unit 786 and retrofits | 454 | 1797 | Rate Constraint in lbs/MMBtu | FALSE | L | Annual | Allowances Withdrawn (n:1) | MTons | 0 | 0 | 0 | 0 | 0 | 0 | 0
IL Fac. Spec. - NOX Rate Summer v3.1, Unit 786 and retrofits | 454 | 1797 | Rate Constraint in lbs/MMBtu | FALSE | L | Annual | Net Emissions Allowance Position | MTons | 0 | 0 | 0.0016846 | 0.0016846 | 0.0016846 | 0.0085635 | 0
IL Fac. Spec. - NOX Rate Summer v3.1, Unit 786 and retrofits | 454 | 1797 | Rate Constraint in lbs/MMBtu | FALSE | L | Annual | Fuel Consumed | TBtu | 0 | 0 | 0.014287 | 0.014287 | 0.014287 | 0.072623 | 0
IL Fac. Spec. - NOX Rate Summer v3.1, Unit 786 and retrofits | 454 | 1797 | Rate Constraint in lbs/MMBtu | FALSE | L | Annual | Rate | lb/MMBtu | 0 | 0 | 0.23583 | 0.23583 | 0.23583 | 0.23583 | 0
IL Fac. Spec. - NOX Rate Summer v3.1, Unit 786 and retrofits | 454 | 1797 | Rate Constraint in lbs/MMBtu | FALSE | L | Annual | Generation | TWh | 0 | 0 | 0.00097168 | 0.00097168 | 0.00097168 | 0.0049394 | 0
IL Fac. Spec. - NOX Rate Summer v3.1, Unit 786 and retrofits | 454 | 1797 | Rate Constraint in lbs/MMBtu | FALSE | L | Annual | Qualifying Generation | TWh | 0 | 0 | 0.00097168 | 0.00097168 | 0.00097168 | 0.0049394 | 0
IL Fac. Spec. - NOX Rate Summer v3.1, Unit 786 and retrofits | 454 | 1797 | Rate Constraint in lbs/MMBtu | FALSE | L | Annual | Rate | lb/MWh | 0 | 0 | 1.7337 | 1.7337 | 1.7337 | 1.7337 | 0
IL Fac. Spec. - NOX Rate Summer v3.1, Unit 786 and retrofits | 454 | 1797 | Rate Constraint in lbs/MMBtu | FALSE | L | Annual | Constraint Shadow Price | US$/Ton | 0 | 0 | 0 | 0 | 0 | 0 | 0
IL Fac. Spec. - NOX Rate Summer v3.1, Unit 793 and retrofits | 455 | 1797 | Rate Constraint in lbs/MMBtu | FALSE | L | Annual | Seasons Included | Seasons | Summer | Summer | Summer | Summer | Summer | Summer | Summer
IL Fac. Spec. - NOX Rate Summer v3.1, Unit 793 and retrofits | 455 | 1797 | Rate Constraint in lbs/MMBtu | FALSE | L | Annual | Standard | lb/MMBtu | 0.25 | 0.25 | 0.25 | 0.25 | 0.25 | 0.25 | 0.25
IL Fac. Spec. - NOX Rate Summer v3.1, Unit 793 and retrofits | 455 | 1797 | Rate Constraint in lbs/MMBtu | FALSE | L | Annual | Emissions at Affected Plants NOX | MTons | 0.0031355 | 0.0031355 | 0.0031355 | 0.0031355 | 0.015939 | 0.015939 | 0.015939
IL Fac. Spec. - NOX Rate Summer v3.1, Unit 793 and retrofits | 455 | 1797 | Rate Constraint in lbs/MMBtu | FALSE | L | Annual | Allowances Purchased NOX | MTons | 0 | 0 | 0 | 0 | 0 | 0 | 0
IL Fac. Spec. - NOX Rate Summer v3.1, Unit 793 and retrofits | 455 | 1797 | Rate Constraint in lbs/MMBtu | FALSE | L | Annual | Allowances Sold NOX | MTons | 0 | 0 | 0 | 0 | 0 | 0 | 0
IL Fac. Spec. - NOX Rate Summer v3.1, Unit 793 and retrofits | 455 | 1797 | Rate Constraint in lbs/MMBtu | FALSE | L | Annual | Allowances Banked | MTons | 0 | 0 | 0 | 0 | 0 | 0 | 0
IL Fac. Spec. - NOX Rate Summer v3.1, Unit 793 and retrofits | 455 | 1797 | Rate Constraint in lbs/MMBtu | FALSE | L | Annual | Allowances Withdrawn (1:1) | MTons | 0 | 0 | 0 | 0 | 0 | 0 | 0
IL Fac. Spec. - NOX Rate Summer v3.1, Unit 793 and retrofits | 455 | 1797 | Rate Constraint in lbs/MMBtu | FALSE | L | Annual | Allowances Withdrawn (n:1) | MTons | 0 | 0 | 0 | 0 | 0 | 0 | 0
IL Fac. Spec. - NOX Rate Summer v3.1, Unit 793 and retrofits | 455 | 1797 | Rate Constraint in lbs/MMBtu | FALSE | L | Annual | Net Emissions Allowance Position | MTons | 0.0031355 | 0.0031355 | 0.0031355 | 0.0031355 | 0.015939 | 0.015939 | 0.015939
IL Fac. Spec. - NOX Rate Summer v3.1, Unit 793 and retrofits | 455 | 1797 | Rate Constraint in lbs/MMBtu | FALSE | L | Annual | Fuel Consumed | TBtu | 0.094162 | 0.094162 | 0.094162 | 0.094162 | 0.47866 | 0.47866 | 0.47866
IL Fac. Spec. - NOX Rate Summer v3.1, Unit 793 and retrofits | 455 | 1797 | Rate Constraint in lbs/MMBtu | FALSE | L | Annual | Rate | lb/MMBtu | 0.066598 | 0.066598 | 0.066598 | 0.066598 | 0.066598 | 0.066598 | 0.066598
IL Fac. Spec. - NOX Rate Summer v3.1, Unit 793 and retrofits | 455 | 1797 | Rate Constraint in lbs/MMBtu | FALSE | L | Annual | Generation | TWh | 0.0069339 | 0.0069339 | 0.0069339 | 0.0069339 | 0.035247 | 0.035247 | 0.035247
IL Fac. Spec. - NOX Rate Summer v3.1, Unit 793 and retrofits | 455 | 1797 | Rate Constraint in lbs/MMBtu | FALSE | L | Annual | Qualifying Generation | TWh | 0.0069339 | 0.0069339 | 0.0069339 | 0.0069339 | 0.035247 | 0.035247 | 0.035247
IL Fac. Spec. - NOX Rate Summer v3.1, Unit 793 and retrofits | 455 | 1797 | Rate Constraint in lbs/MMBtu | FALSE | L | Annual | Rate | lb/MWh | 0.4522 | 0.4522 | 0.4522 | 0.4522 | 0.4522 | 0.4522 | 0.4522
IL Fac. Spec. - NOX Rate Summer v3.1, Unit 793 and retrofits | 455 | 1797 | Rate Constraint in lbs/MMBtu | FALSE | L | Annual | Constraint Shadow Price | US$/Ton | 0 | 0 | 0 | 0 | 0 | 0 | 0
IL Fac. Spec. - NOX Rate Summer v3.1, Unit 807 and retrofits | 456 | 1797 | Rate Constraint in lbs/MMBtu | FALSE | L | Annual | Seasons Included | Seasons | Summer | Summer | Summer | Summer | Summer | Summer | Summer
IL Fac. Spec. - NOX Rate Summer v3.1, Unit 807 and retrofits | 456 | 1797 | Rate Constraint in lbs/MMBtu | FALSE | L | Annual | Standard | lb/MMBtu | 0.25 | 0.25 | 0.25 | 0.25 | 0.25 | 0.25 | 0.25
IL Fac. Spec. - NOX Rate Summer v3.1, Unit 807 and retrofits | 456 | 1797 | Rate Constraint in lbs/MMBtu | FALSE | L | Annual | Emissions at Affected Plants NOX | MTons | 0.0019411 | 0.0019411 | 0.0019411 | 0.0019411 | 0.0019411 | 0.0098672 | 0.0098672
IL Fac. Spec. - NOX Rate Summer v3.1, Unit 807 and retrofits | 456 | 1797 | Rate Constraint in lbs/MMBtu | FALSE | L | Annual | Allowances Purchased NOX | MTons | 0 | 0 | 0 | 0 | 0 | 0 | 0
IL Fac. Spec. - NOX Rate Summer v3.1, Unit 807 and retrofits | 456 | 1797 | Rate Constraint in lbs/MMBtu | FALSE | L | Annual | Allowances Sold NOX | MTons | 0 | 0 | 0 | 0 | 0 | 0 | 0
IL Fac. Spec. - NOX Rate Summer v3.1, Unit 807 and retrofits | 456 | 1797 | Rate Constraint in lbs/MMBtu | FALSE | L | Annual | Allowances Banked | MTons | 0 | 0 | 0 | 0 | 0 | 0 | 0
IL Fac. Spec. - NOX Rate Summer v3.1, Unit 807 and retrofits | 456 | 1797 | Rate Constraint in lbs/MMBtu | FALSE | L | Annual | Allowances Withdrawn (1:1) | MTons | 0 | 0 | 0 | 0 | 0 | 0 | 0
IL Fac. Spec. - NOX Rate Summer v3.1, Unit 807 and retrofits | 456 | 1797 | Rate Constraint in lbs/MMBtu | FALSE | L | Annual | Allowances Withdrawn (n:1) | MTons | 0 | 0 | 0 | 0 | 0 | 0 | 0
IL Fac. Spec. - NOX Rate Summer v3.1, Unit 807 and retrofits | 456 | 1797 | Rate Constraint in lbs/MMBtu | FALSE | L | Annual | Net Emissions Allowance Position | MTons | 0.0019411 | 0.0019411 | 0.0019411 | 0.0019411 | 0.0019411 | 0.0098672 | 0.0098672
IL Fac. Spec. - NOX Rate Summer v3.1, Unit 807 and retrofits | 456 | 1797 | Rate Constraint in lbs/MMBtu | FALSE | L | Annual | Fuel Consumed | TBtu | 0.052459 | 0.052459 | 0.052459 | 0.052459 | 0.052459 | 0.26667 | 0.26667
IL Fac. Spec. - NOX Rate Summer v3.1, Unit 807 and retrofits | 456 | 1797 | Rate Constraint in lbs/MMBtu | FALSE | L | Annual | Rate | lb/MMBtu | 0.074003 | 0.074003 | 0.074003 | 0.074003 | 0.074003 | 0.074003 | 0.074003
IL Fac. Spec. - NOX Rate Summer v3.1, Unit 807 and retrofits | 456 | 1797 | Rate Constraint in lbs/MMBtu | FALSE | L | Annual | Generation | TWh | 0.0038003 | 0.0038003 | 0.0038003 | 0.0038003 | 0.0038003 | 0.019318 | 0.019318
IL Fac. Spec. - NOX Rate Summer v3.1, Unit 807 and retrofits | 456 | 1797 | Rate Constraint in lbs/MMBtu | FALSE | L | Annual | Qualifying Generation | TWh | 0.0038003 | 0.0038003 | 0.0038003 | 0.0038003 | 0.0038003 | 0.019318 | 0.019318
IL Fac. Spec. - NOX Rate Summer v3.1, Unit 807 and retrofits | 456 | 1797 | Rate Constraint in lbs/MMBtu | FALSE | L | Annual | Rate | lb/MWh | 0.51077 | 0.51077 | 0.51077 | 0.51077 | 0.51077 | 0.51077 | 0.51077
IL Fac. Spec. - NOX Rate Summer v3.1, Unit 807 and retrofits | 456 | 1797 | Rate Constraint in lbs/MMBtu | FALSE | L | Annual | Constraint Shadow Price | US$/Ton | 0 | 0 | 0 | 0 | 0 | 0 | 0
IL Fac. Spec. - NOX Rate Summer v3.1, Unit 808 and retrofits | 457 | 1797 | Rate Constraint in lbs/MMBtu | FALSE | L | Annual | Seasons Included | Seasons | Summer | Summer | Summer | Summer | Summer | Summer | Summer
IL Fac. Spec. - NOX Rate Summer v3.1, Unit 808 and retrofits | 457 | 1797 | Rate Constraint in lbs/MMBtu | FALSE | L | Annual | Standard | lb/MMBtu | 0.25 | 0.25 | 0.25 | 0.25 | 0.25 | 0.25 | 0.25
IL Fac. Spec. - NOX Rate Summer v3.1, Unit 808 and retrofits | 457 | 1797 | Rate Constraint in lbs/MMBtu | FALSE | L | Annual | Emissions at Affected Plants NOX | MTons | 0.0016841 | 0.0016841 | 0.0016841 | 0.0016841 | 0.0016841 | 0.0085608 | 0.0085608
IL Fac. Spec. - NOX Rate Summer v3.1, Unit 808 and retrofits | 457 | 1797 | Rate Constraint in lbs/MMBtu | FALSE | L | Annual | Allowances Purchased NOX | MTons | 0 | 0 | 0 | 0 | 0 | 0 | 0
IL Fac. Spec. - NOX Rate Summer v3.1, Unit 808 and retrofits | 457 | 1797 | Rate Constraint in lbs/MMBtu | FALSE | L | Annual | Allowances Sold NOX | MTons | 0 | 0 | 0 | 0 | 0 | 0 | 0
IL Fac. Spec. - NOX Rate Summer v3.1, Unit 808 and retrofits | 457 | 1797 | Rate Constraint in lbs/MMBtu | FALSE | L | Annual | Allowances Banked | MTons | 0 | 0 | 0 | 0 | 0 | 0 | 0
IL Fac. Spec. - NOX Rate Summer v3.1, Unit 808 and retrofits | 457 | 1797 | Rate Constraint in lbs/MMBtu | FALSE | L | Annual | Allowances Withdrawn (1:1) | MTons | 0 | 0 | 0 | 0 | 0 | 0 | 0
IL Fac. Spec. - NOX Rate Summer v3.1, Unit 808 and retrofits | 457 | 1797 | Rate Constraint in lbs/MMBtu | FALSE | L | Annual | Allowances Withdrawn (n:1) | MTons | 0 | 0 | 0 | 0 | 0 | 0 | 0
IL Fac. Spec. - NOX Rate Summer v3.1, Unit 808 and retrofits | 457 | 1797 | Rate Constraint in lbs/MMBtu | FALSE | L | Annual | Net Emissions Allowance Position | MTons | 0.0016841 | 0.0016841 | 0.0016841 | 0.0016841 | 0.0016841 | 0.0085608 | 0.0085608
IL Fac. Spec. - NOX Rate Summer v3.1, Unit 808 and retrofits | 457 | 1797 | Rate Constraint in lbs/MMBtu | FALSE | L | Annual | Fuel Consumed | TBtu | 0.052463 | 0.052463 | 0.052463 | 0.052463 | 0.052463 | 0.26669 | 0.26669
IL Fac. Spec. - NOX Rate Summer v3.1, Unit 808 and retrofits | 457 | 1797 | Rate Constraint in lbs/MMBtu | FALSE | L | Annual | Rate | lb/MMBtu | 0.064201 | 0.064201 | 0.064201 | 0.064201 | 0.064201 | 0.064201 | 0.064201
IL Fac. Spec. - NOX Rate Summer v3.1, Unit 808 and retrofits | 457 | 1797 | Rate Constraint in lbs/MMBtu | FALSE | L | Annual | Generation | TWh | 0.0038003 | 0.0038003 | 0.0038003 | 0.0038003 | 0.0038003 | 0.019318 | 0.019318
IL Fac. Spec. - NOX Rate Summer v3.1, Unit 808 and retrofits | 457 | 1797 | Rate Constraint in lbs/MMBtu | FALSE | L | Annual | Qualifying Generation | TWh | 0.0038003 | 0.0038003 | 0.0038003 | 0.0038003 | 0.0038003 | 0.019318 | 0.019318
IL Fac. Spec. - NOX Rate Summer v3.1, Unit 808 and retrofits | 457 | 1797 | Rate Constraint in lbs/MMBtu | FALSE | L | Annual | Rate | lb/MWh | 0.44315 | 0.44315 | 0.44315 | 0.44315 | 0.44315 | 0.44315 | 0.44315
IL Fac. Spec. - NOX Rate Summer v3.1, Unit 808 and retrofits | 457 | 1797 | Rate Constraint in lbs/MMBtu | FALSE | L | Annual | Constraint Shadow Price | US$/Ton | 0 | 0 | 0 | 0 | 0 | 0 | 0
IL Fac. Spec. - NOX Rate Summer v3.1, Unit 2707 and retrofits | 458 | 1797 | Rate Constraint in lbs/MMBtu | FALSE | L | Annual | Seasons Included | Seasons | Summer | Summer | Summer | Summer | Summer | Summer | Summer
IL Fac. Spec. - NOX Rate Summer v3.1, Unit 2707 and retrofits | 458 | 1797 | Rate Constraint in lbs/MMBtu | FALSE | L | Annual | Standard | lb/MMBtu | 0.25 | 0.25 | 0.25 | 0.25 | 0.25 | 0.25 | 0.25
IL Fac. Spec. - NOX Rate Summer v3.1, Unit 2707 and retrofits | 458 | 1797 | Rate Constraint in lbs/MMBtu | FALSE | L | Annual | Emissions at Affected Plants NOX | MTons | 0.02272 | 0.02272 | 0.050501 | 0.050501 | 0.050501 | 0.050501 | 0.050501
IL Fac. Spec. - NOX Rate Summer v3.1, Unit 2707 and retrofits | 458 | 1797 | Rate Constraint in lbs/MMBtu | FALSE | L | Annual | Allowances Purchased NOX | MTons | 0 | 0 | 0 | 0 | 0 | 0 | 0
IL Fac. Spec. - NOX Rate Summer v3.1, Unit 2707 and retrofits | 458 | 1797 | Rate Constraint in lbs/MMBtu | FALSE | L | Annual | Allowances Sold NOX | MTons | 0 | 0 | 0 | 0 | 0 | 0 | 0
IL Fac. Spec. - NOX Rate Summer v3.1, Unit 2707 and retrofits | 458 | 1797 | Rate Constraint in lbs/MMBtu | FALSE | L | Annual | Allowances Banked | MTons | 0 | 0 | 0 | 0 | 0 | 0 | 0
IL Fac. Spec. - NOX Rate Summer v3.1, Unit 2707 and retrofits | 458 | 1797 | Rate Constraint in lbs/MMBtu | FALSE | L | Annual | Allowances Withdrawn (1:1) | MTons | 0 | 0 | 0 | 0 | 0 | 0 | 0
IL Fac. Spec. - NOX Rate Summer v3.1, Unit 2707 and retrofits | 458 | 1797 | Rate Constraint in lbs/MMBtu | FALSE | L | Annual | Allowances Withdrawn (n:1) | MTons | 0 | 0 | 0 | 0 | 0 | 0 | 0
IL Fac. Spec. - NOX Rate Summer v3.1, Unit 2707 and retrofits | 458 | 1797 | Rate Constraint in lbs/MMBtu | FALSE | L | Annual | Net Emissions Allowance Position | MTons | 0.02272 | 0.02272 | 0.050501 | 0.050501 | 0.050501 | 0.050501 | 0.050501
IL Fac. Spec. - NOX Rate Summer v3.1, Unit 2707 and retrofits | 458 | 1797 | Rate Constraint in lbs/MMBtu | FALSE | L | Annual | Fuel Consumed | TBtu | 1.7772 | 1.7772 | 3.9502 | 3.9502 | 3.9502 | 3.9502 | 3.9502
IL Fac. Spec. - NOX Rate Summer v3.1, Unit 2707 and retrofits | 458 | 1797 | Rate Constraint in lbs/MMBtu | FALSE | L | Annual | Rate | lb/MMBtu | 0.025569 | 0.025569 | 0.025569 | 0.025569 | 0.025569 | 0.025569 | 0.025569
IL Fac. Spec. - NOX Rate Summer v3.1, Unit 2707 and retrofits | 458 | 1797 | Rate Constraint in lbs/MMBtu | FALSE | L | Annual | Generation | TWh | 0.23826 | 0.23826 | 0.52959 | 0.52959 | 0.52959 | 0.52959 | 0.52959
IL Fac. Spec. - NOX Rate Summer v3.1, Unit 2707 and retrofits | 458 | 1797 | Rate Constraint in lbs/MMBtu | FALSE | L | Annual | Qualifying Generation | TWh | 0.23826 | 0.23826 | 0.52959 | 0.52959 | 0.52959 | 0.52959 | 0.52959
IL Fac. Spec. - NOX Rate Summer v3.1, Unit 2707 and retrofits | 458 | 1797 | Rate Constraint in lbs/MMBtu | FALSE | L | Annual | Rate | lb/MWh | 0.095359 | 0.095359 | 0.095359 | 0.095359 | 0.095359 | 0.095359 | 0.095359
IL Fac. Spec. - NOX Rate Summer v3.1, Unit 2707 and retrofits | 458 | 1797 | Rate Constraint in lbs/MMBtu | FALSE | L | Annual | Constraint Shadow Price | US$/Ton | 0 | 0 | 0 | 0 | 0 | 0 | 0
IL Fac. Spec. - NOX Rate Summer v3.1, Unit 2708 and retrofits | 459 | 1797 | Rate Constraint in lbs/MMBtu | FALSE | L | Annual | Seasons Included | Seasons | Summer | Summer | Summer | Summer | Summer | Summer | Summer
IL Fac. Spec. - NOX Rate Summer v3.1, Unit 2708 and retrofits | 459 | 1797 | Rate Constraint in lbs/MMBtu | FALSE | L | Annual | Standard | lb/MMBtu | 0.25 | 0.25 | 0.25 | 0.25 | 0.25 | 0.25 | 0.25
IL Fac. Spec. - NOX Rate Summer v3.1, Unit 2708 and retrofits | 459 | 1797 | Rate Constraint in lbs/MMBtu | FALSE | L | Annual | Emissions at Affected Plants NOX | MTons | 0.022037 | 0.022037 | 0.048983 | 0.048983 | 0.048983 | 0.048983 | 0.048983
IL Fac. Spec. - NOX Rate Summer v3.1, Unit 2708 and retrofits | 459 | 1797 | Rate Constraint in lbs/MMBtu | FALSE | L | Annual | Allowances Purchased NOX | MTons | 0 | 0 | 0 | 0 | 0 | 0 | 0
IL Fac. Spec. - NOX Rate Summer v3.1, Unit 2708 and retrofits | 459 | 1797 | Rate Constraint in lbs/MMBtu | FALSE | L | Annual | Allowances Sold NOX | MTons | 0 | 0 | 0 | 0 | 0 | 0 | 0
IL Fac. Spec. - NOX Rate Summer v3.1, Unit 2708 and retrofits | 459 | 1797 | Rate Constraint in lbs/MMBtu | FALSE | L | Annual | Allowances Banked | MTons | 0 | 0 | 0 | 0 | 0 | 0 | 0
IL Fac. Spec. - NOX Rate Summer v3.1, Unit 2708 and retrofits | 459 | 1797 | Rate Constraint in lbs/MMBtu | FALSE | L | Annual | Allowances Withdrawn (1:1) | MTons | 0 | 0 | 0 | 0 | 0 | 0 | 0
IL Fac. Spec. - NOX Rate Summer v3.1, Unit 2708 and retrofits | 459 | 1797 | Rate Constraint in lbs/MMBtu | FALSE | L | Annual | Allowances Withdrawn (n:1) | MTons | 0 | 0 | 0 | 0 | 0 | 0 | 0
IL Fac. Spec. - NOX Rate Summer v3.1, Unit 2708 and retrofits | 459 | 1797 | Rate Constraint in lbs/MMBtu | FALSE | L | Annual | Net Emissions Allowance Position | MTons | 0.022037 | 0.022037 | 0.048983 | 0.048983 | 0.048983 | 0.048983 | 0.048983
IL Fac. Spec. - NOX Rate Summer v3.1, Unit 2708 and retrofits | 459 | 1797 | Rate Constraint in lbs/MMBtu | FALSE | L | Annual | Fuel Consumed | TBtu | 1.7772 | 1.7772 | 3.9502 | 3.9502 | 3.9502 | 3.9502 | 3.9502
IL Fac. Spec. - NOX Rate Summer v3.1, Unit 2708 and retrofits | 459 | 1797 | Rate Constraint in lbs/MMBtu | FALSE | L | Annual | Rate | lb/MMBtu | 0.0248 | 0.0248 | 0.0248 | 0.0248 | 0.0248 | 0.0248 | 0.0248
IL Fac. Spec. - NOX Rate Summer v3.1, Unit 2708 and retrofits | 459 | 1797 | Rate Constraint in lbs/MMBtu | FALSE | L | Annual | Generation | TWh | 0.23826 | 0.23826 | 0.52959 | 0.52959 | 0.52959 | 0.52959 | 0.52959
IL Fac. Spec. - NOX Rate Summer v3.1, Unit 2708 and retrofits | 459 | 1797 | Rate Constraint in lbs/MMBtu | FALSE | L | Annual | Qualifying Generation | TWh | 0.23826 | 0.23826 | 0.52959 | 0.52959 | 0.52959 | 0.52959 | 0.52959
IL Fac. Spec. - NOX Rate Summer v3.1, Unit 2708 and retrofits | 459 | 1797 | Rate Constraint in lbs/MMBtu | FALSE | L | Annual | Rate | lb/MWh | 0.092492 | 0.092492 | 0.092492 | 0.092492 | 0.092492 | 0.092492 | 0.092492
IL Fac. Spec. - NOX Rate Summer v3.1, Unit 2708 and retrofits | 459 | 1797 | Rate Constraint in lbs/MMBtu | FALSE | L | Annual | Constraint Shadow Price | US$/Ton | 0 | 0 | 0 | 0 | 0 | 0 | 0
IL Fac. Spec. - NOX Rate Summer v3.1, Unit 2709 and retrofits | 460 | 1797 | Rate Constraint in lbs/MMBtu | FALSE | L | Annual | Seasons Included | Seasons | Summer | Summer | Summer | Summer | Summer | Summer | Summer
IL Fac. Spec. - NOX Rate Summer v3.1, Unit 2709 and retrofits | 460 | 1797 | Rate Constraint in lbs/MMBtu | FALSE | L | Annual | Standard | lb/MMBtu | 0.25 | 0.25 | 0.25 | 0.25 | 0.25 | 0.25 | 0.25
IL Fac. Spec. - NOX Rate Summer v3.1, Unit 2709 and retrofits | 460 | 1797 | Rate Constraint in lbs/MMBtu | FALSE | L | Annual | Emissions at Affected Plants NOX | MTons | 0.024851 | 0.024851 | 0.055239 | 0.055239 | 0.055239 | 0.055239 | 0.055239
IL Fac. Spec. - NOX Rate Summer v3.1, Unit 2709 and retrofits | 460 | 1797 | Rate Constraint in lbs/MMBtu | FALSE | L | Annual | Allowances Purchased NOX | MTons | 0 | 0 | 0 | 0 | 0 | 0 | 0
IL Fac. Spec. - NOX Rate Summer v3.1, Unit 2709 and retrofits | 460 | 1797 | Rate Constraint in lbs/MMBtu | FALSE | L | Annual | Allowances Sold NOX | MTons | 0 | 0 | 0 | 0 | 0 | 0 | 0
IL Fac. Spec. - NOX Rate Summer v3.1, Unit 2709 and retrofits | 460 | 1797 | Rate Constraint in lbs/MMBtu | FALSE | L | Annual | Allowances Banked | MTons | 0 | 0 | 0 | 0 | 0 | 0 | 0
IL Fac. Spec. - NOX Rate Summer v3.1, Unit 2709 and retrofits | 460 | 1797 | Rate Constraint in lbs/MMBtu | FALSE | L | Annual | Allowances Withdrawn (1:1) | MTons | 0 | 0 | 0 | 0 | 0 | 0 | 0
IL Fac. Spec. - NOX Rate Summer v3.1, Unit 2709 and retrofits | 460 | 1797 | Rate Constraint in lbs/MMBtu | FALSE | L | Annual | Allowances Withdrawn (n:1) | MTons | 0 | 0 | 0 | 0 | 0 | 0 | 0
IL Fac. Spec. - NOX Rate Summer v3.1, Unit 2709 and retrofits | 460 | 1797 | Rate Constraint in lbs/MMBtu | FALSE | L | Annual | Net Emissions Allowance Position | MTons | 0.024851 | 0.024851 | 0.055239 | 0.055239 | 0.055239 | 0.055239 | 0.055239
IL Fac. Spec. - NOX Rate Summer v3.1, Unit 2709 and retrofits | 460 | 1797 | Rate Constraint in lbs/MMBtu | FALSE | L | Annual | Fuel Consumed | TBtu | 1.7772 | 1.7772 | 3.9502 | 3.9502 | 3.9502 | 3.9502 | 3.9502
IL Fac. Spec. - NOX Rate Summer v3.1, Unit 2709 and retrofits | 460 | 1797 | Rate Constraint in lbs/MMBtu | FALSE | L | Annual | Rate | lb/MMBtu | 0.027967 | 0.027967 | 0.027967 | 0.027967 | 0.027967 | 0.027967 | 0.027967
IL Fac. Spec. - NOX Rate Summer v3.1, Unit 2709 and retrofits | 460 | 1797 | Rate Constraint in lbs/MMBtu | FALSE | L | Annual | Generation | TWh | 0.23826 | 0.23826 | 0.52959 | 0.52959 | 0.52959 | 0.52959 | 0.52959
IL Fac. Spec. - NOX Rate Summer v3.1, Unit 2709 and retrofits | 460 | 1797 | Rate Constraint in lbs/MMBtu | FALSE | L | Annual | Qualifying Generation | TWh | 0.23826 | 0.23826 | 0.52959 | 0.52959 | 0.52959 | 0.52959 | 0.52959
IL Fac. Spec. - NOX Rate Summer v3.1, Unit 2709 and retrofits | 460 | 1797 | Rate Constraint in lbs/MMBtu | FALSE | L | Annual | Rate | lb/MWh | 0.1043 | 0.1043 | 0.1043 | 0.1043 | 0.1043 | 0.1043 | 0.1043
IL Fac. Spec. - NOX Rate Summer v3.1, Unit 2709 and retrofits | 460 | 1797 | Rate Constraint in lbs/MMBtu | FALSE | L | Annual | Constraint Shadow Price | US$/Ton | 0 | 0 | 0 | 0 | 0 | 0 | 0
IL Fac. Spec. - NOX Rate Summer v3.1, Unit 2710 and retrofits | 461 | 1797 | Rate Constraint in lbs/MMBtu | FALSE | L | Annual | Seasons Included | Seasons | Summer | Summer | Summer | Summer | Summer | Summer | Summer
IL Fac. Spec. - NOX Rate Summer v3.1, Unit 2710 and retrofits | 461 | 1797 | Rate Constraint in lbs/MMBtu | FALSE | L | Annual | Standard | lb/MMBtu | 0.25 | 0.25 | 0.25 | 0.25 | 0.25 | 0.25 | 0.25
IL Fac. Spec. - NOX Rate Summer v3.1, Unit 2710 and retrofits | 461 | 1797 | Rate Constraint in lbs/MMBtu | FALSE | L | Annual | Emissions at Affected Plants NOX | MTons | 0.021587 | 0.021587 | 0.047982 | 0.047982 | 0.047982 | 0.047982 | 0.047982
IL Fac. Spec. - NOX Rate Summer v3.1, Unit 2710 and retrofits | 461 | 1797 | Rate Constraint in lbs/MMBtu | FALSE | L | Annual | Allowances Purchased NOX | MTons | 0 | 0 | 0 | 0 | 0 | 0 | 0
IL Fac. Spec. - NOX Rate Summer v3.1, Unit 2710 and retrofits | 461 | 1797 | Rate Constraint in lbs/MMBtu | FALSE | L | Annual | Allowances Sold NOX | MTons | 0 | 0 | 0 | 0 | 0 | 0 | 0
IL Fac. Spec. - NOX Rate Summer v3.1, Unit 2710 and retrofits | 461 | 1797 | Rate Constraint in lbs/MMBtu | FALSE | L | Annual | Allowances Banked | MTons | 0 | 0 | 0 | 0 | 0 | 0 | 0
IL Fac. Spec. - NOX Rate Summer v3.1, Unit 2710 and retrofits | 461 | 1797 | Rate Constraint in lbs/MMBtu | FALSE | L | Annual | Allowances Withdrawn (1:1) | MTons | 0 | 0 | 0 | 0 | 0 | 0 | 0
IL Fac. Spec. - NOX Rate Summer v3.1, Unit 2710 and retrofits | 461 | 1797 | Rate Constraint in lbs/MMBtu | FALSE | L | Annual | Allowances Withdrawn (n:1) | MTons | 0 | 0 | 0 | 0 | 0 | 0 | 0
IL Fac. Spec. - NOX Rate Summer v3.1, Unit 2710 and retrofits | 461 | 1797 | Rate Constraint in lbs/MMBtu | FALSE | L | Annual | Net Emissions Allowance Position | MTons | 0.021587 | 0.021587 | 0.047982 | 0.047982 | 0.047982 | 0.047982 | 0.047982
IL Fac. Spec. - NOX Rate Summer v3.1, Unit 2710 and retrofits | 461 | 1797 | Rate Constraint in lbs/MMBtu | FALSE | L | Annual | Fuel Consumed | TBtu | 1.7772 | 1.7772 | 3.9502 | 3.9502 | 3.9502 | 3.9502 | 3.9502
IL Fac. Spec. - NOX Rate Summer v3.1, Unit 2710 and retrofits | 461 | 1797 | Rate Constraint in lbs/MMBtu | FALSE | L | Annual | Rate | lb/MMBtu | 0.024293 | 0.024293 | 0.024293 | 0.024293 | 0.024293 | 0.024293 | 0.024293
IL Fac. Spec. - NOX Rate Summer v3.1, Unit 2710 and retrofits | 461 | 1797 | Rate Constraint in lbs/MMBtu | FALSE | L | Annual | Generation | TWh | 0.23826 | 0.23826 | 0.52959 | 0.52959 | 0.52959 | 0.52959 | 0.52959
IL Fac. Spec. - NOX Rate Summer v3.1, Unit 2710 and retrofits | 461 | 1797 | Rate Constraint in lbs/MMBtu | FALSE | L | Annual | Qualifying Generation | TWh | 0.23826 | 0.23826 | 0.52959 | 0.52959 | 0.52959 | 0.52959 | 0.52959
IL Fac. Spec. - NOX Rate Summer v3.1, Unit 2710 and retrofits | 461 | 1797 | Rate Constraint in lbs/MMBtu | FALSE | L | Annual | Rate | lb/MWh | 0.090602 | 0.090602 | 0.090602 | 0.090602 | 0.090602 | 0.090602 | 0.090602
IL Fac. Spec. - NOX Rate Summer v3.1, Unit 2710 and retrofits | 461 | 1797 | Rate Constraint in lbs/MMBtu | FALSE | L | Annual | Constraint Shadow Price | US$/Ton | 0 | 0 | 0 | 0 | 0 | 0 | 0
IL Fac. Spec. - NOX Rate Summer v3.1, Unit 2711 and retrofits | 462 | 1797 | Rate Constraint in lbs/MMBtu | FALSE | L | Annual | Seasons Included | Seasons | Summer | Summer | Summer | Summer | Summer | Summer | Summer
IL Fac. Spec. - NOX Rate Summer v3.1, Unit 2711 and retrofits | 462 | 1797 | Rate Constraint in lbs/MMBtu | FALSE | L | Annual | Standard | lb/MMBtu | 0.25 | 0.25 | 0.25 | 0.25 | 0.25 | 0.25 | 0.25
IL Fac. Spec. - NOX Rate Summer v3.1, Unit 2711 and retrofits | 462 | 1797 | Rate Constraint in lbs/MMBtu | FALSE | L | Annual | Emissions at Affected Plants NOX | MTons | 0.01775 | 0.01775 | 0.039454 | 0.039454 | 0.039454 | 0.039454 | 0.039454
IL Fac. Spec. - NOX Rate Summer v3.1, Unit 2711 and retrofits | 462 | 1797 | Rate Constraint in lbs/MMBtu | FALSE | L | Annual | Allowances Purchased NOX | MTons | 0 | 0 | 0 | 0 | 0 | 0 | 0
IL Fac. Spec. - NOX Rate Summer v3.1, Unit 2711 and retrofits | 462 | 1797 | Rate Constraint in lbs/MMBtu | FALSE | L | Annual | Allowances Sold NOX | MTons | 0 | 0 | 0 | 0 | 0 | 0 | 0
IL Fac. Spec. - NOX Rate Summer v3.1, Unit 2711 and retrofits | 462 | 1797 | Rate Constraint in lbs/MMBtu | FALSE | L | Annual | Allowances Banked | MTons | 0 | 0 | 0 | 0 | 0 | 0 | 0
IL Fac. Spec. - NOX Rate Summer v3.1, Unit 2711 and retrofits | 462 | 1797 | Rate Constraint in lbs/MMBtu | FALSE | L | Annual | Allowances Withdrawn (1:1) | MTons | 0 | 0 | 0 | 0 | 0 | 0 | 0
IL Fac. Spec. - NOX Rate Summer v3.1, Unit 2711 and retrofits | 462 | 1797 | Rate Constraint in lbs/MMBtu | FALSE | L | Annual | Allowances Withdrawn (n:1) | MTons | 0 | 0 | 0 | 0 | 0 | 0 | 0
IL Fac. Spec. - NOX Rate Summer v3.1, Unit 2711 and retrofits | 462 | 1797 | Rate Constraint in lbs/MMBtu | FALSE | L | Annual | Net Emissions Allowance Position | MTons | 0.01775 | 0.01775 | 0.039454 | 0.039454 | 0.039454 | 0.039454 | 0.039454
IL Fac. Spec. - NOX Rate Summer v3.1, Unit 2711 and retrofits | 462 | 1797 | Rate Constraint in lbs/MMBtu | FALSE | L | Annual | Fuel Consumed | TBtu | 1.3884 | 1.3884 | 3.0861 | 3.0861 | 3.0861 | 3.0861 | 3.0861
IL Fac. Spec. - NOX Rate Summer v3.1, Unit 2711 and retrofits | 462 | 1797 | Rate Constraint in lbs/MMBtu | FALSE | L | Annual | Rate | lb/MMBtu | 0.025569 | 0.025569 | 0.025569 | 0.025569 | 0.025569 | 0.025569 | 0.025569
IL Fac. Spec. - NOX Rate Summer v3.1, Unit 2711 and retrofits | 462 | 1797 | Rate Constraint in lbs/MMBtu | FALSE | L | Annual | Generation | TWh | 0.18614 | 0.18614 | 0.41374 | 0.41374 | 0.41374 | 0.41374 | 0.41374
IL Fac. Spec. - NOX Rate Summer v3.1, Unit 2711 and retrofits | 462 | 1797 | Rate Constraint in lbs/MMBtu | FALSE | L | Annual | Qualifying Generation | TWh | 0.18614 | 0.18614 | 0.41374 | 0.41374 | 0.41374 | 0.41374 | 0.41374
IL Fac. Spec. - NOX Rate Summer v3.1, Unit 2711 and retrofits | 462 | 1797 | Rate Constraint in lbs/MMBtu | FALSE | L | Annual | Rate | lb/MWh | 0.095359 | 0.095359 | 0.095359 | 0.095359 | 0.095359 | 0.095359 | 0.095359
IL Fac. Spec. - NOX Rate Summer v3.1, Unit 2711 and retrofits | 462 | 1797 | Rate Constraint in lbs/MMBtu | FALSE | L | Annual | Constraint Shadow Price | US$/Ton | 0 | 0 | 0 | 0 | 0 | 0 | 0
IL Fac. Spec. - NOX Rate Summer v3.1, Unit 2712 and retrofits | 463 | 1797 | Rate Constraint in lbs/MMBtu | FALSE | L | Annual | Seasons Included | Seasons | Summer | Summer | Summer | Summer | Summer | Summer | Summer
IL Fac. Spec. - NOX Rate Summer v3.1, Unit 2712 and retrofits | 463 | 1797 | Rate Constraint in lbs/MMBtu | FALSE | L | Annual | Standard | lb/MMBtu | 0.25 | 0.25 | 0.25 | 0.25 | 0.25 | 0.25 | 0.25
IL Fac. Spec. - NOX Rate Summer v3.1, Unit 2712 and retrofits | 463 | 1797 | Rate Constraint in lbs/MMBtu | FALSE | L | Annual | Emissions at Affected Plants NOX | MTons | 0.017216 | 0.017216 | 0.038268 | 0.038268 | 0.038268 | 0.038268 | 0.038268
IL Fac. Spec. - NOX Rate Summer v3.1, Unit 2712 and retrofits | 463 | 1797 | Rate Constraint in lbs/MMBtu | FALSE | L | Annual | Allowances Purchased NOX | MTons | 0 | 0 | 0 | 0 | 0 | 0 | 0
IL Fac. Spec. - NOX Rate Summer v3.1, Unit 2712 and retrofits | 463 | 1797 | Rate Constraint in lbs/MMBtu | FALSE | L | Annual | Allowances Sold NOX | MTons | 0 | 0 | 0 | 0 | 0 | 0 | 0
IL Fac. Spec. - NOX Rate Summer v3.1, Unit 2712 and retrofits | 463 | 1797 | Rate Constraint in lbs/MMBtu | FALSE | L | Annual | Allowances Banked | MTons | 0 | 0 | 0 | 0 | 0 | 0 | 0
IL Fac. Spec. - NOX Rate Summer v3.1, Unit 2712 and retrofits | 463 | 1797 | Rate Constraint in lbs/MMBtu | FALSE | L | Annual | Allowances Withdrawn (1:1) | MTons | 0 | 0 | 0 | 0 | 0 | 0 | 0
IL Fac. Spec. - NOX Rate Summer v3.1, Unit 2712 and retrofits | 463 | 1797 | Rate Constraint in lbs/MMBtu | FALSE | L | Annual | Allowances Withdrawn (n:1) | MTons | 0 | 0 | 0 | 0 | 0 | 0 | 0
IL Fac. Spec. - NOX Rate Summer v3.1, Unit 2712 and retrofits | 463 | 1797 | Rate Constraint in lbs/MMBtu | FALSE | L | Annual | Net Emissions Allowance Position | MTons | 0.017216 | 0.017216 | 0.038268 | 0.038268 | 0.038268 | 0.038268 | 0.038268
IL Fac. Spec. - NOX Rate Summer v3.1, Unit 2712 and retrofits | 463 | 1797 | Rate Constraint in lbs/MMBtu | FALSE | L | Annual | Fuel Consumed | TBtu | 1.3884 | 1.3884 | 3.0861 | 3.0861 | 3.0861 | 3.0861 | 3.0861
IL Fac. Spec. - NOX Rate Summer v3.1, Unit 2712 and retrofits | 463 | 1797 | Rate Constraint in lbs/MMBtu | FALSE | L | Annual | Rate | lb/MMBtu | 0.0248 | 0.0248 | 0.0248 | 0.0248 | 0.0248 | 0.0248 | 0.0248
IL Fac. Spec. - NOX Rate Summer v3.1, Unit 2712 and retrofits | 463 | 1797 | Rate Constraint in lbs/MMBtu | FALSE | L | Annual | Generation | TWh | 0.18614 | 0.18614 | 0.41374 | 0.41374 | 0.41374 | 0.41374 | 0.41374
IL Fac. Spec. - NOX Rate Summer v3.1, Unit 2712 and retrofits | 463 | 1797 | Rate Constraint in lbs/MMBtu | FALSE | L | Annual | Qualifying Generation | TWh | 0.18614 | 0.18614 | 0.41374 | 0.41374 | 0.41374 | 0.41374 | 0.41374
IL Fac. Spec. - NOX Rate Summer v3.1, Unit 2712 and retrofits | 463 | 1797 | Rate Constraint in lbs/MMBtu | FALSE | L | Annual | Rate | lb/MWh | 0.092492 | 0.092492 | 0.092492 | 0.092492 | 0.092492 | 0.092492 | 0.092492
IL Fac. Spec. - NOX Rate Summer v3.1, Unit 2712 and retrofits | 463 | 1797 | Rate Constraint in lbs/MMBtu | FALSE | L | Annual | Constraint Shadow Price | US$/Ton | 0 | 0 | 0 | 0 | 0 | 0 | 0
IL Fac. Spec. - NOX Rate Summer v3.1, Unit 2713 and retrofits | 464 | 1797 | Rate Constraint in lbs/MMBtu | FALSE | L | Annual | Seasons Included | Seasons | Summer | Summer | Summer | Summer | Summer | Summer | Summer
IL Fac. Spec. - NOX Rate Summer v3.1, Unit 2713 and retrofits | 464 | 1797 | Rate Constraint in lbs/MMBtu | FALSE | L | Annual | Standard | lb/MMBtu | 0.25 | 0.25 | 0.25 | 0.25 | 0.25 | 0.25 | 0.25
IL Fac. Spec. - NOX Rate Summer v3.1, Unit 2713 and retrofits | 464 | 1797 | Rate Constraint in lbs/MMBtu | FALSE | L | Annual | Emissions at Affected Plants NOX | MTons | 0.019415 | 0.019415 | 0.043155 | 0.043155 | 0.043155 | 0.043155 | 0.043155
IL Fac. Spec. - NOX Rate Summer v3.1, Unit 2713 and retrofits | 464 | 1797 | Rate Constraint in lbs/MMBtu | FALSE | L | Annual | Allowances Purchased NOX | MTons | 0 | 0 | 0 | 0 | 0 | 0 | 0
IL Fac. Spec. - NOX Rate Summer v3.1, Unit 2713 and retrofits | 464 | 1797 | Rate Constraint in lbs/MMBtu | FALSE | L | Annual | Allowances Sold NOX | MTons | 0 | 0 | 0 | 0 | 0 | 0 | 0
IL Fac. Spec. - NOX Rate Summer v3.1, Unit 2713 and retrofits | 464 | 1797 | Rate Constraint in lbs/MMBtu | FALSE | L | Annual | Allowances Banked | MTons | 0 | 0 | 0 | 0 | 0 | 0 | 0
IL Fac. Spec. - NOX Rate Summer v3.1, Unit 2713 and retrofits | 464 | 1797 | Rate Constraint in lbs/MMBtu | FALSE | L | Annual | Allowances Withdrawn (1:1) | MTons | 0 | 0 | 0 | 0 | 0 | 0 | 0
IL Fac. Spec. - NOX Rate Summer v3.1, Unit 2713 and retrofits | 464 | 1797 | Rate Constraint in lbs/MMBtu | FALSE | L | Annual | Allowances Withdrawn (n:1) | MTons | 0 | 0 | 0 | 0 | 0 | 0 | 0
IL Fac. Spec. - NOX Rate Summer v3.1, Unit 2713 and retrofits | 464 | 1797 | Rate Constraint in lbs/MMBtu | FALSE | L | Annual | Net Emissions Allowance Position | MTons | 0.019415 | 0.019415 | 0.043155 | 0.043155 | 0.043155 | 0.043155 | 0.043155
IL Fac. Spec. - NOX Rate Summer v3.1, Unit 2713 and retrofits | 464 | 1797 | Rate Constraint in lbs/MMBtu | FALSE | L | Annual | Fuel Consumed | TBtu | 1.3884 | 1.3884 | 3.0861 | 3.0861 | 3.0861 | 3.0861 | 3.0861
IL Fac. Spec. - NOX Rate Summer v3.1, Unit 2713 and retrofits | 464 | 1797 | Rate Constraint in lbs/MMBtu | FALSE | L | Annual | Rate | lb/MMBtu | 0.027967 | 0.027967 | 0.027967 | 0.027967 | 0.027967 | 0.027967 | 0.027967
IL Fac. Spec. - NOX Rate Summer v3.1, Unit 2713 and retrofits | 464 | 1797 | Rate Constraint in lbs/MMBtu | FALSE | L | Annual | Generation | TWh | 0.18614 | 0.18614 | 0.41374 | 0.41374 | 0.41374 | 0.41374 | 0.41374
IL Fac. Spec. - NOX Rate Summer v3.1, Unit 2713 and retrofits | 464 | 1797 | Rate Constraint in lbs/MMBtu | FALSE | L | Annual | Qualifying Generation | TWh | 0.18614 | 0.18614 | 0.41374 | 0.41374 | 0.41374 | 0.41374 | 0.41374
IL Fac. Spec. - NOX Rate Summer v3.1, Unit 2713 and retrofits | 464 | 1797 | Rate Constraint in lbs/MMBtu | FALSE | L | Annual | Rate | lb/MWh | 0.1043 | 0.1043 | 0.1043 | 0.1043 | 0.1043 | 0.1043 | 0.1043
IL Fac. Spec. - NOX Rate Summer v3.1, Unit 2713 and retrofits | 464 | 1797 | Rate Constraint in lbs/MMBtu | FALSE | L | Annual | Constraint Shadow Price | US$/Ton | 0 | 0 | 0 | 0 | 0 | 0 | 0
IL Fac. Spec. - NOX Rate Summer v3.1, Unit 2714 and retrofits | 465 | 1797 | Rate Constraint in lbs/MMBtu | FALSE | L | Annual | Seasons Included | Seasons | Summer | Summer | Summer | Summer | Summer | Summer | Summer
IL Fac. Spec. - NOX Rate Summer v3.1, Unit 2714 and retrofits | 465 | 1797 | Rate Constraint in lbs/MMBtu | FALSE | L | Annual | Standard | lb/MMBtu | 0.25 | 0.25 | 0.25 | 0.25 | 0.25 | 0.25 | 0.25
IL Fac. Spec. - NOX Rate Summer v3.1, Unit 2714 and retrofits | 465 | 1797 | Rate Constraint in lbs/MMBtu | FALSE | L | Annual | Emissions at Affected Plants NOX | MTons | 0.016865 | 0.016865 | 0.037486 | 0.037486 | 0.037486 | 0.037486 | 0.037486
IL Fac. Spec. - NOX Rate Summer v3.1, Unit 2714 and retrofits | 465 | 1797 | Rate Constraint in lbs/MMBtu | FALSE | L | Annual | Allowances Purchased NOX | MTons | 0 | 0 | 0 | 0 | 0 | 0 | 0
IL Fac. Spec. - NOX Rate Summer v3.1, Unit 2714 and retrofits | 465 | 1797 | Rate Constraint in lbs/MMBtu | FALSE | L | Annual | Allowances Sold NOX | MTons | 0 | 0 | 0 | 0 | 0 | 0 | 0
IL Fac. Spec. - NOX Rate Summer v3.1, Unit 2714 and retrofits | 465 | 1797 | Rate Constraint in lbs/MMBtu | FALSE | L | Annual | Allowances Banked | MTons | 0 | 0 | 0 | 0 | 0 | 0 | 0
IL Fac. Spec. - NOX Rate Summer v3.1, Unit 2714 and retrofits | 465 | 1797 | Rate Constraint in lbs/MMBtu | FALSE | L | Annual | Allowances Withdrawn (1:1) | MTons | 0 | 0 | 0 | 0 | 0 | 0 | 0
IL Fac. Spec. - NOX Rate Summer v3.1, Unit 2714 and retrofits | 465 | 1797 | Rate Constraint in lbs/MMBtu | FALSE | L | Annual | Allowances Withdrawn (n:1) | MTons | 0 | 0 | 0 | 0 | 0 | 0 | 0
IL Fac. Spec. - NOX Rate Summer v3.1, Unit 2714 and retrofits | 465 | 1797 | Rate Constraint in lbs/MMBtu | FALSE | L | Annual | Net Emissions Allowance Position | MTons | 0.016865 | 0.016865 | 0.037486 | 0.037486 | 0.037486 | 0.037486 | 0.037486
IL Fac. Spec. - NOX Rate Summer v3.1, Unit 2714 and retrofits | 465 | 1797 | Rate Constraint in lbs/MMBtu | FALSE | L | Annual | Fuel Consumed | TBtu | 1.3884 | 1.3884 | 3.0861 | 3.0861 | 3.0861 | 3.0861 | 3.0861
IL Fac. Spec. - NOX Rate Summer v3.1, Unit 2714 and retrofits | 465 | 1797 | Rate Constraint in lbs/MMBtu | FALSE | L | Annual | Rate | lb/MMBtu | 0.024293 | 0.024293 | 0.024293 | 0.024293 | 0.024293 | 0.024293 | 0.024293
IL Fac. Spec. - NOX Rate Summer v3.1, Unit 2714 and retrofits | 465 | 1797 | Rate Constraint in lbs/MMBtu | FALSE | L | Annual | Generation | TWh | 0.18614 | 0.18614 | 0.41374 | 0.41374 | 0.41374 | 0.41374 | 0.41374
IL Fac. Spec. - NOX Rate Summer v3.1, Unit 2714 and retrofits | 465 | 1797 | Rate Constraint in lbs/MMBtu | FALSE | L | Annual | Qualifying Generation | TWh | 0.18614 | 0.18614 | 0.41374 | 0.41374 | 0.41374 | 0.41374 | 0.41374
IL Fac. Spec. - NOX Rate Summer v3.1, Unit 2714 and retrofits | 465 | 1797 | Rate Constraint in lbs/MMBtu | FALSE | L | Annual | Rate | lb/MWh | 0.090602 | 0.090602 | 0.090602 | 0.090602 | 0.090602 | 0.090602 | 0.090602
IL Fac. Spec. - NOX Rate Summer v3.1, Unit 2714 and retrofits | 465 | 1797 | Rate Constraint in lbs/MMBtu | FALSE | L | Annual | Constraint Shadow Price | US$/Ton | 0 | 0 | 0 | 0 | 0 | 0 | 0
IL Fac. Spec. - NOX Rate Summer v3.1, Unit 2716 and retrofits | 466 | 1797 | Rate Constraint in lbs/MMBtu | FALSE | L | Annual | Seasons Included | Seasons | Summer | Summer | Summer | Summer | Summer | Summer | Summer
IL Fac. Spec. - NOX Rate Summer v3.1, Unit 2716 and retrofits | 466 | 1797 | Rate Constraint in lbs/MMBtu | FALSE | L | Annual | Standard | lb/MMBtu | 0.25 | 0.25 | 0.25 | 0.25 | 0.25 | 0.25 | 0.25
IL Fac. Spec. - NOX Rate Summer v3.1, Unit 2716 and retrofits | 466 | 1797 | Rate Constraint in lbs/MMBtu | FALSE | L | Annual | Emissions at Affected Plants NOX | MTons | 0.010767 | 0.010767 | 0.010767 | 0.010767 | 0.010767 | 0.010767 | 0.010767
IL Fac. Spec. - NOX Rate Summer v3.1, Unit 2716 and retrofits | 466 | 1797 | Rate Constraint in lbs/MMBtu | FALSE | L | Annual | Allowances Purchased NOX | MTons | 0 | 0 | 0 | 0 | 0 | 0 | 0
IL Fac. Spec. - NOX Rate Summer v3.1, Unit 2716 and retrofits | 466 | 1797 | Rate Constraint in lbs/MMBtu | FALSE | L | Annual | Allowances Sold NOX | MTons | 0 | 0 | 0 | 0 | 0 | 0 | 0
IL Fac. Spec. - NOX Rate Summer v3.1, Unit 2716 and retrofits | 466 | 1797 | Rate Constraint in lbs/MMBtu | FALSE | L | Annual | Allowances Banked | MTons | 0 | 0 | 0 | 0 | 0 | 0 | 0
IL Fac. Spec. - NOX Rate Summer v3.1, Unit 2716 and retrofits | 466 | 1797 | Rate Constraint in lbs/MMBtu | FALSE | L | Annual | Allowances Withdrawn (1:1) | MTons | 0 | 0 | 0 | 0 | 0 | 0 | 0
IL Fac. Spec. - NOX Rate Summer v3.1, Unit 2716 and retrofits | 466 | 1797 | Rate Constraint in lbs/MMBtu | FALSE | L | Annual | Allowances Withdrawn (n:1) | MTons | 0 | 0 | 0 | 0 | 0 | 0 | 0
IL Fac. Spec. - NOX Rate Summer v3.1, Unit 2716 and retrofits | 466 | 1797 | Rate Constraint in lbs/MMBtu | FALSE | L | Annual | Net Emissions Allowance Position | MTons | 0.010767 | 0.010767 | 0.010767 | 0.010767 | 0.010767 | 0.010767 | 0.010767
IL Fac. Spec. - NOX Rate Summer v3.1, Unit 2716 and retrofits | 466 | 1797 | Rate Constraint in lbs/MMBtu | FALSE | L | Annual | Fuel Consumed | TBtu | 0.27368 | 0.27368 | 0.27368 | 0.27368 | 0.27368 | 0.27368 | 0.27368
IL Fac. Spec. - NOX Rate Summer v3.1, Unit 2716 and retrofits | 466 | 1797 | Rate Constraint in lbs/MMBtu | FALSE | L | Annual | Rate | lb/MMBtu | 0.078687 | 0.078687 | 0.078687 | 0.078687 | 0.078687 | 0.078687 | 0.078687
IL Fac. Spec. - NOX Rate Summer v3.1, Unit 2716 and retrofits | 466 | 1797 | Rate Constraint in lbs/MMBtu | FALSE | L | Annual | Generation | TWh | 0.04641 | 0.04641 | 0.04641 | 0.04641 | 0.04641 | 0.04641 | 0.04641
IL Fac. Spec. - NOX Rate Summer v3.1, Unit 2716 and retrofits | 466 | 1797 | Rate Constraint in lbs/MMBtu | FALSE | L | Annual | Qualifying Generation | TWh | 0.04641 | 0.04641 | 0.04641 | 0.04641 | 0.04641 | 0.04641 | 0.04641
IL Fac. Spec. - NOX Rate Summer v3.1, Unit 2716 and retrofits | 466 | 1797 | Rate Constraint in lbs/MMBtu | FALSE | L | Annual | Rate | lb/MWh | 0.23201 | 0.23201 | 0.23201 | 0.23201 | 0.23201 | 0.23201 | 0.23201
IL Fac. Spec. - NOX Rate Summer v3.1, Unit 2716 and retrofits | 466 | 1797 | Rate Constraint in lbs/MMBtu | FALSE | L | Annual | Constraint Shadow Price | US$/Ton | 0 | 0 | 0 | 0 | 0 | 0 | 0
IL Fac. Spec. - NOX Rate Summer v3.1, Unit 2717 and retrofits | 467 | 1797 | Rate Constraint in lbs/MMBtu | FALSE | L | Annual | Seasons Included | Seasons | Summer | Summer | Summer | Summer | Summer | Summer | Summer
IL Fac. Spec. - NOX Rate Summer v3.1, Unit 2717 and retrofits | 467 | 1797 | Rate Constraint in lbs/MMBtu | FALSE | L | Annual | Standard | lb/MMBtu | 0.25 | 0.25 | 0.25 | 0.25 | 0.25 | 0.25 | 0.25
IL Fac. Spec. - NOX Rate Summer v3.1, Unit 2717 and retrofits | 467 | 1797 | Rate Constraint in lbs/MMBtu | FALSE | L | Annual | Emissions at Affected Plants NOX | MTons | 0.010767 | 0.010767 | 0.010767 | 0.010767 | 0.010767 | 0.010767 | 0.010767
IL Fac. Spec. - NOX Rate Summer v3.1, Unit 2717 and retrofits | 467 | 1797 | Rate Constraint in lbs/MMBtu | FALSE | L | Annual | Allowances Purchased NOX | MTons | 0 | 0 | 0 | 0 | 0 | 0 | 0
IL Fac. Spec. - NOX Rate Summer v3.1, Unit 2717 and retrofits | 467 | 1797 | Rate Constraint in lbs/MMBtu | FALSE | L | Annual | Allowances Sold NOX | MTons | 0 | 0 | 0 | 0 | 0 | 0 | 0
IL Fac. Spec. - NOX Rate Summer v3.1, Unit 2717 and retrofits | 467 | 1797 | Rate Constraint in lbs/MMBtu | FALSE | L | Annual | Allowances Banked | MTons | 0 | 0 | 0 | 0 | 0 | 0 | 0
IL Fac. Spec. - NOX Rate Summer v3.1, Unit 2717 and retrofits | 467 | 1797 | Rate Constraint in lbs/MMBtu | FALSE | L | Annual | Allowances Withdrawn (1:1) | MTons | 0 | 0 | 0 | 0 | 0 | 0 | 0
IL Fac. Spec. - NOX Rate Summer v3.1, Unit 2717 and retrofits | 467 | 1797 | Rate Constraint in lbs/MMBtu | FALSE | L | Annual | Allowances Withdrawn (n:1) | MTons | 0 | 0 | 0 | 0 | 0 | 0 | 0
IL Fac. Spec. - NOX Rate Summer v3.1, Unit 2717 and retrofits | 467 | 1797 | Rate Constraint in lbs/MMBtu | FALSE | L | Annual | Net Emissions Allowance Position | MTons | 0.010767 | 0.010767 | 0.010767 | 0.010767 | 0.010767 | 0.010767 | 0.010767
IL Fac. Spec. - NOX Rate Summer v3.1, Unit 2717 and retrofits | 467 | 1797 | Rate Constraint in lbs/MMBtu | FALSE | L | Annual | Fuel Consumed | TBtu | 0.27368 | 0.27368 | 0.27368 | 0.27368 | 0.27368 | 0.27368 | 0.27368
IL Fac. Spec. - NOX Rate Summer v3.1, Unit 2717 and retrofits | 467 | 1797 | Rate Constraint in lbs/MMBtu | FALSE | L | Annual | Rate | lb/MMBtu | 0.078687 | 0.078687 | 0.078687 | 0.078687 | 0.078687 | 0.078687 | 0.078687
IL Fac. Spec. - NOX Rate Summer v3.1, Unit 2717 and retrofits | 467 | 1797 | Rate Constraint in lbs/MMBtu | FALSE | L | Annual | Generation | TWh | 0.04641 | 0.04641 | 0.04641 | 0.04641 | 0.04641 | 0.04641 | 0.04641
IL Fac. Spec. - NOX Rate Summer v3.1, Unit 2717 and retrofits | 467 | 1797 | Rate Constraint in lbs/MMBtu | FALSE | L | Annual | Qualifying Generation | TWh | 0.04641 | 0.04641 | 0.04641 | 0.04641 | 0.04641 | 0.04641 | 0.04641
IL Fac. Spec. - NOX Rate Summer v3.1, Unit 2717 and retrofits | 467 | 1797 | Rate Constraint in lbs/MMBtu | FALSE | L | Annual | Rate | lb/MWh | 0.23201 | 0.23201 | 0.23201 | 0.23201 | 0.23201 | 0.23201 | 0.23201
IL Fac. Spec. - NOX Rate Summer v3.1, Unit 2717 and retrofits | 467 | 1797 | Rate Constraint in lbs/MMBtu | FALSE | L | Annual | Constraint Shadow Price | US$/Ton | 0 | 0 | 0 | 0 | 0 | 0 | 0
IL Fac. Spec. - NOX Rate Summer v3.1, Unit 2718 and retrofits | 468 | 1797 | Rate Constraint in lbs/MMBtu | FALSE | L | Annual | Seasons Included | Seasons | Summer | Summer | Summer | Summer | Summer | Summer | Summer
IL Fac. Spec. - NOX Rate Summer v3.1, Unit 2718 and retrofits | 468 | 1797 | Rate Constraint in lbs/MMBtu | FALSE | L | Annual | Standard | lb/MMBtu | 0.25 | 0.25 | 0.25 | 0.25 | 0.25 | 0.25 | 0.25
IL Fac. Spec. - NOX Rate Summer v3.1, Unit 2718 and retrofits | 468 | 1797 | Rate Constraint in lbs/MMBtu | FALSE | L | Annual | Emissions at Affected Plants NOX | MTons | 0.010767 | 0.010767 | 0.010767 | 0.010767 | 0.010767 | 0.010767 | 0.010767
IL Fac. Spec. - NOX Rate Summer v3.1, Unit 2718 and retrofits | 468 | 1797 | Rate Constraint in lbs/MMBtu | FALSE | L | Annual | Allowances Purchased NOX | MTons | 0 | 0 | 0 | 0 | 0 | 0 | 0
IL Fac. Spec. - NOX Rate Summer v3.1, Unit 2718 and retrofits | 468 | 1797 | Rate Constraint in lbs/MMBtu | FALSE | L | Annual | Allowances Sold NOX | MTons | 0 | 0 | 0 | 0 | 0 | 0 | 0
IL Fac. Spec. - NOX Rate Summer v3.1, Unit 2718 and retrofits | 468 | 1797 | Rate Constraint in lbs/MMBtu | FALSE | L | Annual | Allowances Banked | MTons | 0 | 0 | 0 | 0 | 0 | 0 | 0
IL Fac. Spec. - NOX Rate Summer v3.1, Unit 2718 and retrofits | 468 | 1797 | Rate Constraint in lbs/MMBtu | FALSE | L | Annual | Allowances Withdrawn (1:1) | MTons | 0 | 0 | 0 | 0 | 0 | 0 | 0
IL Fac. Spec. - NOX Rate Summer v3.1, Unit 2718 and retrofits | 468 | 1797 | Rate Constraint in lbs/MMBtu | FALSE | L | Annual | Allowances Withdrawn (n:1) | MTons | 0 | 0 | 0 | 0 | 0 | 0 | 0
IL Fac. Spec. - NOX Rate Summer v3.1, Unit 2718 and retrofits | 468 | 1797 | Rate Constraint in lbs/MMBtu | FALSE | L | Annual | Net Emissions Allowance Position | MTons | 0.010767 | 0.010767 | 0.010767 | 0.010767 | 0.010767 | 0.010767 | 0.010767
IL Fac. Spec. - NOX Rate Summer v3.1, Unit 2718 and retrofits | 468 | 1797 | Rate Constraint in lbs/MMBtu | FALSE | L | Annual | Fuel Consumed | TBtu | 0.27368 | 0.27368 | 0.27368 | 0.27368 | 0.27368 | 0.27368 | 0.27368
IL Fac. Spec. - NOX Rate Summer v3.1, Unit 2718 and retrofits | 468 | 1797 | Rate Constraint in lbs/MMBtu | FALSE | L | Annual | Rate | lb/MMBtu | 0.078687 | 0.078687 | 0.078687 | 0.078687 | 0.078687 | 0.078687 | 0.078687
IL Fac. Spec. - NOX Rate Summer v3.1, Unit 2718 and retrofits | 468 | 1797 | Rate Constraint in lbs/MMBtu | FALSE | L | Annual | Generation | TWh | 0.04641 | 0.04641 | 0.04641 | 0.04641 | 0.04641 | 0.04641 | 0.04641
IL Fac. Spec. - NOX Rate Summer v3.1, Unit 2718 and retrofits | 468 | 1797 | Rate Constraint in lbs/MMBtu | FALSE | L | Annual | Qualifying Generation | TWh | 0.04641 | 0.04641 | 0.04641 | 0.04641 | 0.04641 | 0.04641 | 0.04641
IL Fac. Spec. - NOX Rate Summer v3.1, Unit 2718 and retrofits | 468 | 1797 | Rate Constraint in lbs/MMBtu | FALSE | L | Annual | Rate | lb/MWh | 0.23201 | 0.23201 | 0.23201 | 0.23201 | 0.23201 | 0.23201 | 0.23201
IL Fac. Spec. - NOX Rate Summer v3.1, Unit 2718 and retrofits | 468 | 1797 | Rate Constraint in lbs/MMBtu | FALSE | L | Annual | Constraint Shadow Price | US$/Ton | 0 | 0 | 0 | 0 | 0 | 0 | 0
IL Fac. Spec. - NOX Rate Summer v3.1, Unit 2719 and retrofits | 469 | 1797 | Rate Constraint in lbs/MMBtu | FALSE | L | Annual | Seasons Included | Seasons | Summer | Summer | Summer | Summer | Summer | Summer | Summer
IL Fac. Spec. - NOX Rate Summer v3.1, Unit 2719 and retrofits | 469 | 1797 | Rate Constraint in lbs/MMBtu | FALSE | L | Annual | Standard | lb/MMBtu | 0.25 | 0.25 | 0.25 | 0.25 | 0.25 | 0.25 | 0.25
IL Fac. Spec. - NOX Rate Summer v3.1, Unit 2719 and retrofits | 469 | 1797 | Rate Constraint in lbs/MMBtu | FALSE | L | Annual | Emissions at Affected Plants NOX | MTons | 0.017568 | 0.017568 | 0.017568 | 0.017568 | 0.017568 | 0.017568 | 0.017568
IL Fac. Spec. - NOX Rate Summer v3.1, Unit 2719 and retrofits | 469 | 1797 | Rate Constraint in lbs/MMBtu | FALSE | L | Annual | Allowances Purchased NOX | MTons | 0 | 0 | 0 | 0 | 0 | 0 | 0
IL Fac. Spec. - NOX Rate Summer v3.1, Unit 2719 and retrofits | 469 | 1797 | Rate Constraint in lbs/MMBtu | FALSE | L | Annual | Allowances Sold NOX | MTons | 0 | 0 | 0 | 0 | 0 | 0 | 0
IL Fac. Spec. - NOX Rate Summer v3.1, Unit 2719 and retrofits | 469 | 1797 | Rate Constraint in lbs/MMBtu | FALSE | L | Annual | Allowances Banked | MTons | 0 | 0 | 0 | 0 | 0 | 0 | 0
IL Fac. Spec. - NOX Rate Summer v3.1, Unit 2719 and retrofits | 469 | 1797 | Rate Constraint in lbs/MMBtu | FALSE | L | Annual | Allowances Withdrawn (1:1) | MTons | 0 | 0 | 0 | 0 | 0 | 0 | 0
IL Fac. Spec. - NOX Rate Summer v3.1, Unit 2719 and retrofits | 469 | 1797 | Rate Constraint in lbs/MMBtu | FALSE | L | Annual | Allowances Withdrawn (n:1) | MTons | 0 | 0 | 0 | 0 | 0 | 0 | 0
IL Fac. Spec. - NOX Rate Summer v3.1, Unit 2719 and retrofits | 469 | 1797 | Rate Constraint in lbs/MMBtu | FALSE | L | Annual | Net Emissions Allowance Position | MTons | 0.017568 | 0.017568 | 0.017568 | 0.017568 | 0.017568 | 0.017568 | 0.017568
IL Fac. Spec. - NOX Rate Summer v3.1, Unit 2719 and retrofits | 469 | 1797 | Rate Constraint in lbs/MMBtu | FALSE | L | Annual | Fuel Consumed | TBtu | 0.44653 | 0.44653 | 0.44653 | 0.44653 | 0.44653 | 0.44653 | 0.44653
IL Fac. Spec. - NOX Rate Summer v3.1, Unit 2719 and retrofits | 469 | 1797 | Rate Constraint in lbs/MMBtu | FALSE | L | Annual | Rate | lb/MMBtu | 0.078687 | 0.078687 | 0.078687 | 0.078687 | 0.078687 | 0.078687 | 0.078687
IL Fac. Spec. - NOX Rate Summer v3.1, Unit 2719 and retrofits | 469 | 1797 | Rate Constraint in lbs/MMBtu | FALSE | L | Annual | Generation | TWh | 0.075721 | 0.075721 | 0.075721 | 0.075721 | 0.075721 | 0.075721 | 0.075721
IL Fac. Spec. - NOX Rate Summer v3.1, Unit 2719 and retrofits | 469 | 1797 | Rate Constraint in lbs/MMBtu | FALSE | L | Annual | Qualifying Generation | TWh | 0.075721 | 0.075721 | 0.075721 | 0.075721 | 0.075721 | 0.075721 | 0.075721
IL Fac. Spec. - NOX Rate Summer v3.1, Unit 2719 and retrofits | 469 | 1797 | Rate Constraint in lbs/MMBtu | FALSE | L | Annual | Rate | lb/MWh | 0.23201 | 0.23201 | 0.23201 | 0.23201 | 0.23201 | 0.23201 | 0.23201
IL Fac. Spec. - NOX Rate Summer v3.1, Unit 2719 and retrofits | 469 | 1797 | Rate Constraint in lbs/MMBtu | FALSE | L | Annual | Constraint Shadow Price | US$/Ton | 0 | 0 | 0 | 0 | 0 | 0 | 0
IL Fac. Spec. - NOX Rate Summer v3.1, Unit 2853 and retrofits | 470 | 1797 | Rate Constraint in lbs/MMBtu | FALSE | L | Annual | Seasons Included | Seasons | Summer | Summer | Summer | Summer | Summer | Summer | Summer
IL Fac. Spec. - NOX Rate Summer v3.1, Unit 2853 and retrofits | 470 | 1797 | Rate Constraint in lbs/MMBtu | FALSE | L | Annual | Standard | lb/MMBtu | 0.25 | 0.25 | 0.25 | 0.25 | 0.25 | 0.25 | 0.25
IL Fac. Spec. - NOX Rate Summer v3.1, Unit 2853 and retrofits | 470 | 1797 | Rate Constraint in lbs/MMBtu | FALSE | L | Annual | Emissions at Affected Plants NOX | MTons | 0.0061786 | 0.0061786 | 0.041251 | 0.041251 | 0.041251 | 0.041251 | 0.041251
IL Fac. Spec. - NOX Rate Summer v3.1, Unit 2853 and retrofits | 470 | 1797 | Rate Constraint in lbs/MMBtu | FALSE | L | Annual | Allowances Purchased NOX | MTons | 0 | 0 | 0 | 0 | 0 | 0 | 0
IL Fac. Spec. - NOX Rate Summer v3.1, Unit 2853 and retrofits | 470 | 1797 | Rate Constraint in lbs/MMBtu | FALSE | L | Annual | Allowances Sold NOX | MTons | 0 | 0 | 0 | 0 | 0 | 0 | 0
IL Fac. Spec. - NOX Rate Summer v3.1, Unit 2853 and retrofits | 470 | 1797 | Rate Constraint in lbs/MMBtu | FALSE | L | Annual | Allowances Banked | MTons | 0 | 0 | 0 | 0 | 0 | 0 | 0
IL Fac. Spec. - NOX Rate Summer v3.1, Unit 2853 and retrofits | 470 | 1797 | Rate Constraint in lbs/MMBtu | FALSE | L | Annual | Allowances Withdrawn (1:1) | MTons | 0 | 0 | 0 | 0 | 0 | 0 | 0
IL Fac. Spec. - NOX Rate Summer v3.1, Unit 2853 and retrofits | 470 | 1797 | Rate Constraint in lbs/MMBtu | FALSE | L | Annual | Allowances Withdrawn (n:1) | MTons | 0 | 0 | 0 | 0 | 0 | 0 | 0
IL Fac. Spec. - NOX Rate Summer v3.1, Unit 2853 and retrofits | 470 | 1797 | Rate Constraint in lbs/MMBtu | FALSE | L | Annual | Net Emissions Allowance Position | MTons | 0.0061786 | 0.0061786 | 0.041251 | 0.041251 | 0.041251 | 0.041251 | 0.041251
IL Fac. Spec. - NOX Rate Summer v3.1, Unit 2853 and retrofits | 470 | 1797 | Rate Constraint in lbs/MMBtu | FALSE | L | Annual | Fuel Consumed | TBtu | 0.62559 | 0.62559 | 4.1767 | 4.1767 | 4.1767 | 4.1767 | 4.1767
IL Fac. Spec. - NOX Rate Summer v3.1, Unit 2853 and retrofits | 470 | 1797 | Rate Constraint in lbs/MMBtu | FALSE | L | Annual | Rate | lb/MMBtu | 0.019753 | 0.019753 | 0.019753 | 0.019753 | 0.019753 | 0.019753 | 0.019753
IL Fac. Spec. - NOX Rate Summer v3.1, Unit 2853 and retrofits | 470 | 1797 | Rate Constraint in lbs/MMBtu | FALSE | L | Annual | Generation | TWh | 0.076844 | 0.076844 | 0.51304 | 0.51304 | 0.51304 | 0.51304 | 0.51304
IL Fac. Spec. - NOX Rate Summer v3.1, Unit 2853 and retrofits | 470 | 1797 | Rate Constraint in lbs/MMBtu | FALSE | L | Annual | Qualifying Generation | TWh | 0.076844 | 0.076844 | 0.51304 | 0.51304 | 0.51304 | 0.51304 | 0.51304
IL Fac. Spec. - NOX Rate Summer v3.1, Unit 2853 and retrofits | 470 | 1797 | Rate Constraint in lbs/MMBtu | FALSE | L | Annual | Rate | lb/MWh | 0.080405 | 0.080405 | 0.080405 | 0.080405 | 0.080405 | 0.080405 | 0.080405
IL Fac. Spec. - NOX Rate Summer v3.1, Unit 2853 and retrofits | 470 | 1797 | Rate Constraint in lbs/MMBtu | FALSE | L | Annual | Constraint Shadow Price | US$/Ton | 0 | 0 | 0 | 0 | 0 | 0 | 0
IL Fac. Spec. - NOX Rate Summer v3.1, Unit 2854 and retrofits | 471 | 1797 | Rate Constraint in lbs/MMBtu | FALSE | L | Annual | Seasons Included | Seasons | Summer | Summer | Summer | Summer | Summer | Summer | Summer
IL Fac. Spec. - NOX Rate Summer v3.1, Unit 2854 and retrofits | 471 | 1797 | Rate Constraint in lbs/MMBtu | FALSE | L | Annual | Standard | lb/MMBtu | 0.25 | 0.25 | 0.25 | 0.25 | 0.25 | 0.25 | 0.25
IL Fac. Spec. - NOX Rate Summer v3.1, Unit 2854 and retrofits | 471 | 1797 | Rate Constraint in lbs/MMBtu | FALSE | L | Annual | Emissions at Affected Plants NOX | MTons | 0.0061786 | 0.0061786 | 0.041251 | 0.041251 | 0.041251 | 0.041251 | 0.041251
IL Fac. Spec. - NOX Rate Summer v3.1, Unit 2854 and retrofits | 471 | 1797 | Rate Constraint in lbs/MMBtu | FALSE | L | Annual | Allowances Purchased NOX | MTons | 0 | 0 | 0 | 0 | 0 | 0 | 0
IL Fac. Spec. - NOX Rate Summer v3.1, Unit 2854 and retrofits | 471 | 1797 | Rate Constraint in lbs/MMBtu | FALSE | L | Annual | Allowances Sold NOX | MTons | 0 | 0 | 0 | 0 | 0 | 0 | 0
IL Fac. Spec. - NOX Rate Summer v3.1, Unit 2854 and retrofits | 471 | 1797 | Rate Constraint in lbs/MMBtu | FALSE | L | Annual | Allowances Banked | MTons | 0 | 0 | 0 | 0 | 0 | 0 | 0
IL Fac. Spec. - NOX Rate Summer v3.1, Unit 2854 and retrofits | 471 | 1797 | Rate Constraint in lbs/MMBtu | FALSE | L | Annual | Allowances Withdrawn (1:1) | MTons | 0 | 0 | 0 | 0 | 0 | 0 | 0
IL Fac. Spec. - NOX Rate Summer v3.1, Unit 2854 and retrofits | 471 | 1797 | Rate Constraint in lbs/MMBtu | FALSE | L | Annual | Allowances Withdrawn (n:1) | MTons | 0 | 0 | 0 | 0 | 0 | 0 | 0
IL Fac. Spec. - NOX Rate Summer v3.1, Unit 2854 and retrofits | 471 | 1797 | Rate Constraint in lbs/MMBtu | FALSE | L | Annual | Net Emissions Allowance Position | MTons | 0.0061786 | 0.0061786 | 0.041251 | 0.041251 | 0.041251 | 0.041251 | 0.041251
IL Fac. Spec. - NOX Rate Summer v3.1, Unit 2854 and retrofits | 471 | 1797 | Rate Constraint in lbs/MMBtu | FALSE | L | Annual | Fuel Consumed | TBtu | 0.62559 | 0.62559 | 4.1767 | 4.1767 | 4.1767 | 4.1767 | 4.1767
IL Fac. Spec. - NOX Rate Summer v3.1, Unit 2854 and retrofits | 471 | 1797 | Rate Constraint in lbs/MMBtu | FALSE | L | Annual | Rate | lb/MMBtu | 0.019753 | 0.019753 | 0.019753 | 0.019753 | 0.019753 | 0.019753 | 0.019753
IL Fac. Spec. - NOX Rate Summer v3.1, Unit 2854 and retrofits | 471 | 1797 | Rate Constraint in lbs/MMBtu | FALSE | L | Annual | Generation | TWh | 0.076844 | 0.076844 | 0.51304 | 0.51304 | 0.51304 | 0.51304 | 0.51304
IL Fac. Spec. - NOX Rate Summer v3.1, Unit 2854 and retrofits | 471 | 1797 | Rate Constraint in lbs/MMBtu | FALSE | L | Annual | Qualifying Generation | TWh | 0.076844 | 0.076844 | 0.51304 | 0.51304 | 0.51304 | 0.51304 | 0.51304
IL Fac. Spec. - NOX Rate Summer v3.1, Unit 2854 and retrofits | 471 | 1797 | Rate Constraint in lbs/MMBtu | FALSE | L | Annual | Rate | lb/MWh | 0.080405 | 0.080405 | 0.080405 | 0.080405 | 0.080405 | 0.080405 | 0.080405
IL Fac. Spec. - NOX Rate Summer v3.1, Unit 2854 and retrofits | 471 | 1797 | Rate Constraint in lbs/MMBtu | FALSE | L | Annual | Constraint Shadow Price | US$/Ton | 0 | 0 | 0 | 0 | 0 | 0 | 0
IL Fac. Spec. - NOX Rate Summer v3.1, Unit 2855 and retrofits | 472 | 1797 | Rate Constraint in lbs/MMBtu | FALSE | L | Annual | Seasons Included | Seasons | Summer | Summer | Summer | Summer | Summer | Summer | Summer
IL Fac. Spec. - NOX Rate Summer v3.1, Unit 2855 and retrofits | 472 | 1797 | Rate Constraint in lbs/MMBtu | FALSE | L | Annual | Standard | lb/MMBtu | 0.25 | 0.25 | 0.25 | 0.25 | 0.25 | 0.25 | 0.25
IL Fac. Spec. - NOX Rate Summer v3.1, Unit 2855 and retrofits | 472 | 1797 | Rate Constraint in lbs/MMBtu | FALSE | L | Annual | Emissions at Affected Plants NOX | MTons | 0.013274 | 0.013274 | 0.088623 | 0.088623 | 0.088623 | 0.088623 | 0.088623
IL Fac. Spec. - NOX Rate Summer v3.1, Unit 2855 and retrofits | 472 | 1797 | Rate Constraint in lbs/MMBtu | FALSE | L | Annual | Allowances Purchased NOX | MTons | 0 | 0 | 0 | 0 | 0 | 0 | 0
IL Fac. Spec. - NOX Rate Summer v3.1, Unit 2855 and retrofits | 472 | 1797 | Rate Constraint in lbs/MMBtu | FALSE | L | Annual | Allowances Sold NOX | MTons | 0 | 0 | 0 | 0 | 0 | 0 | 0
IL Fac. Spec. - NOX Rate Summer v3.1, Unit 2855 and retrofits | 472 | 1797 | Rate Constraint in lbs/MMBtu | FALSE | L | Annual | Allowances Banked | MTons | 0 | 0 | 0 | 0 | 0 | 0 | 0
IL Fac. Spec. - NOX Rate Summer v3.1, Unit 2855 and retrofits | 472 | 1797 | Rate Constraint in lbs/MMBtu | FALSE | L | Annual | Allowances Withdrawn (1:1) | MTons | 0 | 0 | 0 | 0 | 0 | 0 | 0
IL Fac. Spec. - NOX Rate Summer v3.1, Unit 2855 and retrofits | 472 | 1797 | Rate Constraint in lbs/MMBtu | FALSE | L | Annual | Allowances Withdrawn (n:1) | MTons | 0 | 0 | 0 | 0 | 0 | 0 | 0
IL Fac. Spec. - NOX Rate Summer v3.1, Unit 2855 and retrofits | 472 | 1797 | Rate Constraint in lbs/MMBtu | FALSE | L | Annual | Net Emissions Allowance Position | MTons | 0.013274 | 0.013274 | 0.088623 | 0.088623 | 0.088623 | 0.088623 | 0.088623
IL Fac. Spec. - NOX Rate Summer v3.1, Unit 2855 and retrofits | 472 | 1797 | Rate Constraint in lbs/MMBtu | FALSE | L | Annual | Fuel Consumed | TBtu | 1.344 | 1.344 | 8.9731 | 8.9731 | 8.9731 | 8.9731 | 8.9731
IL Fac. Spec. - NOX Rate Summer v3.1, Unit 2855 and retrofits | 472 | 1797 | Rate Constraint in lbs/MMBtu | FALSE | L | Annual | Rate | lb/MMBtu | 0.019753 | 0.019753 | 0.019753 | 0.019753 | 0.019753 | 0.019753 | 0.019753
IL Fac. Spec. - NOX Rate Summer v3.1, Unit 2855 and retrofits | 472 | 1797 | Rate Constraint in lbs/MMBtu | FALSE | L | Annual | Generation | TWh | 0.16509 | 0.16509 | 1.1022 | 1.1022 | 1.1022 | 1.1022 | 1.1022
IL Fac. Spec. - NOX Rate Summer v3.1, Unit 2855 and retrofits | 472 | 1797 | Rate Constraint in lbs/MMBtu | FALSE | L | Annual | Qualifying Generation | TWh | 0.16509 | 0.16509 | 1.1022 | 1.1022 | 1.1022 | 1.1022 | 1.1022
IL Fac. Spec. - NOX Rate Summer v3.1, Unit 2855 and retrofits | 472 | 1797 | Rate Constraint in lbs/MMBtu | FALSE | L | Annual | Rate | lb/MWh | 0.080405 | 0.080405 | 0.080405 | 0.080405 | 0.080405 | 0.080405 | 0.080405
IL Fac. Spec. - NOX Rate Summer v3.1, Unit 2855 and retrofits | 472 | 1797 | Rate Constraint in lbs/MMBtu | FALSE | L | Annual | Constraint Shadow Price | US$/Ton | 0 | 0 | 0 | 0 | 0 | 0 | 0
IL Fac. Spec. - NOX Rate Summer v3.1, Unit 2857 and retrofits | 473 | 1797 | Rate Constraint in lbs/MMBtu | FALSE | L | Annual | Seasons Included | Seasons | Summer | Summer | Summer | Summer | Summer | Summer | Summer
IL Fac. Spec. - NOX Rate Summer v3.1, Unit 2857 and retrofits | 473 | 1797 | Rate Constraint in lbs/MMBtu | FALSE | L | Annual | Standard | lb/MMBtu | 0.25 | 0.25 | 0.25 | 0.25 | 0.25 | 0.25 | 0.25
IL Fac. Spec. - NOX Rate Summer v3.1, Unit 2857 and retrofits | 473 | 1797 | Rate Constraint in lbs/MMBtu | FALSE | L | Annual | Emissions at Affected Plants NOX | MTons | 0.040642 | 0.040642 | 0.27134 | 0.27134 | 0.27134 | 0.27134 | 0.2035
IL Fac. Spec. - NOX Rate Summer v3.1, Unit 2857 and retrofits | 473 | 1797 | Rate Constraint in lbs/MMBtu | FALSE | L | Annual | Allowances Purchased NOX | MTons | 0 | 0 | 0 | 0 | 0 | 0 | 0
IL Fac. Spec. - NOX Rate Summer v3.1, Unit 2857 and retrofits | 473 | 1797 | Rate Constraint in lbs/MMBtu | FALSE | L | Annual | Allowances Sold NOX | MTons | 0 | 0 | 0 | 0 | 0 | 0 | 0
IL Fac. Spec. - NOX Rate Summer v3.1, Unit 2857 and retrofits | 473 | 1797 | Rate Constraint in lbs/MMBtu | FALSE | L | Annual | Allowances Banked | MTons | 0 | 0 | 0 | 0 | 0 | 0 | 0
IL Fac. Spec. - NOX Rate Summer v3.1, Unit 2857 and retrofits | 473 | 1797 | Rate Constraint in lbs/MMBtu | FALSE | L | Annual | Allowances Withdrawn (1:1) | MTons | 0 | 0 | 0 | 0 | 0 | 0 | 0
IL Fac. Spec. - NOX Rate Summer v3.1, Unit 2857 and retrofits | 473 | 1797 | Rate Constraint in lbs/MMBtu | FALSE | L | Annual | Allowances Withdrawn (n:1) | MTons | 0 | 0 | 0 | 0 | 0 | 0 | 0
IL Fac. Spec. - NOX Rate Summer v3.1, Unit 2857 and retrofits | 473 | 1797 | Rate Constraint in lbs/MMBtu | FALSE | L | Annual | Net Emissions Allowance Position | MTons | 0.040642 | 0.040642 | 0.27134 | 0.27134 | 0.27134 | 0.27134 | 0.2035
IL Fac. Spec. - NOX Rate Summer v3.1, Unit 2857 and retrofits | 473 | 1797 | Rate Constraint in lbs/MMBtu | FALSE | L | Annual | Fuel Consumed | TBtu | 0.67175 | 0.67175 | 4.4849 | 4.4849 | 4.4849 | 4.4849 | 3.3636
IL Fac. Spec. - NOX Rate Summer v3.1, Unit 2857 and retrofits | 473 | 1797 | Rate Constraint in lbs/MMBtu | FALSE | L | Annual | Rate | lb/MMBtu | 0.121 | 0.121 | 0.121 | 0.121 | 0.121 | 0.121 | 0.121
IL Fac. Spec. - NOX Rate Summer v3.1, Unit 2857 and retrofits | 473 | 1797 | Rate Constraint in lbs/MMBtu | FALSE | L | Annual | Generation | TWh | 0.080315 | 0.080315 | 0.53621 | 0.53621 | 0.53621 | 0.53621 | 0.40216
IL Fac. Spec. - NOX Rate Summer v3.1, Unit 2857 and retrofits | 473 | 1797 | Rate Constraint in lbs/MMBtu | FALSE | L | Annual | Qualifying Generation | TWh | 0.080315 | 0.080315 | 0.53621 | 0.53621 | 0.53621 | 0.53621 | 0.40216
IL Fac. Spec. - NOX Rate Summer v3.1, Unit 2857 and retrofits | 473 | 1797 | Rate Constraint in lbs/MMBtu | FALSE | L | Annual | Rate | lb/MWh | 0.50603 | 0.50603 | 0.50603 | 0.50603 | 0.50603 | 0.50603 | 0.50603
IL Fac. Spec. - NOX Rate Summer v3.1, Unit 2857 and retrofits | 473 | 1797 | Rate Constraint in lbs/MMBtu | FALSE | L | Annual | Constraint Shadow Price | US$/Ton | 0 | 0 | 0 | 0 | 0 | 0 | 0
IL Fac. Spec. - NOX Rate Summer v3.1, Unit 2858 and retrofits | 474 | 1797 | Rate Constraint in lbs/MMBtu | FALSE | L | Annual | Seasons Included | Seasons | Summer | Summer | Summer | Summer | Summer | Summer | Summer
IL Fac. Spec. - NOX Rate Summer v3.1, Unit 2858 and retrofits | 474 | 1797 | Rate Constraint in lbs/MMBtu | FALSE | L | Annual | Standard | lb/MMBtu | 0.25 | 0.25 | 0.25 | 0.25 | 0.25 | 0.25 | 0.25
IL Fac. Spec. - NOX Rate Summer v3.1, Unit 2858 and retrofits | 474 | 1797 | Rate Constraint in lbs/MMBtu | FALSE | L | Annual | Emissions at Affected Plants NOX | MTons | 0.04014 | 0.04014 | 0.26799 | 0.26799 | 0.26799 | 0.26799 | 0.20099
IL Fac. Spec. - NOX Rate Summer v3.1, Unit 2858 and retrofits | 474 | 1797 | Rate Constraint in lbs/MMBtu | FALSE | L | Annual | Allowances Purchased NOX | MTons | 0 | 0 | 0 | 0 | 0 | 0 | 0
IL Fac. Spec. - NOX Rate Summer v3.1, Unit 2858 and retrofits | 474 | 1797 | Rate Constraint in lbs/MMBtu | FALSE | L | Annual | Allowances Sold NOX | MTons | 0 | 0 | 0 | 0 | 0 | 0 | 0
IL Fac. Spec. - NOX Rate Summer v3.1, Unit 2858 and retrofits | 474 | 1797 | Rate Constraint in lbs/MMBtu | FALSE | L | Annual | Allowances Banked | MTons | 0 | 0 | 0 | 0 | 0 | 0 | 0
IL Fac. Spec. - NOX Rate Summer v3.1, Unit 2858 and retrofits | 474 | 1797 | Rate Constraint in lbs/MMBtu | FALSE | L | Annual | Allowances Withdrawn (1:1) | MTons | 0 | 0 | 0 | 0 | 0 | 0 | 0
IL Fac. Spec. - NOX Rate Summer v3.1, Unit 2858 and retrofits | 474 | 1797 | Rate Constraint in lbs/MMBtu | FALSE | L | Annual | Allowances Withdrawn (n:1) | MTons | 0 | 0 | 0 | 0 | 0 | 0 | 0
IL Fac. Spec. - NOX Rate Summer v3.1, Unit 2858 and retrofits | 474 | 1797 | Rate Constraint in lbs/MMBtu | FALSE | L | Annual | Net Emissions Allowance Position | MTons | 0.04014 | 0.04014 | 0.26799 | 0.26799 | 0.26799 | 0.26799 | 0.20099
IL Fac. Spec. - NOX Rate Summer v3.1, Unit 2858 and retrofits | 474 | 1797 | Rate Constraint in lbs/MMBtu | FALSE | L | Annual | Fuel Consumed | TBtu | 0.66346 | 0.66346 | 4.4295 | 4.4295 | 4.4295 | 4.4295 | 3.3221
IL Fac. Spec. - NOX Rate Summer v3.1, Unit 2858 and retrofits | 474 | 1797 | Rate Constraint in lbs/MMBtu | FALSE | L | Annual | Rate | lb/MMBtu | 0.121 | 0.121 | 0.121 | 0.121 | 0.121 | 0.121 | 0.121
IL Fac. Spec. - NOX Rate Summer v3.1, Unit 2858 and retrofits | 474 | 1797 | Rate Constraint in lbs/MMBtu | FALSE | L | Annual | Generation | TWh | 0.079323 | 0.079323 | 0.52959 | 0.52959 | 0.52959 | 0.52959 | 0.39719
IL Fac. Spec. - NOX Rate Summer v3.1, Unit 2858 and retrofits | 474 | 1797 | Rate Constraint in lbs/MMBtu | FALSE | L | Annual | Qualifying Generation | TWh | 0.079323 | 0.079323 | 0.52959 | 0.52959 | 0.52959 | 0.52959 | 0.39719
IL Fac. Spec. - NOX Rate Summer v3.1, Unit 2858 and retrofits | 474 | 1797 | Rate Constraint in lbs/MMBtu | FALSE | L | Annual | Rate | lb/MWh | 0.50603 | 0.50603 | 0.50603 | 0.50603 | 0.50603 | 0.50603 | 0.50603
IL Fac. Spec. - NOX Rate Summer v3.1, Unit 2858 and retrofits | 474 | 1797 | Rate Constraint in lbs/MMBtu | FALSE | L | Annual | Constraint Shadow Price | US$/Ton | 0 | 0 | 0 | 0 | 0 | 0 | 0
IL Fac. Spec. - NOX Rate Summer v3.1, Unit 3219 and retrofits | 475 | 1797 | Rate Constraint in lbs/MMBtu | FALSE | L | Annual | Seasons Included | Seasons | Summer | Summer | Summer | Summer | Summer | Summer | Summer
IL Fac. Spec. - NOX Rate Summer v3.1, Unit 3219 and retrofits | 475 | 1797 | Rate Constraint in lbs/MMBtu | FALSE | L | Annual | Standard | lb/MMBtu | 0.25 | 0.25 | 0.25 | 0.25 | 0.25 | 0.25 | 0.25
IL Fac. Spec. - NOX Rate Summer v3.1, Unit 3219 and retrofits | 475 | 1797 | Rate Constraint in lbs/MMBtu | FALSE | L | Annual | Emissions at Affected Plants NOX | MTons | 0.012732 | 0.012732 | 0.028299 | 0.028299 | 0.028299 | 0.028299 | 0.028299
IL Fac. Spec. - NOX Rate Summer v3.1, Unit 3219 and retrofits | 475 | 1797 | Rate Constraint in lbs/MMBtu | FALSE | L | Annual | Allowances Purchased NOX | MTons | 0 | 0 | 0 | 0 | 0 | 0 | 0
IL Fac. Spec. - NOX Rate Summer v3.1, Unit 3219 and retrofits | 475 | 1797 | Rate Constraint in lbs/MMBtu | FALSE | L | Annual | Allowances Sold NOX | MTons | 0 | 0 | 0 | 0 | 0 | 0 | 0
IL Fac. Spec. - NOX Rate Summer v3.1, Unit 3219 and retrofits | 475 | 1797 | Rate Constraint in lbs/MMBtu | FALSE | L | Annual | Allowances Banked | MTons | 0 | 0 | 0 | 0 | 0 | 0 | 0
IL Fac. Spec. - NOX Rate Summer v3.1, Unit 3219 and retrofits | 475 | 1797 | Rate Constraint in lbs/MMBtu | FALSE | L | Annual | Allowances Withdrawn (1:1) | MTons | 0 | 0 | 0 | 0 | 0 | 0 | 0
IL Fac. Spec. - NOX Rate Summer v3.1, Unit 3219 and retrofits | 475 | 1797 | Rate Constraint in lbs/MMBtu | FALSE | L | Annual | Allowances Withdrawn (n:1) | MTons | 0 | 0 | 0 | 0 | 0 | 0 | 0
IL Fac. Spec. - NOX Rate Summer v3.1, Unit 3219 and retrofits | 475 | 1797 | Rate Constraint in lbs/MMBtu | FALSE | L | Annual | Net Emissions Allowance Position | MTons | 0.012732 | 0.012732 | 0.028299 | 0.028299 | 0.028299 | 0.028299 | 0.028299
IL Fac. Spec. - NOX Rate Summer v3.1, Unit 3219 and retrofits | 475 | 1797 | Rate Constraint in lbs/MMBtu | FALSE | L | Annual | Fuel Consumed | TBtu | 1.7322 | 1.7322 | 3.8503 | 3.8503 | 3.8503 | 3.8503 | 3.8503
IL Fac. Spec. - NOX Rate Summer v3.1, Unit 3219 and retrofits | 475 | 1797 | Rate Constraint in lbs/MMBtu | FALSE | L | Annual | Rate | lb/MMBtu | 0.0147 | 0.0147 | 0.0147 | 0.0147 | 0.0147 | 0.0147 | 0.0147
IL Fac. Spec. - NOX Rate Summer v3.1, Unit 3219 and retrofits | 475 | 1797 | Rate Constraint in lbs/MMBtu | FALSE | L | Annual | Generation | TWh | 0.2457 | 0.2457 | 0.54614 | 0.54614 | 0.54614 | 0.54614 | 0.54614
IL Fac. Spec. - NOX Rate Summer v3.1, Unit 3219 and retrofits | 475 | 1797 | Rate Constraint in lbs/MMBtu | FALSE | L | Annual | Qualifying Generation | TWh | 0.2457 | 0.2457 | 0.54614 | 0.54614 | 0.54614 | 0.54614 | 0.54614
IL Fac. Spec. - NOX Rate Summer v3.1, Unit 3219 and retrofits | 475 | 1797 | Rate Constraint in lbs/MMBtu | FALSE | L | Annual | Rate | lb/MWh | 0.051817 | 0.051817 | 0.051817 | 0.051817 | 0.051817 | 0.051817 | 0.051817
IL Fac. Spec. - NOX Rate Summer v3.1, Unit 3219 and retrofits | 475 | 1797 | Rate Constraint in lbs/MMBtu | FALSE | L | Annual | Constraint Shadow Price | US$/Ton | 0 | 0 | 0 | 0 | 0 | 0 | 0
IL Fac. Spec. - NOX Rate Summer v3.1, Unit 3220 and retrofits | 476 | 1797 | Rate Constraint in lbs/MMBtu | FALSE | L | Annual | Seasons Included | Seasons | Summer | Summer | Summer | Summer | Summer | Summer | Summer
IL Fac. Spec. - NOX Rate Summer v3.1, Unit 3220 and retrofits | 476 | 1797 | Rate Constraint in lbs/MMBtu | FALSE | L | Annual | Standard | lb/MMBtu | 0.25 | 0.25 | 0.25 | 0.25 | 0.25 | 0.25 | 0.25
IL Fac. Spec. - NOX Rate Summer v3.1, Unit 3220 and retrofits | 476 | 1797 | Rate Constraint in lbs/MMBtu | FALSE | L | Annual | Emissions at Affected Plants NOX | MTons | 0.014738 | 0.014738 | 0.032759 | 0.032759 | 0.032759 | 0.032759 | 0.032759
IL Fac. Spec. - NOX Rate Summer v3.1, Unit 3220 and retrofits | 476 | 1797 | Rate Constraint in lbs/MMBtu | FALSE | L | Annual | Allowances Purchased NOX | MTons | 0 | 0 | 0 | 0 | 0 | 0 | 0
IL Fac. Spec. - NOX Rate Summer v3.1, Unit 3220 and retrofits | 476 | 1797 | Rate Constraint in lbs/MMBtu | FALSE | L | Annual | Allowances Sold NOX | MTons | 0 | 0 | 0 | 0 | 0 | 0 | 0
IL Fac. Spec. - NOX Rate Summer v3.1, Unit 3220 and retrofits | 476 | 1797 | Rate Constraint in lbs/MMBtu | FALSE | L | Annual | Allowances Banked | MTons | 0 | 0 | 0 | 0 | 0 | 0 | 0
IL Fac. Spec. - NOX Rate Summer v3.1, Unit 3220 and retrofits | 476 | 1797 | Rate Constraint in lbs/MMBtu | FALSE | L | Annual | Allowances Withdrawn (1:1) | MTons | 0 | 0 | 0 | 0 | 0 | 0 | 0
IL Fac. Spec. - NOX Rate Summer v3.1, Unit 3220 and retrofits | 476 | 1797 | Rate Constraint in lbs/MMBtu | FALSE | L | Annual | Allowances Withdrawn (n:1) | MTons | 0 | 0 | 0 | 0 | 0 | 0 | 0
IL Fac. Spec. - NOX Rate Summer v3.1, Unit 3220 and retrofits | 476 | 1797 | Rate Constraint in lbs/MMBtu | FALSE | L | Annual | Net Emissions Allowance Position | MTons | 0.014738 | 0.014738 | 0.032759 | 0.032759 | 0.032759 | 0.032759 | 0.032759
IL Fac. Spec. - NOX Rate Summer v3.1, Unit 3220 and retrofits | 476 | 1797 | Rate Constraint in lbs/MMBtu | FALSE | L | Annual | Fuel Consumed | TBtu | 2.0052 | 2.0052 | 4.457 | 4.457 | 4.457 | 4.457 | 4.457
IL Fac. Spec. - NOX Rate Summer v3.1, Unit 3220 and retrofits | 476 | 1797 | Rate Constraint in lbs/MMBtu | FALSE | L | Annual | Rate | lb/MMBtu | 0.0147 | 0.0147 | 0.0147 | 0.0147 | 0.0147 | 0.0147 | 0.0147
IL Fac. Spec. - NOX Rate Summer v3.1, Unit 3220 and retrofits | 476 | 1797 | Rate Constraint in lbs/MMBtu | FALSE | L | Annual | Generation | TWh | 0.28442 | 0.28442 | 0.6322 | 0.6322 | 0.6322 | 0.6322 | 0.6322
IL Fac. Spec. - NOX Rate Summer v3.1, Unit 3220 and retrofits | 476 | 1797 | Rate Constraint in lbs/MMBtu | FALSE | L | Annual | Qualifying Generation | TWh | 0.28442 | 0.28442 | 0.6322 | 0.6322 | 0.6322 | 0.6322 | 0.6322
IL Fac. Spec. - NOX Rate Summer v3.1, Unit 3220 and retrofits | 476 | 1797 | Rate Constraint in lbs/MMBtu | FALSE | L | Annual | Rate | lb/MWh | 0.051817 | 0.051817 | 0.051817 | 0.051817 | 0.051817 | 0.051817 | 0.051817
IL Fac. Spec. - NOX Rate Summer v3.1, Unit 3220 and retrofits | 476 | 1797 | Rate Constraint in lbs/MMBtu | FALSE | L | Annual | Constraint Shadow Price | US$/Ton | 0 | 0 | 0 | 0 | 0 | 0 | 0
IL Fac. Spec. - NOX Rate Summer v3.1, Unit 3221 and retrofits | 477 | 1797 | Rate Constraint in lbs/MMBtu | FALSE | L | Annual | Seasons Included | Seasons | Summer | Summer | Summer | Summer | Summer | Summer | Summer
IL Fac. Spec. - NOX Rate Summer v3.1, Unit 3221 and retrofits | 477 | 1797 | Rate Constraint in lbs/MMBtu | FALSE | L | Annual | Standard | lb/MMBtu | 0.25 | 0.25 | 0.25 | 0.25 | 0.25 | 0.25 | 0.25
IL Fac. Spec. - NOX Rate Summer v3.1, Unit 3221 and retrofits | 477 | 1797 | Rate Constraint in lbs/MMBtu | FALSE | L | Annual | Emissions at Affected Plants NOX | MTons | 0.012732 | 0.017123 | 0.028299 | 0.028299 | 0.028299 | 0.028299 | 0.028299
IL Fac. Spec. - NOX Rate Summer v3.1, Unit 3221 and retrofits | 477 | 1797 | Rate Constraint in lbs/MMBtu | FALSE | L | Annual | Allowances Purchased NOX | MTons | 0 | 0 | 0 | 0 | 0 | 0 | 0
IL Fac. Spec. - NOX Rate Summer v3.1, Unit 3221 and retrofits | 477 | 1797 | Rate Constraint in lbs/MMBtu | FALSE | L | Annual | Allowances Sold NOX | MTons | 0 | 0 | 0 | 0 | 0 | 0 | 0
IL Fac. Spec. - NOX Rate Summer v3.1, Unit 3221 and retrofits | 477 | 1797 | Rate Constraint in lbs/MMBtu | FALSE | L | Annual | Allowances Banked | MTons | 0 | 0 | 0 | 0 | 0 | 0 | 0
IL Fac. Spec. - NOX Rate Summer v3.1, Unit 3221 and retrofits | 477 | 1797 | Rate Constraint in lbs/MMBtu | FALSE | L | Annual | Allowances Withdrawn (1:1) | MTons | 0 | 0 | 0 | 0 | 0 | 0 | 0
IL Fac. Spec. - NOX Rate Summer v3.1, Unit 3221 and retrofits | 477 | 1797 | Rate Constraint in lbs/MMBtu | FALSE | L | Annual | Allowances Withdrawn (n:1) | MTons | 0 | 0 | 0 | 0 | 0 | 0 | 0
IL Fac. Spec. - NOX Rate Summer v3.1, Unit 3221 and retrofits | 477 | 1797 | Rate Constraint in lbs/MMBtu | FALSE | L | Annual | Net Emissions Allowance Position | MTons | 0.012732 | 0.017123 | 0.028299 | 0.028299 | 0.028299 | 0.028299 | 0.028299
IL Fac. Spec. - NOX Rate Summer v3.1, Unit 3221 and retrofits | 477 | 1797 | Rate Constraint in lbs/MMBtu | FALSE | L | Annual | Fuel Consumed | TBtu | 1.7322 | 2.3297 | 3.8503 | 3.8503 | 3.8503 | 3.8503 | 3.8503
IL Fac. Spec. - NOX Rate Summer v3.1, Unit 3221 and retrofits | 477 | 1797 | Rate Constraint in lbs/MMBtu | FALSE | L | Annual | Rate | lb/MMBtu | 0.0147 | 0.0147 | 0.0147 | 0.0147 | 0.0147 | 0.0147 | 0.0147
IL Fac. Spec. - NOX Rate Summer v3.1, Unit 3221 and retrofits | 477 | 1797 | Rate Constraint in lbs/MMBtu | FALSE | L | Annual | Generation | TWh | 0.2457 | 0.33046 | 0.54614 | 0.54614 | 0.54614 | 0.54614 | 0.54614
IL Fac. Spec. - NOX Rate Summer v3.1, Unit 3221 and retrofits | 477 | 1797 | Rate Constraint in lbs/MMBtu | FALSE | L | Annual | Qualifying Generation | TWh | 0.2457 | 0.33046 | 0.54614 | 0.54614 | 0.54614 | 0.54614 | 0.54614
IL Fac. Spec. - NOX Rate Summer v3.1, Unit 3221 and retrofits | 477 | 1797 | Rate Constraint in lbs/MMBtu | FALSE | L | Annual | Rate | lb/MWh | 0.051817 | 0.051817 | 0.051817 | 0.051817 | 0.051817 | 0.051817 | 0.051817
IL Fac. Spec. - NOX Rate Summer v3.1, Unit 3221 and retrofits | 477 | 1797 | Rate Constraint in lbs/MMBtu | FALSE | L | Annual | Constraint Shadow Price | US$/Ton | 0 | 0 | 0 | 0 | 0 | 0 | 0
IL Fac. Spec. - NOX Rate Summer v3.1, Unit 4070 and retrofits | 478 | 1797 | Rate Constraint in lbs/MMBtu | FALSE | L | Annual | Seasons Included | Seasons | Summer | Summer | Summer | Summer | Summer | Summer | Summer
IL Fac. Spec. - NOX Rate Summer v3.1, Unit 4070 and retrofits | 478 | 1797 | Rate Constraint in lbs/MMBtu | FALSE | L | Annual | Standard | lb/MMBtu | 0.25 | 0.25 | 0.25 | 0.25 | 0.25 | 0.25 | 0.25
IL Fac. Spec. - NOX Rate Summer v3.1, Unit 4070 and retrofits | 478 | 1797 | Rate Constraint in lbs/MMBtu | FALSE | L | Annual | Emissions at Affected Plants NOX | MTons | 0.80867 | 0.81177 | 0.81177 | 0.81177 | 0.81177 | 0.81177 | 0.81177
IL Fac. Spec. - NOX Rate Summer v3.1, Unit 4070 and retrofits | 478 | 1797 | Rate Constraint in lbs/MMBtu | FALSE | L | Annual | Allowances Purchased NOX | MTons | 0 | 0 | 0 | 0 | 0 | 0 | 0
IL Fac. Spec. - NOX Rate Summer v3.1, Unit 4070 and retrofits | 478 | 1797 | Rate Constraint in lbs/MMBtu | FALSE | L | Annual | Allowances Sold NOX | MTons | 0 | 0 | 0 | 0 | 0 | 0 | 0
IL Fac. Spec. - NOX Rate Summer v3.1, Unit 4070 and retrofits | 478 | 1797 | Rate Constraint in lbs/MMBtu | FALSE | L | Annual | Allowances Banked | MTons | 0 | 0 | 0 | 0 | 0 | 0 | 0
IL Fac. Spec. - NOX Rate Summer v3.1, Unit 4070 and retrofits | 478 | 1797 | Rate Constraint in lbs/MMBtu | FALSE | L | Annual | Allowances Withdrawn (1:1) | MTons | 0 | 0 | 0 | 0 | 0 | 0 | 0
IL Fac. Spec. - NOX Rate Summer v3.1, Unit 4070 and retrofits | 478 | 1797 | Rate Constraint in lbs/MMBtu | FALSE | L | Annual | Allowances Withdrawn (n:1) | MTons | 0 | 0 | 0 | 0 | 0 | 0 | 0
IL Fac. Spec. - NOX Rate Summer v3.1, Unit 4070 and retrofits | 478 | 1797 | Rate Constraint in lbs/MMBtu | FALSE | L | Annual | Net Emissions Allowance Position | MTons | 0.80867 | 0.81177 | 0.81177 | 0.81177 | 0.81177 | 0.81177 | 0.81177
IL Fac. Spec. - NOX Rate Summer v3.1, Unit 4070 and retrofits | 478 | 1797 | Rate Constraint in lbs/MMBtu | FALSE | L | Annual | Fuel Consumed | TBtu | 23.2871 | 23.1934 | 23.1934 | 23.1934 | 23.1934 | 23.1934 | 23.1934
IL Fac. Spec. - NOX Rate Summer v3.1, Unit 4070 and retrofits | 478 | 1797 | Rate Constraint in lbs/MMBtu | FALSE | L | Annual | Rate | lb/MMBtu | 0.069452 | 0.07 | 0.07 | 0.07 | 0.07 | 0.07 | 0.07
IL Fac. Spec. - NOX Rate Summer v3.1, Unit 4070 and retrofits | 478 | 1797 | Rate Constraint in lbs/MMBtu | FALSE | L | Annual | Generation | TWh | 2.6356 | 2.6356 | 2.6356 | 2.6356 | 2.6356 | 2.6356 | 2.6356
IL Fac. Spec. - NOX Rate Summer v3.1, Unit 4070 and retrofits | 478 | 1797 | Rate Constraint in lbs/MMBtu | FALSE | L | Annual | Qualifying Generation | TWh | 2.6356 | 2.6356 | 2.6356 | 2.6356 | 2.6356 | 2.6356 | 2.6356
IL Fac. Spec. - NOX Rate Summer v3.1, Unit 4070 and retrofits | 478 | 1797 | Rate Constraint in lbs/MMBtu | FALSE | L | Annual | Rate | lb/MWh | 0.30683 | 0.308 | 0.308 | 0.308 | 0.308 | 0.308 | 0.308
IL Fac. Spec. - NOX Rate Summer v3.1, Unit 4070 and retrofits | 478 | 1797 | Rate Constraint in lbs/MMBtu | FALSE | L | Annual | Constraint Shadow Price | US$/Ton | 0 | 0 | 0 | 0 | 0 | 0 | 0
IL Fac. Spec. - NOX Rate Summer v3.1, Unit 4071 and retrofits | 479 | 1797 | Rate Constraint in lbs/MMBtu | FALSE | L | Annual | Seasons Included | Seasons | Summer | Summer | Summer | Summer | Summer | Summer | Summer
IL Fac. Spec. - NOX Rate Summer v3.1, Unit 4071 and retrofits | 479 | 1797 | Rate Constraint in lbs/MMBtu | FALSE | L | Annual | Standard | lb/MMBtu | 0.25 | 0.25 | 0.25 | 0.25 | 0.25 | 0.25 | 0.25
IL Fac. Spec. - NOX Rate Summer v3.1, Unit 4071 and retrofits | 479 | 1797 | Rate Constraint in lbs/MMBtu | FALSE | L | Annual | Emissions at Affected Plants NOX | MTons | 0.81177 | 0.81177 | 0.81177 | 0.81177 | 0.81177 | 0.81177 | 0.81177
IL Fac. Spec. - NOX Rate Summer v3.1, Unit 4071 and retrofits | 479 | 1797 | Rate Constraint in lbs/MMBtu | FALSE | L | Annual | Allowances Purchased NOX | MTons | 0 | 0 | 0 | 0 | 0 | 0 | 0
IL Fac. Spec. - NOX Rate Summer v3.1, Unit 4071 and retrofits | 479 | 1797 | Rate Constraint in lbs/MMBtu | FALSE | L | Annual | Allowances Sold NOX | MTons | 0 | 0 | 0 | 0 | 0 | 0 | 0
IL Fac. Spec. - NOX Rate Summer v3.1, Unit 4071 and retrofits | 479 | 1797 | Rate Constraint in lbs/MMBtu | FALSE | L | Annual | Allowances Banked | MTons | 0 | 0 | 0 | 0 | 0 | 0 | 0
IL Fac. Spec. - NOX Rate Summer v3.1, Unit 4071 and retrofits | 479 | 1797 | Rate Constraint in lbs/MMBtu | FALSE | L | Annual | Allowances Withdrawn (1:1) | MTons | 0 | 0 | 0 | 0 | 0 | 0 | 0
IL Fac. Spec. - NOX Rate Summer v3.1, Unit 4071 and retrofits | 479 | 1797 | Rate Constraint in lbs/MMBtu | FALSE | L | Annual | Allowances Withdrawn (n:1) | MTons | 0 | 0 | 0 | 0 | 0 | 0 | 0
IL Fac. Spec. - NOX Rate Summer v3.1, Unit 4071 and retrofits | 479 | 1797 | Rate Constraint in lbs/MMBtu | FALSE | L | Annual | Net Emissions Allowance Position | MTons | 0.81177 | 0.81177 | 0.81177 | 0.81177 | 0.81177 | 0.81177 | 0.81177
IL Fac. Spec. - NOX Rate Summer v3.1, Unit 4071 and retrofits | 479 | 1797 | Rate Constraint in lbs/MMBtu | FALSE | L | Annual | Fuel Consumed | TBtu | 23.1934 | 23.1934 | 23.1934 | 23.1934 | 23.1934 | 23.1934 | 23.1934
IL Fac. Spec. - NOX Rate Summer v3.1, Unit 4071 and retrofits | 479 | 1797 | Rate Constraint in lbs/MMBtu | FALSE | L | Annual | Rate | lb/MMBtu | 0.07 | 0.07 | 0.07 | 0.07 | 0.07 | 0.07 | 0.07
IL Fac. Spec. - NOX Rate Summer v3.1, Unit 4071 and retrofits | 479 | 1797 | Rate Constraint in lbs/MMBtu | FALSE | L | Annual | Generation | TWh | 2.6356 | 2.6356 | 2.6356 | 2.6356 | 2.6356 | 2.6356 | 2.6356
IL Fac. Spec. - NOX Rate Summer v3.1, Unit 4071 and retrofits | 479 | 1797 | Rate Constraint in lbs/MMBtu | FALSE | L | Annual | Qualifying Generation | TWh | 2.6356 | 2.6356 | 2.6356 | 2.6356 | 2.6356 | 2.6356 | 2.6356
IL Fac. Spec. - NOX Rate Summer v3.1, Unit 4071 and retrofits | 479 | 1797 | Rate Constraint in lbs/MMBtu | FALSE | L | Annual | Rate | lb/MWh | 0.308 | 0.308 | 0.308 | 0.308 | 0.308 | 0.308 | 0.308
IL Fac. Spec. - NOX Rate Summer v3.1, Unit 4071 and retrofits | 479 | 1797 | Rate Constraint in lbs/MMBtu | FALSE | L | Annual | Constraint Shadow Price | US$/Ton | 0 | 0 | 0 | 0 | 0 | 0 | 0
IL Fac. Spec. - NOX Rate Summer v3.1, Unit 4072 and retrofits | 480 | 1797 | Rate Constraint in lbs/MMBtu | FALSE | L | Annual | Seasons Included | Seasons | Summer | Summer | Summer | Summer | Summer | Summer | Summer
IL Fac. Spec. - NOX Rate Summer v3.1, Unit 4072 and retrofits | 480 | 1797 | Rate Constraint in lbs/MMBtu | FALSE | L | Annual | Standard | lb/MMBtu | 0.25 | 0.25 | 0.25 | 0.25 | 0.25 | 0.25 | 0.25
IL Fac. Spec. - NOX Rate Summer v3.1, Unit 4072 and retrofits | 480 | 1797 | Rate Constraint in lbs/MMBtu | FALSE | L | Annual | Emissions at Affected Plants NOX | MTons | 0.16073 | 0.16073 | 0.11471 | 0.11599 | 0.11471 | 0.139 | 0.11471
IL Fac. Spec. - NOX Rate Summer v3.1, Unit 4072 and retrofits | 480 | 1797 | Rate Constraint in lbs/MMBtu | FALSE | L | Annual | Allowances Purchased NOX | MTons | 0 | 0 | 0 | 0 | 0 | 0 | 0
IL Fac. Spec. - NOX Rate Summer v3.1, Unit 4072 and retrofits | 480 | 1797 | Rate Constraint in lbs/MMBtu | FALSE | L | Annual | Allowances Sold NOX | MTons | 0 | 0 | 0 | 0 | 0 | 0 | 0
IL Fac. Spec. - NOX Rate Summer v3.1, Unit 4072 and retrofits | 480 | 1797 | Rate Constraint in lbs/MMBtu | FALSE | L | Annual | Allowances Banked | MTons | 0 | 0 | 0 | 0 | 0 | 0 | 0
IL Fac. Spec. - NOX Rate Summer v3.1, Unit 4072 and retrofits | 480 | 1797 | Rate Constraint in lbs/MMBtu | FALSE | L | Annual | Allowances Withdrawn (1:1) | MTons | 0 | 0 | 0 | 0 | 0 | 0 | 0
IL Fac. Spec. - NOX Rate Summer v3.1, Unit 4072 and retrofits | 480 | 1797 | Rate Constraint in lbs/MMBtu | FALSE | L | Annual | Allowances Withdrawn (n:1) | MTons | 0 | 0 | 0 | 0 | 0 | 0 | 0
IL Fac. Spec. - NOX Rate Summer v3.1, Unit 4072 and retrofits | 480 | 1797 | Rate Constraint in lbs/MMBtu | FALSE | L | Annual | Net Emissions Allowance Position | MTons | 0.16073 | 0.16073 | 0.11471 | 0.11599 | 0.11471 | 0.139 | 0.11471
IL Fac. Spec. - NOX Rate Summer v3.1, Unit 4072 and retrofits | 480 | 1797 | Rate Constraint in lbs/MMBtu | FALSE | L | Annual | Fuel Consumed | TBtu | 7.2805 | 7.2805 | 5.3152 | 5.2539 | 5.3152 | 6.4265 | 5.3152
IL Fac. Spec. - NOX Rate Summer v3.1, Unit 4072 and retrofits | 480 | 1797 | Rate Constraint in lbs/MMBtu | FALSE | L | Annual | Rate | lb/MMBtu | 0.044153 | 0.044153 | 0.043163 | 0.044153 | 0.043163 | 0.043259 | 0.043163
IL Fac. Spec. - NOX Rate Summer v3.1, Unit 4072 and retrofits | 480 | 1797 | Rate Constraint in lbs/MMBtu | FALSE | L | Annual | Generation | TWh | 0.65975 | 0.65975 | 0.4761 | 0.47611 | 0.4761 | 0.57629 | 0.4761
IL Fac. Spec. - NOX Rate Summer v3.1, Unit 4072 and retrofits | 480 | 1797 | Rate Constraint in lbs/MMBtu | FALSE | L | Annual | Qualifying Generation | TWh | 0.65975 | 0.65975 | 0.4761 | 0.47611 | 0.4761 | 0.57629 | 0.4761
IL Fac. Spec. - NOX Rate Summer v3.1, Unit 4072 and retrofits | 480 | 1797 | Rate Constraint in lbs/MMBtu | FALSE | L | Annual | Rate | lb/MWh | 0.24362 | 0.24362 | 0.24094 | 0.24362 | 0.24094 | 0.2412 | 0.24094
IL Fac. Spec. - NOX Rate Summer v3.1, Unit 4072 and retrofits | 480 | 1797 | Rate Constraint in lbs/MMBtu | FALSE | L | Annual | Constraint Shadow Price | US$/Ton | 0 | 0 | 0 | 0 | 0 | 0 | 0
IL Fac. Spec. - NOX Rate Summer v3.1, Unit 4214 and retrofits | 481 | 1797 | Rate Constraint in lbs/MMBtu | FALSE | L | Annual | Seasons Included | Seasons | Summer | Summer | Summer | Summer | Summer | Summer | Summer
IL Fac. Spec. - NOX Rate Summer v3.1, Unit 4214 and retrofits | 481 | 1797 | Rate Constraint in lbs/MMBtu | FALSE | L | Annual | Standard | lb/MMBtu | 0.25 | 0.25 | 0.25 | 0.25 | 0.25 | 0.25 | 0.25
IL Fac. Spec. - NOX Rate Summer v3.1, Unit 4214 and retrofits | 481 | 1797 | Rate Constraint in lbs/MMBtu | FALSE | L | Annual | Emissions at Affected Plants NOX | MTons | 0.14641 | 0.14641 | 0.14641 | 0.14641 | 0.14641 | 0.14641 | 0.14641
IL Fac. Spec. - NOX Rate Summer v3.1, Unit 4214 and retrofits | 481 | 1797 | Rate Constraint in lbs/MMBtu | FALSE | L | Annual | Allowances Purchased NOX | MTons | 0 | 0 | 0 | 0 | 0 | 0 | 0
IL Fac. Spec. - NOX Rate Summer v3.1, Unit 4214 and retrofits | 481 | 1797 | Rate Constraint in lbs/MMBtu | FALSE | L | Annual | Allowances Sold NOX | MTons | 0 | 0 | 0 | 0 | 0 | 0 | 0
IL Fac. Spec. - NOX Rate Summer v3.1, Unit 4214 and retrofits | 481 | 1797 | Rate Constraint in lbs/MMBtu | FALSE | L | Annual | Allowances Banked | MTons | 0 | 0 | 0 | 0 | 0 | 0 | 0
IL Fac. Spec. - NOX Rate Summer v3.1, Unit 4214 and retrofits | 481 | 1797 | Rate Constraint in lbs/MMBtu | FALSE | L | Annual | Allowances Withdrawn (1:1) | MTons | 0 | 0 | 0 | 0 | 0 | 0 | 0
IL Fac. Spec. - NOX Rate Summer v3.1, Unit 4214 and retrofits | 481 | 1797 | Rate Constraint in lbs/MMBtu | FALSE | L | Annual | Allowances Withdrawn (n:1) | MTons | 0 | 0 | 0 | 0 | 0 | 0 | 0
IL Fac. Spec. - NOX Rate Summer v3.1, Unit 4214 and retrofits | 481 | 1797 | Rate Constraint in lbs/MMBtu | FALSE | L | Annual | Net Emissions Allowance Position | MTons | 0.14641 | 0.14641 | 0.14641 | 0.14641 | 0.14641 | 0.14641 | 0.14641
IL Fac. Spec. - NOX Rate Summer v3.1, Unit 4214 and retrofits | 481 | 1797 | Rate Constraint in lbs/MMBtu | FALSE | L | Annual | Fuel Consumed | TBtu | 3.4207 | 3.4207 | 3.4207 | 3.4207 | 3.4207 | 3.4207 | 3.4207
IL Fac. Spec. - NOX Rate Summer v3.1, Unit 4214 and retrofits | 481 | 1797 | Rate Constraint in lbs/MMBtu | FALSE | L | Annual | Rate | lb/MMBtu | 0.085602 | 0.085602 | 0.085602 | 0.085602 | 0.085602 | 0.085602 | 0.085602
IL Fac. Spec. - NOX Rate Summer v3.1, Unit 4214 and retrofits | 481 | 1797 | Rate Constraint in lbs/MMBtu | FALSE | L | Annual | Generation | TWh | 0.17652 | 0.17652 | 0.17652 | 0.17652 | 0.17652 | 0.17652 | 0.17652
IL Fac. Spec. - NOX Rate Summer v3.1, Unit 4214 and retrofits | 481 | 1797 | Rate Constraint in lbs/MMBtu | FALSE | L | Annual | Qualifying Generation | TWh | 0.17652 | 0.17652 | 0.17652 | 0.17652 | 0.17652 | 0.17652 | 0.17652
IL Fac. Spec. - NOX Rate Summer v3.1, Unit 4214 and retrofits | 481 | 1797 | Rate Constraint in lbs/MMBtu | FALSE | L | Annual | Rate | lb/MWh | 0.82944 | 0.82944 | 0.82944 | 0.82944 | 0.82944 | 0.82944 | 0.82944
IL Fac. Spec. - NOX Rate Summer v3.1, Unit 4214 and retrofits | 481 | 1797 | Rate Constraint in lbs/MMBtu | FALSE | L | Annual | Constraint Shadow Price | US$/Ton | 0 | 0 | 0 | 0 | 0 | 0 | 0
IL Facility Average - NOX Rate Summer v3.1 | 482 | 1796 | Rate Constraint in lbs/MMBtu | FALSE | L | Annual | Seasons Included | Seasons | Summer | Summer | Summer | Summer | Summer | Summer | Summer
IL Facility Average - NOX Rate Summer v3.1 | 482 | 1796 | Rate Constraint in lbs/MMBtu | FALSE | L | Annual | Standard | lb/MMBtu | 0.25 | 0.25 | 0.25 | 0.25 | 0.25 | 0.25 | 0.25
IL Facility Average - NOX Rate Summer v3.1 | 482 | 1796 | Rate Constraint in lbs/MMBtu | FALSE | L | Annual | Emissions at Affected Plants NOX | MTons | 9.9705 | 9.9669 | 9.294 | 9.4834 | 9.4783 | 9.5731 | 9.7574
IL Facility Average - NOX Rate Summer v3.1 | 482 | 1796 | Rate Constraint in lbs/MMBtu | FALSE | L | Annual | Allowances Purchased NOX | MTons | 0 | 0 | 0 | 0 | 0 | 0 | 0
IL Facility Average - NOX Rate Summer v3.1 | 482 | 1796 | Rate Constraint in lbs/MMBtu | FALSE | L | Annual | Allowances Sold NOX | MTons | 0 | 0 | 0 | 0 | 0 | 0 | 0
IL Facility Average - NOX Rate Summer v3.1 | 482 | 1796 | Rate Constraint in lbs/MMBtu | FALSE | L | Annual | Allowances Banked | MTons | 0 | 0 | 0 | 0 | 0 | 0 | 0
IL Facility Average - NOX Rate Summer v3.1 | 482 | 1796 | Rate Constraint in lbs/MMBtu | FALSE | L | Annual | Allowances Withdrawn (1:1) | MTons | 0 | 0 | 0 | 0 | 0 | 0 | 0
IL Facility Average - NOX Rate Summer v3.1 | 482 | 1796 | Rate Constraint in lbs/MMBtu | FALSE | L | Annual | Allowances Withdrawn (n:1) | MTons | 0 | 0 | 0 | 0 | 0 | 0 | 0
IL Facility Average - NOX Rate Summer v3.1 | 482 | 1796 | Rate Constraint in lbs/MMBtu | FALSE | L | Annual | Net Emissions Allowance Position | MTons | 9.9705 | 9.9669 | 9.294 | 9.4834 | 9.4783 | 9.5731 | 9.7574
IL Facility Average - NOX Rate Summer v3.1 | 482 | 1796 | Rate Constraint in lbs/MMBtu | FALSE | L | Annual | Fuel Consumed | TBtu | 257.8917 | 257.2185 | 236.1102 | 241.8137 | 240.8322 | 243.0293 | 249.9545
IL Facility Average - NOX Rate Summer v3.1 | 482 | 1796 | Rate Constraint in lbs/MMBtu | FALSE | L | Annual | Rate | lb/MMBtu | 0.077323 | 0.077497 | 0.078726 | 0.078435 | 0.078713 | 0.078781 | 0.078074
IL Facility Average - NOX Rate Summer v3.1 | 482 | 1796 | Rate Constraint in lbs/MMBtu | FALSE | L | Annual | Generation | TWh | 26.177 | 26.1769 | 24.088 | 24.6823 | 24.6316 | 24.8451 | 25.5503
IL Facility Average - NOX Rate Summer v3.1 | 482 | 1796 | Rate Constraint in lbs/MMBtu | FALSE | L | Annual | Qualifying Generation | TWh | 26.177 | 26.1769 | 24.088 | 24.6823 | 24.6316 | 24.8451 | 25.5503
IL Facility Average - NOX Rate Summer v3.1 | 482 | 1796 | Rate Constraint in lbs/MMBtu | FALSE | L | Annual | Rate | lb/MWh | 0.38089 | 0.38075 | 0.38584 | 0.38422 | 0.3848 | 0.38531 | 0.38189
IL Facility Average - NOX Rate Summer v3.1 | 482 | 1796 | Rate Constraint in lbs/MMBtu | FALSE | L | Annual | Constraint Shadow Price | US$/Ton | 0 | 0 | 0 | 0 | 0 | 0 | 0
IL MPS- Ameren MER Rate Annual v5.12 | 483 | 5753 | MACT Fuel Choice Floor in lbs/MMBtu | FALSE | L | Annual | Seasons Included | Seasons | Winter, Summer | Winter, Summer | Winter, Summer | Winter, Summer | Winter, Summer | Winter, Summer | Winter, Summer
IL MPS- Ameren MER Rate Annual v5.12 | 483 | 5753 | MACT Fuel Choice Floor in lbs/MMBtu | FALSE | L | Annual | Emission Floor | lbs/MMBtu | 7.349e-07 | 7.349e-07 | 7.349e-07 | 7.349e-07 | 7.349e-07 | 7.349e-07 | 7.349e-07
IL MPS- Ameren MER Rate Annual v5.12 | 483 | 5753 | MACT Fuel Choice Floor in lbs/MMBtu | FALSE | L | Annual | Emissions at Affected Plants MER | lbs | 83.8005 | 85.5474 | 91.9529 | 95.497 | 95.183 | 96.0154 | 98.0856
IL MPS- Ameren MER Rate Annual v5.12 | 483 | 5753 | MACT Fuel Choice Floor in lbs/MMBtu | FALSE | L | Annual | Allowances Purchased MER | lbs | 0 | 0 | 0 | 0 | 0 | 0 | 0
IL MPS- Ameren MER Rate Annual v5.12 | 483 | 5753 | MACT Fuel Choice Floor in lbs/MMBtu | FALSE | L | Annual | Allowances Sold MER | lbs | 0 | 0 | 0 | 0 | 0 | 0 | 0
IL MPS- Ameren MER Rate Annual v5.12 | 483 | 5753 | MACT Fuel Choice Floor in lbs/MMBtu | FALSE | L | Annual | Allowances Banked | lbs | 0 | 0 | 0 | 0 | 0 | 0 | 0
IL MPS- Ameren MER Rate Annual v5.12 | 483 | 5753 | MACT Fuel Choice Floor in lbs/MMBtu | FALSE | L | Annual | Allowances Withdrawn (1:1) | lbs | 0 | 0 | 0 | 0 | 0 | 0 | 0
IL MPS- Ameren MER Rate Annual v5.12 | 483 | 5753 | MACT Fuel Choice Floor in lbs/MMBtu | FALSE | L | Annual | Allowances Withdrawn (n:1) | lbs | 0 | 0 | 0 | 0 | 0 | 0 | 0
IL MPS- Ameren MER Rate Annual v5.12 | 483 | 5753 | MACT Fuel Choice Floor in lbs/MMBtu | FALSE | L | Annual | Net Emissions Allowance Position | lbs | 83.8005 | 85.5474 | 91.9529 | 95.497 | 95.183 | 96.0154 | 98.0856
IL MPS- Ameren MER Rate Annual v5.12 | 483 | 5753 | MACT Fuel Choice Floor in lbs/MMBtu | FALSE | L | Annual | Fuel Consumed | TBtu | 175.0161 | 174.9374 | 166.7308 | 172.4444 | 171.9382 | 173.2801 | 171.9382
IL MPS- Ameren MER Rate Annual v5.12 | 483 | 5753 | MACT Fuel Choice Floor in lbs/MMBtu | FALSE | L | Annual | Rate | lb/MMBtu | 4.7882e-07 | 4.8902e-07 | 5.5151e-07 | 5.5378e-07 | 5.5359e-07 | 5.541e-07 | 5.7047e-07
IL MPS- Ameren MER Rate Annual v5.12 | 483 | 5753 | MACT Fuel Choice Floor in lbs/MMBtu | FALSE | L | Annual | Generation | TWh | 17.9927 | 17.9927 | 17.1522 | 17.7348 | 17.684 | 17.8186 | 17.684
IL MPS- Ameren MER Rate Annual v5.12 | 483 | 5753 | MACT Fuel Choice Floor in lbs/MMBtu | FALSE | L | Annual | Qualifying Generation | TWh | 17.9927 | 17.9927 | 17.1522 | 17.7348 | 17.684 | 17.8186 | 17.684
IL MPS- Ameren MER Rate Annual v5.12 | 483 | 5753 | MACT Fuel Choice Floor in lbs/MMBtu | FALSE | L | Annual | Constraint Shadow Price | US$/Lb | 0 | 0 | 0 | 0 | 0 | 0 | 0
IL MPS- Ameren NOX rate Annual v5.12 | 484 | 5754 | Rate Constraint in lbs/MMBtu | FALSE | L | Annual | Seasons Included | Seasons | Winter, Summer | Winter, Summer | Winter, Summer | Winter, Summer | Winter, Summer | Winter, Summer | Winter, Summer
IL MPS- Ameren NOX rate Annual v5.12 | 484 | 5754 | Rate Constraint in lbs/MMBtu | FALSE | L | Annual | Standard | lb/MMBtu | 0.11 | 0.11 | 0.11 | 0.11 | 0.11 | 0.11 | 0.11
IL MPS- Ameren NOX rate Annual v5.12 | 484 | 5754 | Rate Constraint in lbs/MMBtu | FALSE | L | Annual | Emissions at Affected Plants NOX | MTons | 5.535 | 5.5368 | 5.3259 | 5.4715 | 5.459 | 5.4922 | 5.459
IL MPS- Ameren NOX rate Annual v5.12 | 484 | 5754 | Rate Constraint in lbs/MMBtu | FALSE | L | Annual | Allowances Purchased NOX | MTons | 0 | 0 | 0 | 0 | 0 | 0 | 0
IL MPS- Ameren NOX rate Annual v5.12 | 484 | 5754 | Rate Constraint in lbs/MMBtu | FALSE | L | Annual | Allowances Sold NOX | MTons | 0 | 0 | 0 | 0 | 0 | 0 | 0
IL MPS- Ameren NOX rate Annual v5.12 | 484 | 5754 | Rate Constraint in lbs/MMBtu | FALSE | L | Annual | Allowances Banked | MTons | 0 | 0 | 0 | 0 | 0 | 0 | 0
IL MPS- Ameren NOX rate Annual v5.12 | 484 | 5754 | Rate Constraint in lbs/MMBtu | FALSE | L | Annual | Allowances Withdrawn (1:1) | MTons | 0 | 0 | 0 | 0 | 0 | 0 | 0
IL MPS- Ameren NOX rate Annual v5.12 | 484 | 5754 | Rate Constraint in lbs/MMBtu | FALSE | L | Annual | Allowances Withdrawn (n:1) | MTons | 0 | 0 | 0 | 0 | 0 | 0 | 0
IL MPS- Ameren NOX rate Annual v5.12 | 484 | 5754 | Rate Constraint in lbs/MMBtu | FALSE | L | Annual | Net Emissions Allowance Position | MTons | 5.535 | 5.5368 | 5.3259 | 5.4715 | 5.459 | 5.4922 | 5.459
IL MPS- Ameren NOX rate Annual v5.12 | 484 | 5754 | Rate Constraint in lbs/MMBtu | FALSE | L | Annual | Fuel Consumed | TBtu | 175.0161 | 174.9374 | 166.7308 | 172.4444 | 171.9382 | 173.2801 | 171.9382
IL MPS- Ameren NOX rate Annual v5.12 | 484 | 5754 | Rate Constraint in lbs/MMBtu | FALSE | L | Annual | Rate | lb/MMBtu | 0.063252 | 0.063301 | 0.063886 | 0.063458 | 0.0635 | 0.063391 | 0.0635
IL MPS- Ameren NOX rate Annual v5.12 | 484 | 5754 | Rate Constraint in lbs/MMBtu | FALSE | L | Annual | Generation | TWh | 17.9927 | 17.9927 | 17.1522 | 17.7348 | 17.684 | 17.8186 | 17.684
IL MPS- Ameren NOX rate Annual v5.12 | 484 | 5754 | Rate Constraint in lbs/MMBtu | FALSE | L | Annual | Qualifying Generation | TWh | 17.9927 | 17.9927 | 17.1522 | 17.7348 | 17.684 | 17.8186 | 17.684
IL MPS- Ameren NOX rate Annual v5.12 | 484 | 5754 | Rate Constraint in lbs/MMBtu | FALSE | L | Annual | Rate | lb/MWh | 0.30763 | 0.30773 | 0.31051 | 0.30852 | 0.3087 | 0.30823 | 0.3087
IL MPS- Ameren NOX rate Annual v5.12 | 484 | 5754 | Rate Constraint in lbs/MMBtu | FALSE | L | Annual | Constraint Shadow Price | US$/Ton | 0 | 0 | 0 | 0 | 0 | 0 | 0
IL MPS- Ameren NOX rate Summer v5.12 | 485 | 5755 | Rate Constraint in lbs/MMBtu | FALSE | L | Annual | Seasons Included | Seasons | Summer | Summer | Summer | Summer | Summer | Summer | Summer
IL MPS- Ameren NOX rate Summer v5.12 | 485 | 5755 | Rate Constraint in lbs/MMBtu | FALSE | L | Annual | Standard | lb/MMBtu | 0.11 | 0.11 | 0.11 | 0.11 | 0.11 | 0.11 | 0.11
IL MPS- Ameren NOX rate Summer v5.12 | 485 | 5755 | Rate Constraint in lbs/MMBtu | FALSE | L | Annual | Emissions at Affected Plants NOX | MTons | 2.4354 | 2.4372 | 2.3498 | 2.419 | 2.4065 | 2.4376 | 2.4065
IL MPS- Ameren NOX rate Summer v5.12 | 485 | 5755 | Rate Constraint in lbs/MMBtu | FALSE | L | Annual | Allowances Purchased NOX | MTons | 0 | 0 | 0 | 0 | 0 | 0 | 0
IL MPS- Ameren NOX rate Summer v5.12 | 485 | 5755 | Rate Constraint in lbs/MMBtu | FALSE | L | Annual | Allowances Sold NOX | MTons | 0 | 0 | 0 | 0 | 0 | 0 | 0
IL MPS- Ameren NOX rate Summer v5.12 | 485 | 5755 | Rate Constraint in lbs/MMBtu | FALSE | L | Annual | Allowances Banked | MTons | 0 | 0 | 0 | 0 | 0 | 0 | 0
IL MPS- Ameren NOX rate Summer v5.12 | 485 | 5755 | Rate Constraint in lbs/MMBtu | FALSE | L | Annual | Allowances Withdrawn (1:1) | MTons | 0 | 0 | 0 | 0 | 0 | 0 | 0
IL MPS- Ameren NOX rate Summer v5.12 | 485 | 5755 | Rate Constraint in lbs/MMBtu | FALSE | L | Annual | Allowances Withdrawn (n:1) | MTons | 0 | 0 | 0 | 0 | 0 | 0 | 0
IL MPS- Ameren NOX rate Summer v5.12 | 485 | 5755 | Rate Constraint in lbs/MMBtu | FALSE | L | Annual | Net Emissions Allowance Position | MTons | 2.4354 | 2.4372 | 2.3498 | 2.419 | 2.4065 | 2.4376 | 2.4065
IL MPS- Ameren NOX rate Summer v5.12 | 485 | 5755 | Rate Constraint in lbs/MMBtu | FALSE | L | Annual | Fuel Consumed | TBtu | 76.5363 | 76.4576 | 73.0035 | 75.6782 | 75.172 | 76.4441 | 75.172
IL MPS- Ameren NOX rate Summer v5.12 | 485 | 5755 | Rate Constraint in lbs/MMBtu | FALSE | L | Annual | Rate | lb/MMBtu | 0.063642 | 0.063754 | 0.064375 | 0.063929 | 0.064027 | 0.063774 | 0.064027
IL MPS- Ameren NOX rate Summer v5.12 | 485 | 5755 | Rate Constraint in lbs/MMBtu | FALSE | L | Annual | Generation | TWh | 7.8857 | 7.8857 | 7.5176 | 7.8019 | 7.7512 | 7.8857 | 7.7512
IL MPS- Ameren NOX rate Summer v5.12 | 485 | 5755 | Rate Constraint in lbs/MMBtu | FALSE | L | Annual | Qualifying Generation | TWh | 7.8857 | 7.8857 | 7.5176 | 7.8019 | 7.7512 | 7.8857 | 7.7512
IL MPS- Ameren NOX rate Summer v5.12 | 485 | 5755 | Rate Constraint in lbs/MMBtu | FALSE | L | Annual | Rate | lb/MWh | 0.30884 | 0.30907 | 0.31257 | 0.31006 | 0.31047 | 0.30911 | 0.31047
IL MPS- Ameren NOX rate Summer v5.12 | 485 | 5755 | Rate Constraint in lbs/MMBtu | FALSE | L | Annual | Constraint Shadow Price | US$/Ton | 0 | 0 | 0 | 0 | 0 | 0 | 0
IL MPS- Ameren SO2 Rate Annual v5.12 | 486 | 5756 | Rate Constraint in lbs/MMBtu | FALSE | L | Annual | Seasons Included | Seasons | Winter, Summer | Winter, Summer | Winter, Summer | Winter, Summer | Winter, Summer | Winter, Summer | Winter, Summer
IL MPS- Ameren SO2 Rate Annual v5.12 | 486 | 5756 | Rate Constraint in lbs/MMBtu | FALSE | L | Annual | Standard | lb/MMBtu | 0.24 | 0.23 | 0.23 | 0.23 | 0.23 | 0.23 | 0.23
IL MPS- Ameren SO2 Rate Annual v5.12 | 486 | 5756 | Rate Constraint in lbs/MMBtu | FALSE | L | Annual | Emissions at Affected Plants SO2 | MTons | 12.511 | 13.6419 | 15.006 | 15.2371 | 15.2166 | 15.2708 | 14.2073
IL MPS- Ameren SO2 Rate Annual v5.12 | 486 | 5756 | Rate Constraint in lbs/MMBtu | FALSE | L | Annual | Allowances Purchased SO2 | MTons | 0 | 0 | 0 | 0 | 0 | 0 | 0
IL MPS- Ameren SO2 Rate Annual v5.12 | 486 | 5756 | Rate Constraint in lbs/MMBtu | FALSE | L | Annual | Allowances Sold SO2 | MTons | 0 | 0 | 0 | 0 | 0 | 0 | 0
IL MPS- Ameren SO2 Rate Annual v5.12 | 486 | 5756 | Rate Constraint in lbs/MMBtu | FALSE | L | Annual | Allowances Banked | MTons | 0 | 0 | 0 | 0 | 0 | 0 | 0
IL MPS- Ameren SO2 Rate Annual v5.12 | 486 | 5756 | Rate Constraint in lbs/MMBtu | FALSE | L | Annual | Allowances Withdrawn (1:1) | MTons | 0 | 0 | 0 | 0 | 0 | 0 | 0
IL MPS- Ameren SO2 Rate Annual v5.12 | 486 | 5756 | Rate Constraint in lbs/MMBtu | FALSE | L | Annual | Allowances Withdrawn (n:1) | MTons | 0 | 0 | 0 | 0 | 0 | 0 | 0
IL MPS- Ameren SO2 Rate Annual v5.12 | 486 | 5756 | Rate Constraint in lbs/MMBtu | FALSE | L | Annual | Net Emissions Allowance Position | MTons | 12.511 | 13.6419 | 15.006 | 15.2371 | 15.2166 | 15.2708 | 14.2073
IL MPS- Ameren SO2 Rate Annual v5.12 | 486 | 5756 | Rate Constraint in lbs/MMBtu | FALSE | L | Annual | Fuel Consumed | TBtu | 175.0161 | 174.9374 | 166.7308 | 172.4444 | 171.9382 | 173.2801 | 171.9382
IL MPS- Ameren SO2 Rate Annual v5.12 | 486 | 5756 | Rate Constraint in lbs/MMBtu | FALSE | L | Annual | Rate | lb/MMBtu | 0.14297 | 0.15596 | 0.18 | 0.17672 | 0.177 | 0.17626 | 0.16526
IL MPS- Ameren SO2 Rate Annual v5.12 | 486 | 5756 | Rate Constraint in lbs/MMBtu | FALSE | L | Annual | Generation | TWh | 17.9927 | 17.9927 | 17.1522 | 17.7348 | 17.684 | 17.8186 | 17.684
IL MPS- Ameren SO2 Rate Annual v5.12 | 486 | 5756 | Rate Constraint in lbs/MMBtu | FALSE | L | Annual | Qualifying Generation | TWh | 17.9927 | 17.9927 | 17.1522 | 17.7348 | 17.684 | 17.8186 | 17.684
IL MPS- Ameren SO2 Rate Annual v5.12 | 486 | 5756 | Rate Constraint in lbs/MMBtu | FALSE | L | Annual | Rate | lb/MWh | 0.69534 | 0.75819 | 0.87488 | 0.85916 | 0.86047 | 0.85702 | 0.8034
IL MPS- Ameren SO2 Rate Annual v5.12 | 486 | 5756 | Rate Constraint in lbs/MMBtu | FALSE | L | Annual | Constraint Shadow Price | US$/Ton | 0 | 0 | 0 | 0 | 0 | 0 | 0
IL MPS- Dynegy MER Rate Annual v5.12 | 487 | 5757 | MACT Fuel Choice Floor in lbs/MMBtu | FALSE | L | Annual | Seasons Included | Seasons | Winter, Summer | Winter, Summer | Winter, Summer | Winter, Summer | Winter, Summer | Winter, Summer | Winter, Summer
IL MPS- Dynegy MER Rate Annual v5.12 | 487 | 5757 | MACT Fuel Choice Floor in lbs/MMBtu | FALSE | L | Annual | Emission Floor | lbs/MMBtu | 7.8e-07 | 7.8e-07 | 7.8e-07 | 7.8e-07 | 7.8e-07 | 7.8e-07 | 7.8e-07
IL MPS- Dynegy MER Rate Annual v5.12 | 487 | 5757 | MACT Fuel Choice Floor in lbs/MMBtu | FALSE | L | Annual | Emissions at Affected Plants MER | lbs | 86.6898 | 87.7248 | 64.8572 | 66.764 | 64.8597 | 67.1842 | 72.9723
IL MPS- Dynegy MER Rate Annual v5.12 | 487 | 5757 | MACT Fuel Choice Floor in lbs/MMBtu | FALSE | L | Annual | Allowances Purchased MER | lbs | 0 | 0 | 0 | 0 | 0 | 0 | 0
IL MPS- Dynegy MER Rate Annual v5.12 | 487 | 5757 | MACT Fuel Choice Floor in lbs/MMBtu | FALSE | L | Annual | Allowances Sold MER | lbs | 0 | 0 | 0 | 0 | 0 | 0 | 0
IL MPS- Dynegy MER Rate Annual v5.12 | 487 | 5757 | MACT Fuel Choice Floor in lbs/MMBtu | FALSE | L | Annual | Allowances Banked | lbs | 0 | 0 | 0 | 0 | 0 | 0 | 0
IL MPS- Dynegy MER Rate Annual v5.12 | 487 | 5757 | MACT Fuel Choice Floor in lbs/MMBtu | FALSE | L | Annual | Allowances Withdrawn (1:1) | lbs | 0 | 0 | 0 | 0 | 0 | 0 | 0
IL MPS- Dynegy MER Rate Annual v5.12 | 487 | 5757 | MACT Fuel Choice Floor in lbs/MMBtu | FALSE | L | Annual | Allowances Withdrawn (n:1) | lbs | 0 | 0 | 0 | 0 | 0 | 0 | 0
IL MPS- Dynegy MER Rate Annual v5.12 | 487 | 5757 | MACT Fuel Choice Floor in lbs/MMBtu | FALSE | L | Annual | Net Emissions Allowance Position | lbs | 86.6898 | 87.7248 | 64.8572 | 66.764 | 64.8597 | 67.1842 | 72.9723
IL MPS- Dynegy MER Rate Annual v5.12 | 487 | 5757 | MACT Fuel Choice Floor in lbs/MMBtu | FALSE | L | Annual | Fuel Consumed | TBtu | 159.6557 | 159.5325 | 119.5676 | 123.0551 | 119.5724 | 123.8786 | 134.4646
IL MPS- Dynegy MER Rate Annual v5.12 | 487 | 5757 | MACT Fuel Choice Floor in lbs/MMBtu | FALSE | L | Annual | Rate | lb/MMBtu | 5.4298e-07 | 5.4989e-07 | 5.4243e-07 | 5.4255e-07 | 5.4243e-07 | 5.4234e-07 | 5.4269e-07
IL MPS- Dynegy MER Rate Annual v5.12 | 487 | 5757 | MACT Fuel Choice Floor in lbs/MMBtu | FALSE | L | Annual | Generation | TWh | 15.9236 | 15.9236 | 12.1246 | 12.4832 | 12.1251 | 12.5577 | 13.6523
IL MPS- Dynegy MER Rate Annual v5.12 | 487 | 5757 | MACT Fuel Choice Floor in lbs/MMBtu | FALSE | L | Annual | Qualifying Generation | TWh | 15.9236 | 15.9236 | 12.1246 | 12.4832 | 12.1251 | 12.5577 | 13.6523
IL MPS- Dynegy MER Rate Annual v5.12 | 487 | 5757 | MACT Fuel Choice Floor in lbs/MMBtu | FALSE | L | Annual | Constraint Shadow Price | US$/Lb | 0 | 0 | 0 | 0 | 0 | 0 | 0
IL MPS- Dynegy NOx rate Annual v5.12 | 488 | 5760 | Rate Constraint in lbs/MMBtu | FALSE | L | Annual | Seasons Included | Seasons | Winter, Summer | Winter, Summer | Winter, Summer | Winter, Summer | Winter, Summer | Winter, Summer | Winter, Summer
IL MPS- Dynegy NOx rate Annual v5.12 | 488 | 5760 | Rate Constraint in lbs/MMBtu | FALSE | L | Annual | Standard | lb/MMBtu | 0.11 | 0.11 | 0.11 | 0.11 | 0.11 | 0.11 | 0.11
IL MPS- Dynegy NOx rate Annual v5.12 | 488 | 5760 | Rate Constraint in lbs/MMBtu | FALSE | L | Annual | Emissions at Affected Plants NOX | MTons | 4.5535 | 4.5571 | 3.3637 | 3.4677 | 3.364 | 3.4931 | 3.7776
IL MPS- Dynegy NOx rate Annual v5.12 | 488 | 5760 | Rate Constraint in lbs/MMBtu | FALSE | L | Annual | Allowances Purchased NOX | MTons | 0 | 0 | 0 | 0 | 0 | 0 | 0
IL MPS- Dynegy NOx rate Annual v5.12 | 488 | 5760 | Rate Constraint in lbs/MMBtu | FALSE | L | Annual | Allowances Sold NOX | MTons | 0 | 0 | 0 | 0 | 0 | 0 | 0
IL MPS- Dynegy NOx rate Annual v5.12 | 488 | 5760 | Rate Constraint in lbs/MMBtu | FALSE | L | Annual | Allowances Banked | MTons | 0 | 0 | 0 | 0 | 0 | 0 | 0
IL MPS- Dynegy NOx rate Annual v5.12 | 488 | 5760 | Rate Constraint in lbs/MMBtu | FALSE | L | Annual | Allowances Withdrawn (1:1) | MTons | 0 | 0 | 0 | 0 | 0 | 0 | 0
IL MPS- Dynegy NOx rate Annual v5.12 | 488 | 5760 | Rate Constraint in lbs/MMBtu | FALSE | L | Annual | Allowances Withdrawn (n:1) | MTons | 0 | 0 | 0 | 0 | 0 | 0 | 0
IL MPS- Dynegy NOx rate Annual v5.12 | 488 | 5760 | Rate Constraint in lbs/MMBtu | FALSE | L | Annual | Net Emissions Allowance Position | MTons | 4.5535 | 4.5571 | 3.3637 | 3.4677 | 3.364 | 3.4931 | 3.7776
IL MPS- Dynegy NOx rate Annual v5.12 | 488 | 5760 | Rate Constraint in lbs/MMBtu | FALSE | L | Annual | Fuel Consumed | TBtu | 159.6557 | 159.5325 | 119.5676 | 123.0551 | 119.5724 | 123.8786 | 134.4646
IL MPS- Dynegy NOx rate Annual v5.12 | 488 | 5760 | Rate Constraint in lbs/MMBtu | FALSE | L | Annual | Rate | lb/MMBtu | 0.057042 | 0.057131 | 0.056264 | 0.05636 | 0.056266 | 0.056395 | 0.056187
IL MPS- Dynegy NOx rate Annual v5.12 | 488 | 5760 | Rate Constraint in lbs/MMBtu | FALSE | L | Annual | Generation | TWh | 15.9236 | 15.9236 | 12.1246 | 12.4832 | 12.1251 | 12.5577 | 13.6523
IL MPS- Dynegy NOx rate Annual v5.12 | 488 | 5760 | Rate Constraint in lbs/MMBtu | FALSE | L | Annual | Qualifying Generation | TWh | 15.9236 | 15.9236 | 12.1246 | 12.4832 | 12.1251 | 12.5577 | 13.6523
IL MPS- Dynegy NOx rate Annual v5.12 | 488 | 5760 | Rate Constraint in lbs/MMBtu | FALSE | L | Annual | Rate | lb/MWh | 0.28596 | 0.28619 | 0.27743 | 0.27779 | 0.27744 | 0.27816 | 0.2767
IL MPS- Dynegy NOx rate Annual v5.12 | 488 | 5760 | Rate Constraint in lbs/MMBtu | FALSE | L | Annual | Constraint Shadow Price | US$/Ton | 0 | 0 | 0 | 0 | 0 | 0 | 0
IL MPS- Dynegy NOX rate Summer v5.12 | 489 | 5761 | Rate Constraint in lbs/MMBtu | FALSE | L | Annual | Seasons Included | Seasons | Summer | Summer | Summer | Summer | Summer | Summer | Summer
IL MPS- Dynegy NOX rate Summer v5.12 | 489 | 5761 | Rate Constraint in lbs/MMBtu | FALSE | L | Annual | Standard | lb/MMBtu | 0.11 | 0.11 | 0.11 | 0.11 | 0.11 | 0.11 | 0.11
IL MPS- Dynegy NOX rate Summer v5.12 | 489 | 5761 | Rate Constraint in lbs/MMBtu | FALSE | L | Annual | Emissions at Affected Plants NOX | MTons | 2.0007 | 2.0026 | 1.6725 | 1.6726 | 1.675 | 1.6726 | 1.7974
IL MPS- Dynegy NOX rate Summer v5.12 | 489 | 5761 | Rate Constraint in lbs/MMBtu | FALSE | L | Annual | Allowances Purchased NOX | MTons | 0 | 0 | 0 | 0 | 0 | 0 | 0
IL MPS- Dynegy NOX rate Summer v5.12 | 489 | 5761 | Rate Constraint in lbs/MMBtu | FALSE | L | Annual | Allowances Sold NOX | MTons | 0 | 0 | 0 | 0 | 0 | 0 | 0
IL MPS- Dynegy NOX rate Summer v5.12 | 489 | 5761 | Rate Constraint in lbs/MMBtu | FALSE | L | Annual | Allowances Banked | MTons | 0 | 0 | 0 | 0 | 0 | 0 | 0
IL MPS- Dynegy NOX rate Summer v5.12 | 489 | 5761 | Rate Constraint in lbs/MMBtu | FALSE | L | Annual | Allowances Withdrawn (1:1) | MTons | 0 | 0 | 0 | 0 | 0 | 0 | 0
IL MPS- Dynegy NOX rate Summer v5.12 | 489 | 5761 | Rate Constraint in lbs/MMBtu | FALSE | L | Annual | Allowances Withdrawn (n:1) | MTons | 0 | 0 | 0 | 0 | 0 | 0 | 0
IL MPS- Dynegy NOX rate Summer v5.12 | 489 | 5761 | Rate Constraint in lbs/MMBtu | FALSE | L | Annual | Net Emissions Allowance Position | MTons | 2.0007 | 2.0026 | 1.6725 | 1.6726 | 1.675 | 1.6726 | 1.7974
IL MPS- Dynegy NOX rate Summer v5.12 | 489 | 5761 | Rate Constraint in lbs/MMBtu | FALSE | L | Annual | Fuel Consumed | TBtu | 70.1838 | 69.9931 | 59.0519 | 59.0623 | 58.8649 | 58.951 | 63.5928
IL MPS- Dynegy NOX rate Summer v5.12 | 489 | 5761 | Rate Constraint in lbs/MMBtu | FALSE | L | Annual | Rate | lb/MMBtu | 0.057012 | 0.057223 | 0.056645 | 0.056639 | 0.056911 | 0.056747 | 0.056529
IL MPS- Dynegy NOX rate Summer v5.12 | 489 | 5761 | Rate Constraint in lbs/MMBtu | FALSE | L | Annual | Generation | TWh | 6.995 | 6.995 | 5.9054 | 5.9059 | 5.9059 | 5.9059 | 6.3866
IL MPS- Dynegy NOX rate Summer v5.12 | 489 | 5761 | Rate Constraint in lbs/MMBtu | FALSE | L | Annual | Qualifying Generation | TWh | 6.995 | 6.995 | 5.9054 | 5.9059 | 5.9059 | 5.9059 | 6.3866
IL MPS- Dynegy NOX rate Summer v5.12 | 489 | 5761 | Rate Constraint in lbs/MMBtu | FALSE | L | Annual | Rate | lb/MWh | 0.28601 | 0.28629 | 0.28322 | 0.28321 | 0.28362 | 0.28322 | 0.28143
IL MPS- Dynegy NOX rate Summer v5.12 | 489 | 5761 | Rate Constraint in lbs/MMBtu | FALSE | L | Annual | Constraint Shadow Price | US$/Ton | 0 | 0 | 0 | 0 | 0 | 0 | 0
IL MPS- Dynegy SO2 Rate Annual v5.12 | 490 | 5762 | Rate Constraint in lbs/MMBtu | FALSE | L | Annual | Seasons Included | Seasons | Winter, Summer | Winter, Summer | Winter, Summer | Winter, Summer | Winter, Summer | Winter, Summer | Winter, Summer
IL MPS- Dynegy SO2 Rate Annual v5.12 | 490 | 5762 | Rate Constraint in lbs/MMBtu | FALSE | L | Annual | Standard | lb/MMBtu | 0.25 | 0.25 | 0.25 | 0.25 | 0.25 | 0.25 | 0.25
IL MPS- Dynegy SO2 Rate Annual v5.12 | 490 | 5762 | Rate Constraint in lbs/MMBtu | FALSE | L | Annual | Emissions at Affected Plants SO2 | MTons | 6.3811 | 6.3762 | 4.7788 | 4.9183 | 4.7792 | 4.9512 | 5.3744
IL MPS- Dynegy SO2 Rate Annual v5.12 | 490 | 5762 | Rate Constraint in lbs/MMBtu | FALSE | L | Annual | Allowances Purchased SO2 | MTons | 0 | 0 | 0 | 0 | 0 | 0 | 0
IL MPS- Dynegy SO2 Rate Annual v5.12 | 490 | 5762 | Rate Constraint in lbs/MMBtu | FALSE | L | Annual | Allowances Sold SO2 | MTons | 0 | 0 | 0 | 0 | 0 | 0 | 0
IL MPS- Dynegy SO2 Rate Annual v5.12 | 490 | 5762 | Rate Constraint in lbs/MMBtu | FALSE | L | Annual | Allowances Banked | MTons | 0 | 0 | 0 | 0 | 0 | 0 | 0
IL MPS- Dynegy SO2 Rate Annual v5.12 | 490 | 5762 | Rate Constraint in lbs/MMBtu | FALSE | L | Annual | Allowances Withdrawn (1:1) | MTons | 0 | 0 | 0 | 0 | 0 | 0 | 0
IL MPS- Dynegy SO2 Rate Annual v5.12 | 490 | 5762 | Rate Constraint in lbs/MMBtu | FALSE | L | Annual | Allowances Withdrawn (n:1) | MTons | 0 | 0 | 0 | 0 | 0 | 0 | 0
IL MPS- Dynegy SO2 Rate Annual v5.12 | 490 | 5762 | Rate Constraint in lbs/MMBtu | FALSE | L | Annual | Net Emissions Allowance Position | MTons | 6.3811 | 6.3762 | 4.7788 | 4.9183 | 4.7792 | 4.9512 | 5.3744
IL MPS- Dynegy SO2 Rate Annual v5.12 | 490 | 5762 | Rate Constraint in lbs/MMBtu | FALSE | L | Annual | Fuel Consumed | TBtu | 159.6557 | 159.5325 | 119.5676 | 123.0551 | 119.5724 | 123.8786 | 134.4646
IL MPS- Dynegy SO2 Rate Annual v5.12 | 490 | 5762 | Rate Constraint in lbs/MMBtu | FALSE | L | Annual | Rate | lb/MMBtu | 0.079936 | 0.079936 | 0.079935 | 0.079937 | 0.079938 | 0.079936 | 0.079937
IL MPS- Dynegy SO2 Rate Annual v5.12 | 490 | 5762 | Rate Constraint in lbs/MMBtu | FALSE | L | Annual | Generation | TWh | 15.9236 | 15.9236 | 12.1246 | 12.4832 | 12.1251 | 12.5577 | 13.6523
IL MPS- Dynegy SO2 Rate Annual v5.12 | 490 | 5762 | Rate Constraint in lbs/MMBtu | FALSE | L | Annual | Qualifying Generation | TWh | 15.9236 | 15.9236 | 12.1246 | 12.4832 | 12.1251 | 12.5577 | 13.6523
IL MPS- Dynegy SO2 Rate Annual v5.12 | 490 | 5762 | Rate Constraint in lbs/MMBtu | FALSE | L | Annual | Rate | lb/MWh | 0.40073 | 0.40042 | 0.39414 | 0.39399 | 0.39416 | 0.39428 | 0.39366
IL MPS- Dynegy SO2 Rate Annual v5.12 | 490 | 5762 | Rate Constraint in lbs/MMBtu | FALSE | L | Annual | Constraint Shadow Price | US$/Ton | 0 | 0 | 0 | 0 | 0 | 0 | 0
Kansas Nearman Unit 1NOx Rate Annual v4.10 | 491 | 2260 | Rate Constraint in lbs/MMBtu | FALSE | L | Annual | Seasons Included | Seasons | Winter, Summer | Winter, Summer | Winter, Summer | Winter, Summer | Winter, Summer | Winter, Summer | Winter, Summer
Kansas Nearman Unit 1NOx Rate Annual v4.10 | 491 | 2260 | Rate Constraint in lbs/MMBtu | FALSE | L | Annual | Standard | lb/MMBtu | 0.26 | 0.26 | 0.26 | 0.26 | 0.26 | 0.26 | 0.26
Kansas Nearman Unit 1NOx Rate Annual v4.10 | 491 | 2260 | Rate Constraint in lbs/MMBtu | FALSE | L | Annual | Emissions at Affected Plants NOX | MTons | 2.2721 | 2.2536 | 2.0565 | 2.0889 | 2.1287 | 2.2536 | 2.2661
Kansas Nearman Unit 1NOx Rate Annual v4.10 | 491 | 2260 | Rate Constraint in lbs/MMBtu | FALSE | L | Annual | Allowances Purchased NOX | MTons | 0 | 0 | 0 | 0 | 0 | 0 | 0
Kansas Nearman Unit 1NOx Rate Annual v4.10 | 491 | 2260 | Rate Constraint in lbs/MMBtu | FALSE | L | Annual | Allowances Sold NOX | MTons | 0 | 0 | 0 | 0 | 0 | 0 | 0
Kansas Nearman Unit 1NOx Rate Annual v4.10 | 491 | 2260 | Rate Constraint in lbs/MMBtu | FALSE | L | Annual | Allowances Banked | MTons | 0 | 0 | 0 | 0 | 0 | 0 | 0
Kansas Nearman Unit 1NOx Rate Annual v4.10 | 491 | 2260 | Rate Constraint in lbs/MMBtu | FALSE | L | Annual | Allowances Withdrawn (1:1) | MTons | 0 | 0 | 0 | 0 | 0 | 0 | 0
Kansas Nearman Unit 1NOx Rate Annual v4.10 | 491 | 2260 | Rate Constraint in lbs/MMBtu | FALSE | L | Annual | Allowances Withdrawn (n:1) | MTons | 0 | 0 | 0 | 0 | 0 | 0 | 0
Kansas Nearman Unit 1NOx Rate Annual v4.10 | 491 | 2260 | Rate Constraint in lbs/MMBtu | FALSE | L | Annual | Net Emissions Allowance Position | MTons | 2.2721 | 2.2536 | 2.0565 | 2.0889 | 2.1287 | 2.2536 | 2.2661
Kansas Nearman Unit 1NOx Rate Annual v4.10 | 491 | 2260 | Rate Constraint in lbs/MMBtu | FALSE | L | Annual | Fuel Consumed | TBtu | 17.4776 | 17.3356 | 15.8195 | 16.0683 | 16.3743 | 17.3356 | 17.4315
Kansas Nearman Unit 1NOx Rate Annual v4.10 | 491 | 2260 | Rate Constraint in lbs/MMBtu | FALSE | L | Annual | Rate | lb/MMBtu | 0.26 | 0.26 | 0.26 | 0.26 | 0.26 | 0.26 | 0.26
Kansas Nearman Unit 1NOx Rate Annual v4.10 | 491 | 2260 | Rate Constraint in lbs/MMBtu | FALSE | L | Annual | Generation | TWh | 1.6356 | 1.6285 | 1.4861 | 1.5094 | 1.5382 | 1.6285 | 1.6356
Kansas Nearman Unit 1NOx Rate Annual v4.10 | 491 | 2260 | Rate Constraint in lbs/MMBtu | FALSE | L | Annual | Qualifying Generation | TWh | 1.6356 | 1.6285 | 1.4861 | 1.5094 | 1.5382 | 1.6285 | 1.6356
Kansas Nearman Unit 1NOx Rate Annual v4.10 | 491 | 2260 | Rate Constraint in lbs/MMBtu | FALSE | L | Annual | Rate | lb/MWh | 1.3892 | 1.3839 | 1.3839 | 1.3839 | 1.3839 | 1.3839 | 1.3855
Kansas Nearman Unit 1NOx Rate Annual v4.10 | 491 | 2260 | Rate Constraint in lbs/MMBtu | FALSE | L | Annual | Constraint Shadow Price | US$/Ton | 2811.7337 | 9553.9572 | 840.33 | 843.9464 | 939.3972 | 1874.1355 | 9049.4971
Kansas Quindaro Unit 2 Nox Rate Annual v4.10 | 492 | 2259 | Rate Constraint in lbs/MMBtu | FALSE | L | Annual | Seasons Included | Seasons | Winter, Summer | Winter, Summer | Winter, Summer | Winter, Summer | Winter, Summer | Winter, Summer | Winter, Summer
Kansas Quindaro Unit 2 Nox Rate Annual v4.10 | 492 | 2259 | Rate Constraint in lbs/MMBtu | FALSE | L | Annual | Standard | lb/MMBtu | 0.2 | 0.2 | 0.2 | 0.2 | 0.2 | 0.2 | 0.2
Kansas Quindaro Unit 2 Nox Rate Annual v4.10 | 492 | 2259 | Rate Constraint in lbs/MMBtu | FALSE | L | Annual | Emissions at Affected Plants NOX | MTons | 0 | 0 | 0 | 0 | 0 | 0 | 0
Kansas Quindaro Unit 2 Nox Rate Annual v4.10 | 492 | 2259 | Rate Constraint in lbs/MMBtu | FALSE | L | Annual | Allowances Purchased NOX | MTons | 0 | 0 | 0 | 0 | 0 | 0 | 0
Kansas Quindaro Unit 2 Nox Rate Annual v4.10 | 492 | 2259 | Rate Constraint in lbs/MMBtu | FALSE | L | Annual | Allowances Sold NOX | MTons | 0 | 0 | 0 | 0 | 0 | 0 | 0
Kansas Quindaro Unit 2 Nox Rate Annual v4.10 | 492 | 2259 | Rate Constraint in lbs/MMBtu | FALSE | L | Annual | Allowances Banked | MTons | 0 | 0 | 0 | 0 | 0 | 0 | 0
Kansas Quindaro Unit 2 Nox Rate Annual v4.10 | 492 | 2259 | Rate Constraint in lbs/MMBtu | FALSE | L | Annual | Allowances Withdrawn (1:1) | MTons | 0 | 0 | 0 | 0 | 0 | 0 | 0
Kansas Quindaro Unit 2 Nox Rate Annual v4.10 | 492 | 2259 | Rate Constraint in lbs/MMBtu | FALSE | L | Annual | Allowances Withdrawn (n:1) | MTons | 0 | 0 | 0 | 0 | 0 | 0 | 0
Kansas Quindaro Unit 2 Nox Rate Annual v4.10 | 492 | 2259 | Rate Constraint in lbs/MMBtu | FALSE | L | Annual | Net Emissions Allowance Position | MTons | 0 | 0 | 0 | 0 | 0 | 0 | 0
Kansas Quindaro Unit 2 Nox Rate Annual v4.10 | 492 | 2259 | Rate Constraint in lbs/MMBtu | FALSE | L | Annual | Fuel Consumed | TBtu | 0 | 0 | 0 | 0 | 0 | 0 | 0
Kansas Quindaro Unit 2 Nox Rate Annual v4.10 | 492 | 2259 | Rate Constraint in lbs/MMBtu | FALSE | L | Annual | Rate | lb/MMBtu | 0 | 0 | 0 | 0 | 0 | 0 | 0
Kansas Quindaro Unit 2 Nox Rate Annual v4.10 | 492 | 2259 | Rate Constraint in lbs/MMBtu | FALSE | L | Annual | Generation | TWh | 0 | 0 | 0 | 0 | 0 | 0 | 0
Kansas Quindaro Unit 2 Nox Rate Annual v4.10 | 492 | 2259 | Rate Constraint in lbs/MMBtu | FALSE | L | Annual | Qualifying Generation | TWh | 0 | 0 | 0 | 0 | 0 | 0 | 0
Kansas Quindaro Unit 2 Nox Rate Annual v4.10 | 492 | 2259 | Rate Constraint in lbs/MMBtu | FALSE | L | Annual | Rate | lb/MWh | 0 | 0 | 0 | 0 | 0 | 0 | 0
Kansas Quindaro Unit 2 Nox Rate Annual v4.10 | 492 | 2259 | Rate Constraint in lbs/MMBtu | FALSE | L | Annual | Constraint Shadow Price | US$/Ton | 3483.8995 | 0 | 0 | 0 | 0 | 1255.3988 | 6103.1872
LA Big Cajun 1 CT- NOx Summer v4.10 | 493 | 2425 | Rate Constraint in lbs/MMBtu | FALSE | L | Annual | Seasons Included | Seasons | Summer | Summer | Summer | Summer | Summer | Summer | Summer
LA Big Cajun 1 CT- NOx Summer v4.10 | 493 | 2425 | Rate Constraint in lbs/MMBtu | FALSE | L | Annual | Standard | lb/MMBtu | 0.2 | 0.2 | 0.2 | 0.2 | 0.2 | 0.2 | 0.2
LA Big Cajun 1 CT- NOx Summer v4.10 | 493 | 2425 | Rate Constraint in lbs/MMBtu | FALSE | L | Annual | Emissions at Affected Plants NOX | MTons | 0 | 0 | 0.0014155 | 0.0027651 | 0.014056 | 0.014056 | 0.014056
LA Big Cajun 1 CT- NOx Summer v4.10 | 493 | 2425 | Rate Constraint in lbs/MMBtu | FALSE | L | Annual | Allowances Purchased NOX | MTons | 0 | 0 | 0 | 0 | 0 | 0 | 0
LA Big Cajun 1 CT- NOx Summer v4.10 | 493 | 2425 | Rate Constraint in lbs/MMBtu | FALSE | L | Annual | Allowances Sold NOX | MTons | 0 | 0 | 0 | 0 | 0 | 0 | 0
LA Big Cajun 1 CT- NOx Summer v4.10 | 493 | 2425 | Rate Constraint in lbs/MMBtu | FALSE | L | Annual | Allowances Banked | MTons | 0 | 0 | 0 | 0 | 0 | 0 | 0
LA Big Cajun 1 CT- NOx Summer v4.10 | 493 | 2425 | Rate Constraint in lbs/MMBtu | FALSE | L | Annual | Allowances Withdrawn (1:1) | MTons | 0 | 0 | 0 | 0 | 0 | 0 | 0
LA Big Cajun 1 CT- NOx Summer v4.10 | 493 | 2425 | Rate Constraint in lbs/MMBtu | FALSE | L | Annual | Allowances Withdrawn (n:1) | MTons | 0 | 0 | 0 | 0 | 0 | 0 | 0
LA Big Cajun 1 CT- NOx Summer v4.10 | 493 | 2425 | Rate Constraint in lbs/MMBtu | FALSE | L | Annual | Net Emissions Allowance Position | MTons | 0 | 0 | 0.0014155 | 0.0027651 | 0.014056 | 0.014056 | 0.014056
LA Big Cajun 1 CT- NOx Summer v4.10 | 493 | 2425 | Rate Constraint in lbs/MMBtu | FALSE | L | Annual | Fuel Consumed | TBtu | 0 | 0 | 0.044466 | 0.086864 | 0.44156 | 0.44156 | 0.44156
LA Big Cajun 1 CT- NOx Summer v4.10 | 493 | 2425 | Rate Constraint in lbs/MMBtu | FALSE | L | Annual | Rate | lb/MMBtu | 0 | 0 | 0.063666 | 0.063666 | 0.063666 | 0.063666 | 0.063666
LA Big Cajun 1 CT- NOx Summer v4.10 | 493 | 2425 | Rate Constraint in lbs/MMBtu | FALSE | L | Annual | Generation | TWh | 0 | 0 | 0.0035836 | 0.0070007 | 0.035587 | 0.035587 | 0.035587
LA Big Cajun 1 CT- NOx Summer v4.10 | 493 | 2425 | Rate Constraint in lbs/MMBtu | FALSE | L | Annual | Qualifying Generation | TWh | 0 | 0 | 0.0035836 | 0.0070007 | 0.035587 | 0.035587 | 0.035587
LA Big Cajun 1 CT- NOx Summer v4.10 | 493 | 2425 | Rate Constraint in lbs/MMBtu | FALSE | L | Annual | Rate | lb/MWh | 0 | 0 | 0.39498 | 0.39498 | 0.39498 | 0.39498 | 0.39498
LA Big Cajun 1 CT- NOx Summer v4.10 | 493 | 2425 | Rate Constraint in lbs/MMBtu | FALSE | L | Annual | Constraint Shadow Price | US$/Ton | 0 | 0 | 0 | 0 | 0 | 0 | 0
LA Big Cajun 1 OGS- NOx Summer v4.10 | 494 | 2426 | Rate Constraint in lbs/MMBtu | FALSE | L | Annual | Seasons Included | Seasons | Summer | Summer | Summer | Summer | Summer | Summer | Summer
LA Big Cajun 1 OGS- NOx Summer v4.10 | 494 | 2426 | Rate Constraint in lbs/MMBtu | FALSE | L | Annual | Standard | lb/MMBtu | 0.1 | 0.1 | 0.1 | 0.1 | 0.1 | 0.1 | 0.1
LA Big Cajun 1 OGS- NOx Summer v4.10 | 494 | 2426 | Rate Constraint in lbs/MMBtu | FALSE | L | Annual | Emissions at Affected Plants NOX | MTons | 0 | 0 | 0 | 0 | 0 | 0 | 0
LA Big Cajun 1 OGS- NOx Summer v4.10 | 494 | 2426 | Rate Constraint in lbs/MMBtu | FALSE | L | Annual | Allowances Purchased NOX | MTons | 0 | 0 | 0 | 0 | 0 | 0 | 0
LA Big Cajun 1 OGS- NOx Summer v4.10 | 494 | 2426 | Rate Constraint in lbs/MMBtu | FALSE | L | Annual | Allowances Sold NOX | MTons | 0 | 0 | 0 | 0 | 0 | 0 | 0
LA Big Cajun 1 OGS- NOx Summer v4.10 | 494 | 2426 | Rate Constraint in lbs/MMBtu | FALSE | L | Annual | Allowances Banked | MTons | 0 | 0 | 0 | 0 | 0 | 0 | 0
LA Big Cajun 1 OGS- NOx Summer v4.10 | 494 | 2426 | Rate Constraint in lbs/MMBtu | FALSE | L | Annual | Allowances Withdrawn (1:1) | MTons | 0 | 0 | 0 | 0 | 0 | 0 | 0
LA Big Cajun 1 OGS- NOx Summer v4.10 | 494 | 2426 | Rate Constraint in lbs/MMBtu | FALSE | L | Annual | Allowances Withdrawn (n:1) | MTons | 0 | 0 | 0 | 0 | 0 | 0 | 0
LA Big Cajun 1 OGS- NOx Summer v4.10 | 494 | 2426 | Rate Constraint in lbs/MMBtu | FALSE | L | Annual | Net Emissions Allowance Position | MTons | 0 | 0 | 0 | 0 | 0 | 0 | 0
LA Big Cajun 1 OGS- NOx Summer v4.10 | 494 | 2426 | Rate Constraint in lbs/MMBtu | FALSE | L | Annual | Fuel Consumed | TBtu | 0 | 0 | 0 | 0 | 0 | 0 | 0
LA Big Cajun 1 OGS- NOx Summer v4.10 | 494 | 2426 | Rate Constraint in lbs/MMBtu | FALSE | L | Annual | Rate | lb/MMBtu | 0 | 0 | 0 | 0 | 0 | 0 | 0
LA Big Cajun 1 OGS- NOx Summer v4.10 | 494 | 2426 | Rate Constraint in lbs/MMBtu | FALSE | L | Annual | Generation | TWh | 0 | 0 | 0 | 0 | 0 | 0 | 0
LA Big Cajun 1 OGS- NOx Summer v4.10 | 494 | 2426 | Rate Constraint in lbs/MMBtu | FALSE | L | Annual | Qualifying Generation | TWh | 0 | 0 | 0 | 0 | 0 | 0 | 0
LA Big Cajun 1 OGS- NOx Summer v4.10 | 494 | 2426 | Rate Constraint in lbs/MMBtu | FALSE | L | Annual | Rate | lb/MWh | 0 | 0 | 0 | 0 | 0 | 0 | 0
LA Big Cajun 1 OGS- NOx Summer v4.10 | 494 | 2426 | Rate Constraint in lbs/MMBtu | FALSE | L | Annual | Constraint Shadow Price | US$/Ton | 6118.611 | 5064.89 | 3673.1641 | 0 | 11343.6843 | 0 | 0
LA Big Cajun 2- NOx Summer v4.10 | 495 | 2427 | Rate Constraint in lbs/MMBtu | FALSE | L | Annual | Seasons Included | Seasons | Summer | Summer | Summer | Summer | Summer | Summer | Summer
LA Big Cajun 2- NOx Summer v4.10 | 495 | 2427 | Rate Constraint in lbs/MMBtu | FALSE | L | Annual | Standard | lb/MMBtu | 0.21 | 0.21 | 0.21 | 0.21 | 0.21 | 0.21 | 0.21
LA Big Cajun 2- NOx Summer v4.10 | 495 | 2427 | Rate Constraint in lbs/MMBtu | FALSE | L | Annual | Emissions at Affected Plants NOX | MTons | 0 | 0 | 0 | 0 | 0 | 0 | 0
LA Big Cajun 2- NOx Summer v4.10 | 495 | 2427 | Rate Constraint in lbs/MMBtu | FALSE | L | Annual | Allowances Purchased NOX | MTons | 0 | 0 | 0 | 0 | 0 | 0 | 0
LA Big Cajun 2- NOx Summer v4.10 | 495 | 2427 | Rate Constraint in lbs/MMBtu | FALSE | L | Annual | Allowances Sold NOX | MTons | 0 | 0 | 0 | 0 | 0 | 0 | 0
LA Big Cajun 2- NOx Summer v4.10 | 495 | 2427 | Rate Constraint in lbs/MMBtu | FALSE | L | Annual | Allowances Banked | MTons | 0 | 0 | 0 | 0 | 0 | 0 | 0
LA Big Cajun 2- NOx Summer v4.10 | 495 | 2427 | Rate Constraint in lbs/MMBtu | FALSE | L | Annual | Allowances Withdrawn (1:1) | MTons | 0 | 0 | 0 | 0 | 0 | 0 | 0
LA Big Cajun 2- NOx Summer v4.10 | 495 | 2427 | Rate Constraint in lbs/MMBtu | FALSE | L | Annual | Allowances Withdrawn (n:1) | MTons | 0 | 0 | 0 | 0 | 0 | 0 | 0
LA Big Cajun 2- NOx Summer v4.10 | 495 | 2427 | Rate Constraint in lbs/MMBtu | FALSE | L | Annual | Net Emissions Allowance Position | MTons | 0 | 0 | 0 | 0 | 0 | 0 | 0
LA Big Cajun 2- NOx Summer v4.10 | 495 | 2427 | Rate Constraint in lbs/MMBtu | FALSE | L | Annual | Fuel Consumed | TBtu | 0 | 0 | 0 | 0 | 0 | 0 | 0
LA Big Cajun 2- NOx Summer v4.10 | 495 | 2427 | Rate Constraint in lbs/MMBtu | FALSE | L | Annual | Rate | lb/MMBtu | 0 | 0 | 0 | 0 | 0 | 0 | 0
LA Big Cajun 2- NOx Summer v4.10 | 495 | 2427 | Rate Constraint in lbs/MMBtu | FALSE | L | Annual | Generation | TWh | 0 | 0 | 0 | 0 | 0 | 0 | 0
LA Big Cajun 2- NOx Summer v4.10 | 495 | 2427 | Rate Constraint in lbs/MMBtu | FALSE | L | Annual | Qualifying Generation | TWh | 0 | 0 | 0 | 0 | 0 | 0 | 0
LA Big Cajun 2- NOx Summer v4.10 | 495 | 2427 | Rate Constraint in lbs/MMBtu | FALSE | L | Annual | Rate | lb/MWh | 0 | 0 | 0 | 0 | 0 | 0 | 0
LA Big Cajun 2- NOx Summer v4.10 | 495 | 2427 | Rate Constraint in lbs/MMBtu | FALSE | L | Annual | Constraint Shadow Price | US$/Ton | 0 | 0 | 0 | 0 | 0 | 0 | 0
LA Carville Energy LLC -Nox Summer v5.12 | 496 | 2522 | Rate Constraint in lbs/MMBtu | FALSE | L | Annual | Seasons Included | Seasons | Summer | Summer | Summer | Summer | Summer | Summer | Summer
LA Carville Energy LLC -Nox Summer v5.12 | 496 | 2522 | Rate Constraint in lbs/MMBtu | FALSE | L | Annual | Standard | lb/MMBtu | 0.2 | 0.2 | 0.2 | 0.2 | 0.2 | 0.2 | 0.2
LA Carville Energy LLC -Nox Summer v5.12 | 496 | 2522 | Rate Constraint in lbs/MMBtu | FALSE | L | Annual | Emissions at Affected Plants NOX | MTons | 0.13617 | 0.13617 | 0.13617 | 0.13617 | 0.13617 | 0.13617 | 0.13617
LA Carville Energy LLC -Nox Summer v5.12 | 496 | 2522 | Rate Constraint in lbs/MMBtu | FALSE | L | Annual | Allowances Purchased NOX | MTons | 0 | 0 | 0 | 0 | 0 | 0 | 0
LA Carville Energy LLC -Nox Summer v5.12 | 496 | 2522 | Rate Constraint in lbs/MMBtu | FALSE | L | Annual | Allowances Sold NOX | MTons | 0 | 0 | 0 | 0 | 0 | 0 | 0
LA Carville Energy LLC -Nox Summer v5.12 | 496 | 2522 | Rate Constraint in lbs/MMBtu | FALSE | L | Annual | Allowances Banked | MTons | 0 | 0 | 0 | 0 | 0 | 0 | 0
LA Carville Energy LLC -Nox Summer v5.12 | 496 | 2522 | Rate Constraint in lbs/MMBtu | FALSE | L | Annual | Allowances Withdrawn (1:1) | MTons | 0 | 0 | 0 | 0 | 0 | 0 | 0
LA Carville Energy LLC -Nox Summer v5.12 | 496 | 2522 | Rate Constraint in lbs/MMBtu | FALSE | L | Annual | Allowances Withdrawn (n:1) | MTons | 0 | 0 | 0 | 0 | 0 | 0 | 0
LA Carville Energy LLC -Nox Summer v5.12 | 496 | 2522 | Rate Constraint in lbs/MMBtu | FALSE | L | Annual | Net Emissions Allowance Position | MTons | 0.13617 | 0.13617 | 0.13617 | 0.13617 | 0.13617 | 0.13617 | 0.13617
LA Carville Energy LLC -Nox Summer v5.12 | 496 | 2522 | Rate Constraint in lbs/MMBtu | FALSE | L | Annual | Fuel Consumed | TBtu | 6.4124 | 6.4124 | 6.4124 | 6.4124 | 6.4124 | 6.4124 | 6.4124
LA Carville Energy LLC -Nox Summer v5.12 | 496 | 2522 | Rate Constraint in lbs/MMBtu | FALSE | L | Annual | Rate | lb/MMBtu | 0.042472 | 0.042472 | 0.042472 | 0.042472 | 0.042472 | 0.042472 | 0.042472
LA Carville Energy LLC -Nox Summer v5.12 | 496 | 2522 | Rate Constraint in lbs/MMBtu | FALSE | L | Annual | Generation | TWh | 1.0734 | 1.0734 | 1.0734 | 1.0734 | 1.0734 | 1.0734 | 1.0734
LA Carville Energy LLC -Nox Summer v5.12 | 496 | 2522 | Rate Constraint in lbs/MMBtu | FALSE | L | Annual | Qualifying Generation | TWh | 1.0734 | 1.0734 | 1.0734 | 1.0734 | 1.0734 | 1.0734 | 1.0734
LA Carville Energy LLC -Nox Summer v5.12 | 496 | 2522 | Rate Constraint in lbs/MMBtu | FALSE | L | Annual | Rate | lb/MWh | 0.12686 | 0.12686 | 0.12686 | 0.12686 | 0.12686 | 0.12686 | 0.12686
LA Carville Energy LLC -Nox Summer v5.12 | 496 | 2522 | Rate Constraint in lbs/MMBtu | FALSE | L | Annual | Constraint Shadow Price | US$/Ton | 0 | 0 | 0 | 0 | 0 | 0 | 0
LA Formosa Plastics High - NOx Summer v4.10 | 497 | 2421 | Rate Constraint in lbs/MMBtu | FALSE | L | Annual | Seasons Included | Seasons | Summer | Summer | Summer | Summer | Summer | Summer | Summer
LA Formosa Plastics High - NOx Summer v4.10 | 497 | 2421 | Rate Constraint in lbs/MMBtu | FALSE | L | Annual | Standard | lb/MMBtu | 0.1 | 0.1 | 0.1 | 0.1 | 0.1 | 0.1 | 0.1
LA Formosa Plastics High - NOx Summer v4.10 | 497 | 2421 | Rate Constraint in lbs/MMBtu | FALSE | L | Annual | Emissions at Affected Plants NOX | MTons | 0.024609 | 0.024609 | 0 | 0.015185 | 0.024609 | 0.012042 | 0.012042
LA Formosa Plastics High - NOx Summer v4.10 | 497 | 2421 | Rate Constraint in lbs/MMBtu | FALSE | L | Annual | Allowances Purchased NOX | MTons | 0 | 0 | 0 | 0 | 0 | 0 | 0
LA Formosa Plastics High - NOx Summer v4.10 | 497 | 2421 | Rate Constraint in lbs/MMBtu | FALSE | L | Annual | Allowances Sold NOX | MTons | 0 | 0 | 0 | 0 | 0 | 0 | 0
LA Formosa Plastics High - NOx Summer v4.10 | 497 | 2421 | Rate Constraint in lbs/MMBtu | FALSE | L | Annual | Allowances Banked | MTons | 0 | 0 | 0 | 0 | 0 | 0 | 0
LA Formosa Plastics High - NOx Summer v4.10 | 497 | 2421 | Rate Constraint in lbs/MMBtu | FALSE | L | Annual | Allowances Withdrawn (1:1) | MTons | 0 | 0 | 0 | 0 | 0 | 0 | 0
LA Formosa Plastics High - NOx Summer v4.10 | 497 | 2421 | Rate Constraint in lbs/MMBtu | FALSE | L | Annual | Allowances Withdrawn (n:1) | MTons | 0 | 0 | 0 | 0 | 0 | 0 | 0
LA Formosa Plastics High - NOx Summer v4.10 | 497 | 2421 | Rate Constraint in lbs/MMBtu | FALSE | L | Annual | Net Emissions Allowance Position | MTons | 0.024609 | 0.024609 | 0 | 0.015185 | 0.024609 | 0.012042 | 0.012042
LA Formosa Plastics High - NOx Summer v4.10 | 497 | 2421 | Rate Constraint in lbs/MMBtu | FALSE | L | Annual | Fuel Consumed | TBtu | 0.14322 | 0.14322 | 0 | 0.088375 | 0.14322 | 0.070081 | 0.070081
LA Formosa Plastics High - NOx Summer v4.10 | 497 | 2421 | Rate Constraint in lbs/MMBtu | FALSE | L | Annual | Rate | lb/MMBtu | 0.34366 | 0.34366 | 0 | 0.34366 | 0.34366 | 0.34366 | 0.34366
LA Formosa Plastics High - NOx Summer v4.10 | 497 | 2421 | Rate Constraint in lbs/MMBtu | FALSE | L | Annual | Generation | TWh | 0.017255 | 0.017255 | 0 | 0.010648 | 0.017255 | 0.0084436 | 0.0084436
LA Formosa Plastics High - NOx Summer v4.10 | 497 | 2421 | Rate Constraint in lbs/MMBtu | FALSE | L | Annual | Qualifying Generation | TWh | 0.017255 | 0.017255 | 0 | 0.010648 | 0.017255 | 0.0084436 | 0.0084436
LA Formosa Plastics High - NOx Summer v4.10 | 497 | 2421 | Rate Constraint in lbs/MMBtu | FALSE | L | Annual | Rate | lb/MWh | 1.4262 | 1.4262 | 0 | 1.4262 | 1.4262 | 1.4262 | 1.4262
LA Formosa Plastics High - NOx Summer v4.10 | 497 | 2421 | Rate Constraint in lbs/MMBtu | FALSE | L | Annual | Constraint Shadow Price | US$/Ton | 6233.6236 | 6305.0315 | 6193.7786 | 11608.839 | 15537.0188 | 18331.0245 | 19796.5079
LA Formosa Plastics Low - NOx Summer v4.10 | 498 | 2422 | Rate Constraint in lbs/MMBtu | FALSE | L | Annual | Seasons Included | Seasons | Summer | Summer | Summer | Summer | Summer | Summer | Summer
LA Formosa Plastics Low - NOx Summer v4.10 | 498 | 2422 | Rate Constraint in lbs/MMBtu | FALSE | L | Annual | Standard | lb/MMBtu | 0.2 | 0.2 | 0.2 | 0.2 | 0.2 | 0.2 | 0.2
LA Formosa Plastics Low - NOx Summer v4.10 | 498 | 2422 | Rate Constraint in lbs/MMBtu | FALSE | L | Annual | Emissions at Affected Plants NOX | MTons | 0 | 0 | 0.0028284 | 0.014378 | 0.014378 | 0.014378 | 0.014378
LA Formosa Plastics Low - NOx Summer v4.10 | 498 | 2422 | Rate Constraint in lbs/MMBtu | FALSE | L | Annual | Allowances Purchased NOX | MTons | 0 | 0 | 0 | 0 | 0 | 0 | 0
LA Formosa Plastics Low - NOx Summer v4.10 | 498 | 2422 | Rate Constraint in lbs/MMBtu | FALSE | L | Annual | Allowances Sold NOX | MTons | 0 | 0 | 0 | 0 | 0 | 0 | 0
LA Formosa Plastics Low - NOx Summer v4.10 | 498 | 2422 | Rate Constraint in lbs/MMBtu | FALSE | L | Annual | Allowances Banked | MTons | 0 | 0 | 0 | 0 | 0 | 0 | 0
LA Formosa Plastics Low - NOx Summer v4.10 | 498 | 2422 | Rate Constraint in lbs/MMBtu | FALSE | L | Annual | Allowances Withdrawn (1:1) | MTons | 0 | 0 | 0 | 0 | 0 | 0 | 0
LA Formosa Plastics Low - NOx Summer v4.10 | 498 | 2422 | Rate Constraint in lbs/MMBtu | FALSE | L | Annual | Allowances Withdrawn (n:1) | MTons | 0 | 0 | 0 | 0 | 0 | 0 | 0
LA Formosa Plastics Low - NOx Summer v4.10 | 498 | 2422 | Rate Constraint in lbs/MMBtu | FALSE | L | Annual | Net Emissions Allowance Position | MTons | 0 | 0 | 0.0028284 | 0.014378 | 0.014378 | 0.014378 | 0.014378
LA Formosa Plastics Low - NOx Summer v4.10 | 498 | 2422 | Rate Constraint in lbs/MMBtu | FALSE | L | Annual | Fuel Consumed | TBtu | 0 | 0 | 0.025676 | 0.13052 | 0.13052 | 0.13052 | 0.13052
LA Formosa Plastics Low - NOx Summer v4.10 | 498 | 2422 | Rate Constraint in lbs/MMBtu | FALSE | L | Annual | Rate | lb/MMBtu | 0 | 0 | 0.22032 | 0.22032 | 0.22032 | 0.22032 | 0.22032
LA Formosa Plastics Low - NOx Summer v4.10 | 498 | 2422 | Rate Constraint in lbs/MMBtu | FALSE | L | Annual | Generation | TWh | 0 | 0 | 0.0021377 | 0.010867 | 0.010867 | 0.010867 | 0.010867
LA Formosa Plastics Low - NOx Summer v4.10 | 498 | 2422 | Rate Constraint in lbs/MMBtu | FALSE | L | Annual | Qualifying Generation | TWh | 0 | 0 | 0.0021377 | 0.010867 | 0.010867 | 0.010867 | 0.010867
LA Formosa Plastics Low - NOx Summer v4.10 | 498 | 2422 | Rate Constraint in lbs/MMBtu | FALSE | L | Annual | Rate | lb/MWh | 0 | 0 | 1.3231 | 1.3231 | 1.3231 | 1.3231 | 1.3231
LA Formosa Plastics Low - NOx Summer v4.10 | 498 | 2422 | Rate Constraint in lbs/MMBtu | FALSE | L | Annual | Constraint Shadow Price | US$/Ton | 0 | 0 | 2608.2646 | 0 | 0 | 1917.3843 | 5508.1083
LA Geismar Cogen -Nox Summer v5.12 | 499 | 2524 | Rate Constraint in lbs/MMBtu | FALSE | L | Annual | Seasons Included | Seasons | Summer | Summer | Summer | Summer | Summer | Summer | Summer
LA Geismar Cogen -Nox Summer v5.12 | 499 | 2524 | Rate Constraint in lbs/MMBtu | FALSE | L | Annual | Standard | lb/MMBtu | 0.2 | 0.2 | 0.2 | 0.2 | 0.2 | 0.2 | 0.2
LA Geismar Cogen -Nox Summer v5.12 | 499 | 2524 | Rate Constraint in lbs/MMBtu | FALSE | L | Annual | Emissions at Affected Plants NOX | MTons | 0 | 0.00090806 | 0.00090806 | 0.004616 | 0.004616 | 0.004616 | 0.004616
LA Geismar Cogen -Nox Summer v5.12 | 499 | 2524 | Rate Constraint in lbs/MMBtu | FALSE | L | Annual | Allowances Purchased NOX | MTons | 0 | 0 | 0 | 0 | 0 | 0 | 0
LA Geismar Cogen -Nox Summer v5.12 | 499 | 2524 | Rate Constraint in lbs/MMBtu | FALSE | L | Annual | Allowances Sold NOX | MTons | 0 | 0 | 0 | 0 | 0 | 0 | 0
LA Geismar Cogen -Nox Summer v5.12 | 499 | 2524 | Rate Constraint in lbs/MMBtu | FALSE | L | Annual | Allowances Banked | MTons | 0 | 0 | 0 | 0 | 0 | 0 | 0
LA Geismar Cogen -Nox Summer v5.12 | 499 | 2524 | Rate Constraint in lbs/MMBtu | FALSE | L | Annual | Allowances Withdrawn (1:1) | MTons | 0 | 0 | 0 | 0 | 0 | 0 | 0
LA Geismar Cogen -Nox Summer v5.12 | 499 | 2524 | Rate Constraint in lbs/MMBtu | FALSE | L | Annual | Allowances Withdrawn (n:1) | MTons | 0 | 0 | 0 | 0 | 0 | 0 | 0
LA Geismar Cogen -Nox Summer v5.12 | 499 | 2524 | Rate Constraint in lbs/MMBtu | FALSE | L | Annual | Net Emissions Allowance Position | MTons | 0 | 0.00090806 | 0.00090806 | 0.004616 | 0.004616 | 0.004616 | 0.004616
LA Geismar Cogen -Nox Summer v5.12 | 499 | 2524 | Rate Constraint in lbs/MMBtu | FALSE | L | Annual | Fuel Consumed | TBtu | 0 | 0.027624 | 0.027624 | 0.14042 | 0.14042 | 0.14042 | 0.14042
LA Geismar Cogen -Nox Summer v5.12 | 499 | 2524 | Rate Constraint in lbs/MMBtu | FALSE | L | Annual | Rate | lb/MMBtu | 0 | 0.065745 | 0.065745 | 0.065745 | 0.065745 | 0.065745 | 0.065745
LA Geismar Cogen -Nox Summer v5.12 | 499 | 2524 | Rate Constraint in lbs/MMBtu | FALSE | L | Annual | Generation | TWh | 0 | 0.0024002 | 0.0024002 | 0.012201 | 0.012201 | 0.012201 | 0.012201
LA Geismar Cogen -Nox Summer v5.12 | 499 | 2524 | Rate Constraint in lbs/MMBtu | FALSE | L | Annual | Qualifying Generation | TWh | 0 | 0.0024002 | 0.0024002 | 0.012201 | 0.012201 | 0.012201 | 0.012201
LA Geismar Cogen -Nox Summer v5.12 | 499 | 2524 | Rate Constraint in lbs/MMBtu | FALSE | L | Annual | Rate | lb/MWh | 0 | 0.37833 | 0.37833 | 0.37833 | 0.37833 | 0.37833 | 0.37833
LA Geismar Cogen -Nox Summer v5.12 | 499 | 2524 | Rate Constraint in lbs/MMBtu | FALSE | L | Annual | Constraint Shadow Price | US$/Ton | 0 | 0 | 0 | 0 | 0 | 0 | 0
LA Georgia Gulf Plaquemine -Nox Summer v5.12 | 500 | 2521 | Rate Constraint in lbs/MMBtu | FALSE | L | Annual | Seasons Included | Seasons | Summer | Summer | Summer | Summer | Summer | Summer | Summer
LA Georgia Gulf Plaquemine -Nox Summer v5.12 | 500 | 2521 | Rate Constraint in lbs/MMBtu | FALSE | L | Annual | Standard | lb/MMBtu | 0.2 | 0.2 | 0.2 | 0.2 | 0.2 | 0.2 | 0.2
LA Georgia Gulf Plaquemine -Nox Summer v5.12 | 500 | 2521 | Rate Constraint in lbs/MMBtu | FALSE | L | Annual | Emissions at Affected Plants NOX | MTons | 0.12667 | 0.13068 | 0.043507 | 0.13068 | 0.13068 | 0.014476 | 0.014476
LA Georgia Gulf Plaquemine -Nox Summer v5.12 | 500 | 2521 | Rate Constraint in lbs/MMBtu | FALSE | L | Annual | Allowances Purchased NOX | MTons | 0 | 0 | 0 | 0 | 0 | 0 | 0
LA Georgia Gulf Plaquemine -Nox Summer v5.12 | 500 | 2521 | Rate Constraint in lbs/MMBtu | FALSE | L | Annual | Allowances Sold NOX | MTons | 0 | 0 | 0 | 0 | 0 | 0 | 0
LA Georgia Gulf Plaquemine -Nox Summer v5.12 | 500 | 2521 | Rate Constraint in lbs/MMBtu | FALSE | L | Annual | Allowances Banked | MTons | 0 | 0 | 0 | 0 | 0 | 0 | 0
LA Georgia Gulf Plaquemine -Nox Summer v5.12 | 500 | 2521 | Rate Constraint in lbs/MMBtu | FALSE | L | Annual | Allowances Withdrawn (1:1) | MTons | 0 | 0 | 0 | 0 | 0 | 0 | 0
LA Georgia Gulf Plaquemine -Nox Summer v5.12 | 500 | 2521 | Rate Constraint in lbs/MMBtu | FALSE | L | Annual | Allowances Withdrawn (n:1) | MTons | 0 | 0 | 0 | 0 | 0 | 0 | 0
LA Georgia Gulf Plaquemine -Nox Summer v5.12 | 500 | 2521 | Rate Constraint in lbs/MMBtu | FALSE | L | Annual | Net Emissions Allowance Position | MTons | 0.12667 | 0.13068 | 0.043507 | 0.13068 | 0.13068 | 0.014476 | 0.014476
LA Georgia Gulf Plaquemine -Nox Summer v5.12 | 500 | 2521 | Rate Constraint in lbs/MMBtu | FALSE | L | Annual | Fuel Consumed | TBtu | 3.0961 | 3.1941 | 1.0634 | 3.1941 | 3.1941 | 0.35383 | 0.35383
LA Georgia Gulf Plaquemine -Nox Summer v5.12 | 500 | 2521 | Rate Constraint in lbs/MMBtu | FALSE | L | Annual | Rate | lb/MMBtu | 0.081825 | 0.081825 | 0.081825 | 0.081825 | 0.081825 | 0.081825 | 0.081825
LA Georgia Gulf Plaquemine -Nox Summer v5.12 | 500 | 2521 | Rate Constraint in lbs/MMBtu | FALSE | L | Annual | Generation | TWh | 0.35587 | 0.36714 | 0.12223 | 0.36714 | 0.36714 | 0.04067 | 0.04067
LA Georgia Gulf Plaquemine -Nox Summer v5.12 | 500 | 2521 | Rate Constraint in lbs/MMBtu | FALSE | L | Annual | Qualifying Generation | TWh | 0.35587 | 0.36714 | 0.12223 | 0.36714 | 0.36714 | 0.04067 | 0.04067
LA Georgia Gulf Plaquemine -Nox Summer v5.12 | 500 | 2521 | Rate Constraint in lbs/MMBtu | FALSE | L | Annual | Rate | lb/MWh | 0.35594 | 0.35594 | 0.35594 | 0.35594 | 0.35594 | 0.35594 | 0.35594
LA Georgia Gulf Plaquemine -Nox Summer v5.12 | 500 | 2521 | Rate Constraint in lbs/MMBtu | FALSE | L | Annual | Constraint Shadow Price | US$/Ton | 0 | 0 | 0 | 0 | 0 | 0 | 0
LA Louisiana 1 - NOx Summer v4.10 | 501 | 2419 | Rate Constraint in lbs/MMBtu | FALSE | L | Annual | Seasons Included | Seasons | Summer | Summer | Summer | Summer | Summer | Summer | Summer
LA Louisiana 1 - NOx Summer v4.10 | 501 | 2419 | Rate Constraint in lbs/MMBtu | FALSE | L | Annual | Standard | lb/MMBtu | 0.2 | 0.2 | 0.2 | 0.2 | 0.2 | 0.2 | 0.2
LA Louisiana 1 - NOx Summer v4.10 | 501 | 2419 | Rate Constraint in lbs/MMBtu | FALSE | L | Annual | Emissions at Affected Plants NOX | MTons | 0.35133 | 0.35133 | 0.35133 | 0.35133 | 0.35133 | 0.35133 | 0.35133
LA Louisiana 1 - NOx Summer v4.10 | 501 | 2419 | Rate Constraint in lbs/MMBtu | FALSE | L | Annual | Allowances Purchased NOX | MTons | 0 | 0 | 0 | 0 | 0 | 0 | 0
LA Louisiana 1 - NOx Summer v4.10 | 501 | 2419 | Rate Constraint in lbs/MMBtu | FALSE | L | Annual | Allowances Sold NOX | MTons | 0 | 0 | 0 | 0 | 0 | 0 | 0
LA Louisiana 1 - NOx Summer v4.10 | 501 | 2419 | Rate Constraint in lbs/MMBtu | FALSE | L | Annual | Allowances Banked | MTons | 0 | 0 | 0 | 0 | 0 | 0 | 0
LA Louisiana 1 - NOx Summer v4.10 | 501 | 2419 | Rate Constraint in lbs/MMBtu | FALSE | L | Annual | Allowances Withdrawn (1:1) | MTons | 0 | 0 | 0 | 0 | 0 | 0 | 0
LA Louisiana 1 - NOx Summer v4.10 | 501 | 2419 | Rate Constraint in lbs/MMBtu | FALSE | L | Annual | Allowances Withdrawn (n:1) | MTons | 0 | 0 | 0 | 0 | 0 | 0 | 0
LA Louisiana 1 - NOx Summer v4.10 | 501 | 2419 | Rate Constraint in lbs/MMBtu | FALSE | L | Annual | Net Emissions Allowance Position | MTons | 0.35133 | 0.35133 | 0.35133 | 0.35133 | 0.35133 | 0.35133 | 0.35133
LA Louisiana 1 - NOx Summer v4.10 | 501 | 2419 | Rate Constraint in lbs/MMBtu | FALSE | L | Annual | Fuel Consumed | TBtu | 4.823 | 4.823 | 4.823 | 4.823 | 4.823 | 4.823 | 4.823
LA Louisiana 1 - NOx Summer v4.10 | 501 | 2419 | Rate Constraint in lbs/MMBtu | FALSE | L | Annual | Rate | lb/MMBtu | 0.14569 | 0.14569 | 0.14569 | 0.14569 | 0.14569 | 0.14569 | 0.14569
LA Louisiana 1 - NOx Summer v4.10 | 501 | 2419 | Rate Constraint in lbs/MMBtu | FALSE | L | Annual | Generation | TWh | 0.56882 | 0.56882 | 0.56882 | 0.56882 | 0.56882 | 0.56882 | 0.56882
LA Louisiana 1 - NOx Summer v4.10 | 501 | 2419 | Rate Constraint in lbs/MMBtu | FALSE | L | Annual | Qualifying Generation | TWh | 0.56882 | 0.56882 | 0.56882 | 0.56882 | 0.56882 | 0.56882 | 0.56882
LA Louisiana 1 - NOx Summer v4.10 | 501 | 2419 | Rate Constraint in lbs/MMBtu | FALSE | L | Annual | Rate | lb/MWh | 0.61764 | 0.61764 | 0.61764 | 0.61764 | 0.61764 | 0.61764 | 0.61764
LA Louisiana 1 - NOx Summer v4.10 | 501 | 2419 | Rate Constraint in lbs/MMBtu | FALSE | L | Annual | Constraint Shadow Price | US$/Ton | 0 | 0 | 0 | 0 | 0 | 0 | 0
LA Louisiana 2 - NOx Summer v4.10 | 502 | 2420 | Rate Constraint in lbs/MMBtu | FALSE | L | Annual | Seasons Included | Seasons | Summer | Summer | Summer | Summer | Summer | Summer | Summer
LA Louisiana 2 - NOx Summer v4.10 | 502 | 2420 | Rate Constraint in lbs/MMBtu | FALSE | L | Annual | Standard | lb/MMBtu | 0.1 | 0.1 | 0.1 | 0.1 | 0.1 | 0.1 | 0.1
LA Louisiana 2 - NOx Summer v4.10 | 502 | 2420 | Rate Constraint in lbs/MMBtu | FALSE | L | Annual | Emissions at Affected Plants NOX | MTons | 0 | 0 | 0 | 0 | 0 | 0 | 0
LA Louisiana 2 - NOx Summer v4.10 | 502 | 2420 | Rate Constraint in lbs/MMBtu | FALSE | L | Annual | Allowances Purchased NOX | MTons | 0 | 0 | 0 | 0 | 0 | 0 | 0
LA Louisiana 2 - NOx Summer v4.10 | 502 | 2420 | Rate Constraint in lbs/MMBtu | FALSE | L | Annual | Allowances Sold NOX | MTons | 0 | 0 | 0 | 0 | 0 | 0 | 0
LA Louisiana 2 - NOx Summer v4.10 | 502 | 2420 | Rate Constraint in lbs/MMBtu | FALSE | L | Annual | Allowances Banked | MTons | 0 | 0 | 0 | 0 | 0 | 0 | 0
LA Louisiana 2 - NOx Summer v4.10 | 502 | 2420 | Rate Constraint in lbs/MMBtu | FALSE | L | Annual | Allowances Withdrawn (1:1) | MTons | 0 | 0 | 0 | 0 | 0 | 0 | 0
LA Louisiana 2 - NOx Summer v4.10 | 502 | 2420 | Rate Constraint in lbs/MMBtu | FALSE | L | Annual | Allowances Withdrawn (n:1) | MTons | 0 | 0 | 0 | 0 | 0 | 0 | 0
LA Louisiana 2 - NOx Summer v4.10 | 502 | 2420 | Rate Constraint in lbs/MMBtu | FALSE | L | Annual | Net Emissions Allowance Position | MTons | 0 | 0 | 0 | 0 | 0 | 0 | 0
LA Louisiana 2 - NOx Summer v4.10 | 502 | 2420 | Rate Constraint in lbs/MMBtu | FALSE | L | Annual | Fuel Consumed | TBtu | 0 | 0 | 0 | 0 | 0 | 0 | 0
LA Louisiana 2 - NOx Summer v4.10 | 502 | 2420 | Rate Constraint in lbs/MMBtu | FALSE | L | Annual | Rate | lb/MMBtu | 0 | 0 | 0 | 0 | 0 | 0 | 0
LA Louisiana 2 - NOx Summer v4.10 | 502 | 2420 | Rate Constraint in lbs/MMBtu | FALSE | L | Annual | Generation | TWh | 0 | 0 | 0 | 0 | 0 | 0 | 0
LA Louisiana 2 - NOx Summer v4.10 | 502 | 2420 | Rate Constraint in lbs/MMBtu | FALSE | L | Annual | Qualifying Generation | TWh | 0 | 0 | 0 | 0 | 0 | 0 | 0
LA Louisiana 2 - NOx Summer v4.10 | 502 | 2420 | Rate Constraint in lbs/MMBtu | FALSE | L | Annual | Rate | lb/MWh | 0 | 0 | 0 | 0 | 0 | 0 | 0
LA Louisiana 2 - NOx Summer v4.10 | 502 | 2420 | Rate Constraint in lbs/MMBtu | FALSE | L | Annual | Constraint Shadow Price | US$/Ton | 0 | 0 | 0 | 0 | 0 | 0 | 0
LA New Roads - NOx Summer v4.10 | 503 | 2424 | Rate Constraint in lbs/MMBtu | FALSE | L | Annual | Seasons Included | Seasons | Summer | Summer | Summer | Summer | Summer | Summer | Summer
LA New Roads - NOx Summer v4.10 | 503 | 2424 | Rate Constraint in lbs/MMBtu | FALSE | L | Annual | Standard | lb/MMBtu | 0.2 | 0.2 | 0.2 | 0.2 | 0.2 | 0.2 | 0.2
LA New Roads - NOx Summer v4.10 | 503 | 2424 | Rate Constraint in lbs/MMBtu | FALSE | L | Annual | Emissions at Affected Plants NOX | MTons | 0 | 0 | 0.00042362 | 0.00042362 | 0.00042362 | 0 | 0
LA New Roads - NOx Summer v4.10 | 503 | 2424 | Rate Constraint in lbs/MMBtu | FALSE | L | Annual | Allowances Purchased NOX | MTons | 0 | 0 | 0 | 0 | 0 | 0 | 0
LA New Roads - NOx Summer v4.10 | 503 | 2424 | Rate Constraint in lbs/MMBtu | FALSE | L | Annual | Allowances Sold NOX | MTons | 0 | 0 | 0 | 0 | 0 | 0 | 0
LA New Roads - NOx Summer v4.10 | 503 | 2424 | Rate Constraint in lbs/MMBtu | FALSE | L | Annual | Allowances Banked | MTons | 0 | 0 | 0 | 0 | 0 | 0 | 0
LA New Roads - NOx Summer v4.10 | 503 | 2424 | Rate Constraint in lbs/MMBtu | FALSE | L | Annual | Allowances Withdrawn (1:1) | MTons | 0 | 0 | 0 | 0 | 0 | 0 | 0
LA New Roads - NOx Summer v4.10 | 503 | 2424 | Rate Constraint in lbs/MMBtu | FALSE | L | Annual | Allowances Withdrawn (n:1) | MTons | 0 | 0 | 0 | 0 | 0 | 0 | 0
LA New Roads - NOx Summer v4.10 | 503 | 2424 | Rate Constraint in lbs/MMBtu | FALSE | L | Annual | Net Emissions Allowance Position | MTons | 0 | 0 | 0.00042362 | 0.00042362 | 0.00042362 | 0 | 0
LA New Roads - NOx Summer v4.10 | 503 | 2424 | Rate Constraint in lbs/MMBtu | FALSE | L | Annual | Fuel Consumed | TBtu | 0 | 0 | 0.00041242 | 0.00041242 | 0.00041242 | 0 | 0
LA New Roads - NOx Summer v4.10 | 503 | 2424 | Rate Constraint in lbs/MMBtu | FALSE | L | Annual | Rate | lb/MMBtu | 0 | 0 | 2.0543 | 2.0543 | 2.0543 | 0 | 0
LA New Roads - NOx Summer v4.10 | 503 | 2424 | Rate Constraint in lbs/MMBtu | FALSE | L | Annual | Generation | TWh | 0 | 0 | 3.1977e-05 | 3.1977e-05 | 3.1977e-05 | 0 | 0
LA New Roads - NOx Summer v4.10 | 503 | 2424 | Rate Constraint in lbs/MMBtu | FALSE | L | Annual | Qualifying Generation | TWh | 0 | 0 | 3.1977e-05 | 3.1977e-05 | 3.1977e-05 | 0 | 0
LA New Roads - NOx Summer v4.10 | 503 | 2424 | Rate Constraint in lbs/MMBtu | FALSE | L | Annual | Rate | lb/MWh | 0 | 0 | 13.248 | 13.248 | 13.248 | 0 | 0
LA New Roads - NOx Summer v4.10 | 503 | 2424 | Rate Constraint in lbs/MMBtu | FALSE | L | Annual | Constraint Shadow Price | US$/Ton | 0 | 39.2002 | 2597.6185 | 4872.3717 | 10317.9084 | 7770.3103 | 9222.7639
LA Plaquemine Cogeneration Plant -Nox Summer v5.12 | 504 | 2523 | Rate Constraint in lbs/MMBtu | FALSE | L | Annual | Seasons Included | Seasons | Summer | Summer | Summer | Summer | Summer | Summer | Summer
LA Plaquemine Cogeneration Plant -Nox Summer v5.12 | 504 | 2523 | Rate Constraint in lbs/MMBtu | FALSE | L | Annual | Standard | lb/MMBtu | 0.2 | 0.2 | 0.2 | 0.2 | 0.2 | 0.2 | 0.2
LA Plaquemine Cogeneration Plant -Nox Summer v5.12 | 504 | 2523 | Rate Constraint in lbs/MMBtu | FALSE | L | Annual | Emissions at Affected Plants NOX | MTons | 0.10307 | 0.10307 | 0.10307 | 0.10307 | 0.10307 | 0.10307 | 0.10307
LA Plaquemine Cogeneration Plant -Nox Summer v5.12 | 504 | 2523 | Rate Constraint in lbs/MMBtu | FALSE | L | Annual | Allowances Purchased NOX | MTons | 0 | 0 | 0 | 0 | 0 | 0 | 0
LA Plaquemine Cogeneration Plant -Nox Summer v5.12 | 504 | 2523 | Rate Constraint in lbs/MMBtu | FALSE | L | Annual | Allowances Sold NOX | MTons | 0 | 0 | 0 | 0 | 0 | 0 | 0
LA Plaquemine Cogeneration Plant -Nox Summer v5.12 | 504 | 2523 | Rate Constraint in lbs/MMBtu | FALSE | L | Annual | Allowances Banked | MTons | 0 | 0 | 0 | 0 | 0 | 0 | 0
LA Plaquemine Cogeneration Plant -Nox Summer v5.12 | 504 | 2523 | Rate Constraint in lbs/MMBtu | FALSE | L | Annual | Allowances Withdrawn (1:1) | MTons | 0 | 0 | 0 | 0 | 0 | 0 | 0
LA Plaquemine Cogeneration Plant -Nox Summer v5.12 | 504 | 2523 | Rate Constraint in lbs/MMBtu | FALSE | L | Annual | Allowances Withdrawn (n:1) | MTons | 0 | 0 | 0 | 0 | 0 | 0 | 0
LA Plaquemine Cogeneration Plant -Nox Summer v5.12 | 504 | 2523 | Rate Constraint in lbs/MMBtu | FALSE | L | Annual | Net Emissions Allowance Position | MTons | 0.10307 | 0.10307 | 0.10307 | 0.10307 | 0.10307 | 0.10307 | 0.10307
LA Plaquemine Cogeneration Plant -Nox Summer v5.12 | 504 | 2523 | Rate Constraint in lbs/MMBtu | FALSE | L | Annual | Fuel Consumed | TBtu | 11.8601 | 11.8601 | 11.8601 | 11.8601 | 11.8601 | 11.8601 | 11.8601
LA Plaquemine Cogeneration Plant -Nox Summer v5.12 | 504 | 2523 | Rate Constraint in lbs/MMBtu | FALSE | L | Annual | Rate | lb/MMBtu | 0.017381 | 0.017381 | 0.017381 | 0.017381 | 0.017381 | 0.017381 | 0.017381
LA Plaquemine Cogeneration Plant -Nox Summer v5.12 | 504 | 2523 | Rate Constraint in lbs/MMBtu | FALSE | L | Annual | Generation | TWh | 1.8581 | 1.8581 | 1.8581 | 1.8581 | 1.8581 | 1.8581 | 1.8581
LA Plaquemine Cogeneration Plant -Nox Summer v5.12 | 504 | 2523 | Rate Constraint in lbs/MMBtu | FALSE | L | Annual | Qualifying Generation | TWh | 1.8581 | 1.8581 | 1.8581 | 1.8581 | 1.8581 | 1.8581 | 1.8581
LA Plaquemine Cogeneration Plant -Nox Summer v5.12 | 504 | 2523 | Rate Constraint in lbs/MMBtu | FALSE | L | Annual | Rate | lb/MWh | 0.055472 | 0.055472 | 0.055472 | 0.055472 | 0.055472 | 0.055472 | 0.055472
LA Plaquemine Cogeneration Plant -Nox Summer v5.12 | 504 | 2523 | Rate Constraint in lbs/MMBtu | FALSE | L | Annual | Constraint Shadow Price | US$/Ton | 0 | 0 | 0 | 0 | 0 | 0 | 0
LA Plaquemine -Nox Summer v5.12 | 505 | 2526 | Rate Constraint in lbs/MMBtu | FALSE | L | Annual | Seasons Included | Seasons | Summer | Summer | Summer | Summer | Summer | Summer | Summer
LA Plaquemine -Nox Summer v5.12 | 505 | 2526 | Rate Constraint in lbs/MMBtu | FALSE | L | Annual | Standard | lb/MMBtu | 0.1 | 0.1 | 0.1 | 0.1 | 0.1 | 0.1 | 0.1
LA Plaquemine -Nox Summer v5.12 | 505 | 2526 | Rate Constraint in lbs/MMBtu | FALSE | L | Annual | Emissions at Affected Plants NOX | MTons | 0 | 0 | 0 | 0 | 0 | 0 | 0
LA Plaquemine -Nox Summer v5.12 | 505 | 2526 | Rate Constraint in lbs/MMBtu | FALSE | L | Annual | Allowances Purchased NOX | MTons | 0 | 0 | 0 | 0 | 0 | 0 | 0
LA Plaquemine -Nox Summer v5.12 | 505 | 2526 | Rate Constraint in lbs/MMBtu | FALSE | L | Annual | Allowances Sold NOX | MTons | 0 | 0 | 0 | 0 | 0 | 0 | 0
LA Plaquemine -Nox Summer v5.12 | 505 | 2526 | Rate Constraint in lbs/MMBtu | FALSE | L | Annual | Allowances Banked | MTons | 0 | 0 | 0 | 0 | 0 | 0 | 0
LA Plaquemine -Nox Summer v5.12 | 505 | 2526 | Rate Constraint in lbs/MMBtu | FALSE | L | Annual | Allowances Withdrawn (1:1) | MTons | 0 | 0 | 0 | 0 | 0 | 0 | 0
LA Plaquemine -Nox Summer v5.12 | 505 | 2526 | Rate Constraint in lbs/MMBtu | FALSE | L | Annual | Allowances Withdrawn (n:1) | MTons | 0 | 0 | 0 | 0 | 0 | 0 | 0
LA Plaquemine -Nox Summer v5.12 | 505 | 2526 | Rate Constraint in lbs/MMBtu | FALSE | L | Annual | Net Emissions Allowance Position | MTons | 0 | 0 | 0 | 0 | 0 | 0 | 0
LA Plaquemine -Nox Summer v5.12 | 505 | 2526 | Rate Constraint in lbs/MMBtu | FALSE | L | Annual | Fuel Consumed | TBtu | 0 | 0 | 0 | 0 | 0 | 0 | 0
LA Plaquemine -Nox Summer v5.12 | 505 | 2526 | Rate Constraint in lbs/MMBtu | FALSE | L | Annual | Rate | lb/MMBtu | 0 | 0 | 0 | 0 | 0 | 0 | 0
LA Plaquemine -Nox Summer v5.12 | 505 | 2526 | Rate Constraint in lbs/MMBtu | FALSE | L | Annual | Generation | TWh | 0 | 0 | 0 | 0 | 0 | 0 | 0
LA Plaquemine -Nox Summer v5.12 | 505 | 2526 | Rate Constraint in lbs/MMBtu | FALSE | L | Annual | Qualifying Generation | TWh | 0 | 0 | 0 | 0 | 0 | 0 | 0
LA Plaquemine -Nox Summer v5.12 | 505 | 2526 | Rate Constraint in lbs/MMBtu | FALSE | L | Annual | Rate | lb/MWh | 0 | 0 | 0 | 0 | 0 | 0 | 0
LA Plaquemine -Nox Summer v5.12 | 505 | 2526 | Rate Constraint in lbs/MMBtu | FALSE | L | Annual | Constraint Shadow Price | US$/Ton | 0 | 10714.4546 | 17178.2531 | 18675.7177 | 21950.2912 | 21227.1651 | 35923.6572
LA Shell Chemical - NOx Summer v4.10 | 506 | 2423 | Rate Constraint in lbs/MMBtu | FALSE | L | Annual | Seasons Included | Seasons | Summer | Summer | Summer | Summer | Summer | Summer | Summer
LA Shell Chemical - NOx Summer v4.10 | 506 | 2423 | Rate Constraint in lbs/MMBtu | FALSE | L | Annual | Standard | lb/MMBtu | 0.2 | 0.2 | 0.2 | 0.2 | 0.2 | 0.2 | 0.2
LA Shell Chemical - NOx Summer v4.10 | 506 | 2423 | Rate Constraint in lbs/MMBtu | FALSE | L | Annual | Emissions at Affected Plants NOX | MTons | 0 | 0.0025736 | 0.0025736 | 0.013082 | 0.013082 | 0.013082 | 0.013082
LA Shell Chemical - NOx Summer v4.10 | 506 | 2423 | Rate Constraint in lbs/MMBtu | FALSE | L | Annual | Allowances Purchased NOX | MTons | 0 | 0 | 0 | 0 | 0 | 0 | 0
LA Shell Chemical - NOx Summer v4.10 | 506 | 2423 | Rate Constraint in lbs/MMBtu | FALSE | L | Annual | Allowances Sold NOX | MTons | 0 | 0 | 0 | 0 | 0 | 0 | 0
LA Shell Chemical - NOx Summer v4.10 | 506 | 2423 | Rate Constraint in lbs/MMBtu | FALSE | L | Annual | Allowances Banked | MTons | 0 | 0 | 0 | 0 | 0 | 0 | 0
LA Shell Chemical - NOx Summer v4.10 | 506 | 2423 | Rate Constraint in lbs/MMBtu | FALSE | L | Annual | Allowances Withdrawn (1:1) | MTons | 0 | 0 | 0 | 0 | 0 | 0 | 0
LA Shell Chemical - NOx Summer v4.10 | 506 | 2423 | Rate Constraint in lbs/MMBtu | FALSE | L | Annual | Allowances Withdrawn (n:1) | MTons | 0 | 0 | 0 | 0 | 0 | 0 | 0
LA Shell Chemical - NOx Summer v4.10 | 506 | 2423 | Rate Constraint in lbs/MMBtu | FALSE | L | Annual | Net Emissions Allowance Position | MTons | 0 | 0.0025736 | 0.0025736 | 0.013082 | 0.013082 | 0.013082 | 0.013082
LA Shell Chemical - NOx Summer v4.10 | 506 | 2423 | Rate Constraint in lbs/MMBtu | FALSE | L | Annual | Fuel Consumed | TBtu | 0 | 0.024963 | 0.024963 | 0.12689 | 0.12689 | 0.12689 | 0.12689
LA Shell Chemical - NOx Summer v4.10 | 506 | 2423 | Rate Constraint in lbs/MMBtu | FALSE | L | Annual | Rate | lb/MMBtu | 0 | 0.20619 | 0.20619 | 0.20619 | 0.20619 | 0.20619 | 0.20619
LA Shell Chemical - NOx Summer v4.10 | 506 | 2423 | Rate Constraint in lbs/MMBtu | FALSE | L | Annual | Generation | TWh | 0 | 0.0022025 | 0.0022025 | 0.011196 | 0.011196 | 0.011196 | 0.011196
LA Shell Chemical - NOx Summer v4.10 | 506 | 2423 | Rate Constraint in lbs/MMBtu | FALSE | L | Annual | Qualifying Generation | TWh | 0 | 0.0022025 | 0.0022025 | 0.011196 | 0.011196 | 0.011196 | 0.011196
LA Shell Chemical - NOx Summer v4.10 | 506 | 2423 | Rate Constraint in lbs/MMBtu | FALSE | L | Annual | Rate | lb/MWh | 0 | 1.1685 | 1.1685 | 1.1685 | 1.1685 | 1.1685 | 1.1685
LA Shell Chemical - NOx Summer v4.10 | 506 | 2423 | Rate Constraint in lbs/MMBtu | FALSE | L | Annual | Constraint Shadow Price | US$/Ton | 0 | 14470.5842 | 0 | 0 | 0 | 0 | 0
LA Willow Glen 1-4 -NOx Summer Cap v5.13 | 508 | 6042 | Rate Constraint in MTons | FALSE | L | Annual | Seasons Included | Seasons | Summer | Summer | Summer | Summer | Summer | Summer | Summer
LA Willow Glen 1-4 -NOx Summer Cap v5.13 | 508 | 6042 | Rate Constraint in MTons | FALSE | L | Annual | Standard | MTons | 5.1794 | 5.1794 | 5.1794 | 5.1794 | 5.1794 | 5.1794 | 5.1794
LA Willow Glen 1-4 -NOx Summer Cap v5.13 | 508 | 6042 | Rate Constraint in MTons | FALSE | L | Annual | Standard NOX | MTons | 5.1794 | 5.1794 | 5.1794 | 5.1794 | 5.1794 | 5.1794 | 5.1794
LA Willow Glen 1-4 -NOx Summer Cap v5.13 | 508 | 6042 | Rate Constraint in MTons | FALSE | L | Annual | Emissions at Affected Plants NOX | MTons | 0.099496 | 0.095442 | 0 | 0 | 0 | 0 | 0
LA Willow Glen 1-4 -NOx Summer Cap v5.13 | 508 | 6042 | Rate Constraint in MTons | FALSE | L | Annual | Allowances Purchased NOX | MTons | 0 | 0 | 0 | 0 | 0 | 0 | 0
LA Willow Glen 1-4 -NOx Summer Cap v5.13 | 508 | 6042 | Rate Constraint in MTons | FALSE | L | Annual | Allowances Sold NOX | MTons | 0 | 0 | 0 | 0 | 0 | 0 | 0
LA Willow Glen 1-4 -NOx Summer Cap v5.13 | 508 | 6042 | Rate Constraint in MTons | FALSE | L | Annual | Allowances Banked | MTons | 0 | 0 | 0 | 0 | 0 | 0 | 0
LA Willow Glen 1-4 -NOx Summer Cap v5.13 | 508 | 6042 | Rate Constraint in MTons | FALSE | L | Annual | Allowances Withdrawn (1:1) | MTons | 0 | 0 | 0 | 0 | 0 | 0 | 0
LA Willow Glen 1-4 -NOx Summer Cap v5.13 | 508 | 6042 | Rate Constraint in MTons | FALSE | L | Annual | Allowances Withdrawn (n:1) | MTons | 0 | 0 | 0 | 0 | 0 | 0 | 0
LA Willow Glen 1-4 -NOx Summer Cap v5.13 | 508 | 6042 | Rate Constraint in MTons | FALSE | L | Annual | Net Emissions Allowance Position | MTons | 0.099496 | 0.095442 | 0 | 0 | 0 | 0 | 0
LA Willow Glen 1-4 -NOx Summer Cap v5.13 | 508 | 6042 | Rate Constraint in MTons | FALSE | L | Annual | Fuel Consumed | TBtu | 0.77784 | 0.73145 | 0 | 0 | 0 | 0 | 0
LA Willow Glen 1-4 -NOx Summer Cap v5.13 | 508 | 6042 | Rate Constraint in MTons | FALSE | L | Annual | Rate | lb/MMBtu | 0.25583 | 0.26096 | 0 | 0 | 0 | 0 | 0
LA Willow Glen 1-4 -NOx Summer Cap v5.13 | 508 | 6042 | Rate Constraint in MTons | FALSE | L | Annual | Generation | TWh | 0.063876 | 0.05996 | 0 | 0 | 0 | 0 | 0
LA Willow Glen 1-4 -NOx Summer Cap v5.13 | 508 | 6042 | Rate Constraint in MTons | FALSE | L | Annual | Qualifying Generation | TWh | 0.063876 | 0.05996 | 0 | 0 | 0 | 0 | 0
LA Willow Glen 1-4 -NOx Summer Cap v5.13 | 508 | 6042 | Rate Constraint in MTons | FALSE | L | Annual | Rate | lb/MWh | 1.5577 | 1.5918 | 0 | 0 | 0 | 0 | 0
LA Willow Glen 1-4 -NOx Summer Cap v5.13 | 508 | 6042 | Rate Constraint in MTons | FALSE | L | Annual | Constraint Shadow Price | US$/Ton | 0 | 0 | 0 | 0 | 0 | 0 | 0
Louisiana Coal Units - SO2 Rate Annual v3.1, Unit 3377 and retrofits | 510 | 2199 | Rate Constraint in lbs/MMBtu | FALSE | L | Annual | Seasons Included | Seasons | Winter, Summer | Winter, Summer | Winter, Summer | Winter, Summer | Winter, Summer | Winter, Summer | Winter, Summer
Louisiana Coal Units - SO2 Rate Annual v3.1, Unit 3377 and retrofits | 510 | 2199 | Rate Constraint in lbs/MMBtu | FALSE | L | Annual | Standard | lb/MMBtu | 1.2 | 1.2 | 1.2 | 1.2 | 1.2 | 1.2 | 1.2
Louisiana Coal Units - SO2 Rate Annual v3.1, Unit 3377 and retrofits | 510 | 2199 | Rate Constraint in lbs/MMBtu | FALSE | L | Annual | Emissions at Affected Plants SO2 | MTons | 0 | 0 | 0 | 0 | 0 | 0 | 0
Louisiana Coal Units - SO2 Rate Annual v3.1, Unit 3377 and retrofits | 510 | 2199 | Rate Constraint in lbs/MMBtu | FALSE | L | Annual | Allowances Purchased SO2 | MTons | 0 | 0 | 0 | 0 | 0 | 0 | 0
Louisiana Coal Units - SO2 Rate Annual v3.1, Unit 3377 and retrofits | 510 | 2199 | Rate Constraint in lbs/MMBtu | FALSE | L | Annual | Allowances Sold SO2 | MTons | 0 | 0 | 0 | 0 | 0 | 0 | 0
Louisiana Coal Units - SO2 Rate Annual v3.1, Unit 3377 and retrofits | 510 | 2199 | Rate Constraint in lbs/MMBtu | FALSE | L | Annual | Allowances Banked | MTons | 0 | 0 | 0 | 0 | 0 | 0 | 0
Louisiana Coal Units - SO2 Rate Annual v3.1, Unit 3377 and retrofits | 510 | 2199 | Rate Constraint in lbs/MMBtu | FALSE | L | Annual | Allowances Withdrawn (1:1) | MTons | 0 | 0 | 0 | 0 | 0 | 0 | 0
Louisiana Coal Units - SO2 Rate Annual v3.1, Unit 3377 and retrofits | 510 | 2199 | Rate Constraint in lbs/MMBtu | FALSE | L | Annual | Allowances Withdrawn (n:1) | MTons | 0 | 0 | 0 | 0 | 0 | 0 | 0
Louisiana Coal Units - SO2 Rate Annual v3.1, Unit 3377 and retrofits | 510 | 2199 | Rate Constraint in lbs/MMBtu | FALSE | L | Annual | Net Emissions Allowance Position | MTons | 0 | 0 | 0 | 0 | 0 | 0 | 0
Louisiana Coal Units - SO2 Rate Annual v3.1, Unit 3377 and retrofits | 510 | 2199 | Rate Constraint in lbs/MMBtu | FALSE | L | Annual | Fuel Consumed | TBtu | 0 | 0 | 0 | 0 | 0 | 0 | 0
Louisiana Coal Units - SO2 Rate Annual v3.1, Unit 3377 and retrofits | 510 | 2199 | Rate Constraint in lbs/MMBtu | FALSE | L | Annual | Rate | lb/MMBtu | 0 | 0 | 0 | 0 | 0 | 0 | 0
Louisiana Coal Units - SO2 Rate Annual v3.1, Unit 3377 and retrofits | 510 | 2199 | Rate Constraint in lbs/MMBtu | FALSE | L | Annual | Generation | TWh | 0 | 0 | 0 | 0 | 0 | 0 | 0
Louisiana Coal Units - SO2 Rate Annual v3.1, Unit 3377 and retrofits | 510 | 2199 | Rate Constraint in lbs/MMBtu | FALSE | L | Annual | Qualifying Generation | TWh | 0 | 0 | 0 | 0 | 0 | 0 | 0
Louisiana Coal Units - SO2 Rate Annual v3.1, Unit 3377 and retrofits | 510 | 2199 | Rate Constraint in lbs/MMBtu | FALSE | L | Annual | Rate | lb/MWh | 0 | 0 | 0 | 0 | 0 | 0 | 0
Louisiana Coal Units - SO2 Rate Annual v3.1, Unit 3377 and retrofits | 510 | 2199 | Rate Constraint in lbs/MMBtu | FALSE | L | Annual | Constraint Shadow Price | US$/Ton | 0 | 0 | 0 | 0 | 0 | 0 | 0
Louisiana Coal Units - SO2 Rate Annual v3.1, Unit 3471 and retrofits | 511 | 2199 | Rate Constraint in lbs/MMBtu | FALSE | L | Annual | Seasons Included | Seasons | Winter, Summer | Winter, Summer | Winter, Summer | Winter, Summer | Winter, Summer | Winter, Summer | Winter, Summer
Louisiana Coal Units - SO2 Rate Annual v3.1, Unit 3471 and retrofits | 511 | 2199 | Rate Constraint in lbs/MMBtu | FALSE | L | Annual | Standard | lb/MMBtu | 1.2 | 1.2 | 1.2 | 1.2 | 1.2 | 1.2 | 1.2
Louisiana Coal Units - SO2 Rate Annual v3.1, Unit 3471 and retrofits | 511 | 2199 | Rate Constraint in lbs/MMBtu | FALSE | L | Annual | Emissions at Affected Plants SO2 | MTons | 0 | 0 | 0 | 0 | 0 | 0 | 0
Louisiana Coal Units - SO2 Rate Annual v3.1, Unit 3471 and retrofits | 511 | 2199 | Rate Constraint in lbs/MMBtu | FALSE | L | Annual | Allowances Purchased SO2 | MTons | 0 | 0 | 0 | 0 | 0 | 0 | 0
Louisiana Coal Units - SO2 Rate Annual v3.1, Unit 3471 and retrofits | 511 | 2199 | Rate Constraint in lbs/MMBtu | FALSE | L | Annual | Allowances Sold SO2 | MTons | 0 | 0 | 0 | 0 | 0 | 0 | 0
Louisiana Coal Units - SO2 Rate Annual v3.1, Unit 3471 and retrofits | 511 | 2199 | Rate Constraint in lbs/MMBtu | FALSE | L | Annual | Allowances Banked | MTons | 0 | 0 | 0 | 0 | 0 | 0 | 0
Louisiana Coal Units - SO2 Rate Annual v3.1, Unit 3471 and retrofits | 511 | 2199 | Rate Constraint in lbs/MMBtu | FALSE | L | Annual | Allowances Withdrawn (1:1) | MTons | 0 | 0 | 0 | 0 | 0 | 0 | 0
Louisiana Coal Units - SO2 Rate Annual v3.1, Unit 3471 and retrofits | 511 | 2199 | Rate Constraint in lbs/MMBtu | FALSE | L | Annual | Allowances Withdrawn (n:1) | MTons | 0 | 0 | 0 | 0 | 0 | 0 | 0
Louisiana Coal Units - SO2 Rate Annual v3.1, Unit 3471 and retrofits | 511 | 2199 | Rate Constraint in lbs/MMBtu | FALSE | L | Annual | Net Emissions Allowance Position | MTons | 0 | 0 | 0 | 0 | 0 | 0 | 0
Louisiana Coal Units - SO2 Rate Annual v3.1, Unit 3471 and retrofits | 511 | 2199 | Rate Constraint in lbs/MMBtu | FALSE | L | Annual | Fuel Consumed | TBtu | 0 | 0 | 0 | 0 | 0 | 0 | 0
Louisiana Coal Units - SO2 Rate Annual v3.1, Unit 3471 and retrofits | 511 | 2199 | Rate Constraint in lbs/MMBtu | FALSE | L | Annual | Rate | lb/MMBtu | 0 | 0 | 0 | 0 | 0 | 0 | 0
Louisiana Coal Units - SO2 Rate Annual v3.1, Unit 3471 and retrofits | 511 | 2199 | Rate Constraint in lbs/MMBtu | FALSE | L | Annual | Generation | TWh | 0 | 0 | 0 | 0 | 0 | 0 | 0
Louisiana Coal Units - SO2 Rate Annual v3.1, Unit 3471 and retrofits | 511 | 2199 | Rate Constraint in lbs/MMBtu | FALSE | L | Annual | Qualifying Generation | TWh | 0 | 0 | 0 | 0 | 0 | 0 | 0
Louisiana Coal Units - SO2 Rate Annual v3.1, Unit 3471 and retrofits | 511 | 2199 | Rate Constraint in lbs/MMBtu | FALSE | L | Annual | Rate | lb/MWh | 0 | 0 | 0 | 0 | 0 | 0 | 0
Louisiana Coal Units - SO2 Rate Annual v3.1, Unit 3471 and retrofits | 511 | 2199 | Rate Constraint in lbs/MMBtu | FALSE | L | Annual | Constraint Shadow Price | US$/Ton | 0 | 0 | 0 | 0 | 0 | 0 | 0
Louisiana Coal Units - SO2 Rate Annual v3.1, Unit 3506 and retrofits | 512 | 2199 | Rate Constraint in lbs/MMBtu | FALSE | L | Annual | Seasons Included | Seasons | Winter, Summer | Winter, Summer | Winter, Summer | Winter, Summer | Winter, Summer | Winter, Summer | Winter, Summer
Louisiana Coal Units - SO2 Rate Annual v3.1, Unit 3506 and retrofits | 512 | 2199 | Rate Constraint in lbs/MMBtu | FALSE | L | Annual | Standard | lb/MMBtu | 1.2 | 1.2 | 1.2 | 1.2 | 1.2 | 1.2 | 1.2
Louisiana Coal Units - SO2 Rate Annual v3.1, Unit 3506 and retrofits | 512 | 2199 | Rate Constraint in lbs/MMBtu | FALSE | L | Annual | Emissions at Affected Plants SO2 | MTons | 0 | 0 | 0 | 0 | 0 | 0 | 0
Louisiana Coal Units - SO2 Rate Annual v3.1, Unit 3506 and retrofits | 512 | 2199 | Rate Constraint in lbs/MMBtu | FALSE | L | Annual | Allowances Purchased SO2 | MTons | 0 | 0 | 0 | 0 | 0 | 0 | 0
Louisiana Coal Units - SO2 Rate Annual v3.1, Unit 3506 and retrofits | 512 | 2199 | Rate Constraint in lbs/MMBtu | FALSE | L | Annual | Allowances Sold SO2 | MTons | 0 | 0 | 0 | 0 | 0 | 0 | 0
Louisiana Coal Units - SO2 Rate Annual v3.1, Unit 3506 and retrofits | 512 | 2199 | Rate Constraint in lbs/MMBtu | FALSE | L | Annual | Allowances Banked | MTons | 0 | 0 | 0 | 0 | 0 | 0 | 0
Louisiana Coal Units - SO2 Rate Annual v3.1, Unit 3506 and retrofits | 512 | 2199 | Rate Constraint in lbs/MMBtu | FALSE | L | Annual | Allowances Withdrawn (1:1) | MTons | 0 | 0 | 0 | 0 | 0 | 0 | 0
Louisiana Coal Units - SO2 Rate Annual v3.1, Unit 3506 and retrofits | 512 | 2199 | Rate Constraint in lbs/MMBtu | FALSE | L | Annual | Allowances Withdrawn (n:1) | MTons | 0 | 0 | 0 | 0 | 0 | 0 | 0
Louisiana Coal Units - SO2 Rate Annual v3.1, Unit 3506 and retrofits | 512 | 2199 | Rate Constraint in lbs/MMBtu | FALSE | L | Annual | Net Emissions Allowance Position | MTons | 0 | 0 | 0 | 0 | 0 | 0 | 0
Louisiana Coal Units - SO2 Rate Annual v3.1, Unit 3506 and retrofits | 512 | 2199 | Rate Constraint in lbs/MMBtu | FALSE | L | Annual | Fuel Consumed | TBtu | 0 | 0 | 0 | 0 | 0 | 0 | 0
Louisiana Coal Units - SO2 Rate Annual v3.1, Unit 3506 and retrofits | 512 | 2199 | Rate Constraint in lbs/MMBtu | FALSE | L | Annual | Rate | lb/MMBtu | 0 | 0 | 0 | 0 | 0 | 0 | 0
Louisiana Coal Units - SO2 Rate Annual v3.1, Unit 3506 and retrofits | 512 | 2199 | Rate Constraint in lbs/MMBtu | FALSE | L | Annual | Generation | TWh | 0 | 0 | 0 | 0 | 0 | 0 | 0
Louisiana Coal Units - SO2 Rate Annual v3.1, Unit 3506 and retrofits | 512 | 2199 | Rate Constraint in lbs/MMBtu | FALSE | L | Annual | Qualifying Generation | TWh | 0 | 0 | 0 | 0 | 0 | 0 | 0
Louisiana Coal Units - SO2 Rate Annual v3.1, Unit 3506 and retrofits | 512 | 2199 | Rate Constraint in lbs/MMBtu | FALSE | L | Annual | Rate | lb/MWh | 0 | 0 | 0 | 0 | 0 | 0 | 0
Louisiana Coal Units - SO2 Rate Annual v3.1, Unit 3506 and retrofits | 512 | 2199 | Rate Constraint in lbs/MMBtu | FALSE | L | Annual | Constraint Shadow Price | US$/Ton | 0 | 0 | 0 | 0 | 0 | 0 | 0
Louisiana Coal Units - SO2 Rate Annual v3.1, Unit 3507 and retrofits | 513 | 2199 | Rate Constraint in lbs/MMBtu | FALSE | L | Annual | Seasons Included | Seasons | Winter, Summer | Winter, Summer | Winter, Summer | Winter, Summer | Winter, Summer | Winter, Summer | Winter, Summer
Louisiana Coal Units - SO2 Rate Annual v3.1, Unit 3507 and retrofits | 513 | 2199 | Rate Constraint in lbs/MMBtu | FALSE | L | Annual | Standard | lb/MMBtu | 1.2 | 1.2 | 1.2 | 1.2 | 1.2 | 1.2 | 1.2
Louisiana Coal Units - SO2 Rate Annual v3.1, Unit 3507 and retrofits | 513 | 2199 | Rate Constraint in lbs/MMBtu | FALSE | L | Annual | Emissions at Affected Plants SO2 | MTons | 0 | 0 | 0 | 0 | 0 | 0 | 0
Louisiana Coal Units - SO2 Rate Annual v3.1, Unit 3507 and retrofits | 513 | 2199 | Rate Constraint in lbs/MMBtu | FALSE | L | Annual | Allowances Purchased SO2 | MTons | 0 | 0 | 0 | 0 | 0 | 0 | 0
Louisiana Coal Units - SO2 Rate Annual v3.1, Unit 3507 and retrofits | 513 | 2199 | Rate Constraint in lbs/MMBtu | FALSE | L | Annual | Allowances Sold SO2 | MTons | 0 | 0 | 0 | 0 | 0 | 0 | 0
Louisiana Coal Units - SO2 Rate Annual v3.1, Unit 3507 and retrofits | 513 | 2199 | Rate Constraint in lbs/MMBtu | FALSE | L | Annual | Allowances Banked | MTons | 0 | 0 | 0 | 0 | 0 | 0 | 0
Louisiana Coal Units - SO2 Rate Annual v3.1, Unit 3507 and retrofits | 513 | 2199 | Rate Constraint in lbs/MMBtu | FALSE | L | Annual | Allowances Withdrawn (1:1) | MTons | 0 | 0 | 0 | 0 | 0 | 0 | 0
Louisiana Coal Units - SO2 Rate Annual v3.1, Unit 3507 and retrofits | 513 | 2199 | Rate Constraint in lbs/MMBtu | FALSE | L | Annual | Allowances Withdrawn (n:1) | MTons | 0 | 0 | 0 | 0 | 0 | 0 | 0
Louisiana Coal Units - SO2 Rate Annual v3.1, Unit 3507 and retrofits | 513 | 2199 | Rate Constraint in lbs/MMBtu | FALSE | L | Annual | Net Emissions Allowance Position | MTons | 0 | 0 | 0 | 0 | 0 | 0 | 0
Louisiana Coal Units - SO2 Rate Annual v3.1, Unit 3507 and retrofits | 513 | 2199 | Rate Constraint in lbs/MMBtu | FALSE | L | Annual | Fuel Consumed | TBtu | 0 | 0 | 0 | 0 | 0 | 0 | 0
Louisiana Coal Units - SO2 Rate Annual v3.1, Unit 3507 and retrofits | 513 | 2199 | Rate Constraint in lbs/MMBtu | FALSE | L | Annual | Rate | lb/MMBtu | 0 | 0 | 0 | 0 | 0 | 0 | 0
Louisiana Coal Units - SO2 Rate Annual v3.1, Unit 3507 and retrofits | 513 | 2199 | Rate Constraint in lbs/MMBtu | FALSE | L | Annual | Generation | TWh | 0 | 0 | 0 | 0 | 0 | 0 | 0
Louisiana Coal Units - SO2 Rate Annual v3.1, Unit 3507 and retrofits | 513 | 2199 | Rate Constraint in lbs/MMBtu | FALSE | L | Annual | Qualifying Generation | TWh | 0 | 0 | 0 | 0 | 0 | 0 | 0
Louisiana Coal Units - SO2 Rate Annual v3.1, Unit 3507 and retrofits | 513 | 2199 | Rate Constraint in lbs/MMBtu | FALSE | L | Annual | Rate | lb/MWh | 0 | 0 | 0 | 0 | 0 | 0 | 0
Louisiana Coal Units - SO2 Rate Annual v3.1, Unit 3507 and retrofits | 513 | 2199 | Rate Constraint in lbs/MMBtu | FALSE | L | Annual | Constraint Shadow Price | US$/Ton | 0 | 0 | 0 | 0 | 0 | 0 | 0
Louisiana Coal Units - SO2 Rate Annual v3.1, Unit 3508 and retrofits | 514 | 2199 | Rate Constraint in lbs/MMBtu | FALSE | L | Annual | Seasons Included | Seasons | Winter, Summer | Winter, Summer | Winter, Summer | Winter, Summer | Winter, Summer | Winter, Summer | Winter, Summer
Louisiana Coal Units - SO2 Rate Annual v3.1, Unit 3508 and retrofits | 514 | 2199 | Rate Constraint in lbs/MMBtu | FALSE | L | Annual | Standard | lb/MMBtu | 1.2 | 1.2 | 1.2 | 1.2 | 1.2 | 1.2 | 1.2
Louisiana Coal Units - SO2 Rate Annual v3.1, Unit 3508 and retrofits | 514 | 2199 | Rate Constraint in lbs/MMBtu | FALSE | L | Annual | Emissions at Affected Plants SO2 | MTons | 0 | 0 | 0 | 0 | 0 | 0 | 0
Louisiana Coal Units - SO2 Rate Annual v3.1, Unit 3508 and retrofits | 514 | 2199 | Rate Constraint in lbs/MMBtu | FALSE | L | Annual | Allowances Purchased SO2 | MTons | 0 | 0 | 0 | 0 | 0 | 0 | 0
Louisiana Coal Units - SO2 Rate Annual v3.1, Unit 3508 and retrofits | 514 | 2199 | Rate Constraint in lbs/MMBtu | FALSE | L | Annual | Allowances Sold SO2 | MTons | 0 | 0 | 0 | 0 | 0 | 0 | 0
Louisiana Coal Units - SO2 Rate Annual v3.1, Unit 3508 and retrofits | 514 | 2199 | Rate Constraint in lbs/MMBtu | FALSE | L | Annual | Allowances Banked | MTons | 0 | 0 | 0 | 0 | 0 | 0 | 0
Louisiana Coal Units - SO2 Rate Annual v3.1, Unit 3508 and retrofits | 514 | 2199 | Rate Constraint in lbs/MMBtu | FALSE | L | Annual | Allowances Withdrawn (1:1) | MTons | 0 | 0 | 0 | 0 | 0 | 0 | 0
Louisiana Coal Units - SO2 Rate Annual v3.1, Unit 3508 and retrofits | 514 | 2199 | Rate Constraint in lbs/MMBtu | FALSE | L | Annual | Allowances Withdrawn (n:1) | MTons | 0 | 0 | 0 | 0 | 0 | 0 | 0
Louisiana Coal Units - SO2 Rate Annual v3.1, Unit 3508 and retrofits | 514 | 2199 | Rate Constraint in lbs/MMBtu | FALSE | L | Annual | Net Emissions Allowance Position | MTons | 0 | 0 | 0 | 0 | 0 | 0 | 0
Louisiana Coal Units - SO2 Rate Annual v3.1, Unit 3508 and retrofits | 514 | 2199 | Rate Constraint in lbs/MMBtu | FALSE | L | Annual | Fuel Consumed | TBtu | 0 | 0 | 0 | 0 | 0 | 0 | 0
Louisiana Coal Units - SO2 Rate Annual v3.1, Unit 3508 and retrofits | 514 | 2199 | Rate Constraint in lbs/MMBtu | FALSE | L | Annual | Rate | lb/MMBtu | 0 | 0 | 0 | 0 | 0 | 0 | 0
Louisiana Coal Units - SO2 Rate Annual v3.1, Unit 3508 and retrofits | 514 | 2199 | Rate Constraint in lbs/MMBtu | FALSE | L | Annual | Generation | TWh | 0 | 0 | 0 | 0 | 0 | 0 | 0
Louisiana Coal Units - SO2 Rate Annual v3.1, Unit 3508 and retrofits | 514 | 2199 | Rate Constraint in lbs/MMBtu | FALSE | L | Annual | Qualifying Generation | TWh | 0 | 0 | 0 | 0 | 0 | 0 | 0
Louisiana Coal Units - SO2 Rate Annual v3.1, Unit 3508 and retrofits | 514 | 2199 | Rate Constraint in lbs/MMBtu | FALSE | L | Annual | Rate | lb/MWh | 0 | 0 | 0 | 0 | 0 | 0 | 0
Louisiana Coal Units - SO2 Rate Annual v3.1, Unit 3508 and retrofits | 514 | 2199 | Rate Constraint in lbs/MMBtu | FALSE | L | Annual | Constraint Shadow Price | US$/Ton | 0 | 0 | 0 | 0 | 0 | 0 | 0
Louisiana Coal Units - SO2 Rate Annual v3.1, Unit 3660 and retrofits | 515 | 2199 | Rate Constraint in lbs/MMBtu | FALSE | L | Annual | Seasons Included | Seasons | Winter, Summer | Winter, Summer | Winter, Summer | Winter, Summer | Winter, Summer | Winter, Summer | Winter, Summer
Louisiana Coal Units - SO2 Rate Annual v3.1, Unit 3660 and retrofits | 515 | 2199 | Rate Constraint in lbs/MMBtu | FALSE | L | Annual | Standard | lb/MMBtu | 1.2 | 1.2 | 1.2 | 1.2 | 1.2 | 1.2 | 1.2
Louisiana Coal Units - SO2 Rate Annual v3.1, Unit 3660 and retrofits | 515 | 2199 | Rate Constraint in lbs/MMBtu | FALSE | L | Annual | Emissions at Affected Plants SO2 | MTons | 0 | 0 | 0 | 0 | 0 | 0 | 0
Louisiana Coal Units - SO2 Rate Annual v3.1, Unit 3660 and retrofits | 515 | 2199 | Rate Constraint in lbs/MMBtu | FALSE | L | Annual | Allowances Purchased SO2 | MTons | 0 | 0 | 0 | 0 | 0 | 0 | 0
Louisiana Coal Units - SO2 Rate Annual v3.1, Unit 3660 and retrofits | 515 | 2199 | Rate Constraint in lbs/MMBtu | FALSE | L | Annual | Allowances Sold SO2 | MTons | 0 | 0 | 0 | 0 | 0 | 0 | 0
Louisiana Coal Units - SO2 Rate Annual v3.1, Unit 3660 and retrofits | 515 | 2199 | Rate Constraint in lbs/MMBtu | FALSE | L | Annual | Allowances Banked | MTons | 0 | 0 | 0 | 0 | 0 | 0 | 0
Louisiana Coal Units - SO2 Rate Annual v3.1, Unit 3660 and retrofits | 515 | 2199 | Rate Constraint in lbs/MMBtu | FALSE | L | Annual | Allowances Withdrawn (1:1) | MTons | 0 | 0 | 0 | 0 | 0 | 0 | 0
Louisiana Coal Units - SO2 Rate Annual v3.1, Unit 3660 and retrofits | 515 | 2199 | Rate Constraint in lbs/MMBtu | FALSE | L | Annual | Allowances Withdrawn (n:1) | MTons | 0 | 0 | 0 | 0 | 0 | 0 | 0
Louisiana Coal Units - SO2 Rate Annual v3.1, Unit 3660 and retrofits | 515 | 2199 | Rate Constraint in lbs/MMBtu | FALSE | L | Annual | Net Emissions Allowance Position | MTons | 0 | 0 | 0 | 0 | 0 | 0 | 0
Louisiana Coal Units - SO2 Rate Annual v3.1, Unit 3660 and retrofits | 515 | 2199 | Rate Constraint in lbs/MMBtu | FALSE | L | Annual | Fuel Consumed | TBtu | 0 | 0 | 0 | 0 | 0 | 0 | 0
Louisiana Coal Units - SO2 Rate Annual v3.1, Unit 3660 and retrofits | 515 | 2199 | Rate Constraint in lbs/MMBtu | FALSE | L | Annual | Rate | lb/MMBtu | 0 | 0 | 0 | 0 | 0 | 0 | 0
Louisiana Coal Units - SO2 Rate Annual v3.1, Unit 3660 and retrofits | 515 | 2199 | Rate Constraint in lbs/MMBtu | FALSE | L | Annual | Generation | TWh | 0 | 0 | 0 | 0 | 0 | 0 | 0
Louisiana Coal Units - SO2 Rate Annual v3.1, Unit 3660 and retrofits | 515 | 2199 | Rate Constraint in lbs/MMBtu | FALSE | L | Annual | Qualifying Generation | TWh | 0 | 0 | 0 | 0 | 0 | 0 | 0
Louisiana Coal Units - SO2 Rate Annual v3.1, Unit 3660 and retrofits | 515 | 2199 | Rate Constraint in lbs/MMBtu | FALSE | L | Annual | Rate | lb/MWh | 0 | 0 | 0 | 0 | 0 | 0 | 0
Louisiana Coal Units - SO2 Rate Annual v3.1, Unit 3660 and retrofits | 515 | 2199 | Rate Constraint in lbs/MMBtu | FALSE | L | Annual | Constraint Shadow Price | US$/Ton | 0 | 0 | 0 | 0 | 0 | 0 | 0
Louisiana Coal Units - SO2 Rate Annual v3.1, Unit 3661 and retrofits | 516 | 2199 | Rate Constraint in lbs/MMBtu | FALSE | L | Annual | Seasons Included | Seasons | Winter, Summer | Winter, Summer | Winter, Summer | Winter, Summer | Winter, Summer | Winter, Summer | Winter, Summer
Louisiana Coal Units - SO2 Rate Annual v3.1, Unit 3661 and retrofits | 516 | 2199 | Rate Constraint in lbs/MMBtu | FALSE | L | Annual | Standard | lb/MMBtu | 1.2 | 1.2 | 1.2 | 1.2 | 1.2 | 1.2 | 1.2
Louisiana Coal Units - SO2 Rate Annual v3.1, Unit 3661 and retrofits | 516 | 2199 | Rate Constraint in lbs/MMBtu | FALSE | L | Annual | Emissions at Affected Plants SO2 | MTons | 0 | 0 | 0 | 0 | 0 | 0 | 0
Louisiana Coal Units - SO2 Rate Annual v3.1, Unit 3661 and retrofits | 516 | 2199 | Rate Constraint in lbs/MMBtu | FALSE | L | Annual | Allowances Purchased SO2 | MTons | 0 | 0 | 0 | 0 | 0 | 0 | 0
Louisiana Coal Units - SO2 Rate Annual v3.1, Unit 3661 and retrofits | 516 | 2199 | Rate Constraint in lbs/MMBtu | FALSE | L | Annual | Allowances Sold SO2 | MTons | 0 | 0 | 0 | 0 | 0 | 0 | 0
Louisiana Coal Units - SO2 Rate Annual v3.1, Unit 3661 and retrofits | 516 | 2199 | Rate Constraint in lbs/MMBtu | FALSE | L | Annual | Allowances Banked | MTons | 0 | 0 | 0 | 0 | 0 | 0 | 0
Louisiana Coal Units - SO2 Rate Annual v3.1, Unit 3661 and retrofits | 516 | 2199 | Rate Constraint in lbs/MMBtu | FALSE | L | Annual | Allowances Withdrawn (1:1) | MTons | 0 | 0 | 0 | 0 | 0 | 0 | 0
Louisiana Coal Units - SO2 Rate Annual v3.1, Unit 3661 and retrofits | 516 | 2199 | Rate Constraint in lbs/MMBtu | FALSE | L | Annual | Allowances Withdrawn (n:1) | MTons | 0 | 0 | 0 | 0 | 0 | 0 | 0
Louisiana Coal Units - SO2 Rate Annual v3.1, Unit 3661 and retrofits | 516 | 2199 | Rate Constraint in lbs/MMBtu | FALSE | L | Annual | Net Emissions Allowance Position | MTons | 0 | 0 | 0 | 0 | 0 | 0 | 0
Louisiana Coal Units - SO2 Rate Annual v3.1, Unit 3661 and retrofits | 516 | 2199 | Rate Constraint in lbs/MMBtu | FALSE | L | Annual | Fuel Consumed | TBtu | 0 | 0 | 0 | 0 | 0 | 0 | 0
Louisiana Coal Units - SO2 Rate Annual v3.1, Unit 3661 and retrofits | 516 | 2199 | Rate Constraint in lbs/MMBtu | FALSE | L | Annual | Rate | lb/MMBtu | 0 | 0 | 0 | 0 | 0 | 0 | 0
Louisiana Coal Units - SO2 Rate Annual v3.1, Unit 3661 and retrofits | 516 | 2199 | Rate Constraint in lbs/MMBtu | FALSE | L | Annual | Generation | TWh | 0 | 0 | 0 | 0 | 0 | 0 | 0
Louisiana Coal Units - SO2 Rate Annual v3.1, Unit 3661 and retrofits | 516 | 2199 | Rate Constraint in lbs/MMBtu | FALSE | L | Annual | Qualifying Generation | TWh | 0 | 0 | 0 | 0 | 0 | 0 | 0
Louisiana Coal Units - SO2 Rate Annual v3.1, Unit 3661 and retrofits | 516 | 2199 | Rate Constraint in lbs/MMBtu | FALSE | L | Annual | Rate | lb/MWh | 0 | 0 | 0 | 0 | 0 | 0 | 0
Louisiana Coal Units - SO2 Rate Annual v3.1, Unit 3661 and retrofits | 516 | 2199 | Rate Constraint in lbs/MMBtu | FALSE | L | Annual | Constraint Shadow Price | US$/Ton | 0 | 0 | 0 | 0 | 0 | 0 | 0
Louisiana Coal Units - SO2 Rate Annual v3.1, Unit 4473 and retrofits | 517 | 2199 | Rate Constraint in lbs/MMBtu | FALSE | L | Annual | Seasons Included | Seasons | Winter, Summer | Winter, Summer | Winter, Summer | Winter, Summer | Winter, Summer | Winter, Summer | Winter, Summer
Louisiana Coal Units - SO2 Rate Annual v3.1, Unit 4473 and retrofits | 517 | 2199 | Rate Constraint in lbs/MMBtu | FALSE | L | Annual | Standard | lb/MMBtu | 1.2 | 1.2 | 1.2 | 1.2 | 1.2 | 1.2 | 1.2
Louisiana Coal Units - SO2 Rate Annual v3.1, Unit 4473 and retrofits | 517 | 2199 | Rate Constraint in lbs/MMBtu | FALSE | L | Annual | Emissions at Affected Plants SO2 | MTons | 0 | 0 | 0 | 0 | 0 | 0 | 0
Louisiana Coal Units - SO2 Rate Annual v3.1, Unit 4473 and retrofits | 517 | 2199 | Rate Constraint in lbs/MMBtu | FALSE | L | Annual | Allowances Purchased SO2 | MTons | 0 | 0 | 0 | 0 | 0 | 0 | 0
Louisiana Coal Units - SO2 Rate Annual v3.1, Unit 4473 and retrofits | 517 | 2199 | Rate Constraint in lbs/MMBtu | FALSE | L | Annual | Allowances Sold SO2 | MTons | 0 | 0 | 0 | 0 | 0 | 0 | 0
Louisiana Coal Units - SO2 Rate Annual v3.1, Unit 4473 and retrofits | 517 | 2199 | Rate Constraint in lbs/MMBtu | FALSE | L | Annual | Allowances Banked | MTons | 0 | 0 | 0 | 0 | 0 | 0 | 0
Louisiana Coal Units - SO2 Rate Annual v3.1, Unit 4473 and retrofits | 517 | 2199 | Rate Constraint in lbs/MMBtu | FALSE | L | Annual | Allowances Withdrawn (1:1) | MTons | 0 | 0 | 0 | 0 | 0 | 0 | 0
Louisiana Coal Units - SO2 Rate Annual v3.1, Unit 4473 and retrofits | 517 | 2199 | Rate Constraint in lbs/MMBtu | FALSE | L | Annual | Allowances Withdrawn (n:1) | MTons | 0 | 0 | 0 | 0 | 0 | 0 | 0
Louisiana Coal Units - SO2 Rate Annual v3.1, Unit 4473 and retrofits | 517 | 2199 | Rate Constraint in lbs/MMBtu | FALSE | L | Annual | Net Emissions Allowance Position | MTons | 0 | 0 | 0 | 0 | 0 | 0 | 0
Louisiana Coal Units - SO2 Rate Annual v3.1, Unit 4473 and retrofits | 517 | 2199 | Rate Constraint in lbs/MMBtu | FALSE | L | Annual | Fuel Consumed | TBtu | 0 | 0 | 0 | 0 | 0 | 0 | 0
Louisiana Coal Units - SO2 Rate Annual v3.1, Unit 4473 and retrofits | 517 | 2199 | Rate Constraint in lbs/MMBtu | FALSE | L | Annual | Rate | lb/MMBtu | 0 | 0 | 0 | 0 | 0 | 0 | 0
Louisiana Coal Units - SO2 Rate Annual v3.1, Unit 4473 and retrofits | 517 | 2199 | Rate Constraint in lbs/MMBtu | FALSE | L | Annual | Generation | TWh | 0 | 0 | 0 | 0 | 0 | 0 | 0
Louisiana Coal Units - SO2 Rate Annual v3.1, Unit 4473 and retrofits | 517 | 2199 | Rate Constraint in lbs/MMBtu | FALSE | L | Annual | Qualifying Generation | TWh | 0 | 0 | 0 | 0 | 0 | 0 | 0
Louisiana Coal Units - SO2 Rate Annual v3.1, Unit 4473 and retrofits | 517 | 2199 | Rate Constraint in lbs/MMBtu | FALSE | L | Annual | Rate | lb/MWh | 0 | 0 | 0 | 0 | 0 | 0 | 0
Louisiana Coal Units - SO2 Rate Annual v3.1, Unit 4473 and retrofits | 517 | 2199 | Rate Constraint in lbs/MMBtu | FALSE | L | Annual | Constraint Shadow Price | US$/Ton | 0 | 0 | 0 | 0 | 0 | 0 | 0
Louisiana Coal Units - SO2 Rate Annual v3.1, Unit 4474 and retrofits | 518 | 2199 | Rate Constraint in lbs/MMBtu | FALSE | L | Annual | Seasons Included | Seasons | Winter, Summer | Winter, Summer | Winter, Summer | Winter, Summer | Winter, Summer | Winter, Summer | Winter, Summer
Louisiana Coal Units - SO2 Rate Annual v3.1, Unit 4474 and retrofits | 518 | 2199 | Rate Constraint in lbs/MMBtu | FALSE | L | Annual | Standard | lb/MMBtu | 1.2 | 1.2 | 1.2 | 1.2 | 1.2 | 1.2 | 1.2
Louisiana Coal Units - SO2 Rate Annual v3.1, Unit 4474 and retrofits | 518 | 2199 | Rate Constraint in lbs/MMBtu | FALSE | L | Annual | Emissions at Affected Plants SO2 | MTons | 0 | 0 | 0 | 0 | 0 | 0 | 0
Louisiana Coal Units - SO2 Rate Annual v3.1, Unit 4474 and retrofits | 518 | 2199 | Rate Constraint in lbs/MMBtu | FALSE | L | Annual | Allowances Purchased SO2 | MTons | 0 | 0 | 0 | 0 | 0 | 0 | 0
Louisiana Coal Units - SO2 Rate Annual v3.1, Unit 4474 and retrofits | 518 | 2199 | Rate Constraint in lbs/MMBtu | FALSE | L | Annual | Allowances Sold SO2 | MTons | 0 | 0 | 0 | 0 | 0 | 0 | 0
Louisiana Coal Units - SO2 Rate Annual v3.1, Unit 4474 and retrofits | 518 | 2199 | Rate Constraint in lbs/MMBtu | FALSE | L | Annual | Allowances Banked | MTons | 0 | 0 | 0 | 0 | 0 | 0 | 0
Louisiana Coal Units - SO2 Rate Annual v3.1, Unit 4474 and retrofits | 518 | 2199 | Rate Constraint in lbs/MMBtu | FALSE | L | Annual | Allowances Withdrawn (1:1) | MTons | 0 | 0 | 0 | 0 | 0 | 0 | 0
Louisiana Coal Units - SO2 Rate Annual v3.1, Unit 4474 and retrofits | 518 | 2199 | Rate Constraint in lbs/MMBtu | FALSE | L | Annual | Allowances Withdrawn (n:1) | MTons | 0 | 0 | 0 | 0 | 0 | 0 | 0
Louisiana Coal Units - SO2 Rate Annual v3.1, Unit 4474 and retrofits | 518 | 2199 | Rate Constraint in lbs/MMBtu | FALSE | L | Annual | Net Emissions Allowance Position | MTons | 0 | 0 | 0 | 0 | 0 | 0 | 0
Louisiana Coal Units - SO2 Rate Annual v3.1, Unit 4474 and retrofits | 518 | 2199 | Rate Constraint in lbs/MMBtu | FALSE | L | Annual | Fuel Consumed | TBtu | 0 | 0 | 0 | 0 | 0 | 0 | 0
Louisiana Coal Units - SO2 Rate Annual v3.1, Unit 4474 and retrofits | 518 | 2199 | Rate Constraint in lbs/MMBtu | FALSE | L | Annual | Rate | lb/MMBtu | 0 | 0 | 0 | 0 | 0 | 0 | 0
Louisiana Coal Units - SO2 Rate Annual v3.1, Unit 4474 and retrofits | 518 | 2199 | Rate Constraint in lbs/MMBtu | FALSE | L | Annual | Generation | TWh | 0 | 0 | 0 | 0 | 0 | 0 | 0
Louisiana Coal Units - SO2 Rate Annual v3.1, Unit 4474 and retrofits | 518 | 2199 | Rate Constraint in lbs/MMBtu | FALSE | L | Annual | Qualifying Generation | TWh | 0 | 0 | 0 | 0 | 0 | 0 | 0
Louisiana Coal Units - SO2 Rate Annual v3.1, Unit 4474 and retrofits | 518 | 2199 | Rate Constraint in lbs/MMBtu | FALSE | L | Annual | Rate | lb/MWh | 0 | 0 | 0 | 0 | 0 | 0 | 0
Louisiana Coal Units - SO2 Rate Annual v3.1, Unit 4474 and retrofits | 518 | 2199 | Rate Constraint in lbs/MMBtu | FALSE | L | Annual | Constraint Shadow Price | US$/Ton | 0 | 0 | 0 | 0 | 0 | 0 | 0
Louisiana Coal Units - SO2 Rate Annual v3.1, Unit 5210 and retrofits | 519 | 2199 | Rate Constraint in lbs/MMBtu | FALSE | L | Annual | Seasons Included | Seasons | Winter, Summer | Winter, Summer | Winter, Summer | Winter, Summer | Winter, Summer | Winter, Summer | Winter, Summer
Louisiana Coal Units - SO2 Rate Annual v3.1, Unit 5210 and retrofits | 519 | 2199 | Rate Constraint in lbs/MMBtu | FALSE | L | Annual | Standard | lb/MMBtu | 1.2 | 1.2 | 1.2 | 1.2 | 1.2 | 1.2 | 1.2
Louisiana Coal Units - SO2 Rate Annual v3.1, Unit 5210 and retrofits | 519 | 2199 | Rate Constraint in lbs/MMBtu | FALSE | L | Annual | Emissions at Affected Plants SO2 | MTons | 0 | 0 | 0 | 0 | 0 | 0 | 0
Louisiana Coal Units - SO2 Rate Annual v3.1, Unit 5210 and retrofits | 519 | 2199 | Rate Constraint in lbs/MMBtu | FALSE | L | Annual | Allowances Purchased SO2 | MTons | 0 | 0 | 0 | 0 | 0 | 0 | 0
Louisiana Coal Units - SO2 Rate Annual v3.1, Unit 5210 and retrofits | 519 | 2199 | Rate Constraint in lbs/MMBtu | FALSE | L | Annual | Allowances Sold SO2 | MTons | 0 | 0 | 0 | 0 | 0 | 0 | 0
Louisiana Coal Units - SO2 Rate Annual v3.1, Unit 5210 and retrofits | 519 | 2199 | Rate Constraint in lbs/MMBtu | FALSE | L | Annual | Allowances Banked | MTons | 0 | 0 | 0 | 0 | 0 | 0 | 0
Louisiana Coal Units - SO2 Rate Annual v3.1, Unit 5210 and retrofits | 519 | 2199 | Rate Constraint in lbs/MMBtu | FALSE | L | Annual | Allowances Withdrawn (1:1) | MTons | 0 | 0 | 0 | 0 | 0 | 0 | 0
Louisiana Coal Units - SO2 Rate Annual v3.1, Unit 5210 and retrofits | 519 | 2199 | Rate Constraint in lbs/MMBtu | FALSE | L | Annual | Allowances Withdrawn (n:1) | MTons | 0 | 0 | 0 | 0 | 0 | 0 | 0
Louisiana Coal Units - SO2 Rate Annual v3.1, Unit 5210 and retrofits | 519 | 2199 | Rate Constraint in lbs/MMBtu | FALSE | L | Annual | Net Emissions Allowance Position | MTons | 0 | 0 | 0 | 0 | 0 | 0 | 0
Louisiana Coal Units - SO2 Rate Annual v3.1, Unit 5210 and retrofits | 519 | 2199 | Rate Constraint in lbs/MMBtu | FALSE | L | Annual | Fuel Consumed | TBtu | 0 | 0 | 0 | 0 | 0 | 0 | 0
Louisiana Coal Units - SO2 Rate Annual v3.1, Unit 5210 and retrofits | 519 | 2199 | Rate Constraint in lbs/MMBtu | FALSE | L | Annual | Rate | lb/MMBtu | 0 | 0 | 0 | 0 | 0 | 0 | 0
Louisiana Coal Units - SO2 Rate Annual v3.1, Unit 5210 and retrofits | 519 | 2199 | Rate Constraint in lbs/MMBtu | FALSE | L | Annual | Generation | TWh | 0 | 0 | 0 | 0 | 0 | 0 | 0
Louisiana Coal Units - SO2 Rate Annual v3.1, Unit 5210 and retrofits | 519 | 2199 | Rate Constraint in lbs/MMBtu | FALSE | L | Annual | Qualifying Generation | TWh | 0 | 0 | 0 | 0 | 0 | 0 | 0
Louisiana Coal Units - SO2 Rate Annual v3.1, Unit 5210 and retrofits | 519 | 2199 | Rate Constraint in lbs/MMBtu | FALSE | L | Annual | Rate | lb/MWh | 0 | 0 | 0 | 0 | 0 | 0 | 0
Louisiana Coal Units - SO2 Rate Annual v3.1, Unit 5210 and retrofits | 519 | 2199 | Rate Constraint in lbs/MMBtu | FALSE | L | Annual | Constraint Shadow Price | US$/Ton | 0 | 0 | 0 | 0 | 0 | 0 | 0
Louisiana Coal Units - SO2 Rate Annual v3.1, Unit 5441 and retrofits | 520 | 2199 | Rate Constraint in lbs/MMBtu | FALSE | L | Annual | Seasons Included | Seasons | Winter, Summer | Winter, Summer | Winter, Summer | Winter, Summer | Winter, Summer | Winter, Summer | Winter, Summer
Louisiana Coal Units - SO2 Rate Annual v3.1, Unit 5441 and retrofits | 520 | 2199 | Rate Constraint in lbs/MMBtu | FALSE | L | Annual | Standard | lb/MMBtu | 1.2 | 1.2 | 1.2 | 1.2 | 1.2 | 1.2 | 1.2
Louisiana Coal Units - SO2 Rate Annual v3.1, Unit 5441 and retrofits | 520 | 2199 | Rate Constraint in lbs/MMBtu | FALSE | L | Annual | Emissions at Affected Plants SO2 | MTons | 2.4239 | 2.3027 | 0.7307 | 1.1951 | 1.4006 | 1.6618 | 2.3027
Louisiana Coal Units - SO2 Rate Annual v3.1, Unit 5441 and retrofits | 520 | 2199 | Rate Constraint in lbs/MMBtu | FALSE | L | Annual | Allowances Purchased SO2 | MTons | 0 | 0 | 0 | 0 | 0 | 0 | 0
Louisiana Coal Units - SO2 Rate Annual v3.1, Unit 5441 and retrofits | 520 | 2199 | Rate Constraint in lbs/MMBtu | FALSE | L | Annual | Allowances Sold SO2 | MTons | 0 | 0 | 0 | 0 | 0 | 0 | 0
Louisiana Coal Units - SO2 Rate Annual v3.1, Unit 5441 and retrofits | 520 | 2199 | Rate Constraint in lbs/MMBtu | FALSE | L | Annual | Allowances Banked | MTons | 0 | 0 | 0 | 0 | 0 | 0 | 0
Louisiana Coal Units - SO2 Rate Annual v3.1, Unit 5441 and retrofits | 520 | 2199 | Rate Constraint in lbs/MMBtu | FALSE | L | Annual | Allowances Withdrawn (1:1) | MTons | 0 | 0 | 0 | 0 | 0 | 0 | 0
Louisiana Coal Units - SO2 Rate Annual v3.1, Unit 5441 and retrofits | 520 | 2199 | Rate Constraint in lbs/MMBtu | FALSE | L | Annual | Allowances Withdrawn (n:1) | MTons | 0 | 0 | 0 | 0 | 0 | 0 | 0
Louisiana Coal Units - SO2 Rate Annual v3.1, Unit 5441 and retrofits | 520 | 2199 | Rate Constraint in lbs/MMBtu | FALSE | L | Annual | Net Emissions Allowance Position | MTons | 2.4239 | 2.3027 | 0.7307 | 1.1951 | 1.4006 | 1.6618 | 2.3027
Louisiana Coal Units - SO2 Rate Annual v3.1, Unit 5441 and retrofits | 520 | 2199 | Rate Constraint in lbs/MMBtu | FALSE | L | Annual | Fuel Consumed | TBtu | 19.4694 | 18.4959 | 5.8691 | 9.5994 | 11.2502 | 13.3474 | 18.4959
Louisiana Coal Units - SO2 Rate Annual v3.1, Unit 5441 and retrofits | 520 | 2199 | Rate Constraint in lbs/MMBtu | FALSE | L | Annual | Rate | lb/MMBtu | 0.249 | 0.249 | 0.249 | 0.249 | 0.249 | 0.249 | 0.249
Louisiana Coal Units - SO2 Rate Annual v3.1, Unit 5441 and retrofits | 520 | 2199 | Rate Constraint in lbs/MMBtu | FALSE | L | Annual | Generation | TWh | 1.6934 | 1.6934 | 0.53734 | 0.87887 | 1.03 | 1.222 | 1.6934
Louisiana Coal Units - SO2 Rate Annual v3.1, Unit 5441 and retrofits | 520 | 2199 | Rate Constraint in lbs/MMBtu | FALSE | L | Annual | Qualifying Generation | TWh | 1.6934 | 1.6934 | 0.53734 | 0.87887 | 1.03 | 1.222 | 1.6934
Louisiana Coal Units - SO2 Rate Annual v3.1, Unit 5441 and retrofits | 520 | 2199 | Rate Constraint in lbs/MMBtu | FALSE | L | Annual | Rate | lb/MWh | 1.4314 | 1.3598 | 1.3598 | 1.3598 | 1.3598 | 1.3598 | 1.3598
Louisiana Coal Units - SO2 Rate Annual v3.1, Unit 5441 and retrofits | 520 | 2199 | Rate Constraint in lbs/MMBtu | FALSE | L | Annual | Constraint Shadow Price | US$/Ton | 0 | 0 | 0 | 0 | 0 | 0 | 0
MA Brayton 1-3 - MER Cap Annual v3.1, Unit 4112 and retrofits | 521 | 1810 | Rate Constraint in MTons | FALSE | L | Annual | Seasons Included | Seasons | Winter, Summer | Winter, Summer | Winter, Summer | Winter, Summer | Winter, Summer | Winter, Summer | Winter, Summer
MA Brayton 1-3 - MER Cap Annual v3.1, Unit 4112 and retrofits | 521 | 1810 | Rate Constraint in MTons | FALSE | L | Annual | Standard | Lb | 146.6 | 146.6 | 146.6 | 146.6 | 146.6 | 146.6 | 146.6
MA Brayton 1-3 - MER Cap Annual v3.1, Unit 4112 and retrofits | 521 | 1810 | Rate Constraint in MTons | FALSE | L | Annual | Standard MER | lbs | 146.6 | 146.6 | 146.6 | 146.6 | 146.6 | 146.6 | 146.6
MA Brayton 1-3 - MER Cap Annual v3.1, Unit 4112 and retrofits | 521 | 1810 | Rate Constraint in MTons | FALSE | L | Annual | Emissions at Affected Plants MER | lbs | 0 | 0 | 0 | 0 | 0 | 0 | 0
MA Brayton 1-3 - MER Cap Annual v3.1, Unit 4112 and retrofits | 521 | 1810 | Rate Constraint in MTons | FALSE | L | Annual | Allowances Purchased MER | lbs | 0 | 0 | 0 | 0 | 0 | 0 | 0
MA Brayton 1-3 - MER Cap Annual v3.1, Unit 4112 and retrofits | 521 | 1810 | Rate Constraint in MTons | FALSE | L | Annual | Allowances Sold MER | lbs | 0 | 0 | 0 | 0 | 0 | 0 | 0
MA Brayton 1-3 - MER Cap Annual v3.1, Unit 4112 and retrofits | 521 | 1810 | Rate Constraint in MTons | FALSE | L | Annual | Allowances Banked | lbs | 0 | 0 | 0 | 0 | 0 | 0 | 0
MA Brayton 1-3 - MER Cap Annual v3.1, Unit 4112 and retrofits | 521 | 1810 | Rate Constraint in MTons | FALSE | L | Annual | Allowances Withdrawn (1:1) | lbs | 0 | 0 | 0 | 0 | 0 | 0 | 0
MA Brayton 1-3 - MER Cap Annual v3.1, Unit 4112 and retrofits | 521 | 1810 | Rate Constraint in MTons | FALSE | L | Annual | Allowances Withdrawn (n:1) | lbs | 0 | 0 | 0 | 0 | 0 | 0 | 0
MA Brayton 1-3 - MER Cap Annual v3.1, Unit 4112 and retrofits | 521 | 1810 | Rate Constraint in MTons | FALSE | L | Annual | Net Emissions Allowance Position | lbs | 0 | 0 | 0 | 0 | 0 | 0 | 0
MA Brayton 1-3 - MER Cap Annual v3.1, Unit 4112 and retrofits | 521 | 1810 | Rate Constraint in MTons | FALSE | L | Annual | Fuel Consumed | TBtu | 0 | 0 | 0 | 0 | 0 | 0 | 0
MA Brayton 1-3 - MER Cap Annual v3.1, Unit 4112 and retrofits | 521 | 1810 | Rate Constraint in MTons | FALSE | L | Annual | Rate | lb/MMBtu | 0 | 0 | 0 | 0 | 0 | 0 | 0
MA Brayton 1-3 - MER Cap Annual v3.1, Unit 4112 and retrofits | 521 | 1810 | Rate Constraint in MTons | FALSE | L | Annual | Generation | TWh | 0 | 0 | 0 | 0 | 0 | 0 | 0
MA Brayton 1-3 - MER Cap Annual v3.1, Unit 4112 and retrofits | 521 | 1810 | Rate Constraint in MTons | FALSE | L | Annual | Qualifying Generation | TWh | 0 | 0 | 0 | 0 | 0 | 0 | 0
MA Brayton 1-3 - MER Cap Annual v3.1, Unit 4112 and retrofits | 521 | 1810 | Rate Constraint in MTons | FALSE | L | Annual | Rate | lb/MWh | 0 | 0 | 0 | 0 | 0 | 0 | 0
MA Brayton 1-3 - MER Cap Annual v3.1, Unit 4112 and retrofits | 521 | 1810 | Rate Constraint in MTons | FALSE | L | Annual | Constraint Shadow Price | US$/Lb | 0 | 0 | 0 | 0 | 0 | 0 | 0
MA Brayton 1-3 - MER Cap Annual v3.1, Unit 4113 and retrofits | 522 | 1810 | Rate Constraint in MTons | FALSE | L | Annual | Seasons Included | Seasons | Winter, Summer | Winter, Summer | Winter, Summer | Winter, Summer | Winter, Summer | Winter, Summer | Winter, Summer
MA Brayton 1-3 - MER Cap Annual v3.1, Unit 4113 and retrofits | 522 | 1810 | Rate Constraint in MTons | FALSE | L | Annual | Standard | Lb | 146.6 | 146.6 | 146.6 | 146.6 | 146.6 | 146.6 | 146.6
MA Brayton 1-3 - MER Cap Annual v3.1, Unit 4113 and retrofits | 522 | 1810 | Rate Constraint in MTons | FALSE | L | Annual | Standard MER | lbs | 146.6 | 146.6 | 146.6 | 146.6 | 146.6 | 146.6 | 146.6
MA Brayton 1-3 - MER Cap Annual v3.1, Unit 4113 and retrofits | 522 | 1810 | Rate Constraint in MTons | FALSE | L | Annual | Emissions at Affected Plants MER | lbs | 0 | 0 | 0 | 0 | 0 | 0 | 0
MA Brayton 1-3 - MER Cap Annual v3.1, Unit 4113 and retrofits | 522 | 1810 | Rate Constraint in MTons | FALSE | L | Annual | Allowances Purchased MER | lbs | 0 | 0 | 0 | 0 | 0 | 0 | 0
MA Brayton 1-3 - MER Cap Annual v3.1, Unit 4113 and retrofits | 522 | 1810 | Rate Constraint in MTons | FALSE | L | Annual | Allowances Sold MER | lbs | 0 | 0 | 0 | 0 | 0 | 0 | 0
MA Brayton 1-3 - MER Cap Annual v3.1, Unit 4113 and retrofits | 522 | 1810 | Rate Constraint in MTons | FALSE | L | Annual | Allowances Banked | lbs | 0 | 0 | 0 | 0 | 0 | 0 | 0
MA Brayton 1-3 - MER Cap Annual v3.1, Unit 4113 and retrofits | 522 | 1810 | Rate Constraint in MTons | FALSE | L | Annual | Allowances Withdrawn (1:1) | lbs | 0 | 0 | 0 | 0 | 0 | 0 | 0
MA Brayton 1-3 - MER Cap Annual v3.1, Unit 4113 and retrofits | 522 | 1810 | Rate Constraint in MTons | FALSE | L | Annual | Allowances Withdrawn (n:1) | lbs | 0 | 0 | 0 | 0 | 0 | 0 | 0
MA Brayton 1-3 - MER Cap Annual v3.1, Unit 4113 and retrofits | 522 | 1810 | Rate Constraint in MTons | FALSE | L | Annual | Net Emissions Allowance Position | lbs | 0 | 0 | 0 | 0 | 0 | 0 | 0
MA Brayton 1-3 - MER Cap Annual v3.1, Unit 4113 and retrofits | 522 | 1810 | Rate Constraint in MTons | FALSE | L | Annual | Fuel Consumed | TBtu | 0 | 0 | 0 | 0 | 0 | 0 | 0
MA Brayton 1-3 - MER Cap Annual v3.1, Unit 4113 and retrofits | 522 | 1810 | Rate Constraint in MTons | FALSE | L | Annual | Rate | lb/MMBtu | 0 | 0 | 0 | 0 | 0 | 0 | 0
MA Brayton 1-3 - MER Cap Annual v3.1, Unit 4113 and retrofits | 522 | 1810 | Rate Constraint in MTons | FALSE | L | Annual | Generation | TWh | 0 | 0 | 0 | 0 | 0 | 0 | 0
MA Brayton 1-3 - MER Cap Annual v3.1, Unit 4113 and retrofits | 522 | 1810 | Rate Constraint in MTons | FALSE | L | Annual | Qualifying Generation | TWh | 0 | 0 | 0 | 0 | 0 | 0 | 0
MA Brayton 1-3 - MER Cap Annual v3.1, Unit 4113 and retrofits | 522 | 1810 | Rate Constraint in MTons | FALSE | L | Annual | Rate | lb/MWh | 0 | 0 | 0 | 0 | 0 | 0 | 0
MA Brayton 1-3 - MER Cap Annual v3.1, Unit 4113 and retrofits | 522 | 1810 | Rate Constraint in MTons | FALSE | L | Annual | Constraint Shadow Price | US$/Lb | 0 | 0 | 0 | 0 | 0 | 0 | 0
MA Brayton 1-3 - MER Cap Annual v3.1, Unit 4133 and retrofits | 523 | 1810 | Rate Constraint in MTons | FALSE | L | Annual | Seasons Included | Seasons | Winter, Summer | Winter, Summer | Winter, Summer | Winter, Summer | Winter, Summer | Winter, Summer | Winter, Summer
MA Brayton 1-3 - MER Cap Annual v3.1, Unit 4133 and retrofits | 523 | 1810 | Rate Constraint in MTons | FALSE | L | Annual | Standard | Lb | 146.6 | 146.6 | 146.6 | 146.6 | 146.6 | 146.6 | 146.6
MA Brayton 1-3 - MER Cap Annual v3.1, Unit 4133 and retrofits | 523 | 1810 | Rate Constraint in MTons | FALSE | L | Annual | Standard MER | lbs | 146.6 | 146.6 | 146.6 | 146.6 | 146.6 | 146.6 | 146.6
MA Brayton 1-3 - MER Cap Annual v3.1, Unit 4133 and retrofits | 523 | 1810 | Rate Constraint in MTons | FALSE | L | Annual | Emissions at Affected Plants MER | lbs | 0 | 0 | 0 | 0 | 0 | 0 | 0
MA Brayton 1-3 - MER Cap Annual v3.1, Unit 4133 and retrofits | 523 | 1810 | Rate Constraint in MTons | FALSE | L | Annual | Allowances Purchased MER | lbs | 0 | 0 | 0 | 0 | 0 | 0 | 0
MA Brayton 1-3 - MER Cap Annual v3.1, Unit 4133 and retrofits | 523 | 1810 | Rate Constraint in MTons | FALSE | L | Annual | Allowances Sold MER | lbs | 0 | 0 | 0 | 0 | 0 | 0 | 0
MA Brayton 1-3 - MER Cap Annual v3.1, Unit 4133 and retrofits | 523 | 1810 | Rate Constraint in MTons | FALSE | L | Annual | Allowances Banked | lbs | 0 | 0 | 0 | 0 | 0 | 0 | 0
MA Brayton 1-3 - MER Cap Annual v3.1, Unit 4133 and retrofits | 523 | 1810 | Rate Constraint in MTons | FALSE | L | Annual | Allowances Withdrawn (1:1) | lbs | 0 | 0 | 0 | 0 | 0 | 0 | 0
MA Brayton 1-3 - MER Cap Annual v3.1, Unit 4133 and retrofits | 523 | 1810 | Rate Constraint in MTons | FALSE | L | Annual | Allowances Withdrawn (n:1) | lbs | 0 | 0 | 0 | 0 | 0 | 0 | 0
MA Brayton 1-3 - MER Cap Annual v3.1, Unit 4133 and retrofits | 523 | 1810 | Rate Constraint in MTons | FALSE | L | Annual | Net Emissions Allowance Position | lbs | 0 | 0 | 0 | 0 | 0 | 0 | 0
MA Brayton 1-3 - MER Cap Annual v3.1, Unit 4133 and retrofits | 523 | 1810 | Rate Constraint in MTons | FALSE | L | Annual | Fuel Consumed | TBtu | 0 | 0 | 0 | 0 | 0 | 0 | 0
MA Brayton 1-3 - MER Cap Annual v3.1, Unit 4133 and retrofits | 523 | 1810 | Rate Constraint in MTons | FALSE | L | Annual | Rate | lb/MMBtu | 0 | 0 | 0 | 0 | 0 | 0 | 0
MA Brayton 1-3 - MER Cap Annual v3.1, Unit 4133 and retrofits | 523 | 1810 | Rate Constraint in MTons | FALSE | L | Annual | Generation | TWh | 0 | 0 | 0 | 0 | 0 | 0 | 0
MA Brayton 1-3 - MER Cap Annual v3.1, Unit 4133 and retrofits | 523 | 1810 | Rate Constraint in MTons | FALSE | L | Annual | Qualifying Generation | TWh | 0 | 0 | 0 | 0 | 0 | 0 | 0
MA Brayton 1-3 - MER Cap Annual v3.1, Unit 4133 and retrofits | 523 | 1810 | Rate Constraint in MTons | FALSE | L | Annual | Rate | lb/MWh | 0 | 0 | 0 | 0 | 0 | 0 | 0
MA Brayton 1-3 - MER Cap Annual v3.1, Unit 4133 and retrofits | 523 | 1810 | Rate Constraint in MTons | FALSE | L | Annual | Constraint Shadow Price | US$/Lb | 0 | 0 | 0 | 0 | 0 | 0 | 0
MA Fac. Spec. - Brayton Point NOx v3.1 | 524 | 2100 | Rate Constraint in lbs/MWh | FALSE | L | Annual | Seasons Included | Seasons | Winter, Summer | Winter, Summer | Winter, Summer | Winter, Summer | Winter, Summer | Winter, Summer | Winter, Summer
MA Fac. Spec. - Brayton Point NOx v3.1 | 524 | 2100 | Rate Constraint in lbs/MWh | FALSE | L | Annual | Standard | lb/MWh | 1.5 | 1.5 | 1.5 | 1.5 | 1.5 | 1.5 | 1.5
MA Fac. Spec. - Brayton Point NOx v3.1 | 524 | 2100 | Rate Constraint in lbs/MWh | FALSE | L | Annual | Emissions at Affected Plants NOX | MTons | 0 | 0 | 0 | 0 | 0 | 0 | 0
MA Fac. Spec. - Brayton Point NOx v3.1 | 524 | 2100 | Rate Constraint in lbs/MWh | FALSE | L | Annual | Allowances Purchased NOX | MTons | 0 | 0 | 0 | 0 | 0 | 0 | 0
MA Fac. Spec. - Brayton Point NOx v3.1 | 524 | 2100 | Rate Constraint in lbs/MWh | FALSE | L | Annual | Allowances Sold NOX | MTons | 0 | 0 | 0 | 0 | 0 | 0 | 0
MA Fac. Spec. - Brayton Point NOx v3.1 | 524 | 2100 | Rate Constraint in lbs/MWh | FALSE | L | Annual | Allowances Banked | MTons | 0 | 0 | 0 | 0 | 0 | 0 | 0
MA Fac. Spec. - Brayton Point NOx v3.1 | 524 | 2100 | Rate Constraint in lbs/MWh | FALSE | L | Annual | Allowances Withdrawn (1:1) | MTons | 0 | 0 | 0 | 0 | 0 | 0 | 0
MA Fac. Spec. - Brayton Point NOx v3.1 | 524 | 2100 | Rate Constraint in lbs/MWh | FALSE | L | Annual | Allowances Withdrawn (n:1) | MTons | 0 | 0 | 0 | 0 | 0 | 0 | 0
MA Fac. Spec. - Brayton Point NOx v3.1 | 524 | 2100 | Rate Constraint in lbs/MWh | FALSE | L | Annual | Net Emissions Allowance Position | MTons | 0 | 0 | 0 | 0 | 0 | 0 | 0
MA Fac. Spec. - Brayton Point NOx v3.1 | 524 | 2100 | Rate Constraint in lbs/MWh | FALSE | L | Annual | Fuel Consumed | TBtu | 0 | 0 | 0 | 0 | 0 | 0 | 0
MA Fac. Spec. - Brayton Point NOx v3.1 | 524 | 2100 | Rate Constraint in lbs/MWh | FALSE | L | Annual | Rate | lb/MMBtu | 0 | 0 | 0 | 0 | 0 | 0 | 0
MA Fac. Spec. - Brayton Point NOx v3.1 | 524 | 2100 | Rate Constraint in lbs/MWh | FALSE | L | Annual | Generation | TWh | 0 | 0 | 0 | 0 | 0 | 0 | 0
MA Fac. Spec. - Brayton Point NOx v3.1 | 524 | 2100 | Rate Constraint in lbs/MWh | FALSE | L | Annual | Qualifying Generation | TWh | 0 | 0 | 0 | 0 | 0 | 0 | 0
MA Fac. Spec. - Brayton Point NOx v3.1 | 524 | 2100 | Rate Constraint in lbs/MWh | FALSE | L | Annual | Constraint Shadow Price | US$/Ton | 0 | 0 | 0 | 0 | 0 | 0 | 0
MA Fac. Spec. - Brayton Point SO2 Annual v3.1 | 525 | 2105 | Rate Constraint in lbs/MWh | FALSE | L | Annual | Seasons Included | Seasons | Winter, Summer | Winter, Summer | Winter, Summer | Winter, Summer | Winter, Summer | Winter, Summer | Winter, Summer
MA Fac. Spec. - Brayton Point SO2 Annual v3.1 | 525 | 2105 | Rate Constraint in lbs/MWh | FALSE | L | Annual | Standard | lb/MWh | 3 | 3 | 3 | 3 | 3 | 3 | 3
MA Fac. Spec. - Brayton Point SO2 Annual v3.1 | 525 | 2105 | Rate Constraint in lbs/MWh | FALSE | L | Annual | Emissions at Affected Plants SO2 | MTons | 0 | 0 | 0 | 0 | 0 | 0 | 0
MA Fac. Spec. - Brayton Point SO2 Annual v3.1 | 525 | 2105 | Rate Constraint in lbs/MWh | FALSE | L | Annual | Allowances Purchased SO2 | MTons | 0 | 0 | 0 | 0 | 0 | 0 | 0
MA Fac. Spec. - Brayton Point SO2 Annual v3.1 | 525 | 2105 | Rate Constraint in lbs/MWh | FALSE | L | Annual | Allowances Sold SO2 | MTons | 0 | 0 | 0 | 0 | 0 | 0 | 0
MA Fac. Spec. - Brayton Point SO2 Annual v3.1 | 525 | 2105 | Rate Constraint in lbs/MWh | FALSE | L | Annual | Allowances Banked | MTons | 0 | 0 | 0 | 0 | 0 | 0 | 0
MA Fac. Spec. - Brayton Point SO2 Annual v3.1 | 525 | 2105 | Rate Constraint in lbs/MWh | FALSE | L | Annual | Allowances Withdrawn (1:1) | MTons | 0 | 0 | 0 | 0 | 0 | 0 | 0
MA Fac. Spec. - Brayton Point SO2 Annual v3.1 | 525 | 2105 | Rate Constraint in lbs/MWh | FALSE | L | Annual | Allowances Withdrawn (n:1) | MTons | 0 | 0 | 0 | 0 | 0 | 0 | 0
MA Fac. Spec. - Brayton Point SO2 Annual v3.1 | 525 | 2105 | Rate Constraint in lbs/MWh | FALSE | L | Annual | Net Emissions Allowance Position | MTons | 0 | 0 | 0 | 0 | 0 | 0 | 0
MA Fac. Spec. - Brayton Point SO2 Annual v3.1 | 525 | 2105 | Rate Constraint in lbs/MWh | FALSE | L | Annual | Fuel Consumed | TBtu | 0 | 0 | 0 | 0 | 0 | 0 | 0
MA Fac. Spec. - Brayton Point SO2 Annual v3.1 | 525 | 2105 | Rate Constraint in lbs/MWh | FALSE | L | Annual | Rate | lb/MMBtu | 0 | 0 | 0 | 0 | 0 | 0 | 0
MA Fac. Spec. - Brayton Point SO2 Annual v3.1 | 525 | 2105 | Rate Constraint in lbs/MWh | FALSE | L | Annual | Generation | TWh | 0 | 0 | 0 | 0 | 0 | 0 | 0
MA Fac. Spec. - Brayton Point SO2 Annual v3.1 | 525 | 2105 | Rate Constraint in lbs/MWh | FALSE | L | Annual | Qualifying Generation | TWh | 0 | 0 | 0 | 0 | 0 | 0 | 0
MA Fac. Spec. - Brayton Point SO2 Annual v3.1 | 525 | 2105 | Rate Constraint in lbs/MWh | FALSE | L | Annual | Constraint Shadow Price | US$/Ton | 0 | 0 | 0 | 0 | 0 | 0 | 0
MA Fac. Spec. - Canal NOx v3.1 | 526 | 2103 | Rate Constraint in lbs/MWh | FALSE | L | Annual | Seasons Included | Seasons | Winter, Summer | Winter, Summer | Winter, Summer | Winter, Summer | Winter, Summer | Winter, Summer | Winter, Summer
MA Fac. Spec. - Canal NOx v3.1 | 526 | 2103 | Rate Constraint in lbs/MWh | FALSE | L | Annual | Standard | lb/MWh | 1.5 | 1.5 | 1.5 | 1.5 | 1.5 | 1.5 | 1.5
MA Fac. Spec. - Canal NOx v3.1 | 526 | 2103 | Rate Constraint in lbs/MWh | FALSE | L | Annual | Emissions at Affected Plants NOX | MTons | 0 | 0 | 0 | 0 | 0 | 0 | 0
MA Fac. Spec. - Canal NOx v3.1 | 526 | 2103 | Rate Constraint in lbs/MWh | FALSE | L | Annual | Allowances Purchased NOX | MTons | 0 | 0 | 0 | 0 | 0 | 0 | 0
MA Fac. Spec. - Canal NOx v3.1 | 526 | 2103 | Rate Constraint in lbs/MWh | FALSE | L | Annual | Allowances Sold NOX | MTons | 0 | 0 | 0 | 0 | 0 | 0 | 0
MA Fac. Spec. - Canal NOx v3.1 | 526 | 2103 | Rate Constraint in lbs/MWh | FALSE | L | Annual | Allowances Banked | MTons | 0 | 0 | 0 | 0 | 0 | 0 | 0
MA Fac. Spec. - Canal NOx v3.1 | 526 | 2103 | Rate Constraint in lbs/MWh | FALSE | L | Annual | Allowances Withdrawn (1:1) | MTons | 0 | 0 | 0 | 0 | 0 | 0 | 0
MA Fac. Spec. - Canal NOx v3.1 | 526 | 2103 | Rate Constraint in lbs/MWh | FALSE | L | Annual | Allowances Withdrawn (n:1) | MTons | 0 | 0 | 0 | 0 | 0 | 0 | 0
MA Fac. Spec. - Canal NOx v3.1 | 526 | 2103 | Rate Constraint in lbs/MWh | FALSE | L | Annual | Net Emissions Allowance Position | MTons | 0 | 0 | 0 | 0 | 0 | 0 | 0
MA Fac. Spec. - Canal NOx v3.1 | 526 | 2103 | Rate Constraint in lbs/MWh | FALSE | L | Annual | Fuel Consumed | TBtu | 0 | 0 | 0 | 0 | 0 | 0 | 0
MA Fac. Spec. - Canal NOx v3.1 | 526 | 2103 | Rate Constraint in lbs/MWh | FALSE | L | Annual | Rate | lb/MMBtu | 0 | 0 | 0 | 0 | 0 | 0 | 0
MA Fac. Spec. - Canal NOx v3.1 | 526 | 2103 | Rate Constraint in lbs/MWh | FALSE | L | Annual | Generation | TWh | 0 | 0 | 0 | 0 | 0 | 0 | 0
MA Fac. Spec. - Canal NOx v3.1 | 526 | 2103 | Rate Constraint in lbs/MWh | FALSE | L | Annual | Qualifying Generation | TWh | 0 | 0 | 0 | 0 | 0 | 0 | 0
MA Fac. Spec. - Canal NOx v3.1 | 526 | 2103 | Rate Constraint in lbs/MWh | FALSE | L | Annual | Constraint Shadow Price | US$/Ton | 1368839729.9984 | 436868.3484 | 746601.8872 | 1027976.5133 | 1091539.4807 | 474007.4305 | 0
MA Fac. Spec. - Canal SO2 Annual v3.1 | 527 | 2107 | Rate Constraint in lbs/MWh | FALSE | L | Annual | Seasons Included | Seasons | Winter, Summer | Winter, Summer | Winter, Summer | Winter, Summer | Winter, Summer | Winter, Summer | Winter, Summer
MA Fac. Spec. - Canal SO2 Annual v3.1 | 527 | 2107 | Rate Constraint in lbs/MWh | FALSE | L | Annual | Standard | lb/MWh | 3 | 3 | 3 | 3 | 3 | 3 | 3
MA Fac. Spec. - Canal SO2 Annual v3.1 | 527 | 2107 | Rate Constraint in lbs/MWh | FALSE | L | Annual | Emissions at Affected Plants SO2 | MTons | 0 | 0 | 0 | 0 | 0 | 0 | 0
MA Fac. Spec. - Canal SO2 Annual v3.1 | 527 | 2107 | Rate Constraint in lbs/MWh | FALSE | L | Annual | Allowances Purchased SO2 | MTons | 0 | 0 | 0 | 0 | 0 | 0 | 0
MA Fac. Spec. - Canal SO2 Annual v3.1 | 527 | 2107 | Rate Constraint in lbs/MWh | FALSE | L | Annual | Allowances Sold SO2 | MTons | 0 | 0 | 0 | 0 | 0 | 0 | 0
MA Fac. Spec. - Canal SO2 Annual v3.1 | 527 | 2107 | Rate Constraint in lbs/MWh | FALSE | L | Annual | Allowances Banked | MTons | 0 | 0 | 0 | 0 | 0 | 0 | 0
MA Fac. Spec. - Canal SO2 Annual v3.1 | 527 | 2107 | Rate Constraint in lbs/MWh | FALSE | L | Annual | Allowances Withdrawn (1:1) | MTons | 0 | 0 | 0 | 0 | 0 | 0 | 0
MA Fac. Spec. - Canal SO2 Annual v3.1 | 527 | 2107 | Rate Constraint in lbs/MWh | FALSE | L | Annual | Allowances Withdrawn (n:1) | MTons | 0 | 0 | 0 | 0 | 0 | 0 | 0
MA Fac. Spec. - Canal SO2 Annual v3.1 | 527 | 2107 | Rate Constraint in lbs/MWh | FALSE | L | Annual | Net Emissions Allowance Position | MTons | 0 | 0 | 0 | 0 | 0 | 0 | 0
MA Fac. Spec. - Canal SO2 Annual v3.1 | 527 | 2107 | Rate Constraint in lbs/MWh | FALSE | L | Annual | Fuel Consumed | TBtu | 0 | 0 | 0 | 0 | 0 | 0 | 0
MA Fac. Spec. - Canal SO2 Annual v3.1 | 527 | 2107 | Rate Constraint in lbs/MWh | FALSE | L | Annual | Rate | lb/MMBtu | 0 | 0 | 0 | 0 | 0 | 0 | 0
MA Fac. Spec. - Canal SO2 Annual v3.1 | 527 | 2107 | Rate Constraint in lbs/MWh | FALSE | L | Annual | Generation | TWh | 0 | 0 | 0 | 0 | 0 | 0 | 0
MA Fac. Spec. - Canal SO2 Annual v3.1 | 527 | 2107 | Rate Constraint in lbs/MWh | FALSE | L | Annual | Qualifying Generation | TWh | 0 | 0 | 0 | 0 | 0 | 0 | 0
MA Fac. Spec. - Canal SO2 Annual v3.1 | 527 | 2107 | Rate Constraint in lbs/MWh | FALSE | L | Annual | Constraint Shadow Price | US$/Ton | 152793107.6787 | 0 | 0 | 0 | 0 | 55818.5425 | 11646.4257
MA Fac. Spec. - Mt. Tom NOx v3.1 | 529 | 2102 | Rate Constraint in lbs/MWh | FALSE | L | Annual | Seasons Included | Seasons | Winter, Summer | Winter, Summer | Winter, Summer | Winter, Summer | Winter, Summer | Winter, Summer | Winter, Summer
MA Fac. Spec. - Mt. Tom NOx v3.1 | 529 | 2102 | Rate Constraint in lbs/MWh | FALSE | L | Annual | Standard | lb/MWh | 1.5 | 1.5 | 1.5 | 1.5 | 1.5 | 1.5 | 1.5
MA Fac. Spec. - Mt. Tom NOx v3.1 | 529 | 2102 | Rate Constraint in lbs/MWh | FALSE | L | Annual | Emissions at Affected Plants NOX | MTons | 0.2581 | 0.2581 | 0 | 0 | 0 | 0 | 0
MA Fac. Spec. - Mt. Tom NOx v3.1 | 529 | 2102 | Rate Constraint in lbs/MWh | FALSE | L | Annual | Allowances Purchased NOX | MTons | 0 | 0 | 0 | 0 | 0 | 0 | 0
MA Fac. Spec. - Mt. Tom NOx v3.1 | 529 | 2102 | Rate Constraint in lbs/MWh | FALSE | L | Annual | Allowances Sold NOX | MTons | 0 | 0 | 0 | 0 | 0 | 0 | 0
MA Fac. Spec. - Mt. Tom NOx v3.1 | 529 | 2102 | Rate Constraint in lbs/MWh | FALSE | L | Annual | Allowances Banked | MTons | 0 | 0 | 0 | 0 | 0 | 0 | 0
MA Fac. Spec. - Mt. Tom NOx v3.1 | 529 | 2102 | Rate Constraint in lbs/MWh | FALSE | L | Annual | Allowances Withdrawn (1:1) | MTons | 0 | 0 | 0 | 0 | 0 | 0 | 0
MA Fac. Spec. - Mt. Tom NOx v3.1 | 529 | 2102 | Rate Constraint in lbs/MWh | FALSE | L | Annual | Allowances Withdrawn (n:1) | MTons | 0 | 0 | 0 | 0 | 0 | 0 | 0
MA Fac. Spec. - Mt. Tom NOx v3.1 | 529 | 2102 | Rate Constraint in lbs/MWh | FALSE | L | Annual | Net Emissions Allowance Position | MTons | 0.2581 | 0.2581 | 0 | 0 | 0 | 0 | 0
MA Fac. Spec. - Mt. Tom NOx v3.1 | 529 | 2102 | Rate Constraint in lbs/MWh | FALSE | L | Annual | Fuel Consumed | TBtu | 7.4563 | 7.4563 | 0 | 0 | 0 | 0 | 0
MA Fac. Spec. - Mt. Tom NOx v3.1 | 529 | 2102 | Rate Constraint in lbs/MWh | FALSE | L | Annual | Rate | lb/MMBtu | 0.06923 | 0.06923 | 0 | 0 | 0 | 0 | 0
MA Fac. Spec. - Mt. Tom NOx v3.1 | 529 | 2102 | Rate Constraint in lbs/MWh | FALSE | L | Annual | Generation | TWh | 0.68742 | 0.68742 | 0 | 0 | 0 | 0 | 0
MA Fac. Spec. - Mt. Tom NOx v3.1 | 529 | 2102 | Rate Constraint in lbs/MWh | FALSE | L | Annual | Qualifying Generation | TWh | 0.68742 | 0.68742 | 0 | 0 | 0 | 0 | 0
MA Fac. Spec. - Mt. Tom NOx v3.1 | 529 | 2102 | Rate Constraint in lbs/MWh | FALSE | L | Annual | Constraint Shadow Price | US$/Ton | 0 | 0 | 0 | 0 | 0 | 0 | 0
MA Fac. Spec. - Mt. Tom SO2 Annual v3.1 | 530 | 2108 | Rate Constraint in lbs/MWh | FALSE | L | Annual | Seasons Included | Seasons | Winter, Summer | Winter, Summer | Winter, Summer | Winter, Summer | Winter, Summer | Winter, Summer | Winter, Summer
MA Fac. Spec. - Mt. Tom SO2 Annual v3.1 | 530 | 2108 | Rate Constraint in lbs/MWh | FALSE | L | Annual | Standard | lb/MWh | 3 | 3 | 3 | 3 | 3 | 3 | 3
MA Fac. Spec. - Mt. Tom SO2 Annual v3.1 | 530 | 2108 | Rate Constraint in lbs/MWh | FALSE | L | Annual | Emissions at Affected Plants SO2 | MTons | 0.74128 | 0.74128 | 0 | 0 | 0 | 0 | 0
MA Fac. Spec. - Mt. Tom SO2 Annual v3.1 | 530 | 2108 | Rate Constraint in lbs/MWh | FALSE | L | Annual | Allowances Purchased SO2 | MTons | 0 | 0 | 0 | 0 | 0 | 0 | 0
MA Fac. Spec. - Mt. Tom SO2 Annual v3.1 | 530 | 2108 | Rate Constraint in lbs/MWh | FALSE | L | Annual | Allowances Sold SO2 | MTons | 0 | 0 | 0 | 0 | 0 | 0 | 0
MA Fac. Spec. - Mt. Tom SO2 Annual v3.1 | 530 | 2108 | Rate Constraint in lbs/MWh | FALSE | L | Annual | Allowances Banked | MTons | 0 | 0 | 0 | 0 | 0 | 0 | 0
MA Fac. Spec. - Mt. Tom SO2 Annual v3.1 | 530 | 2108 | Rate Constraint in lbs/MWh | FALSE | L | Annual | Allowances Withdrawn (1:1) | MTons | 0 | 0 | 0 | 0 | 0 | 0 | 0
MA Fac. Spec. - Mt. Tom SO2 Annual v3.1 | 530 | 2108 | Rate Constraint in lbs/MWh | FALSE | L | Annual | Allowances Withdrawn (n:1) | MTons | 0 | 0 | 0 | 0 | 0 | 0 | 0
MA Fac. Spec. - Mt. Tom SO2 Annual v3.1 | 530 | 2108 | Rate Constraint in lbs/MWh | FALSE | L | Annual | Net Emissions Allowance Position | MTons | 0.74128 | 0.74128 | 0 | 0 | 0 | 0 | 0
MA Fac. Spec. - Mt. Tom SO2 Annual v3.1 | 530 | 2108 | Rate Constraint in lbs/MWh | FALSE | L | Annual | Fuel Consumed | TBtu | 7.4563 | 7.4563 | 0 | 0 | 0 | 0 | 0
MA Fac. Spec. - Mt. Tom SO2 Annual v3.1 | 530 | 2108 | Rate Constraint in lbs/MWh | FALSE | L | Annual | Rate | lb/MMBtu | 0.19883 | 0.19883 | 0 | 0 | 0 | 0 | 0
MA Fac. Spec. - Mt. Tom SO2 Annual v3.1 | 530 | 2108 | Rate Constraint in lbs/MWh | FALSE | L | Annual | Generation | TWh | 0.68742 | 0.68742 | 0 | 0 | 0 | 0 | 0
MA Fac. Spec. - Mt. Tom SO2 Annual v3.1 | 530 | 2108 | Rate Constraint in lbs/MWh | FALSE | L | Annual | Qualifying Generation | TWh | 0.68742 | 0.68742 | 0 | 0 | 0 | 0 | 0
MA Fac. Spec. - Mt. Tom SO2 Annual v3.1 | 530 | 2108 | Rate Constraint in lbs/MWh | FALSE | L | Annual | Constraint Shadow Price | US$/Ton | 0 | 0 | 0 | 0 | 0 | 0 | 0
MA Fac. Spec. - Mystic Gen NOx v3.1 | 531 | 2101 | Rate Constraint in lbs/MWh | FALSE | L | Annual | Seasons Included | Seasons | Winter, Summer | Winter, Summer | Winter, Summer | Winter, Summer | Winter, Summer | Winter, Summer | Winter, Summer
MA Fac. Spec. - Mystic Gen NOx v3.1 | 531 | 2101 | Rate Constraint in lbs/MWh | FALSE | L | Annual | Standard | lb/MWh | 1.5 | 1.5 | 1.5 | 1.5 | 1.5 | 1.5 | 1.5
MA Fac. Spec. - Mystic Gen NOx v3.1 | 531 | 2101 | Rate Constraint in lbs/MWh | FALSE | L | Annual | Emissions at Affected Plants NOX | MTons | 0.32169 | 0.32169 | 0.27966 | 0.27966 | 0.27966 | 0.27966 | 0.2036
MA Fac. Spec. - Mystic Gen NOx v3.1 | 531 | 2101 | Rate Constraint in lbs/MWh | FALSE | L | Annual | Allowances Purchased NOX | MTons | 0 | 0 | 0 | 0 | 0 | 0 | 0
MA Fac. Spec. - Mystic Gen NOx v3.1 | 531 | 2101 | Rate Constraint in lbs/MWh | FALSE | L | Annual | Allowances Sold NOX | MTons | 0 | 0 | 0 | 0 | 0 | 0 | 0
MA Fac. Spec. - Mystic Gen NOx v3.1 | 531 | 2101 | Rate Constraint in lbs/MWh | FALSE | L | Annual | Allowances Banked | MTons | 0 | 0 | 0 | 0 | 0 | 0 | 0
MA Fac. Spec. - Mystic Gen NOx v3.1 | 531 | 2101 | Rate Constraint in lbs/MWh | FALSE | L | Annual | Allowances Withdrawn (1:1) | MTons | 0 | 0 | 0 | 0 | 0 | 0 | 0
MA Fac. Spec. - Mystic Gen NOx v3.1 | 531 | 2101 | Rate Constraint in lbs/MWh | FALSE | L | Annual | Allowances Withdrawn (n:1) | MTons | 0 | 0 | 0 | 0 | 0 | 0 | 0
MA Fac. Spec. - Mystic Gen NOx v3.1 | 531 | 2101 | Rate Constraint in lbs/MWh | FALSE | L | Annual | Net Emissions Allowance Position | MTons | 0.32169 | 0.32169 | 0.27966 | 0.27966 | 0.27966 | 0.27966 | 0.2036
MA Fac. Spec. - Mystic Gen NOx v3.1 | 531 | 2101 | Rate Constraint in lbs/MWh | FALSE | L | Annual | Fuel Consumed | TBtu | 78.6328 | 78.6328 | 77.8647 | 77.8647 | 77.8647 | 77.8647 | 56.6857
MA Fac. Spec. - Mystic Gen NOx v3.1 | 531 | 2101 | Rate Constraint in lbs/MWh | FALSE | L | Annual | Rate | lb/MMBtu | 0.008182 | 0.008182 | 0.0071834 | 0.0071834 | 0.0071834 | 0.0071834 | 0.0071834
MA Fac. Spec. - Mystic Gen NOx v3.1 | 531 | 2101 | Rate Constraint in lbs/MWh | FALSE | L | Annual | Generation | TWh | 10.5775 | 10.5775 | 10.5152 | 10.5152 | 10.5152 | 10.5152 | 7.6551
MA Fac. Spec. - Mystic Gen NOx v3.1 | 531 | 2101 | Rate Constraint in lbs/MWh | FALSE | L | Annual | Qualifying Generation | TWh | 10.5775 | 10.5775 | 10.5152 | 10.5152 | 10.5152 | 10.5152 | 7.6551
MA Fac. Spec. - Mystic Gen NOx v3.1 | 531 | 2101 | Rate Constraint in lbs/MWh | FALSE | L | Annual | Constraint Shadow Price | US$/Ton | 0 | 0 | 0 | 0 | 0 | 0 | 0
MA Fac. Spec. - Mystic Gen SO2 Annual v3.1 | 532 | 2106 | Rate Constraint in lbs/MWh | FALSE | L | Annual | Seasons Included | Seasons | Winter, Summer | Winter, Summer | Winter, Summer | Winter, Summer | Winter, Summer | Winter, Summer | Winter, Summer
MA Fac. Spec. - Mystic Gen SO2 Annual v3.1 | 532 | 2106 | Rate Constraint in lbs/MWh | FALSE | L | Annual | Standard | lb/MWh | 3 | 3 | 3 | 3 | 3 | 3 | 3
MA Fac. Spec. - Mystic Gen SO2 Annual v3.1 | 532 | 2106 | Rate Constraint in lbs/MWh | FALSE | L | Annual | Emissions at Affected Plants SO2 | MTons | 0 | 0 | 0 | 0 | 0 | 0 | 0
MA Fac. Spec. - Mystic Gen SO2 Annual v3.1 | 532 | 2106 | Rate Constraint in lbs/MWh | FALSE | L | Annual | Allowances Purchased SO2 | MTons | 0 | 0 | 0 | 0 | 0 | 0 | 0
MA Fac. Spec. - Mystic Gen SO2 Annual v3.1 | 532 | 2106 | Rate Constraint in lbs/MWh | FALSE | L | Annual | Allowances Sold SO2 | MTons | 0 | 0 | 0 | 0 | 0 | 0 | 0
MA Fac. Spec. - Mystic Gen SO2 Annual v3.1 | 532 | 2106 | Rate Constraint in lbs/MWh | FALSE | L | Annual | Allowances Banked | MTons | 0 | 0 | 0 | 0 | 0 | 0 | 0
MA Fac. Spec. - Mystic Gen SO2 Annual v3.1 | 532 | 2106 | Rate Constraint in lbs/MWh | FALSE | L | Annual | Allowances Withdrawn (1:1) | MTons | 0 | 0 | 0 | 0 | 0 | 0 | 0
MA Fac. Spec. - Mystic Gen SO2 Annual v3.1 | 532 | 2106 | Rate Constraint in lbs/MWh | FALSE | L | Annual | Allowances Withdrawn (n:1) | MTons | 0 | 0 | 0 | 0 | 0 | 0 | 0
MA Fac. Spec. - Mystic Gen SO2 Annual v3.1 | 532 | 2106 | Rate Constraint in lbs/MWh | FALSE | L | Annual | Net Emissions Allowance Position | MTons | 0 | 0 | 0 | 0 | 0 | 0 | 0
MA Fac. Spec. - Mystic Gen SO2 Annual v3.1 | 532 | 2106 | Rate Constraint in lbs/MWh | FALSE | L | Annual | Fuel Consumed | TBtu | 78.6328 | 78.6328 | 77.8647 | 77.8647 | 77.8647 | 77.8647 | 56.6857
MA Fac. Spec. - Mystic Gen SO2 Annual v3.1 | 532 | 2106 | Rate Constraint in lbs/MWh | FALSE | L | Annual | Rate | lb/MMBtu | 0 | 0 | 0 | 0 | 0 | 0 | 0
MA Fac. Spec. - Mystic Gen SO2 Annual v3.1 | 532 | 2106 | Rate Constraint in lbs/MWh | FALSE | L | Annual | Generation | TWh | 10.5775 | 10.5775 | 10.5152 | 10.5152 | 10.5152 | 10.5152 | 7.6551
MA Fac. Spec. - Mystic Gen SO2 Annual v3.1 | 532 | 2106 | Rate Constraint in lbs/MWh | FALSE | L | Annual | Qualifying Generation | TWh | 10.5775 | 10.5775 | 10.5152 | 10.5152 | 10.5152 | 10.5152 | 7.6551
MA Fac. Spec. - Mystic Gen SO2 Annual v3.1 | 532 | 2106 | Rate Constraint in lbs/MWh | FALSE | L | Annual | Constraint Shadow Price | US$/Ton | 0 | 0 | 0 | 0 | 0 | 0 | 0
MA Plant Mt. Tom 1 - MER Cap Annual v3.1, Unit 4176 and retrofits | 533 | 1811 | Rate Constraint in MTons | FALSE | L | Annual | Seasons Included | Seasons | Winter, Summer | Winter, Summer | Winter, Summer | Winter, Summer | Winter, Summer | Winter, Summer | Winter, Summer
MA Plant Mt. Tom 1 - MER Cap Annual v3.1, Unit 4176 and retrofits | 533 | 1811 | Rate Constraint in MTons | FALSE | L | Annual | Standard | Lb | 4.1 | 4.1 | 4.1 | 4.1 | 4.1 | 4.1 | 4.1
MA Plant Mt. Tom 1 - MER Cap Annual v3.1, Unit 4176 and retrofits | 533 | 1811 | Rate Constraint in MTons | FALSE | L | Annual | Standard MER | lbs | 4.1 | 4.1 | 4.1 | 4.1 | 4.1 | 4.1 | 4.1
MA Plant Mt. Tom 1 - MER Cap Annual v3.1, Unit 4176 and retrofits | 533 | 1811 | Rate Constraint in MTons | FALSE | L | Annual | Emissions at Affected Plants MER | lbs | 4.1 | 4.1 | 0 | 0 | 0 | 0 | 0
MA Plant Mt. Tom 1 - MER Cap Annual v3.1, Unit 4176 and retrofits | 533 | 1811 | Rate Constraint in MTons | FALSE | L | Annual | Allowances Purchased MER | lbs | 0 | 0 | 0 | 0 | 0 | 0 | 0
MA Plant Mt. Tom 1 - MER Cap Annual v3.1, Unit 4176 and retrofits | 533 | 1811 | Rate Constraint in MTons | FALSE | L | Annual | Allowances Sold MER | lbs | 0 | 0 | 0 | 0 | 0 | 0 | 0
MA Plant Mt. Tom 1 - MER Cap Annual v3.1, Unit 4176 and retrofits | 533 | 1811 | Rate Constraint in MTons | FALSE | L | Annual | Allowances Banked | lbs | 0 | 0 | 0 | 0 | 0 | 0 | 0
MA Plant Mt. Tom 1 - MER Cap Annual v3.1, Unit 4176 and retrofits | 533 | 1811 | Rate Constraint in MTons | FALSE | L | Annual | Allowances Withdrawn (1:1) | lbs | 0 | 0 | 0 | 0 | 0 | 0 | 0
MA Plant Mt. Tom 1 - MER Cap Annual v3.1, Unit 4176 and retrofits | 533 | 1811 | Rate Constraint in MTons | FALSE | L | Annual | Allowances Withdrawn (n:1) | lbs | 0 | 0 | 0 | 0 | 0 | 0 | 0
MA Plant Mt. Tom 1 - MER Cap Annual v3.1, Unit 4176 and retrofits | 533 | 1811 | Rate Constraint in MTons | FALSE | L | Annual | Net Emissions Allowance Position | lbs | 4.1 | 4.1 | 0 | 0 | 0 | 0 | 0
MA Plant Mt. Tom 1 - MER Cap Annual v3.1, Unit 4176 and retrofits | 533 | 1811 | Rate Constraint in MTons | FALSE | L | Annual | Fuel Consumed | TBtu | 7.4563 | 7.4563 | 0 | 0 | 0 | 0 | 0
MA Plant Mt. Tom 1 - MER Cap Annual v3.1, Unit 4176 and retrofits | 533 | 1811 | Rate Constraint in MTons | FALSE | L | Annual | Rate | lb/MMBtu | 5.4987e-07 | 5.4987e-07 | 0 | 0 | 0 | 0 | 0
MA Plant Mt. Tom 1 - MER Cap Annual v3.1, Unit 4176 and retrofits | 533 | 1811 | Rate Constraint in MTons | FALSE | L | Annual | Generation | TWh | 0.68742 | 0.68742 | 0 | 0 | 0 | 0 | 0
MA Plant Mt. Tom 1 - MER Cap Annual v3.1, Unit 4176 and retrofits | 533 | 1811 | Rate Constraint in MTons | FALSE | L | Annual | Qualifying Generation | TWh | 0.68742 | 0.68742 | 0 | 0 | 0 | 0 | 0
MA Plant Mt. Tom 1 - MER Cap Annual v3.1, Unit 4176 and retrofits | 533 | 1811 | Rate Constraint in MTons | FALSE | L | Annual | Rate | lb/MWh | 5.9643 | 5.9643 | 0 | 0 | 0 | 0 | 0
MA Plant Mt. Tom 1 - MER Cap Annual v3.1, Unit 4176 and retrofits | 533 | 1811 | Rate Constraint in MTons | FALSE | L | Annual | Constraint Shadow Price | US$/Lb | 461967.4498 | 308189.141 | 0 | 0 | 0 | 0 | 0
MD Healthy Air Act - Constellation NOx Cap Ann 4.1 | 534 | 2433 | Rate Constraint in MTons | FALSE | L | Annual | Seasons Included | Seasons | Winter, Summer | Winter, Summer | Winter, Summer | Winter, Summer | Winter, Summer | Winter, Summer | Winter, Summer
MD Healthy Air Act - Constellation NOx Cap Ann 4.1 | 534 | 2433 | Rate Constraint in MTons | FALSE | L | Annual | Standard | MTons | 8.026 | 8.026 | 8.026 | 8.026 | 8.026 | 8.026 | 8.026
MD Healthy Air Act - Constellation NOx Cap Ann 4.1 | 534 | 2433 | Rate Constraint in MTons | FALSE | L | Annual | Standard NOX | MTons | 8.026 | 8.026 | 8.026 | 8.026 | 8.026 | 8.026 | 8.026
MD Healthy Air Act - Constellation NOx Cap Ann 4.1 | 534 | 2433 | Rate Constraint in MTons | FALSE | L | Annual | Emissions at Affected Plants NOX | MTons | 3.63 | 3.63 | 1.4934 | 1.4934 | 0.97306 | 0 | 1.8914
MD Healthy Air Act - Constellation NOx Cap Ann 4.1 | 534 | 2433 | Rate Constraint in MTons | FALSE | L | Annual | Allowances Purchased NOX | MTons | 0 | 0 | 0 | 0 | 0 | 0 | 0
MD Healthy Air Act - Constellation NOx Cap Ann 4.1 | 534 | 2433 | Rate Constraint in MTons | FALSE | L | Annual | Allowances Sold NOX | MTons | 0 | 0 | 0 | 0 | 0 | 0 | 0
MD Healthy Air Act - Constellation NOx Cap Ann 4.1 | 534 | 2433 | Rate Constraint in MTons | FALSE | L | Annual | Allowances Banked | MTons | 0 | 0 | 0 | 0 | 0 | 0 | 0
MD Healthy Air Act - Constellation NOx Cap Ann 4.1 | 534 | 2433 | Rate Constraint in MTons | FALSE | L | Annual | Allowances Withdrawn (1:1) | MTons | 0 | 0 | 0 | 0 | 0 | 0 | 0
MD Healthy Air Act - Constellation NOx Cap Ann 4.1 | 534 | 2433 | Rate Constraint in MTons | FALSE | L | Annual | Allowances Withdrawn (n:1) | MTons | 0 | 0 | 0 | 0 | 0 | 0 | 0
MD Healthy Air Act - Constellation NOx Cap Ann 4.1 | 534 | 2433 | Rate Constraint in MTons | FALSE | L | Annual | Net Emissions Allowance Position | MTons | 3.63 | 3.63 | 1.4934 | 1.4934 | 0.97306 | 0 | 1.8914
MD Healthy Air Act - Constellation NOx Cap Ann 4.1 | 534 | 2433 | Rate Constraint in MTons | FALSE | L | Annual | Fuel Consumed | TBtu | 60.4237 | 60.4237 | 24.8586 | 24.8586 | 16.1972 | 0 | 31.4836
MD Healthy Air Act - Constellation NOx Cap Ann 4.1 | 534 | 2433 | Rate Constraint in MTons | FALSE | L | Annual | Rate | lb/MMBtu | 0.12015 | 0.12015 | 0.12015 | 0.12015 | 0.12015 | 0 | 0.12015
MD Healthy Air Act - Constellation NOx Cap Ann 4.1 | 534 | 2433 | Rate Constraint in MTons | FALSE | L | Annual | Generation | TWh | 5.6525 | 5.6525 | 2.3255 | 2.3255 | 1.5152 | 0 | 2.9452
MD Healthy Air Act - Constellation NOx Cap Ann 4.1 | 534 | 2433 | Rate Constraint in MTons | FALSE | L | Annual | Qualifying Generation | TWh | 5.6525 | 5.6525 | 2.3255 | 2.3255 | 1.5152 | 0 | 2.9452
MD Healthy Air Act - Constellation NOx Cap Ann 4.1 | 534 | 2433 | Rate Constraint in MTons | FALSE | L | Annual | Rate | lb/MWh | 0.64219 | 0.64219 | 0.64219 | 0.64219 | 0.64219 | 0 | 0.64219
MD Healthy Air Act - Constellation NOx Cap Ann 4.1 | 534 | 2433 | Rate Constraint in MTons | FALSE | L | Annual | Constraint Shadow Price | US$/Ton | 0 | 0 | 0 | 0 | 0 | 0 | 0
MD Healthy Air Act - Constellation NOx Cap Sum 4.1 | 535 | 2435 | Rate Constraint in MTons | FALSE | L | Annual | Seasons Included | Seasons | Winter, Summer | Winter, Summer | Winter, Summer | Winter, Summer | Winter, Summer | Winter, Summer | Winter, Summer
MD Healthy Air Act - Constellation NOx Cap Sum 4.1 | 535 | 2435 | Rate Constraint in MTons | FALSE | L | Annual | Standard | MTons | 3.63 | 3.63 | 3.63 | 3.63 | 3.63 | 3.63 | 3.63
MD Healthy Air Act - Constellation NOx Cap Sum 4.1 | 535 | 2435 | Rate Constraint in MTons | FALSE | L | Annual | Standard NOX | MTons | 3.63 | 3.63 | 3.63 | 3.63 | 3.63 | 3.63 | 3.63
MD Healthy Air Act - Constellation NOx Cap Sum 4.1 | 535 | 2435 | Rate Constraint in MTons | FALSE | L | Annual | Emissions at Affected Plants NOX | MTons | 3.63 | 3.63 | 1.4934 | 1.4934 | 0.97306 | 0 | 1.8914
MD Healthy Air Act - Constellation NOx Cap Sum 4.1 | 535 | 2435 | Rate Constraint in MTons | FALSE | L | Annual | Allowances Purchased NOX | MTons | 0 | 0 | 0 | 0 | 0 | 0 | 0
MD Healthy Air Act - Constellation NOx Cap Sum 4.1 | 535 | 2435 | Rate Constraint in MTons | FALSE | L | Annual | Allowances Sold NOX | MTons | 0 | 0 | 0 | 0 | 0 | 0 | 0
MD Healthy Air Act - Constellation NOx Cap Sum 4.1 | 535 | 2435 | Rate Constraint in MTons | FALSE | L | Annual | Allowances Banked | MTons | 0 | 0 | 0 | 0 | 0 | 0 | 0
MD Healthy Air Act - Constellation NOx Cap Sum 4.1 | 535 | 2435 | Rate Constraint in MTons | FALSE | L | Annual | Allowances Withdrawn (1:1) | MTons | 0 | 0 | 0 | 0 | 0 | 0 | 0
MD Healthy Air Act - Constellation NOx Cap Sum 4.1 | 535 | 2435 | Rate Constraint in MTons | FALSE | L | Annual | Allowances Withdrawn (n:1) | MTons | 0 | 0 | 0 | 0 | 0 | 0 | 0
MD Healthy Air Act - Constellation NOx Cap Sum 4.1 | 535 | 2435 | Rate Constraint in MTons | FALSE | L | Annual | Net Emissions Allowance Position | MTons | 3.63 | 3.63 | 1.4934 | 1.4934 | 0.97306 | 0 | 1.8914
MD Healthy Air Act - Constellation NOx Cap Sum 4.1 | 535 | 2435 | Rate Constraint in MTons | FALSE | L | Annual | Fuel Consumed | TBtu | 60.4237 | 60.4237 | 24.8586 | 24.8586 | 16.1972 | 0 | 31.4836
MD Healthy Air Act - Constellation NOx Cap Sum 4.1 | 535 | 2435 | Rate Constraint in MTons | FALSE | L | Annual | Rate | lb/MMBtu | 0.12015 | 0.12015 | 0.12015 | 0.12015 | 0.12015 | 0 | 0.12015
MD Healthy Air Act - Constellation NOx Cap Sum 4.1 | 535 | 2435 | Rate Constraint in MTons | FALSE | L | Annual | Generation | TWh | 5.6525 | 5.6525 | 2.3255 | 2.3255 | 1.5152 | 0 | 2.9452
MD Healthy Air Act - Constellation NOx Cap Sum 4.1 | 535 | 2435 | Rate Constraint in MTons | FALSE | L | Annual | Qualifying Generation | TWh | 5.6525 | 5.6525 | 2.3255 | 2.3255 | 1.5152 | 0 | 2.9452
MD Healthy Air Act - Constellation NOx Cap Sum 4.1 | 535 | 2435 | Rate Constraint in MTons | FALSE | L | Annual | Rate | lb/MWh | 0.64219 | 0.64219 | 0.64219 | 0.64219 | 0.64219 | 0 | 0.64219
MD Healthy Air Act - Constellation NOx Cap Sum 4.1 | 535 | 2435 | Rate Constraint in MTons | FALSE | L | Annual | Constraint Shadow Price | US$/Ton | 3740.9055 | 2374.4385 | 0 | 0 | 0 | 0 | 0
MD Healthy Air Act - Constellation SO2 Cap Ann 4.1 | 536 | 2434 | Rate Constraint in MTons | FALSE | L | Annual | Seasons Included | Seasons | Winter, Summer | Winter, Summer | Winter, Summer | Winter, Summer | Winter, Summer | Winter, Summer | Winter, Summer
MD Healthy Air Act - Constellation SO2 Cap Ann 4.1 | 536 | 2434 | Rate Constraint in MTons | FALSE | L | Annual | Standard | MTons | 17.926 | 17.926 | 17.926 | 17.926 | 17.926 | 17.926 | 17.926
MD Healthy Air Act - Constellation SO2 Cap Ann 4.1 | 536 | 2434 | Rate Constraint in MTons | FALSE | L | Annual | Standard SO2 | MTons | 17.926 | 17.926 | 17.926 | 17.926 | 17.926 | 17.926 | 17.926
MD Healthy Air Act - Constellation SO2 Cap Ann 4.1 | 536 | 2434 | Rate Constraint in MTons | FALSE | L | Annual | Emissions at Affected Plants SO2 | MTons | 1.8097 | 1.8097 | 0.74451 | 0.74451 | 0.48511 | 0 | 0.94293
MD Healthy Air Act - Constellation SO2 Cap Ann 4.1 | 536 | 2434 | Rate Constraint in MTons | FALSE | L | Annual | Allowances Purchased SO2 | MTons | 0 | 0 | 0 | 0 | 0 | 0 | 0
MD Healthy Air Act - Constellation SO2 Cap Ann 4.1 | 536 | 2434 | Rate Constraint in MTons | FALSE | L | Annual | Allowances Sold SO2 | MTons | 0 | 0 | 0 | 0 | 0 | 0 | 0
MD Healthy Air Act - Constellation SO2 Cap Ann 4.1 | 536 | 2434 | Rate Constraint in MTons | FALSE | L | Annual | Allowances Banked | MTons | 0 | 0 | 0 | 0 | 0 | 0 | 0
MD Healthy Air Act - Constellation SO2 Cap Ann 4.1 | 536 | 2434 | Rate Constraint in MTons | FALSE | L | Annual | Allowances Withdrawn (1:1) | MTons | 0 | 0 | 0 | 0 | 0 | 0 | 0
MD Healthy Air Act - Constellation SO2 Cap Ann 4.1 | 536 | 2434 | Rate Constraint in MTons | FALSE | L | Annual | Allowances Withdrawn (n:1) | MTons | 0 | 0 | 0 | 0 | 0 | 0 | 0
MD Healthy Air Act - Constellation SO2 Cap Ann 4.1 | 536 | 2434 | Rate Constraint in MTons | FALSE | L | Annual | Net Emissions Allowance Position | MTons | 1.8097 | 1.8097 | 0.74451 | 0.74451 | 0.48511 | 0 | 0.94293
MD Healthy Air Act - Constellation SO2 Cap Ann 4.1 | 536 | 2434 | Rate Constraint in MTons | FALSE | L | Annual | Fuel Consumed | TBtu | 60.4237 | 60.4237 | 24.8586 | 24.8586 | 16.1972 | 0 | 31.4836
MD Healthy Air Act - Constellation SO2 Cap Ann 4.1 | 536 | 2434 | Rate Constraint in MTons | FALSE | L | Annual | Rate | lb/MMBtu | 0.0599 | 0.0599 | 0.0599 | 0.0599 | 0.0599 | 0 | 0.0599
MD Healthy Air Act - Constellation SO2 Cap Ann 4.1 | 536 | 2434 | Rate Constraint in MTons | FALSE | L | Annual | Generation | TWh | 5.6525 | 5.6525 | 2.3255 | 2.3255 | 1.5152 | 0 | 2.9452
MD Healthy Air Act - Constellation SO2 Cap Ann 4.1 | 536 | 2434 | Rate Constraint in MTons | FALSE | L | Annual | Qualifying Generation | TWh | 5.6525 | 5.6525 | 2.3255 | 2.3255 | 1.5152 | 0 | 2.9452
MD Healthy Air Act - Constellation SO2 Cap Ann 4.1 | 536 | 2434 | Rate Constraint in MTons | FALSE | L | Annual | Rate | lb/MWh | 0.32016 | 0.32016 | 0.32016 | 0.32016 | 0.32016 | 0 | 0.32016
MD Healthy Air Act - Constellation SO2 Cap Ann 4.1 | 536 | 2434 | Rate Constraint in MTons | FALSE | L | Annual | Constraint Shadow Price | US$/Ton | 0 | 0 | 0 | 0 | 0 | 0 | 0
MD Healthy Air Act - MER Removal Annual v3.1 | 537 | 1800 | MACT Fuel Choice Floor in lbs/MMBtu | FALSE | L | Annual | Seasons Included | Seasons | Winter, Summer | Winter, Summer | Winter, Summer | Winter, Summer | Winter, Summer | Winter, Summer | Winter, Summer
MD Healthy Air Act - MER Removal Annual v3.1 | 537 | 1800 | MACT Fuel Choice Floor in lbs/MMBtu | FALSE | L | Annual | Emission Floor | lbs/MMBtu | 0 | 0 | 0 | 0 | 0 | 0 | 0
MD Healthy Air Act - MER Removal Annual v3.1 | 537 | 1800 | MACT Fuel Choice Floor in lbs/MMBtu | FALSE | L | Annual | Emissions at Affected Plants MER | lbs | 186.5506 | 184.209 | 144.0555 | 139.6982 | 124.7771 | 93.8377 | 88.9098
MD Healthy Air Act - MER Removal Annual v3.1 | 537 | 1800 | MACT Fuel Choice Floor in lbs/MMBtu | FALSE | L | Annual | Allowances Purchased MER | lbs | 0 | 0 | 0 | 0 | 0 | 0 | 0
MD Healthy Air Act - MER Removal Annual v3.1 | 537 | 1800 | MACT Fuel Choice Floor in lbs/MMBtu | FALSE | L | Annual | Allowances Sold MER | lbs | 0 | 0 | 0 | 0 | 0 | 0 | 0
MD Healthy Air Act - MER Removal Annual v3.1 | 537 | 1800 | MACT Fuel Choice Floor in lbs/MMBtu | FALSE | L | Annual | Allowances Banked | lbs | 0 | 0 | 0 | 0 | 0 | 0 | 0
MD Healthy Air Act - MER Removal Annual v3.1 | 537 | 1800 | MACT Fuel Choice Floor in lbs/MMBtu | FALSE | L | Annual | Allowances Withdrawn (1:1) | lbs | 0 | 0 | 0 | 0 | 0 | 0 | 0
MD Healthy Air Act - MER Removal Annual v3.1 | 537 | 1800 | MACT Fuel Choice Floor in lbs/MMBtu | FALSE | L | Annual | Allowances Withdrawn (n:1) | lbs | 0 | 0 | 0 | 0 | 0 | 0 | 0
MD Healthy Air Act - MER Removal Annual v3.1 | 537 | 1800 | MACT Fuel Choice Floor in lbs/MMBtu | FALSE | L | Annual | Net Emissions Allowance Position | lbs | 186.5506 | 184.209 | 144.0555 | 139.6982 | 124.7771 | 93.8377 | 88.9098
MD Healthy Air Act - MER Removal Annual v3.1 | 537 | 1800 | MACT Fuel Choice Floor in lbs/MMBtu | FALSE | L | Annual | Fuel Consumed | TBtu | 202.2603 | 199.9086 | 152.7177 | 153.8618 | 134.816 | 96.6761 | 148.9673
MD Healthy Air Act - MER Removal Annual v3.1 | 537 | 1800 | MACT Fuel Choice Floor in lbs/MMBtu | FALSE | L | Annual | Rate | lb/MMBtu | 9.2233e-07 | 9.2147e-07 | 9.4328e-07 | 9.0795e-07 | 9.2554e-07 | 9.7064e-07 | 5.9684e-07
MD Healthy Air Act - MER Removal Annual v3.1 | 537 | 1800 | MACT Fuel Choice Floor in lbs/MMBtu | FALSE | L | Annual | Generation | TWh | 20.4017 | 20.1524 | 15.6073 | 15.7072 | 13.8236 | 10.0825 | 15.1634
MD Healthy Air Act - MER Removal Annual v3.1 | 537 | 1800 | MACT Fuel Choice Floor in lbs/MMBtu | FALSE | L | Annual | Qualifying Generation | TWh | 20.4017 | 20.1524 | 15.6073 | 15.7072 | 13.8236 | 10.0825 | 15.1634
MD Healthy Air Act - MER Removal Annual v3.1 | 537 | 1800 | MACT Fuel Choice Floor in lbs/MMBtu | FALSE | L | Annual | Constraint Shadow Price | US$/Lb | 0 | 0 | 0 | 0 | 0 | 0 | 0
MD Healthy Air Act - Mirant NOx Cap Annual v4.10 | 538 | 2262 | Rate Constraint in MTons | FALSE | L | Annual | Seasons Included | Seasons | Winter, Summer | Winter, Summer | Winter, Summer | Winter, Summer | Winter, Summer | Winter, Summer | Winter, Summer
MD Healthy Air Act - Mirant NOx Cap Annual v4.10 | 538 | 2262 | Rate Constraint in MTons | FALSE | L | Annual | Standard | MTons | 8.298 | 8.298 | 8.298 | 8.298 | 8.298 | 8.298 | 8.298
MD Healthy Air Act - Mirant NOx Cap Annual v4.10 | 538 | 2262 | Rate Constraint in MTons | FALSE | L | Annual | Standard NOX | MTons | 8.298 | 8.298 | 8.298 | 8.298 | 8.298 | 8.298 | 8.298
MD Healthy Air Act - Mirant NOx Cap Annual v4.10 | 538 | 2262 | Rate Constraint in MTons | FALSE | L | Annual | Emissions at Affected Plants NOX | MTons | 8.298 | 8.298 | 7.8781 | 8.2842 | 7.506 | 4.8689 | 7.1153
MD Healthy Air Act - Mirant NOx Cap Annual v4.10 | 538 | 2262 | Rate Constraint in MTons | FALSE | L | Annual | Allowances Purchased NOX | MTons | 0 | 0 | 0 | 0 | 0 | 0 | 0
MD Healthy Air Act - Mirant NOx Cap Annual v4.10 | 538 | 2262 | Rate Constraint in MTons | FALSE | L | Annual | Allowances Sold NOX | MTons | 0 | 0 | 0 | 0 | 0 | 0 | 0
MD Healthy Air Act - Mirant NOx Cap Annual v4.10 | 538 | 2262 | Rate Constraint in MTons | FALSE | L | Annual | Allowances Banked | MTons | 0 | 0 | 0 | 0 | 0 | 0 | 0
MD Healthy Air Act - Mirant NOx Cap Annual v4.10 | 538 | 2262 | Rate Constraint in MTons | FALSE | L | Annual | Allowances Withdrawn (1:1) | MTons | 0 | 0 | 0 | 0 | 0 | 0 | 0
MD Healthy Air Act - Mirant NOx Cap Annual v4.10 | 538 | 2262 | Rate Constraint in MTons | FALSE | L | Annual | Allowances Withdrawn (n:1) | MTons | 0 | 0 | 0 | 0 | 0 | 0 | 0
MD Healthy Air Act - Mirant NOx Cap Annual v4.10 | 538 | 2262 | Rate Constraint in MTons | FALSE | L | Annual | Net Emissions Allowance Position | MTons | 8.298 | 8.298 | 7.8781 | 8.2842 | 7.506 | 4.8689 | 7.1153
MD Healthy Air Act - Mirant NOx Cap Annual v4.10 | 538 | 2262 | Rate Constraint in MTons | FALSE | L | Annual | Fuel Consumed | TBtu | 141.8366 | 139.4848 | 127.8591 | 129.0033 | 118.6189 | 96.6761 | 117.4837
MD Healthy Air Act - Mirant NOx Cap Annual v4.10 | 538 | 2262 | Rate Constraint in MTons | FALSE | L | Annual | Rate | lb/MMBtu | 0.11701 | 0.11898 | 0.12323 | 0.12843 | 0.12656 | 0.10073 | 0.12113
MD Healthy Air Act - Mirant NOx Cap Annual v4.10 | 538 | 2262 | Rate Constraint in MTons | FALSE | L | Annual | Generation | TWh | 14.7492 | 14.4999 | 13.2819 | 13.3817 | 12.3084 | 10.0825 | 12.2182
MD Healthy Air Act - Mirant NOx Cap Annual v4.10 | 538 | 2262 | Rate Constraint in MTons | FALSE | L | Annual | Qualifying Generation | TWh | 14.7492 | 14.4999 | 13.2819 | 13.3817 | 12.3084 | 10.0825 | 12.2182
MD Healthy Air Act - Mirant NOx Cap Annual v4.10 | 538 | 2262 | Rate Constraint in MTons | FALSE | L | Annual | Rate | lb/MWh | 0.56261 | 0.57228 | 0.59315 | 0.61907 | 0.60983 | 0.48291 | 0.58236
MD Healthy Air Act - Mirant NOx Cap Annual v4.10 | 538 | 2262 | Rate Constraint in MTons | FALSE | L | Annual | Constraint Shadow Price | US$/Ton | 5130.5788 | 5457.2156 | 0 | 0 | 0 | 0 | 0
MD Healthy Air Act - Mirant NOx Cap Summer v4.10 | 539 | 2265 | Rate Constraint in MTons | FALSE | L | Annual | Seasons Included | Seasons | Summer | Summer | Summer | Summer | Summer | Summer | Summer
MD Healthy Air Act - Mirant NOx Cap Summer v4.10 | 539 | 2265 | Rate Constraint in MTons | FALSE | L | Annual | Standard | MTons | 3.567 | 3.567 | 3.567 | 3.567 | 3.567 | 3.567 | 3.567
MD Healthy Air Act - Mirant NOx Cap Summer v4.10 | 539 | 2265 | Rate Constraint in MTons | FALSE | L | Annual | Standard NOX | MTons | 3.567 | 3.567 | 3.567 | 3.567 | 3.567 | 3.567 | 3.567
MD Healthy Air Act - Mirant NOx Cap Summer v4.10 | 539 | 2265 | Rate Constraint in MTons | FALSE | L | Annual | Emissions at Affected Plants NOX | MTons | 3.567 | 3.567 | 3.567 | 3.5556 | 3.567 | 3.567 | 3.567
MD Healthy Air Act - Mirant NOx Cap Summer v4.10 | 539 | 2265 | Rate Constraint in MTons | FALSE | L | Annual | Allowances Purchased NOX | MTons | 0 | 0 | 0 | 0 | 0 | 0 | 0
MD Healthy Air Act - Mirant NOx Cap Summer v4.10 | 539 | 2265 | Rate Constraint in MTons | FALSE | L | Annual | Allowances Sold NOX | MTons | 0 | 0 | 0 | 0 | 0 | 0 | 0
MD Healthy Air Act - Mirant NOx Cap Summer v4.10 | 539 | 2265 | Rate Constraint in MTons | FALSE | L | Annual | Allowances Banked | MTons | 0 | 0 | 0 | 0 | 0 | 0 | 0
MD Healthy Air Act - Mirant NOx Cap Summer v4.10 | 539 | 2265 | Rate Constraint in MTons | FALSE | L | Annual | Allowances Withdrawn (1:1) | MTons | 0 | 0 | 0 | 0 | 0 | 0 | 0
MD Healthy Air Act - Mirant NOx Cap Summer v4.10 | 539 | 2265 | Rate Constraint in MTons | FALSE | L | Annual | Allowances Withdrawn (n:1) | MTons | 0 | 0 | 0 | 0 | 0 | 0 | 0
MD Healthy Air Act - Mirant NOx Cap Summer v4.10 | 539 | 2265 | Rate Constraint in MTons | FALSE | L | Annual | Net Emissions Allowance Position | MTons | 3.567 | 3.567 | 3.567 | 3.5556 | 3.567 | 3.567 | 3.567
MD Healthy Air Act - Mirant NOx Cap Summer v4.10 | 539 | 2265 | Rate Constraint in MTons | FALSE | L | Annual | Fuel Consumed | TBtu | 61.8936 | 59.5419 | 55.0893 | 54.5428 | 54.3479 | 54.3694 | 54.4465
MD Healthy Air Act - Mirant NOx Cap Summer v4.10 | 539 | 2265 | Rate Constraint in MTons | FALSE | L | Annual | Rate | lb/MMBtu | 0.11526 | 0.11981 | 0.1295 | 0.13038 | 0.13127 | 0.13121 | 0.13103
MD Healthy Air Act - Mirant NOx Cap Summer v4.10 | 539 | 2265 | Rate Constraint in MTons | FALSE | L | Annual | Generation | TWh | 6.4076 | 6.1584 | 5.6866 | 5.6273 | 5.6273 | 5.624 | 5.6273
MD Healthy Air Act - Mirant NOx Cap Summer v4.10 | 539 | 2265 | Rate Constraint in MTons | FALSE | L | Annual | Qualifying Generation | TWh | 6.4076 | 6.1584 | 5.6866 | 5.6273 | 5.6273 | 5.624 | 5.6273
MD Healthy Air Act - Mirant NOx Cap Summer v4.10 | 539 | 2265 | Rate Constraint in MTons | FALSE | L | Annual | Rate | lb/MWh | 0.55668 | 0.57921 | 0.62726 | 0.63186 | 0.63388 | 0.63424 | 0.63388
MD Healthy Air Act - Mirant NOx Cap Summer v4.10 | 539 | 2265 | Rate Constraint in MTons | FALSE | L | Annual | Constraint Shadow Price | US$/Ton | 2248.1267 | 1266.2135 | 1386.0373 | 0 | 0 | 5857.2659 | 0
MD Healthy Air Act - Mirant SO2 Cap Annual v4.10 | 540 | 2268 | Rate Constraint in MTons | FALSE | L | Annual | Seasons Included | Seasons | Winter, Summer | Winter, Summer | Winter, Summer | Winter, Summer | Winter, Summer | Winter, Summer | Winter, Summer
MD Healthy Air Act - Mirant SO2 Cap Annual v4.10 | 540 | 2268 | Rate Constraint in MTons | FALSE | L | Annual | Standard | MTons | 18.541 | 18.541 | 18.541 | 18.541 | 18.541 | 18.541 | 18.541
MD Healthy Air Act - Mirant SO2 Cap Annual v4.10 | 540 | 2268 | Rate Constraint in MTons | FALSE | L | Annual | Standard SO2 | MTons | 18.541 | 18.541 | 18.541 | 18.541 | 18.541 | 18.541 | 18.541
MD Healthy Air Act - Mirant SO2 Cap Annual v4.10 | 540 | 2268 | Rate Constraint in MTons | FALSE | L | Annual | Emissions at Affected Plants SO2 | MTons | 4.248 | 4.1776 | 3.8294 | 4.9904 | 4.2322 | 2.9505 | 3.5186
MD Healthy Air Act - Mirant SO2 Cap Annual v4.10 | 540 | 2268 | Rate Constraint in MTons | FALSE | L | Annual | Allowances Purchased SO2 | MTons | 0 | 0 | 0 | 0 | 0 | 0 | 0
MD Healthy Air Act - Mirant SO2 Cap Annual v4.10 | 540 | 2268 | Rate Constraint in MTons | FALSE | L | Annual | Allowances Sold SO2 | MTons | 0 | 0 | 0 | 0 | 0 | 0 | 0
MD Healthy Air Act - Mirant SO2 Cap Annual v4.10 | 540 | 2268 | Rate Constraint in MTons | FALSE | L | Annual | Allowances Banked | MTons | 0 | 0 | 0 | 0 | 0 | 0 | 0
MD Healthy Air Act - Mirant SO2 Cap Annual v4.10 | 540 | 2268 | Rate Constraint in MTons | FALSE | L | Annual | Allowances Withdrawn (1:1) | MTons | 0 | 0 | 0 | 0 | 0 | 0 | 0
MD Healthy Air Act - Mirant SO2 Cap Annual v4.10 | 540 | 2268 | Rate Constraint in MTons | FALSE | L | Annual | Allowances Withdrawn (n:1) | MTons | 0 | 0 | 0 | 0 | 0 | 0 | 0
MD Healthy Air Act - Mirant SO2 Cap Annual v4.10 | 540 | 2268 | Rate Constraint in MTons | FALSE | L | Annual | Net Emissions Allowance Position | MTons | 4.248 | 4.1776 | 3.8294 | 4.9904 | 4.2322 | 2.9505 | 3.5186
MD Healthy Air Act - Mirant SO2 Cap Annual v4.10 | 540 | 2268 | Rate Constraint in MTons | FALSE | L | Annual | Fuel Consumed | TBtu | 141.8366 | 139.4848 | 127.8591 | 129.0033 | 118.6189 | 96.6761 | 117.4837
MD Healthy Air Act - Mirant SO2 Cap Annual v4.10 | 540 | 2268 | Rate Constraint in MTons | FALSE | L | Annual | Rate | lb/MMBtu | 0.0599 | 0.0599 | 0.0599 | 0.077368 | 0.071358 | 0.061038 | 0.0599
MD Healthy Air Act - Mirant SO2 Cap Annual v4.10 | 540 | 2268 | Rate Constraint in MTons | FALSE | L | Annual | Generation | TWh | 14.7492 | 14.4999 | 13.2819 | 13.3817 | 12.3084 | 10.0825 | 12.2182
MD Healthy Air Act - Mirant SO2 Cap Annual v4.10 | 540 | 2268 | Rate Constraint in MTons | FALSE | L | Annual | Qualifying Generation | TWh | 14.7492 | 14.4999 | 13.2819 | 13.3817 | 12.3084 | 10.0825 | 12.2182
MD Healthy Air Act - Mirant SO2 Cap Annual v4.10 | 540 | 2268 | Rate Constraint in MTons | FALSE | L | Annual | Rate | lb/MWh | 0.28802 | 0.28811 | 0.28832 | 0.37292 | 0.34384 | 0.29263 | 0.28798
MD Healthy Air Act - Mirant SO2 Cap Annual v4.10 | 540 | 2268 | Rate Constraint in MTons | FALSE | L | Annual | Constraint Shadow Price | US$/Ton | 0 | 0 | 0 | 0 | 0 | 0 | 0
ME Fac. Spec. - NOX 0.15 Rate Annual v3.1, Unit 3985 and retrofits | 541 | 1798 | Rate Constraint in lbs/MMBtu | FALSE | L | Annual | Seasons Included | Seasons | Winter, Summer | Winter, Summer | Winter, Summer | Winter, Summer | Winter, Summer | Winter, Summer | Winter, Summer
ME Fac. Spec. - NOX 0.15 Rate Annual v3.1, Unit 3985 and retrofits | 541 | 1798 | Rate Constraint in lbs/MMBtu | FALSE | L | Annual | Standard | lb/MMBtu | 0.15 | 0.15 | 0.15 | 0.15 | 0.15 | 0.15 | 0.15
ME Fac. Spec. - NOX 0.15 Rate Annual v3.1, Unit 3985 and retrofits | 541 | 1798 | Rate Constraint in lbs/MMBtu | FALSE | L | Annual | Emissions at Affected Plants NOX | MTons | 0.051253 | 0 | 0 | 0 | 0 | 0 | 0
ME Fac. Spec. - NOX 0.15 Rate Annual v3.1, Unit 3985 and retrofits | 541 | 1798 | Rate Constraint in lbs/MMBtu | FALSE | L | Annual | Allowances Purchased NOX | MTons | 0 | 0 | 0 | 0 | 0 | 0 | 0
ME Fac. Spec. - NOX 0.15 Rate Annual v3.1, Unit 3985 and retrofits | 541 | 1798 | Rate Constraint in lbs/MMBtu | FALSE | L | Annual | Allowances Sold NOX | MTons | 0 | 0 | 0 | 0 | 0 | 0 | 0
ME Fac. Spec. - NOX 0.15 Rate Annual v3.1, Unit 3985 and retrofits | 541 | 1798 | Rate Constraint in lbs/MMBtu | FALSE | L | Annual | Allowances Banked | MTons | 0 | 0 | 0 | 0 | 0 | 0 | 0
ME Fac. Spec. - NOX 0.15 Rate Annual v3.1, Unit 3985 and retrofits | 541 | 1798 | Rate Constraint in lbs/MMBtu | FALSE | L | Annual | Allowances Withdrawn (1:1) | MTons | 0 | 0 | 0 | 0 | 0 | 0 | 0
ME Fac. Spec. - NOX 0.15 Rate Annual v3.1, Unit 3985 and retrofits | 541 | 1798 | Rate Constraint in lbs/MMBtu | FALSE | L | Annual | Allowances Withdrawn (n:1) | MTons | 0 | 0 | 0 | 0 | 0 | 0 | 0
ME Fac. Spec. - NOX 0.15 Rate Annual v3.1, Unit 3985 and retrofits | 541 | 1798 | Rate Constraint in lbs/MMBtu | FALSE | L | Annual | Net Emissions Allowance Position | MTons | 0.051253 | 0 | 0 | 0 | 0 | 0 | 0
ME Fac. Spec. - NOX 0.15 Rate Annual v3.1, Unit 3985 and retrofits | 541 | 1798 | Rate Constraint in lbs/MMBtu | FALSE | L | Annual | Fuel Consumed | TBtu | 0.68338 | 0 | 0 | 0 | 0 | 0 | 0
ME Fac. Spec. - NOX 0.15 Rate Annual v3.1, Unit 3985 and retrofits | 541 | 1798 | Rate Constraint in lbs/MMBtu | FALSE | L | Annual | Rate | lb/MMBtu | 0.15 | 0 | 0 | 0 | 0 | 0 | 0
ME Fac. Spec. - NOX 0.15 Rate Annual v3.1, Unit 3985 and retrofits | 541 | 1798 | Rate Constraint in lbs/MMBtu | FALSE | L | Annual | Generation | TWh | 0.051921 | 0 | 0 | 0 | 0 | 0 | 0
ME Fac. Spec. - NOX 0.15 Rate Annual v3.1, Unit 3985 and retrofits | 541 | 1798 | Rate Constraint in lbs/MMBtu | FALSE | L | Annual | Qualifying Generation | TWh | 0.051921 | 0 | 0 | 0 | 0 | 0 | 0
ME Fac. Spec. - NOX 0.15 Rate Annual v3.1, Unit 3985 and retrofits | 541 | 1798 | Rate Constraint in lbs/MMBtu | FALSE | L | Annual | Rate | lb/MWh | 0.98715 | 0 | 0 | 0 | 0 | 0 | 0
ME Fac. Spec. - NOX 0.15 Rate Annual v3.1, Unit 3985 and retrofits | 541 | 1798 | Rate Constraint in lbs/MMBtu | FALSE | L | Annual | Constraint Shadow Price | US$/Ton | 138998.7632 | 0 | 0 | 152.9024 | 0 | 0 | 0
ME Fac. Spec. - NOX 0.15 Rate Annual v3.1, Unit 3986 and retrofits | 542 | 1798 | Rate Constraint in lbs/MMBtu | FALSE | L | Annual | Seasons Included | Seasons | Winter, Summer | Winter, Summer | Winter, Summer | Winter, Summer | Winter, Summer | Winter, Summer | Winter, Summer
ME Fac. Spec. - NOX 0.15 Rate Annual v3.1, Unit 3986 and retrofits | 542 | 1798 | Rate Constraint in lbs/MMBtu | FALSE | L | Annual | Standard | lb/MMBtu | 0.15 | 0.15 | 0.15 | 0.15 | 0.15 | 0.15 | 0.15
ME Fac. Spec. - NOX 0.15 Rate Annual v3.1, Unit 3986 and retrofits | 542 | 1798 | Rate Constraint in lbs/MMBtu | FALSE | L | Annual | Emissions at Affected Plants NOX | MTons | 0.012694 | 0 | 0 | 0 | 0 | 0 | 0
ME Fac. Spec. - NOX 0.15 Rate Annual v3.1, Unit 3986 and retrofits | 542 | 1798 | Rate Constraint in lbs/MMBtu | FALSE | L | Annual | Allowances Purchased NOX | MTons | 0 | 0 | 0 | 0 | 0 | 0 | 0
ME Fac. Spec. - NOX 0.15 Rate Annual v3.1, Unit 3986 and retrofits | 542 | 1798 | Rate Constraint in lbs/MMBtu | FALSE | L | Annual | Allowances Sold NOX | MTons | 0 | 0 | 0 | 0 | 0 | 0 | 0
ME Fac. Spec. - NOX 0.15 Rate Annual v3.1, Unit 3986 and retrofits | 542 | 1798 | Rate Constraint in lbs/MMBtu | FALSE | L | Annual | Allowances Banked | MTons | 0 | 0 | 0 | 0 | 0 | 0 | 0
ME Fac. Spec. - NOX 0.15 Rate Annual v3.1, Unit 3986 and retrofits | 542 | 1798 | Rate Constraint in lbs/MMBtu | FALSE | L | Annual | Allowances Withdrawn (1:1) | MTons | 0 | 0 | 0 | 0 | 0 | 0 | 0
ME Fac. Spec. - NOX 0.15 Rate Annual v3.1, Unit 3986 and retrofits | 542 | 1798 | Rate Constraint in lbs/MMBtu | FALSE | L | Annual | Allowances Withdrawn (n:1) | MTons | 0 | 0 | 0 | 0 | 0 | 0 | 0
ME Fac. Spec. - NOX 0.15 Rate Annual v3.1, Unit 3986 and retrofits | 542 | 1798 | Rate Constraint in lbs/MMBtu | FALSE | L | Annual | Net Emissions Allowance Position | MTons | 0.012694 | 0 | 0 | 0 | 0 | 0 | 0
ME Fac. Spec. - NOX 0.15 Rate Annual v3.1, Unit 3986 and retrofits | 542 | 1798 | Rate Constraint in lbs/MMBtu | FALSE | L | Annual | Fuel Consumed | TBtu | 0.16925 | 0 | 0 | 0 | 0 | 0 | 0
ME Fac. Spec. - NOX 0.15 Rate Annual v3.1, Unit 3986 and retrofits | 542 | 1798 | Rate Constraint in lbs/MMBtu | FALSE | L | Annual | Rate | lb/MMBtu | 0.15 | 0 | 0 | 0 | 0 | 0 | 0
ME Fac. Spec. - NOX 0.15 Rate Annual v3.1, Unit 3986 and retrofits | 542 | 1798 | Rate Constraint in lbs/MMBtu | FALSE | L | Annual | Generation | TWh | 0.011672 | 0 | 0 | 0 | 0 | 0 | 0
ME Fac. Spec. - NOX 0.15 Rate Annual v3.1, Unit 3986 and retrofits | 542 | 1798 | Rate Constraint in lbs/MMBtu | FALSE | L | Annual | Qualifying Generation | TWh | 0.011672 | 0 | 0 | 0 | 0 | 0 | 0
ME Fac. Spec. - NOX 0.15 Rate Annual v3.1, Unit 3986 and retrofits | 542 | 1798 | Rate Constraint in lbs/MMBtu | FALSE | L | Annual | Rate | lb/MWh | 1.0875 | 0 | 0 | 0 | 0 | 0 | 0
ME Fac. Spec. - NOX 0.15 Rate Annual v3.1, Unit 3986 and retrofits | 542 | 1798 | Rate Constraint in lbs/MMBtu | FALSE | L | Annual | Constraint Shadow Price | US$/Ton | 164384.3132 | 0 | 0 | 0 | 0 | 0 | 0
ME Fac. Spec. - NOX 0.15 Rate Annual v3.1, Unit 3987 and retrofits | 543 | 1798 | Rate Constraint in lbs/MMBtu | FALSE | L | Annual | Seasons Included | Seasons | Winter, Summer | Winter, Summer | Winter, Summer | Winter, Summer | Winter, Summer | Winter, Summer | Winter, Summer
ME Fac. Spec. - NOX 0.15 Rate Annual v3.1, Unit 3987 and retrofits | 543 | 1798 | Rate Constraint in lbs/MMBtu | FALSE | L | Annual | Standard | lb/MMBtu | 0.15 | 0.15 | 0.15 | 0.15 | 0.15 | 0.15 | 0.15
ME Fac. Spec. - NOX 0.15 Rate Annual v3.1, Unit 3987 and retrofits | 543 | 1798 | Rate Constraint in lbs/MMBtu | FALSE | L | Annual | Emissions at Affected Plants NOX | MTons | 0.010687 | 0 | 0 | 0 | 0 | 0 | 0
ME Fac. Spec. - NOX 0.15 Rate Annual v3.1, Unit 3987 and retrofits | 543 | 1798 | Rate Constraint in lbs/MMBtu | FALSE | L | Annual | Allowances Purchased NOX | MTons | 0 | 0 | 0 | 0 | 0 | 0 | 0
ME Fac. Spec. - NOX 0.15 Rate Annual v3.1, Unit 3987 and retrofits | 543 | 1798 | Rate Constraint in lbs/MMBtu | FALSE | L | Annual | Allowances Sold NOX | MTons | 0 | 0 | 0 | 0 | 0 | 0 | 0
ME Fac. Spec. - NOX 0.15 Rate Annual v3.1, Unit 3987 and retrofits | 543 | 1798 | Rate Constraint in lbs/MMBtu | FALSE | L | Annual | Allowances Banked | MTons | 0 | 0 | 0 | 0 | 0 | 0 | 0
ME Fac. Spec. - NOX 0.15 Rate Annual v3.1, Unit 3987 and retrofits | 543 | 1798 | Rate Constraint in lbs/MMBtu | FALSE | L | Annual | Allowances Withdrawn (1:1) | MTons | 0 | 0 | 0 | 0 | 0 | 0 | 0
ME Fac. Spec. - NOX 0.15 Rate Annual v3.1, Unit 3987 and retrofits | 543 | 1798 | Rate Constraint in lbs/MMBtu | FALSE | L | Annual | Allowances Withdrawn (n:1) | MTons | 0 | 0 | 0 | 0 | 0 | 0 | 0
ME Fac. Spec. - NOX 0.15 Rate Annual v3.1, Unit 3987 and retrofits | 543 | 1798 | Rate Constraint in lbs/MMBtu | FALSE | L | Annual | Net Emissions Allowance Position | MTons | 0.010687 | 0 | 0 | 0 | 0 | 0 | 0
ME Fac. Spec. - NOX 0.15 Rate Annual v3.1, Unit 3987 and retrofits | 543 | 1798 | Rate Constraint in lbs/MMBtu | FALSE | L | Annual | Fuel Consumed | TBtu | 0.1425 | 0 | 0 | 0 | 0 | 0 | 0
ME Fac. Spec. - NOX 0.15 Rate Annual v3.1, Unit 3987 and retrofits | 543 | 1798 | Rate Constraint in lbs/MMBtu | FALSE | L | Annual | Rate | lb/MMBtu | 0.15 | 0 | 0 | 0 | 0 | 0 | 0
ME Fac. Spec. - NOX 0.15 Rate Annual v3.1, Unit 3987 and retrofits | 543 | 1798 | Rate Constraint in lbs/MMBtu | FALSE | L | Annual | Generation | TWh | 0.010848 | 0 | 0 | 0 | 0 | 0 | 0
ME Fac. Spec. - NOX 0.15 Rate Annual v3.1, Unit 3987 and retrofits | 543 | 1798 | Rate Constraint in lbs/MMBtu | FALSE | L | Annual | Qualifying Generation | TWh | 0.010848 | 0 | 0 | 0 | 0 | 0 | 0
ME Fac. Spec. - NOX 0.15 Rate Annual v3.1, Unit 3987 and retrofits | 543 | 1798 | Rate Constraint in lbs/MMBtu | FALSE | L | Annual | Rate | lb/MWh | 0.9852 | 0 | 0 | 0 | 0 | 0 | 0
ME Fac. Spec. - NOX 0.15 Rate Annual v3.1, Unit 3987 and retrofits | 543 | 1798 | Rate Constraint in lbs/MMBtu | FALSE | L | Annual | Constraint Shadow Price | US$/Ton | 141527.995 | 0 | 0 | 0 | 0 | 0 | 0
ME Fac. Spec. - NOx 0.20 Rate Annual v3.1, Unit 2390 and retrofits | 544 | 1818 | Rate Constraint in lbs/MMBtu | FALSE | L | Annual | Seasons Included | Seasons | Winter, Summer | Winter, Summer | Winter, Summer | Winter, Summer | Winter, Summer | Winter, Summer | Winter, Summer
ME Fac. Spec. - NOx 0.20 Rate Annual v3.1, Unit 2390 and retrofits | 544 | 1818 | Rate Constraint in lbs/MMBtu | FALSE | L | Annual | Standard | lb/MMBtu | 0.2 | 0.2 | 0.2 | 0.2 | 0.2 | 0.2 | 0.2
ME Fac. Spec. - NOx 0.20 Rate Annual v3.1, Unit 2390 and retrofits | 544 | 1818 | Rate Constraint in lbs/MMBtu | FALSE | L | Annual | Emissions at Affected Plants NOX | MTons | 0 | 0 | 0 | 0 | 0 | 0 | 0
ME Fac. Spec. - NOx 0.20 Rate Annual v3.1, Unit 2390 and retrofits | 544 | 1818 | Rate Constraint in lbs/MMBtu | FALSE | L | Annual | Allowances Purchased NOX | MTons | 0 | 0 | 0 | 0 | 0 | 0 | 0
ME Fac. Spec. - NOx 0.20 Rate Annual v3.1, Unit 2390 and retrofits | 544 | 1818 | Rate Constraint in lbs/MMBtu | FALSE | L | Annual | Allowances Sold NOX | MTons | 0 | 0 | 0 | 0 | 0 | 0 | 0
ME Fac. Spec. - NOx 0.20 Rate Annual v3.1, Unit 2390 and retrofits | 544 | 1818 | Rate Constraint in lbs/MMBtu | FALSE | L | Annual | Allowances Banked | MTons | 0 | 0 | 0 | 0 | 0 | 0 | 0
ME Fac. Spec. - NOx 0.20 Rate Annual v3.1, Unit 2390 and retrofits | 544 | 1818 | Rate Constraint in lbs/MMBtu | FALSE | L | Annual | Allowances Withdrawn (1:1) | MTons | 0 | 0 | 0 | 0 | 0 | 0 | 0
ME Fac. Spec. - NOx 0.20 Rate Annual v3.1, Unit 2390 and retrofits | 544 | 1818 | Rate Constraint in lbs/MMBtu | FALSE | L | Annual | Allowances Withdrawn (n:1) | MTons | 0 | 0 | 0 | 0 | 0 | 0 | 0
ME Fac. Spec. - NOx 0.20 Rate Annual v3.1, Unit 2390 and retrofits | 544 | 1818 | Rate Constraint in lbs/MMBtu | FALSE | L | Annual | Net Emissions Allowance Position | MTons | 0 | 0 | 0 | 0 | 0 | 0 | 0
ME Fac. Spec. - NOx 0.20 Rate Annual v3.1, Unit 2390 and retrofits | 544 | 1818 | Rate Constraint in lbs/MMBtu | FALSE | L | Annual | Fuel Consumed | TBtu | 0 | 0 | 0 | 0 | 0 | 0 | 0
ME Fac. Spec. - NOx 0.20 Rate Annual v3.1, Unit 2390 and retrofits | 544 | 1818 | Rate Constraint in lbs/MMBtu | FALSE | L | Annual | Rate | lb/MMBtu | 0 | 0 | 0 | 0 | 0 | 0 | 0
ME Fac. Spec. - NOx 0.20 Rate Annual v3.1, Unit 2390 and retrofits | 544 | 1818 | Rate Constraint in lbs/MMBtu | FALSE | L | Annual | Generation | TWh | 0 | 0 | 0 | 0 | 0 | 0 | 0
ME Fac. Spec. - NOx 0.20 Rate Annual v3.1, Unit 2390 and retrofits | 544 | 1818 | Rate Constraint in lbs/MMBtu | FALSE | L | Annual | Qualifying Generation | TWh | 0 | 0 | 0 | 0 | 0 | 0 | 0
ME Fac. Spec. - NOx 0.20 Rate Annual v3.1, Unit 2390 and retrofits | 544 | 1818 | Rate Constraint in lbs/MMBtu | FALSE | L | Annual | Rate | lb/MWh | 0 | 0 | 0 | 0 | 0 | 0 | 0
ME Fac. Spec. - NOx 0.20 Rate Annual v3.1, Unit 2390 and retrofits | 544 | 1818 | Rate Constraint in lbs/MMBtu | FALSE | L | Annual | Constraint Shadow Price | US$/Ton | 0 | 0 | 0 | 0 | 0 | 0 | 0
ME Fac. Spec. - NOx 0.20 Rate Annual v3.1, Unit 3985 and retrofits | 545 | 1818 | Rate Constraint in lbs/MMBtu | FALSE | L | Annual | Seasons Included | Seasons | Winter, Summer | Winter, Summer | Winter, Summer | Winter, Summer | Winter, Summer | Winter, Summer | Winter, Summer
ME Fac. Spec. - NOx 0.20 Rate Annual v3.1, Unit 3985 and retrofits | 545 | 1818 | Rate Constraint in lbs/MMBtu | FALSE | L | Annual | Standard | lb/MMBtu | 0.2 | 0.2 | 0.2 | 0.2 | 0.2 | 0.2 | 0.2
ME Fac. Spec. - NOx 0.20 Rate Annual v3.1, Unit 3985 and retrofits | 545 | 1818 | Rate Constraint in lbs/MMBtu | FALSE | L | Annual | Emissions at Affected Plants NOX | MTons | 0.051253 | 0 | 0 | 0 | 0 | 0 | 0
ME Fac. Spec. - NOx 0.20 Rate Annual v3.1, Unit 3985 and retrofits | 545 | 1818 | Rate Constraint in lbs/MMBtu | FALSE | L | Annual | Allowances Purchased NOX | MTons | 0 | 0 | 0 | 0 | 0 | 0 | 0
ME Fac. Spec. - NOx 0.20 Rate Annual v3.1, Unit 3985 and retrofits | 545 | 1818 | Rate Constraint in lbs/MMBtu | FALSE | L | Annual | Allowances Sold NOX | MTons | 0 | 0 | 0 | 0 | 0 | 0 | 0
ME Fac. Spec. - NOx 0.20 Rate Annual v3.1, Unit 3985 and retrofits | 545 | 1818 | Rate Constraint in lbs/MMBtu | FALSE | L | Annual | Allowances Banked | MTons | 0 | 0 | 0 | 0 | 0 | 0 | 0
ME Fac. Spec. - NOx 0.20 Rate Annual v3.1, Unit 3985 and retrofits | 545 | 1818 | Rate Constraint in lbs/MMBtu | FALSE | L | Annual | Allowances Withdrawn (1:1) | MTons | 0 | 0 | 0 | 0 | 0 | 0 | 0
ME Fac. Spec. - NOx 0.20 Rate Annual v3.1, Unit 3985 and retrofits | 545 | 1818 | Rate Constraint in lbs/MMBtu | FALSE | L | Annual | Allowances Withdrawn (n:1) | MTons | 0 | 0 | 0 | 0 | 0 | 0 | 0
ME Fac. Spec. - NOx 0.20 Rate Annual v3.1, Unit 3985 and retrofits | 545 | 1818 | Rate Constraint in lbs/MMBtu | FALSE | L | Annual | Net Emissions Allowance Position | MTons | 0.051253 | 0 | 0 | 0 | 0 | 0 | 0
ME Fac. Spec. - NOx 0.20 Rate Annual v3.1, Unit 3985 and retrofits | 545 | 1818 | Rate Constraint in lbs/MMBtu | FALSE | L | Annual | Fuel Consumed | TBtu | 0.68338 | 0 | 0 | 0 | 0 | 0 | 0
ME Fac. Spec. - NOx 0.20 Rate Annual v3.1, Unit 3985 and retrofits | 545 | 1818 | Rate Constraint in lbs/MMBtu | FALSE | L | Annual | Rate | lb/MMBtu | 0.15 | 0 | 0 | 0 | 0 | 0 | 0
ME Fac. Spec. - NOx 0.20 Rate Annual v3.1, Unit 3985 and retrofits | 545 | 1818 | Rate Constraint in lbs/MMBtu | FALSE | L | Annual | Generation | TWh | 0.051921 | 0 | 0 | 0 | 0 | 0 | 0
ME Fac. Spec. - NOx 0.20 Rate Annual v3.1, Unit 3985 and retrofits | 545 | 1818 | Rate Constraint in lbs/MMBtu | FALSE | L | Annual | Qualifying Generation | TWh | 0.051921 | 0 | 0 | 0 | 0 | 0 | 0
ME Fac. Spec. - NOx 0.20 Rate Annual v3.1, Unit 3985 and retrofits | 545 | 1818 | Rate Constraint in lbs/MMBtu | FALSE | L | Annual | Rate | lb/MWh | 0.98715 | 0 | 0 | 0 | 0 | 0 | 0
ME Fac. Spec. - NOx 0.20 Rate Annual v3.1, Unit 3985 and retrofits | 545 | 1818 | Rate Constraint in lbs/MMBtu | FALSE | L | Annual | Constraint Shadow Price | US$/Ton | 0 | 0 | 0 | 0 | 0 | 0 | 0
ME Fac. Spec. - NOx 0.20 Rate Annual v3.1, Unit 3986 and retrofits | 546 | 1818 | Rate Constraint in lbs/MMBtu | FALSE | L | Annual | Seasons Included | Seasons | Winter, Summer | Winter, Summer | Winter, Summer | Winter, Summer | Winter, Summer | Winter, Summer | Winter, Summer
ME Fac. Spec. - NOx 0.20 Rate Annual v3.1, Unit 3986 and retrofits | 546 | 1818 | Rate Constraint in lbs/MMBtu | FALSE | L | Annual | Standard | lb/MMBtu | 0.2 | 0.2 | 0.2 | 0.2 | 0.2 | 0.2 | 0.2
ME Fac. Spec. - NOx 0.20 Rate Annual v3.1, Unit 3986 and retrofits | 546 | 1818 | Rate Constraint in lbs/MMBtu | FALSE | L | Annual | Emissions at Affected Plants NOX | MTons | 0.012694 | 0 | 0 | 0 | 0 | 0 | 0
ME Fac. Spec. - NOx 0.20 Rate Annual v3.1, Unit 3986 and retrofits | 546 | 1818 | Rate Constraint in lbs/MMBtu | FALSE | L | Annual | Allowances Purchased NOX | MTons | 0 | 0 | 0 | 0 | 0 | 0 | 0
ME Fac. Spec. - NOx 0.20 Rate Annual v3.1, Unit 3986 and retrofits | 546 | 1818 | Rate Constraint in lbs/MMBtu | FALSE | L | Annual | Allowances Sold NOX | MTons | 0 | 0 | 0 | 0 | 0 | 0 | 0
ME Fac. Spec. - NOx 0.20 Rate Annual v3.1, Unit 3986 and retrofits | 546 | 1818 | Rate Constraint in lbs/MMBtu | FALSE | L | Annual | Allowances Banked | MTons | 0 | 0 | 0 | 0 | 0 | 0 | 0
ME Fac. Spec. - NOx 0.20 Rate Annual v3.1, Unit 3986 and retrofits | 546 | 1818 | Rate Constraint in lbs/MMBtu | FALSE | L | Annual | Allowances Withdrawn (1:1) | MTons | 0 | 0 | 0 | 0 | 0 | 0 | 0
ME Fac. Spec. - NOx 0.20 Rate Annual v3.1, Unit 3986 and retrofits | 546 | 1818 | Rate Constraint in lbs/MMBtu | FALSE | L | Annual | Allowances Withdrawn (n:1) | MTons | 0 | 0 | 0 | 0 | 0 | 0 | 0
ME Fac. Spec. - NOx 0.20 Rate Annual v3.1, Unit 3986 and retrofits | 546 | 1818 | Rate Constraint in lbs/MMBtu | FALSE | L | Annual | Net Emissions Allowance Position | MTons | 0.012694 | 0 | 0 | 0 | 0 | 0 | 0
ME Fac. Spec. - NOx 0.20 Rate Annual v3.1, Unit 3986 and retrofits | 546 | 1818 | Rate Constraint in lbs/MMBtu | FALSE | L | Annual | Fuel Consumed | TBtu | 0.16925 | 0 | 0 | 0 | 0 | 0 | 0
ME Fac. Spec. - NOx 0.20 Rate Annual v3.1, Unit 3986 and retrofits | 546 | 1818 | Rate Constraint in lbs/MMBtu | FALSE | L | Annual | Rate | lb/MMBtu | 0.15 | 0 | 0 | 0 | 0 | 0 | 0
ME Fac. Spec. - NOx 0.20 Rate Annual v3.1, Unit 3986 and retrofits | 546 | 1818 | Rate Constraint in lbs/MMBtu | FALSE | L | Annual | Generation | TWh | 0.011672 | 0 | 0 | 0 | 0 | 0 | 0
ME Fac. Spec. - NOx 0.20 Rate Annual v3.1, Unit 3986 and retrofits | 546 | 1818 | Rate Constraint in lbs/MMBtu | FALSE | L | Annual | Qualifying Generation | TWh | 0.011672 | 0 | 0 | 0 | 0 | 0 | 0
ME Fac. Spec. - NOx 0.20 Rate Annual v3.1, Unit 3986 and retrofits | 546 | 1818 | Rate Constraint in lbs/MMBtu | FALSE | L | Annual | Rate | lb/MWh | 1.0875 | 0 | 0 | 0 | 0 | 0 | 0
ME Fac. Spec. - NOx 0.20 Rate Annual v3.1, Unit 3986 and retrofits | 546 | 1818 | Rate Constraint in lbs/MMBtu | FALSE | L | Annual | Constraint Shadow Price | US$/Ton | 0 | 0 | 0 | 0 | 0 | 0 | 0
ME Fac. Spec. - NOx 0.20 Rate Annual v3.1, Unit 3987 and retrofits | 547 | 1818 | Rate Constraint in lbs/MMBtu | FALSE | L | Annual | Seasons Included | Seasons | Winter, Summer | Winter, Summer | Winter, Summer | Winter, Summer | Winter, Summer | Winter, Summer | Winter, Summer
ME Fac. Spec. - NOx 0.20 Rate Annual v3.1, Unit 3987 and retrofits | 547 | 1818 | Rate Constraint in lbs/MMBtu | FALSE | L | Annual | Standard | lb/MMBtu | 0.2 | 0.2 | 0.2 | 0.2 | 0.2 | 0.2 | 0.2
ME Fac. Spec. - NOx 0.20 Rate Annual v3.1, Unit 3987 and retrofits | 547 | 1818 | Rate Constraint in lbs/MMBtu | FALSE | L | Annual | Emissions at Affected Plants NOX | MTons | 0.010687 | 0 | 0 | 0 | 0 | 0 | 0
ME Fac. Spec. - NOx 0.20 Rate Annual v3.1, Unit 3987 and retrofits | 547 | 1818 | Rate Constraint in lbs/MMBtu | FALSE | L | Annual | Allowances Purchased NOX | MTons | 0 | 0 | 0 | 0 | 0 | 0 | 0
ME Fac. Spec. - NOx 0.20 Rate Annual v3.1, Unit 3987 and retrofits | 547 | 1818 | Rate Constraint in lbs/MMBtu | FALSE | L | Annual | Allowances Sold NOX | MTons | 0 | 0 | 0 | 0 | 0 | 0 | 0
ME Fac. Spec. - NOx 0.20 Rate Annual v3.1, Unit 3987 and retrofits | 547 | 1818 | Rate Constraint in lbs/MMBtu | FALSE | L | Annual | Allowances Banked | MTons | 0 | 0 | 0 | 0 | 0 | 0 | 0
ME Fac. Spec. - NOx 0.20 Rate Annual v3.1, Unit 3987 and retrofits | 547 | 1818 | Rate Constraint in lbs/MMBtu | FALSE | L | Annual | Allowances Withdrawn (1:1) | MTons | 0 | 0 | 0 | 0 | 0 | 0 | 0
ME Fac. Spec. - NOx 0.20 Rate Annual v3.1, Unit 3987 and retrofits | 547 | 1818 | Rate Constraint in lbs/MMBtu | FALSE | L | Annual | Allowances Withdrawn (n:1) | MTons | 0 | 0 | 0 | 0 | 0 | 0 | 0
ME Fac. Spec. - NOx 0.20 Rate Annual v3.1, Unit 3987 and retrofits | 547 | 1818 | Rate Constraint in lbs/MMBtu | FALSE | L | Annual | Net Emissions Allowance Position | MTons | 0.010687 | 0 | 0 | 0 | 0 | 0 | 0
ME Fac. Spec. - NOx 0.20 Rate Annual v3.1, Unit 3987 and retrofits | 547 | 1818 | Rate Constraint in lbs/MMBtu | FALSE | L | Annual | Fuel Consumed | TBtu | 0.1425 | 0 | 0 | 0 | 0 | 0 | 0
ME Fac. Spec. - NOx 0.20 Rate Annual v3.1, Unit 3987 and retrofits | 547 | 1818 | Rate Constraint in lbs/MMBtu | FALSE | L | Annual | Rate | lb/MMBtu | 0.15 | 0 | 0 | 0 | 0 | 0 | 0
ME Fac. Spec. - NOx 0.20 Rate Annual v3.1, Unit 3987 and retrofits | 547 | 1818 | Rate Constraint in lbs/MMBtu | FALSE | L | Annual | Generation | TWh | 0.010848 | 0 | 0 | 0 | 0 | 0 | 0
ME Fac. Spec. - NOx 0.20 Rate Annual v3.1, Unit 3987 and retrofits | 547 | 1818 | Rate Constraint in lbs/MMBtu | FALSE | L | Annual | Qualifying Generation | TWh | 0.010848 | 0 | 0 | 0 | 0 | 0 | 0
ME Fac. Spec. - NOx 0.20 Rate Annual v3.1, Unit 3987 and retrofits | 547 | 1818 | Rate Constraint in lbs/MMBtu | FALSE | L | Annual | Rate | lb/MWh | 0.9852 | 0 | 0 | 0 | 0 | 0 | 0
ME Fac. Spec. - NOx 0.20 Rate Annual v3.1, Unit 3987 and retrofits | 547 | 1818 | Rate Constraint in lbs/MMBtu | FALSE | L | Annual | Constraint Shadow Price | US$/Ton | 0 | 0 | 0 | 0 | 0 | 0 | 0
ME Fac. Spec. - NOx 0.20 Rate Annual v3.1, Unit 3988 and retrofits | 548 | 1818 | Rate Constraint in lbs/MMBtu | FALSE | L | Annual | Seasons Included | Seasons | Winter, Summer | Winter, Summer | Winter, Summer | Winter, Summer | Winter, Summer | Winter, Summer | Winter, Summer
ME Fac. Spec. - NOx 0.20 Rate Annual v3.1, Unit 3988 and retrofits | 548 | 1818 | Rate Constraint in lbs/MMBtu | FALSE | L | Annual | Standard | lb/MMBtu | 0.2 | 0.2 | 0.2 | 0.2 | 0.2 | 0.2 | 0.2
ME Fac. Spec. - NOx 0.20 Rate Annual v3.1, Unit 3988 and retrofits | 548 | 1818 | Rate Constraint in lbs/MMBtu | FALSE | L | Annual | Emissions at Affected Plants NOX | MTons | 0.011588 | 0 | 0 | 0 | 0 | 0 | 0
ME Fac. Spec. - NOx 0.20 Rate Annual v3.1, Unit 3988 and retrofits | 548 | 1818 | Rate Constraint in lbs/MMBtu | FALSE | L | Annual | Allowances Purchased NOX | MTons | 0 | 0 | 0 | 0 | 0 | 0 | 0
ME Fac. Spec. - NOx 0.20 Rate Annual v3.1, Unit 3988 and retrofits | 548 | 1818 | Rate Constraint in lbs/MMBtu | FALSE | L | Annual | Allowances Sold NOX | MTons | 0 | 0 | 0 | 0 | 0 | 0 | 0
ME Fac. Spec. - NOx 0.20 Rate Annual v3.1, Unit 3988 and retrofits | 548 | 1818 | Rate Constraint in lbs/MMBtu | FALSE | L | Annual | Allowances Banked | MTons | 0 | 0 | 0 | 0 | 0 | 0 | 0
ME Fac. Spec. - NOx 0.20 Rate Annual v3.1, Unit 3988 and retrofits | 548 | 1818 | Rate Constraint in lbs/MMBtu | FALSE | L | Annual | Allowances Withdrawn (1:1) | MTons | 0 | 0 | 0 | 0 | 0 | 0 | 0
ME Fac. Spec. - NOx 0.20 Rate Annual v3.1, Unit 3988 and retrofits | 548 | 1818 | Rate Constraint in lbs/MMBtu | FALSE | L | Annual | Allowances Withdrawn (n:1) | MTons | 0 | 0 | 0 | 0 | 0 | 0 | 0
ME Fac. Spec. - NOx 0.20 Rate Annual v3.1, Unit 3988 and retrofits | 548 | 1818 | Rate Constraint in lbs/MMBtu | FALSE | L | Annual | Net Emissions Allowance Position | MTons | 0.011588 | 0 | 0 | 0 | 0 | 0 | 0
ME Fac. Spec. - NOx 0.20 Rate Annual v3.1, Unit 3988 and retrofits | 548 | 1818 | Rate Constraint in lbs/MMBtu | FALSE | L | Annual | Fuel Consumed | TBtu | 0.11588 | 0 | 0 | 0 | 0 | 0 | 0
ME Fac. Spec. - NOx 0.20 Rate Annual v3.1, Unit 3988 and retrofits | 548 | 1818 | Rate Constraint in lbs/MMBtu | FALSE | L | Annual | Rate | lb/MMBtu | 0.2 | 0 | 0 | 0 | 0 | 0 | 0
ME Fac. Spec. - NOx 0.20 Rate Annual v3.1, Unit 3988 and retrofits | 548 | 1818 | Rate Constraint in lbs/MMBtu | FALSE | L | Annual | Generation | TWh | 0.0079918 | 0 | 0 | 0 | 0 | 0 | 0
ME Fac. Spec. - NOx 0.20 Rate Annual v3.1, Unit 3988 and retrofits | 548 | 1818 | Rate Constraint in lbs/MMBtu | FALSE | L | Annual | Qualifying Generation | TWh | 0.0079918 | 0 | 0 | 0 | 0 | 0 | 0
ME Fac. Spec. - NOx 0.20 Rate Annual v3.1, Unit 3988 and retrofits | 548 | 1818 | Rate Constraint in lbs/MMBtu | FALSE | L | Annual | Rate | lb/MWh | 1.45 | 0 | 0 | 0 | 0 | 0 | 0
ME Fac. Spec. - NOx 0.20 Rate Annual v3.1, Unit 3988 and retrofits | 548 | 1818 | Rate Constraint in lbs/MMBtu | FALSE | L | Annual | Constraint Shadow Price | US$/Ton | 117768.8452 | 0 | 0 | 0 | 0 | 0 | 0
ME Fac. Spec. - NOX 0.22 Rate Annual v3.1, Unit 3988 and retrofits | 549 | 1799 | Rate Constraint in lbs/MMBtu | FALSE | L | Annual | Seasons Included | Seasons | Winter, Summer | Winter, Summer | Winter, Summer | Winter, Summer | Winter, Summer | Winter, Summer | Winter, Summer
ME Fac. Spec. - NOX 0.22 Rate Annual v3.1, Unit 3988 and retrofits | 549 | 1799 | Rate Constraint in lbs/MMBtu | FALSE | L | Annual | Standard | lb/MMBtu | 0.22 | 0.22 | 0.22 | 0.22 | 0.22 | 0.22 | 0.22
ME Fac. Spec. - NOX 0.22 Rate Annual v3.1, Unit 3988 and retrofits | 549 | 1799 | Rate Constraint in lbs/MMBtu | FALSE | L | Annual | Emissions at Affected Plants NOX | MTons | 0.011588 | 0 | 0 | 0 | 0 | 0 | 0
ME Fac. Spec. - NOX 0.22 Rate Annual v3.1, Unit 3988 and retrofits | 549 | 1799 | Rate Constraint in lbs/MMBtu | FALSE | L | Annual | Allowances Purchased NOX | MTons | 0 | 0 | 0 | 0 | 0 | 0 | 0
ME Fac. Spec. - NOX 0.22 Rate Annual v3.1, Unit 3988 and retrofits | 549 | 1799 | Rate Constraint in lbs/MMBtu | FALSE | L | Annual | Allowances Sold NOX | MTons | 0 | 0 | 0 | 0 | 0 | 0 | 0
ME Fac. Spec. - NOX 0.22 Rate Annual v3.1, Unit 3988 and retrofits | 549 | 1799 | Rate Constraint in lbs/MMBtu | FALSE | L | Annual | Allowances Banked | MTons | 0 | 0 | 0 | 0 | 0 | 0 | 0
ME Fac. Spec. - NOX 0.22 Rate Annual v3.1, Unit 3988 and retrofits | 549 | 1799 | Rate Constraint in lbs/MMBtu | FALSE | L | Annual | Allowances Withdrawn (1:1) | MTons | 0 | 0 | 0 | 0 | 0 | 0 | 0
ME Fac. Spec. - NOX 0.22 Rate Annual v3.1, Unit 3988 and retrofits | 549 | 1799 | Rate Constraint in lbs/MMBtu | FALSE | L | Annual | Allowances Withdrawn (n:1) | MTons | 0 | 0 | 0 | 0 | 0 | 0 | 0
ME Fac. Spec. - NOX 0.22 Rate Annual v3.1, Unit 3988 and retrofits | 549 | 1799 | Rate Constraint in lbs/MMBtu | FALSE | L | Annual | Net Emissions Allowance Position | MTons | 0.011588 | 0 | 0 | 0 | 0 | 0 | 0
ME Fac. Spec. - NOX 0.22 Rate Annual v3.1, Unit 3988 and retrofits | 549 | 1799 | Rate Constraint in lbs/MMBtu | FALSE | L | Annual | Fuel Consumed | TBtu | 0.11588 | 0 | 0 | 0 | 0 | 0 | 0
ME Fac. Spec. - NOX 0.22 Rate Annual v3.1, Unit 3988 and retrofits | 549 | 1799 | Rate Constraint in lbs/MMBtu | FALSE | L | Annual | Rate | lb/MMBtu | 0.2 | 0 | 0 | 0 | 0 | 0 | 0
ME Fac. Spec. - NOX 0.22 Rate Annual v3.1, Unit 3988 and retrofits | 549 | 1799 | Rate Constraint in lbs/MMBtu | FALSE | L | Annual | Generation | TWh | 0.0079918 | 0 | 0 | 0 | 0 | 0 | 0
ME Fac. Spec. - NOX 0.22 Rate Annual v3.1, Unit 3988 and retrofits | 549 | 1799 | Rate Constraint in lbs/MMBtu | FALSE | L | Annual | Qualifying Generation | TWh | 0.0079918 | 0 | 0 | 0 | 0 | 0 | 0
ME Fac. Spec. - NOX 0.22 Rate Annual v3.1, Unit 3988 and retrofits | 549 | 1799 | Rate Constraint in lbs/MMBtu | FALSE | L | Annual | Rate | lb/MWh | 1.45 | 0 | 0 | 0 | 0 | 0 | 0
ME Fac. Spec. - NOX 0.22 Rate Annual v3.1, Unit 3988 and retrofits | 549 | 1799 | Rate Constraint in lbs/MMBtu | FALSE | L | Annual | Constraint Shadow Price | US$/Ton | 0 | 0 | 0 | 0 | 0 | 0 | 0
ME Mercury Cap Annual v3.1 | 550 | 1509 | Rate Constraint in MTons | FALSE | L | Annual | Seasons Included | Seasons | Winter, Summer | Winter, Summer | Winter, Summer | Winter, Summer | Winter, Summer | Winter, Summer | Winter, Summer
ME Mercury Cap Annual v3.1 | 550 | 1509 | Rate Constraint in MTons | FALSE | L | Annual | Standard | Lb | 26 | 26 | 26 | 26 | 26 | 26 | 26
ME Mercury Cap Annual v3.1 | 550 | 1509 | Rate Constraint in MTons | FALSE | L | Annual | Standard MER | lbs | 26 | 26 | 26 | 26 | 26 | 26 | 26
ME Mercury Cap Annual v3.1 | 550 | 1509 | Rate Constraint in MTons | FALSE | L | Annual | Emissions at Affected Plants MER | lbs | 0 | 0 | 0 | 0 | 0 | 0 | 0
ME Mercury Cap Annual v3.1 | 550 | 1509 | Rate Constraint in MTons | FALSE | L | Annual | Allowances Purchased MER | lbs | 0 | 0 | 0 | 0 | 0 | 0 | 0
ME Mercury Cap Annual v3.1 | 550 | 1509 | Rate Constraint in MTons | FALSE | L | Annual | Allowances Sold MER | lbs | 0 | 0 | 0 | 0 | 0 | 0 | 0
ME Mercury Cap Annual v3.1 | 550 | 1509 | Rate Constraint in MTons | FALSE | L | Annual | Allowances Banked | lbs | 0 | 0 | 0 | 0 | 0 | 0 | 0
ME Mercury Cap Annual v3.1 | 550 | 1509 | Rate Constraint in MTons | FALSE | L | Annual | Allowances Withdrawn (1:1) | lbs | 0 | 0 | 0 | 0 | 0 | 0 | 0
ME Mercury Cap Annual v3.1 | 550 | 1509 | Rate Constraint in MTons | FALSE | L | Annual | Allowances Withdrawn (n:1) | lbs | 0 | 0 | 0 | 0 | 0 | 0 | 0
ME Mercury Cap Annual v3.1 | 550 | 1509 | Rate Constraint in MTons | FALSE | L | Annual | Net Emissions Allowance Position | lbs | 0 | 0 | 0 | 0 | 0 | 0 | 0
ME Mercury Cap Annual v3.1 | 550 | 1509 | Rate Constraint in MTons | FALSE | L | Annual | Fuel Consumed | TBtu | 0 | 0 | 0 | 0 | 0 | 0 | 0
ME Mercury Cap Annual v3.1 | 550 | 1509 | Rate Constraint in MTons | FALSE | L | Annual | Rate | lb/MMBtu | 0 | 0 | 0 | 0 | 0 | 0 | 0
ME Mercury Cap Annual v3.1 | 550 | 1509 | Rate Constraint in MTons | FALSE | L | Annual | Generation | TWh | 0 | 0 | 0 | 0 | 0 | 0 | 0
ME Mercury Cap Annual v3.1 | 550 | 1509 | Rate Constraint in MTons | FALSE | L | Annual | Qualifying Generation | TWh | 0 | 0 | 0 | 0 | 0 | 0 | 0
ME Mercury Cap Annual v3.1 | 550 | 1509 | Rate Constraint in MTons | FALSE | L | Annual | Rate | lb/MWh | 0 | 0 | 0 | 0 | 0 | 0 | 0
ME Mercury Cap Annual v3.1 | 550 | 1509 | Rate Constraint in MTons | FALSE | L | Annual | Constraint Shadow Price | US$/Lb | 0 | 0 | 0 | 0 | 0 | 0 | 0
MI Hg Rule - MER Annual Reduction v4.10 | 551 | 2216 | MACT Fuel Choice Floor in lbs/MMBtu | FALSE | L | Annual | Seasons Included | Seasons | Winter, Summer | Winter, Summer | Winter, Summer | Winter, Summer | Winter, Summer | Winter, Summer | Winter, Summer
MI Hg Rule - MER Annual Reduction v4.10 | 551 | 2216 | MACT Fuel Choice Floor in lbs/MMBtu | FALSE | L | Annual | Emission Floor | lbs/MMBtu | 8.07e-07 | 8.07e-07 | 8.07e-07 | 8.07e-07 | 8.07e-07 | 8.07e-07 | 8.07e-07
MI Hg Rule - MER Annual Reduction v4.10 | 551 | 2216 | MACT Fuel Choice Floor in lbs/MMBtu | FALSE | L | Annual | Emissions at Affected Plants MER | lbs | 278.4068 | 269.1786 | 231.8301 | 214.3379 | 212.5157 | 229.0964 | 245.5226
MI Hg Rule - MER Annual Reduction v4.10 | 551 | 2216 | MACT Fuel Choice Floor in lbs/MMBtu | FALSE | L | Annual | Allowances Purchased MER | lbs | 0 | 0 | 0 | 0 | 0 | 0 | 0
MI Hg Rule - MER Annual Reduction v4.10 | 551 | 2216 | MACT Fuel Choice Floor in lbs/MMBtu | FALSE | L | Annual | Allowances Sold MER | lbs | 0 | 0 | 0 | 0 | 0 | 0 | 0
MI Hg Rule - MER Annual Reduction v4.10 | 551 | 2216 | MACT Fuel Choice Floor in lbs/MMBtu | FALSE | L | Annual | Allowances Banked | lbs | 0 | 0 | 0 | 0 | 0 | 0 | 0
MI Hg Rule - MER Annual Reduction v4.10 | 551 | 2216 | MACT Fuel Choice Floor in lbs/MMBtu | FALSE | L | Annual | Allowances Withdrawn (1:1) | lbs | 0 | 0 | 0 | 0 | 0 | 0 | 0
MI Hg Rule - MER Annual Reduction v4.10 | 551 | 2216 | MACT Fuel Choice Floor in lbs/MMBtu | FALSE | L | Annual | Allowances Withdrawn (n:1) | lbs | 0 | 0 | 0 | 0 | 0 | 0 | 0
MI Hg Rule - MER Annual Reduction v4.10 | 551 | 2216 | MACT Fuel Choice Floor in lbs/MMBtu | FALSE | L | Annual | Net Emissions Allowance Position | lbs | 278.4068 | 269.1786 | 231.8301 | 214.3379 | 212.5157 | 229.0964 | 245.5226
MI Hg Rule - MER Annual Reduction v4.10 | 551 | 2216 | MACT Fuel Choice Floor in lbs/MMBtu | FALSE | L | Annual | Fuel Consumed | TBtu | 618.5981 | 596.1125 | 501.1409 | 467.9544 | 470.6039 | 509.1459 | 541.1933
MI Hg Rule - MER Annual Reduction v4.10 | 551 | 2216 | MACT Fuel Choice Floor in lbs/MMBtu | FALSE | L | Annual | Rate | lb/MMBtu | 4.5006e-07 | 4.5156e-07 | 4.626e-07 | 4.5803e-07 | 4.5158e-07 | 4.4996e-07 | 4.5367e-07
MI Hg Rule - MER Annual Reduction v4.10 | 551 | 2216 | MACT Fuel Choice Floor in lbs/MMBtu | FALSE | L | Annual | Generation | TWh | 64.6721 | 62.7951 | 53.0338 | 49.6569 | 49.9273 | 53.8235 | 57.2355
MI Hg Rule - MER Annual Reduction v4.10 | 551 | 2216 | MACT Fuel Choice Floor in lbs/MMBtu | FALSE | L | Annual | Qualifying Generation | TWh | 64.6721 | 62.7951 | 53.0338 | 49.6569 | 49.9273 | 53.8235 | 57.2355
MI Hg Rule - MER Annual Reduction v4.10 | 551 | 2216 | MACT Fuel Choice Floor in lbs/MMBtu | FALSE | L | Annual | Constraint Shadow Price | US$/Lb | 0 | 0 | 0 | 0 | 0 | 0 | 0
Missouri - NOX .18 Rate Annual v3.1 | 552 | 1820 | Rate Constraint in lbs/MMBtu | FALSE | L | Annual | Seasons Included | Seasons | Winter, Summer | Winter, Summer | Winter, Summer | Winter, Summer | Winter, Summer | Winter, Summer | Winter, Summer
Missouri - NOX .18 Rate Annual v3.1 | 552 | 1820 | Rate Constraint in lbs/MMBtu | FALSE | L | Annual | Standard | lb/MMBtu | 0.18 | 0.18 | 0.18 | 0.18 | 0.18 | 0.18 | 0.18
Missouri - NOX .18 Rate Annual v3.1 | 552 | 1820 | Rate Constraint in lbs/MMBtu | FALSE | L | Annual | Emissions at Affected Plants NOX | MTons | 15.8825 | 15.9266 | 14.2697 | 14.0806 | 14.0184 | 14.3088 | 14.9624
Missouri - NOX .18 Rate Annual v3.1 | 552 | 1820 | Rate Constraint in lbs/MMBtu | FALSE | L | Annual | Allowances Purchased NOX | MTons | 0 | 0 | 0 | 0 | 0 | 0 | 0
Missouri - NOX .18 Rate Annual v3.1 | 552 | 1820 | Rate Constraint in lbs/MMBtu | FALSE | L | Annual | Allowances Sold NOX | MTons | 0 | 0 | 0 | 0 | 0 | 0 | 0
Missouri - NOX .18 Rate Annual v3.1 | 552 | 1820 | Rate Constraint in lbs/MMBtu | FALSE | L | Annual | Allowances Banked | MTons | 0 | 10.2032 | 0 | 9.0902 | 0 | 0 | 0
Missouri - NOX .18 Rate Annual v3.1 | 552 | 1820 | Rate Constraint in lbs/MMBtu | FALSE | L | Annual | Allowances Withdrawn (1:1) | MTons | 0 | 0 | -2.5508 | 0 | 0 | -3.7876 | 0
Missouri - NOX .18 Rate Annual v3.1 | 552 | 1820 | Rate Constraint in lbs/MMBtu | FALSE | L | Annual | Allowances Withdrawn (n:1) | MTons | 0 | 0 | 0 | 0 | 0 | 0 | 0
Missouri - NOX .18 Rate Annual v3.1 | 552 | 1820 | Rate Constraint in lbs/MMBtu | FALSE | L | Annual | Net Emissions Allowance Position | MTons | 15.8825 | 26.1298 | 11.7189 | 23.1708 | 14.0184 | 10.5212 | 14.9624
Missouri - NOX .18 Rate Annual v3.1 | 552 | 1820 | Rate Constraint in lbs/MMBtu | FALSE | L | Annual | Fuel Consumed | TBtu | 290.4809 | 290.3317 | 262.318 | 257.4533 | 256.6616 | 262.4613 | 274.6703
Missouri - NOX .18 Rate Annual v3.1 | 552 | 1820 | Rate Constraint in lbs/MMBtu | FALSE | L | Annual | Rate | lb/MMBtu | 0.10935 | 0.10971 | 0.1088 | 0.10938 | 0.10924 | 0.10904 | 0.10895
Missouri - NOX .18 Rate Annual v3.1 | 552 | 1820 | Rate Constraint in lbs/MMBtu | FALSE | L | Annual | Generation | TWh | 30.3473 | 30.3545 | 27.4033 | 26.9146 | 26.8208 | 27.4319 | 28.7047
Missouri - NOX .18 Rate Annual v3.1 | 552 | 1820 | Rate Constraint in lbs/MMBtu | FALSE | L | Annual | Qualifying Generation | TWh | 30.3473 | 30.3545 | 27.4033 | 26.9146 | 26.8208 | 27.4319 | 28.7047
Missouri - NOX .18 Rate Annual v3.1 | 552 | 1820 | Rate Constraint in lbs/MMBtu | FALSE | L | Annual | Rate | lb/MWh | 0.52336 | 0.52469 | 0.52073 | 0.52316 | 0.52267 | 0.52161 | 0.52125
Missouri - NOX .18 Rate Annual v3.1 | 552 | 1820 | Rate Constraint in lbs/MMBtu | FALSE | L | Annual | Constraint Shadow Price | US$/Ton | 0 | 0 | 0 | 0 | 0 | 0 | 0
Missouri - NOX .25 Rate Annual v3.1 | 553 | 1821 | Rate Constraint in lbs/MMBtu | FALSE | L | Annual | Seasons Included | Seasons | Winter, Summer | Winter, Summer | Winter, Summer | Winter, Summer | Winter, Summer | Winter, Summer | Winter, Summer
Missouri - NOX .25 Rate Annual v3.1 | 553 | 1821 | Rate Constraint in lbs/MMBtu | FALSE | L | Annual | Standard | lb/MMBtu | 0.25 | 0.25 | 0.25 | 0.25 | 0.25 | 0.25 | 0.25
Missouri - NOX .25 Rate Annual v3.1 | 553 | 1821 | Rate Constraint in lbs/MMBtu | FALSE | L | Annual | Emissions at Affected Plants NOX | MTons | 11.5981 | 11.5981 | 11.5568 | 11.8072 | 11.7865 | 11.6496 | 11.5538
Missouri - NOX .25 Rate Annual v3.1 | 553 | 1821 | Rate Constraint in lbs/MMBtu | FALSE | L | Annual | Allowances Purchased NOX | MTons | 0 | 0 | 0 | 0 | 0 | 0 | 0
Missouri - NOX .25 Rate Annual v3.1 | 553 | 1821 | Rate Constraint in lbs/MMBtu | FALSE | L | Annual | Allowances Sold NOX | MTons | 0 | 0 | 0 | 0 | 0 | 0 | 0
Missouri - NOX .25 Rate Annual v3.1 | 553 | 1821 | Rate Constraint in lbs/MMBtu | FALSE | L | Annual | Allowances Banked | MTons | 0 | 9.5132 | 0 | 12.0838 | 0 | 0 | 0
Missouri - NOX .25 Rate Annual v3.1 | 553 | 1821 | Rate Constraint in lbs/MMBtu | FALSE | L | Annual | Allowances Withdrawn (1:1) | MTons | 0 | 0 | -2.3783 | 0 | 0 | -5.0349 | 0
Missouri - NOX .25 Rate Annual v3.1 | 553 | 1821 | Rate Constraint in lbs/MMBtu | FALSE | L | Annual | Allowances Withdrawn (n:1) | MTons | 0 | 0 | 0 | 0 | 0 | 0 | 0
Missouri - NOX .25 Rate Annual v3.1 | 553 | 1821 | Rate Constraint in lbs/MMBtu | FALSE | L | Annual | Net Emissions Allowance Position | MTons | 11.5981 | 21.1114 | 9.1784 | 23.891 | 11.7865 | 6.6146 | 11.5538
Missouri - NOX .25 Rate Annual v3.1 | 553 | 1821 | Rate Constraint in lbs/MMBtu | FALSE | L | Annual | Fuel Consumed | TBtu | 168.8527 | 168.8527 | 188.3571 | 191.09 | 190.4669 | 189.1769 | 188.3003
Missouri - NOX .25 Rate Annual v3.1 | 553 | 1821 | Rate Constraint in lbs/MMBtu | FALSE | L | Annual | Rate | lb/MMBtu | 0.13738 | 0.13738 | 0.12271 | 0.12358 | 0.12376 | 0.12316 | 0.12272
Missouri - NOX .25 Rate Annual v3.1 | 553 | 1821 | Rate Constraint in lbs/MMBtu | FALSE | L | Annual | Generation | TWh | 18.1933 | 18.1933 | 20.7928 | 21.074 | 21.0149 | 20.8813 | 20.788
Missouri - NOX .25 Rate Annual v3.1 | 553 | 1821 | Rate Constraint in lbs/MMBtu | FALSE | L | Annual | Qualifying Generation | TWh | 18.1933 | 18.1933 | 20.7928 | 21.074 | 21.0149 | 20.8813 | 20.788
Missouri - NOX .25 Rate Annual v3.1 | 553 | 1821 | Rate Constraint in lbs/MMBtu | FALSE | L | Annual | Rate | lb/MWh | 0.63749 | 0.63749 | 0.55581 | 0.56027 | 0.56086 | 0.55789 | 0.55579
Missouri - NOX .25 Rate Annual v3.1 | 553 | 1821 | Rate Constraint in lbs/MMBtu | FALSE | L | Annual | Constraint Shadow Price | US$/Ton | 0 | 0 | 0 | 0 | 0 | 0 | 0
Missouri - NOX .35 Rate Annual v3.1 | 554 | 1822 | Rate Constraint in lbs/MMBtu | FALSE | L | Annual | Seasons Included | Seasons | Winter, Summer | Winter, Summer | Winter, Summer | Winter, Summer | Winter, Summer | Winter, Summer | Winter, Summer
Missouri - NOX .35 Rate Annual v3.1 | 554 | 1822 | Rate Constraint in lbs/MMBtu | FALSE | L | Annual | Standard | lb/MMBtu | 0.35 | 0.35 | 0.35 | 0.35 | 0.35 | 0.35 | 0.35
Missouri - NOX .35 Rate Annual v3.1 | 554 | 1822 | Rate Constraint in lbs/MMBtu | FALSE | L | Annual | Emissions at Affected Plants NOX | MTons | 15.956 | 15.9716 | 14.9339 | 15.7658 | 15.9145 | 15.3167 | 14.719
Missouri - NOX .35 Rate Annual v3.1 | 554 | 1822 | Rate Constraint in lbs/MMBtu | FALSE | L | Annual | Allowances Purchased NOX | MTons | 0 | 0 | 0 | 0 | 0 | 0 | 0
Missouri - NOX .35 Rate Annual v3.1 | 554 | 1822 | Rate Constraint in lbs/MMBtu | FALSE | L | Annual | Allowances Sold NOX | MTons | 0 | 0 | 0 | 0 | 0 | 0 | 0
Missouri - NOX .35 Rate Annual v3.1 | 554 | 1822 | Rate Constraint in lbs/MMBtu | FALSE | L | Annual | Allowances Banked | MTons | 0 | 0 | 0 | 48.564 | 0 | 0 | 0
Missouri - NOX .35 Rate Annual v3.1 | 554 | 1822 | Rate Constraint in lbs/MMBtu | FALSE | L | Annual | Allowances Withdrawn (1:1) | MTons | 0 | 0 | 0 | 0 | 0 | -20.235 | 0
Missouri - NOX .35 Rate Annual v3.1 | 554 | 1822 | Rate Constraint in lbs/MMBtu | FALSE | L | Annual | Allowances Withdrawn (n:1) | MTons | 0 | 0 | 0 | 0 | 0 | 0 | 0
Missouri - NOX .35 Rate Annual v3.1 | 554 | 1822 | Rate Constraint in lbs/MMBtu | FALSE | L | Annual | Net Emissions Allowance Position | MTons | 15.956 | 15.9716 | 14.9339 | 64.3298 | 15.9145 | -4.9183 | 14.719
Missouri - NOX .35 Rate Annual v3.1 | 554 | 1822 | Rate Constraint in lbs/MMBtu | FALSE | L | Annual | Fuel Consumed | TBtu | 313.6183 | 315.4938 | 351.3345 | 367.5988 | 368.1466 | 359.2454 | 342.0934
Missouri - NOX .35 Rate Annual v3.1 | 554 | 1822 | Rate Constraint in lbs/MMBtu | FALSE | L | Annual | Rate | lb/MMBtu | 0.10175 | 0.10125 | 0.085013 | 0.085777 | 0.086457 | 0.085271 | 0.086052
Missouri - NOX .35 Rate Annual v3.1 | 554 | 1822 | Rate Constraint in lbs/MMBtu | FALSE | L | Annual | Generation | TWh | 32.3828 | 32.6336 | 37.998 | 39.5433 | 39.6054 | 38.7447 | 36.8671
Missouri - NOX .35 Rate Annual v3.1 | 554 | 1822 | Rate Constraint in lbs/MMBtu | FALSE | L | Annual | Qualifying Generation | TWh | 32.3828 | 32.6336 | 37.998 | 39.5433 | 39.6054 | 38.7447 | 36.8671
Missouri - NOX .35 Rate Annual v3.1 | 554 | 1822 | Rate Constraint in lbs/MMBtu | FALSE | L | Annual | Rate | lb/MWh | 0.49273 | 0.48942 | 0.39302 | 0.3987 | 0.40183 | 0.39532 | 0.39924
Missouri - NOX .35 Rate Annual v3.1 | 554 | 1822 | Rate Constraint in lbs/MMBtu | FALSE | L | Annual | Constraint Shadow Price | US$/Ton | 0 | 0 | 0 | 0 | 0 | 0 | 0
MN Hg Emis Red Act - MER Removal Annual v3.1 | 555 | 1511 | MACT Fuel Choice Floor in lbs/MMBtu | FALSE | L | Annual | Seasons Included | Seasons | Winter, Summer | Winter, Summer | Winter, Summer | Winter, Summer | Winter, Summer | Winter, Summer | Winter, Summer
MN Hg Emis Red Act - MER Removal Annual v3.1 | 555 | 1511 | MACT Fuel Choice Floor in lbs/MMBtu | FALSE | L | Annual | Emission Floor | lbs/MMBtu | 0 | 0 | 0 | 0 | 0 | 0 | 0
MN Hg Emis Red Act - MER Removal Annual v3.1 | 555 | 1511 | MACT Fuel Choice Floor in lbs/MMBtu | FALSE | L | Annual | Emissions at Affected Plants MER | lbs | 129.6406 | 117.296 | 76.8324 | 81.7669 | 79.4096 | 78.6494 | 89.1292
MN Hg Emis Red Act - MER Removal Annual v3.1 | 555 | 1511 | MACT Fuel Choice Floor in lbs/MMBtu | FALSE | L | Annual | Allowances Purchased MER | lbs | 0 | 0 | 0 | 0 | 0 | 0 | 0
MN Hg Emis Red Act - MER Removal Annual v3.1 | 555 | 1511 | MACT Fuel Choice Floor in lbs/MMBtu | FALSE | L | Annual | Allowances Sold MER | lbs | 0 | 0 | 0 | 0 | 0 | 0 | 0
MN Hg Emis Red Act - MER Removal Annual v3.1 | 555 | 1511 | MACT Fuel Choice Floor in lbs/MMBtu | FALSE | L | Annual | Allowances Banked | lbs | 0 | 0 | 0 | 0 | 0 | 0 | 0
MN Hg Emis Red Act - MER Removal Annual v3.1 | 555 | 1511 | MACT Fuel Choice Floor in lbs/MMBtu | FALSE | L | Annual | Allowances Withdrawn (1:1) | lbs | 0 | 0 | 0 | 0 | 0 | 0 | 0
MN Hg Emis Red Act - MER Removal Annual v3.1 | 555 | 1511 | MACT Fuel Choice Floor in lbs/MMBtu | FALSE | L | Annual | Allowances Withdrawn (n:1) | lbs | 0 | 0 | 0 | 0 | 0 | 0 | 0
MN Hg Emis Red Act - MER Removal Annual v3.1 | 555 | 1511 | MACT Fuel Choice Floor in lbs/MMBtu | FALSE | L | Annual | Net Emissions Allowance Position | lbs | 129.6406 | 117.296 | 76.8324 | 81.7669 | 79.4096 | 78.6494 | 89.1292
MN Hg Emis Red Act - MER Removal Annual v3.1 | 555 | 1511 | MACT Fuel Choice Floor in lbs/MMBtu | FALSE | L | Annual | Fuel Consumed | TBtu | 256.4615 | 255.5972 | 171.2663 | 182.7437 | 177.1841 | 174.7968 | 199.5134
MN Hg Emis Red Act - MER Removal Annual v3.1 | 555 | 1511 | MACT Fuel Choice Floor in lbs/MMBtu | FALSE | L | Annual | Rate | lb/MMBtu | 5.055e-07 | 4.5891e-07 | 4.4861e-07 | 4.4744e-07 | 4.4818e-07 | 4.4995e-07 | 4.4673e-07
MN Hg Emis Red Act - MER Removal Annual v3.1 | 555 | 1511 | MACT Fuel Choice Floor in lbs/MMBtu | FALSE | L | Annual | Generation | TWh | 25.7816 | 25.7816 | 17.5834 | 18.7235 | 18.182 | 17.9633 | 20.4352
MN Hg Emis Red Act - MER Removal Annual v3.1 | 555 | 1511 | MACT Fuel Choice Floor in lbs/MMBtu | FALSE | L | Annual | Qualifying Generation | TWh | 25.7816 | 25.7816 | 17.5834 | 18.7235 | 18.182 | 17.9633 | 20.4352
MN Hg Emis Red Act - MER Removal Annual v3.1 | 555 | 1511 | MACT Fuel Choice Floor in lbs/MMBtu | FALSE | L | Annual | Constraint Shadow Price | US$/Lb | 0 | 0 | 0 | 0 | 0 | 0 | 0
MN Reg Silver Lake 4 - NOX Rate Annual v3.1, Unit 3606 and retrofits | 556 | 1824 | Rate Constraint in lbs/MMBtu | FALSE | L | Annual | Seasons Included | Seasons | Winter, Summer | Winter, Summer | Winter, Summer | Winter, Summer | Winter, Summer | Winter, Summer | Winter, Summer
MN Reg Silver Lake 4 - NOX Rate Annual v3.1, Unit 3606 and retrofits | 556 | 1824 | Rate Constraint in lbs/MMBtu | FALSE | L | Annual | Standard | lb/MMBtu | 0.15 | 0.15 | 0.15 | 0.15 | 0.15 | 0.15 | 0.15
MN Reg Silver Lake 4 - NOX Rate Annual v3.1, Unit 3606 and retrofits | 556 | 1824 | Rate Constraint in lbs/MMBtu | FALSE | L | Annual | Emissions at Affected Plants NOX | MTons | 0 | 0 | 0 | 0 | 0 | 0 | 0
MN Reg Silver Lake 4 - NOX Rate Annual v3.1, Unit 3606 and retrofits | 556 | 1824 | Rate Constraint in lbs/MMBtu | FALSE | L | Annual | Allowances Purchased NOX | MTons | 0 | 0 | 0 | 0 | 0 | 0 | 0
MN Reg Silver Lake 4 - NOX Rate Annual v3.1, Unit 3606 and retrofits | 556 | 1824 | Rate Constraint in lbs/MMBtu | FALSE | L | Annual | Allowances Sold NOX | MTons | 0 | 0 | 0 | 0 | 0 | 0 | 0
MN Reg Silver Lake 4 - NOX Rate Annual v3.1, Unit 3606 and retrofits | 556 | 1824 | Rate Constraint in lbs/MMBtu | FALSE | L | Annual | Allowances Banked | MTons | 0 | 0 | 0 | 0 | 0 | 0 | 0
MN Reg Silver Lake 4 - NOX Rate Annual v3.1, Unit 3606 and retrofits | 556 | 1824 | Rate Constraint in lbs/MMBtu | FALSE | L | Annual | Allowances Withdrawn (1:1) | MTons | 0 | 0 | 0 | 0 | 0 | 0 | 0
MN Reg Silver Lake 4 - NOX Rate Annual v3.1, Unit 3606 and retrofits | 556 | 1824 | Rate Constraint in lbs/MMBtu | FALSE | L | Annual | Allowances Withdrawn (n:1) | MTons | 0 | 0 | 0 | 0 | 0 | 0 | 0
MN Reg Silver Lake 4 - NOX Rate Annual v3.1, Unit 3606 and retrofits | 556 | 1824 | Rate Constraint in lbs/MMBtu | FALSE | L | Annual | Net Emissions Allowance Position | MTons | 0 | 0 | 0 | 0 | 0 | 0 | 0
MN Reg Silver Lake 4 - NOX Rate Annual v3.1, Unit 3606 and retrofits | 556 | 1824 | Rate Constraint in lbs/MMBtu | FALSE | L | Annual | Fuel Consumed | TBtu | 0 | 0 | 0 | 0 | 0 | 0 | 0
MN Reg Silver Lake 4 - NOX Rate Annual v3.1, Unit 3606 and retrofits | 556 | 1824 | Rate Constraint in lbs/MMBtu | FALSE | L | Annual | Rate | lb/MMBtu | 0 | 0 | 0 | 0 | 0 | 0 | 0
MN Reg Silver Lake 4 - NOX Rate Annual v3.1, Unit 3606 and retrofits | 556 | 1824 | Rate Constraint in lbs/MMBtu | FALSE | L | Annual | Generation | TWh | 0 | 0 | 0 | 0 | 0 | 0 | 0
MN Reg Silver Lake 4 - NOX Rate Annual v3.1, Unit 3606 and retrofits | 556 | 1824 | Rate Constraint in lbs/MMBtu | FALSE | L | Annual | Qualifying Generation | TWh | 0 | 0 | 0 | 0 | 0 | 0 | 0
MN Reg Silver Lake 4 - NOX Rate Annual v3.1, Unit 3606 and retrofits | 556 | 1824 | Rate Constraint in lbs/MMBtu | FALSE | L | Annual | Rate | lb/MWh | 0 | 0 | 0 | 0 | 0 | 0 | 0
MN Reg Silver Lake 4 - NOX Rate Annual v3.1, Unit 3606 and retrofits | 556 | 1824 | Rate Constraint in lbs/MMBtu | FALSE | L | Annual | Constraint Shadow Price | US$/Ton | 15560.299 | 29214.169 | 0 | 0 | 0 | 0 | 0
MT Hg Rate Lignite Annual v3.1 | 557 | 1517 | Rate Constraint in lbs/MMBtu | FALSE | L | Annual | Seasons Included | Seasons | Winter, Summer | Winter, Summer | Winter, Summer | Winter, Summer | Winter, Summer | Winter, Summer | Winter, Summer
MT Hg Rate Lignite Annual v3.1 | 557 | 1517 | Rate Constraint in lbs/MMBtu | FALSE | L | Annual | Standard | lb/MMBtu | 1.5e-06 | 1.5e-06 | 1.5e-06 | 1.5e-06 | 1.5e-06 | 1.5e-06 | 1.5e-06
MT Hg Rate Lignite Annual v3.1 | 557 | 1517 | Rate Constraint in lbs/MMBtu | FALSE | L | Annual | Emissions at Affected Plants MER | lbs | 4.9168 | 4.9168 | 4.9136 | 4.9136 | 5.1971 | 5.1971 | 5.1971
MT Hg Rate Lignite Annual v3.1 | 557 | 1517 | Rate Constraint in lbs/MMBtu | FALSE | L | Annual | Allowances Purchased MER | lbs | 0 | 0 | 0 | 0 | 0 | 0 | 0
MT Hg Rate Lignite Annual v3.1 | 557 | 1517 | Rate Constraint in lbs/MMBtu | FALSE | L | Annual | Allowances Sold MER | lbs | 0 | 0 | 0 | 0 | 0 | 0 | 0
MT Hg Rate Lignite Annual v3.1 | 557 | 1517 | Rate Constraint in lbs/MMBtu | FALSE | L | Annual | Allowances Banked | lbs | 0 | 0 | 0 | 0 | 1.6833 | 1.6835 | 0
MT Hg Rate Lignite Annual v3.1 | 557 | 1517 | Rate Constraint in lbs/MMBtu | FALSE | L | Annual | Allowances Withdrawn (1:1) | lbs | 0 | 0 | 0 | 0 | 0 | 0 | 0
MT Hg Rate Lignite Annual v3.1 | 557 | 1517 | Rate Constraint in lbs/MMBtu | FALSE | L | Annual | Allowances Withdrawn (n:1) | lbs | 0 | 0 | 0 | 0 | 0 | 0 | 0
MT Hg Rate Lignite Annual v3.1 | 557 | 1517 | Rate Constraint in lbs/MMBtu | FALSE | L | Annual | Net Emissions Allowance Position | lbs | 4.9168 | 4.9168 | 4.9136 | 4.9136 | 6.8804 | 6.8806 | 5.1971
MT Hg Rate Lignite Annual v3.1 | 557 | 1517 | Rate Constraint in lbs/MMBtu | FALSE | L | Annual | Fuel Consumed | TBtu | 4.3396 | 4.3396 | 4.3368 | 4.3368 | 4.587 | 4.587 | 4.587
MT Hg Rate Lignite Annual v3.1 | 557 | 1517 | Rate Constraint in lbs/MMBtu | FALSE | L | Annual | Rate | lb/MMBtu | 1.133e-06 | 1.133e-06 | 1.133e-06 | 1.133e-06 | 1.133e-06 | 1.133e-06 | 1.133e-06
MT Hg Rate Lignite Annual v3.1 | 557 | 1517 | Rate Constraint in lbs/MMBtu | FALSE | L | Annual | Generation | TWh | 0.36191 | 0.36191 | 0.36168 | 0.36168 | 0.38254 | 0.38254 | 0.38254
MT Hg Rate Lignite Annual v3.1 | 557 | 1517 | Rate Constraint in lbs/MMBtu | FALSE | L | Annual | Qualifying Generation | TWh | 0.36191 | 0.36191 | 0.36168 | 0.36168 | 0.38254 | 0.38254 | 0.38254
MT Hg Rate Lignite Annual v3.1 | 557 | 1517 | Rate Constraint in lbs/MMBtu | FALSE | L | Annual | Rate | lb/MWh | 13.5857 | 13.5857 | 13.5857 | 13.5857 | 13.5857 | 13.5857 | 13.5857
MT Hg Rate Lignite Annual v3.1 | 557 | 1517 | Rate Constraint in lbs/MMBtu | FALSE | L | Annual | Constraint Shadow Price | US$/Lb | 0 | 0 | 0 | 0 | 0 | 0 | 0
MT Hg Rate Non Lignite Annual v3.1 | 558 | 1518 | Rate Constraint in lbs/MMBtu | FALSE | L | Annual | Seasons Included | Seasons | Winter, Summer | Winter, Summer | Winter, Summer | Winter, Summer | Winter, Summer | Winter, Summer | Winter, Summer
MT Hg Rate Non Lignite Annual v3.1 | 558 | 1518 | Rate Constraint in lbs/MMBtu | FALSE | L | Annual | Standard | lb/MMBtu | 9e-07 | 9e-07 | 9e-07 | 9e-07 | 9e-07 | 9e-07 | 9e-07
MT Hg Rate Non Lignite Annual v3.1 | 558 | 1518 | Rate Constraint in lbs/MMBtu | FALSE | L | Annual | Emissions at Affected Plants MER | lbs | 82.5869 | 80.1657 | 80.5139 | 80.5139 | 80.5139 | 80.5139 | 80.5139
MT Hg Rate Non Lignite Annual v3.1 | 558 | 1518 | Rate Constraint in lbs/MMBtu | FALSE | L | Annual | Allowances Purchased MER | lbs | 0 | 0 | 0 | 0 | 0 | 0 | 0
MT Hg Rate Non Lignite Annual v3.1 | 558 | 1518 | Rate Constraint in lbs/MMBtu | FALSE | L | Annual | Allowances Sold MER | lbs | 0 | 0 | 0 | 0 | 0 | 0 | 0
MT Hg Rate Non Lignite Annual v3.1 | 558 | 1518 | Rate Constraint in lbs/MMBtu | FALSE | L | Annual | Allowances Banked | lbs | 0 | 80.33 | 0 | 79.9808 | 0 | 0 | 0
MT Hg Rate Non Lignite Annual v3.1 | 558 | 1518 | Rate Constraint in lbs/MMBtu | FALSE | L | Annual | Allowances Withdrawn (1:1) | lbs | 0 | 0 | -20.0825 | 0 | 0 | -33.3253 | 0
MT Hg Rate Non Lignite Annual v3.1 | 558 | 1518 | Rate Constraint in lbs/MMBtu | FALSE | L | Annual | Allowances Withdrawn (n:1) | lbs | 0 | 0 | 0 | 0 | 0 | 0 | 0
MT Hg Rate Non Lignite Annual v3.1 | 558 | 1518 | Rate Constraint in lbs/MMBtu | FALSE | L | Annual | Net Emissions Allowance Position | lbs | 82.5869 | 160.4957 | 60.4314 | 160.4947 | 80.5139 | 47.1885 | 80.5139
MT Hg Rate Non Lignite Annual v3.1 | 558 | 1518 | Rate Constraint in lbs/MMBtu | FALSE | L | Annual | Fuel Consumed | TBtu | 183.4725 | 178.3276 | 178.3276 | 178.3276 | 178.3276 | 178.3276 | 178.3276
MT Hg Rate Non Lignite Annual v3.1 | 558 | 1518 | Rate Constraint in lbs/MMBtu | FALSE | L | Annual | Rate | lb/MMBtu | 4.5013e-07 | 4.4954e-07 | 4.5149e-07 | 4.5149e-07 | 4.5149e-07 | 4.5149e-07 | 4.5149e-07
MT Hg Rate Non Lignite Annual v3.1 | 558 | 1518 | Rate Constraint in lbs/MMBtu | FALSE | L | Annual | Generation | TWh | 16.9278 | 17.264 | 17.264 | 17.264 | 17.264 | 17.264 | 17.264
MT Hg Rate Non Lignite Annual v3.1 | 558 | 1518 | Rate Constraint in lbs/MMBtu | FALSE | L | Annual | Qualifying Generation | TWh | 16.9278 | 17.264 | 17.264 | 17.264 | 17.264 | 17.264 | 17.264
MT Hg Rate Non Lignite Annual v3.1 | 558 | 1518 | Rate Constraint in lbs/MMBtu | FALSE | L | Annual | Rate | lb/MWh | 4.8788 | 4.6435 | 4.6637 | 4.6637 | 4.6637 | 4.6637 | 4.6637
MT Hg Rate Non Lignite Annual v3.1 | 558 | 1518 | Rate Constraint in lbs/MMBtu | FALSE | L | Annual | Constraint Shadow Price | US$/Lb | 0 | 0 | 0 | 0 | 0 | 0 | 0
New Hampshire MER Removal Annual v3.1 | 559 | 1966 | MACT Fuel Choice Floor in lbs/MMBtu | FALSE | L | Annual | Seasons Included | Seasons | Winter, Summer | Winter, Summer | Winter, Summer | Winter, Summer | Winter, Summer | Winter, Summer | Winter, Summer
New Hampshire MER Removal Annual v3.1 | 559 | 1966 | MACT Fuel Choice Floor in lbs/MMBtu | FALSE | L | Annual | Emission Floor | lbs/MMBtu | 0 | 0 | 0 | 0 | 0 | 0 | 0
New Hampshire MER Removal Annual v3.1 | 559 | 1966 | MACT Fuel Choice Floor in lbs/MMBtu | FALSE | L | Annual | Emissions at Affected Plants MER | lbs | 0 | 0 | 0 | 0 | 0 | 0 | 0
New Hampshire MER Removal Annual v3.1 | 559 | 1966 | MACT Fuel Choice Floor in lbs/MMBtu | FALSE | L | Annual | Allowances Purchased MER | lbs | 0 | 0 | 0 | 0 | 0 | 0 | 0
New Hampshire MER Removal Annual v3.1 | 559 | 1966 | MACT Fuel Choice Floor in lbs/MMBtu | FALSE | L | Annual | Allowances Sold MER | lbs | 0 | 0 | 0 | 0 | 0 | 0 | 0
New Hampshire MER Removal Annual v3.1 | 559 | 1966 | MACT Fuel Choice Floor in lbs/MMBtu | FALSE | L | Annual | Allowances Banked | lbs | 0 | 0 | 0 | 0 | 0 | 0 | 0
New Hampshire MER Removal Annual v3.1 | 559 | 1966 | MACT Fuel Choice Floor in lbs/MMBtu | FALSE | L | Annual | Allowances Withdrawn (1:1) | lbs | 0 | 0 | 0 | 0 | 0 | 0 | 0
New Hampshire MER Removal Annual v3.1 | 559 | 1966 | MACT Fuel Choice Floor in lbs/MMBtu | FALSE | L | Annual | Allowances Withdrawn (n:1) | lbs | 0 | 0 | 0 | 0 | 0 | 0 | 0
New Hampshire MER Removal Annual v3.1 | 559 | 1966 | MACT Fuel Choice Floor in lbs/MMBtu | FALSE | L | Annual | Net Emissions Allowance Position | lbs | 0 | 0 | 0 | 0 | 0 | 0 | 0
New Hampshire MER Removal Annual v3.1 | 559 | 1966 | MACT Fuel Choice Floor in lbs/MMBtu | FALSE | L | Annual | Fuel Consumed | TBtu | 0 | 0 | 0 | 0 | 0 | 0 | 0
New Hampshire MER Removal Annual v3.1 | 559 | 1966 | MACT Fuel Choice Floor in lbs/MMBtu | FALSE | L | Annual | Rate | lb/MMBtu | 0 | 0 | 0 | 0 | 0 | 0 | 0
New Hampshire MER Removal Annual v3.1 | 559 | 1966 | MACT Fuel Choice Floor in lbs/MMBtu | FALSE | L | Annual | Generation | TWh | 0 | 0 | 0 | 0 | 0 | 0 | 0
New Hampshire MER Removal Annual v3.1 | 559 | 1966 | MACT Fuel Choice Floor in lbs/MMBtu | FALSE | L | Annual | Qualifying Generation | TWh | 0 | 0 | 0 | 0 | 0 | 0 | 0
New Hampshire MER Removal Annual v3.1 | 559 | 1966 | MACT Fuel Choice Floor in lbs/MMBtu | FALSE | L | Annual | Constraint Shadow Price | US$/Lb | 0 | 0 | 0 | 0 | 0 | 0 | 0
New Hampshire 6 Unit - NOX Cap Annual v3.1 | 560 | 1830 | Rate Constraint in MTons | FALSE | L | Annual | Seasons Included | Seasons | Winter, Summer | Winter, Summer | Winter, Summer | Winter, Summer | Winter, Summer | Winter, Summer | Winter, Summer
New Hampshire 6 Unit - NOX Cap Annual v3.1 | 560 | 1830 | Rate Constraint in MTons | FALSE | L | Annual | Standard | MTons | 3.64 | 3.64 | 3.64 | 3.64 | 3.64 | 3.64 | 3.64
New Hampshire 6 Unit - NOX Cap Annual v3.1 | 560 | 1830 | Rate Constraint in MTons | FALSE | L | Annual | Standard NOX | MTons | 3.64 | 3.64 | 3.64 | 3.64 | 3.64 | 3.64 | 3.64
New Hampshire 6 Unit - NOX Cap Annual v3.1 | 560 | 1830 | Rate Constraint in MTons | FALSE | L | Annual | Emissions at Affected Plants NOX | MTons | 0.081628 | 0.049355 | 0.049355 | 0.053612 | 0.049355 | 0.068513 | 0.042975
New Hampshire 6 Unit - NOX Cap Annual v3.1 | 560 | 1830 | Rate Constraint in MTons | FALSE | L | Annual | Allowances Purchased NOX | MTons | 0 | 0 | 0 | 0 | 0 | 0 | 0
New Hampshire 6 Unit - NOX Cap Annual v3.1 | 560 | 1830 | Rate Constraint in MTons | FALSE | L | Annual | Allowances Sold NOX | MTons | 0 | 0 | 0 | 0 | 0 | 0 | 0
New Hampshire 6 Unit - NOX Cap Annual v3.1 | 560 | 1830 | Rate Constraint in MTons | FALSE | L | Annual | Allowances Banked | MTons | 1.82 | 0 | 3.5906 | 0 | 3.5906 | 0 | 0
New Hampshire 6 Unit - NOX Cap Annual v3.1 | 560 | 1830 | Rate Constraint in MTons | FALSE | L | Annual | Allowances Withdrawn (1:1) | MTons | 0 | -3.64 | 0 | -2.8725 | 0 | 0 | 0
New Hampshire 6 Unit - NOX Cap Annual v3.1 | 560 | 1830 | Rate Constraint in MTons | FALSE | L | Annual | Allowances Withdrawn (n:1) | MTons | 0 | 0 | 0 | 0 | 0 | 0 | 0
New Hampshire 6 Unit - NOX Cap Annual v3.1 | 560 | 1830 | Rate Constraint in MTons | FALSE | L | Annual | Net Emissions Allowance Position | MTons | 1.9016 | -3.5906 | 3.64 | -2.8189 | 3.64 | 0.068513 | 0.042975
New Hampshire 6 Unit - NOX Cap Annual v3.1 | 560 | 1830 | Rate Constraint in MTons | FALSE | L | Annual | Fuel Consumed | TBtu | 2.0058 | 1.4939 | 1.4939 | 1.6228 | 1.4939 | 2.0738 | 1.3008
New Hampshire 6 Unit - NOX Cap Annual v3.1 | 560 | 1830 | Rate Constraint in MTons | FALSE | L | Annual | Rate | lb/MMBtu | 0.08139 | 0.066075 | 0.066075 | 0.066075 | 0.066075 | 0.066075 | 0.066075
New Hampshire 6 Unit - NOX Cap Annual v3.1 | 560 | 1830 | Rate Constraint in MTons | FALSE | L | Annual | Generation | TWh | 0.13951 | 0.10132 | 0.10132 | 0.11006 | 0.10132 | 0.14065 | 0.088226
New Hampshire 6 Unit - NOX Cap Annual v3.1 | 560 | 1830 | Rate Constraint in MTons | FALSE | L | Annual | Qualifying Generation | TWh | 0.13951 | 0.10132 | 0.10132 | 0.11006 | 0.10132 | 0.14065 | 0.088226
New Hampshire 6 Unit - NOX Cap Annual v3.1 | 560 | 1830 | Rate Constraint in MTons | FALSE | L | Annual | Rate | lb/MWh | 0.58512 | 0.4871 | 0.4871 | 0.4871 | 0.4871 | 0.4871 | 0.4871
New Hampshire 6 Unit - NOX Cap Annual v3.1 | 560 | 1830 | Rate Constraint in MTons | FALSE | L | Annual | Constraint Shadow Price | US$/Ton | 0 | 0 | 0 | 0 | 0 | 0 | 0
New Hampshire 6 Unit - SO2 Cap Annual v3.1 | 561 | 1831 | Rate Constraint in MTons | FALSE | L | Annual | Seasons Included | Seasons | Winter, Summer | Winter, Summer | Winter, Summer | Winter, Summer | Winter, Summer | Winter, Summer | Winter, Summer
New Hampshire 6 Unit - SO2 Cap Annual v3.1 | 561 | 1831 | Rate Constraint in MTons | FALSE | L | Annual | Standard | MTons | 7.29 | 7.29 | 7.29 | 7.29 | 7.29 | 7.29 | 7.29
New Hampshire 6 Unit - SO2 Cap Annual v3.1 | 561 | 1831 | Rate Constraint in MTons | FALSE | L | Annual | Standard SO2 | MTons | 7.29 | 7.29 | 7.29 | 7.29 | 7.29 | 7.29 | 7.29
New Hampshire 6 Unit - SO2 Cap Annual v3.1 | 561 | 1831 | Rate Constraint in MTons | FALSE | L | Annual | Emissions at Affected Plants SO2 | MTons | 0.059757 | 0.059757 | 0.059757 | 0.064911 | 0.059757 | 0.082952 | 0.052032
New Hampshire 6 Unit - SO2 Cap Annual v3.1 | 561 | 1831 | Rate Constraint in MTons | FALSE | L | Annual | Allowances Purchased SO2 | MTons | 0 | 0 | 0 | 0 | 0 | 0 | 0
New Hampshire 6 Unit - SO2 Cap Annual v3.1 | 561 | 1831 | Rate Constraint in MTons | FALSE | L | Annual | Allowances Sold SO2 | MTons | 0 | 0 | 0 | 0 | 0 | 0 | 0
New Hampshire 6 Unit - SO2 Cap Annual v3.1 | 561 | 1831 | Rate Constraint in MTons | FALSE | L | Annual | Allowances Banked | MTons | 3.645 | 14.5202 | 9.1125 | 0 | 0 | 0 | 0
New Hampshire 6 Unit - SO2 Cap Annual v3.1 | 561 | 1831 | Rate Constraint in MTons | FALSE | L | Annual | Allowances Withdrawn (1:1) | MTons | 0 | -7.29 | -3.6301 | -7.29 | 0 | 0 | 0
New Hampshire 6 Unit - SO2 Cap Annual v3.1 | 561 | 1831 | Rate Constraint in MTons | FALSE | L | Annual | Allowances Withdrawn (n:1) | MTons | 0 | 0 | 0 | 0 | 0 | 0 | 0
New Hampshire 6 Unit - SO2 Cap Annual v3.1 | 561 | 1831 | Rate Constraint in MTons | FALSE | L | Annual | Net Emissions Allowance Position | MTons | 3.7048 | 7.29 | 5.5422 | -7.2251 | 0.059757 | 0.082952 | 0.052032
New Hampshire 6 Unit - SO2 Cap Annual v3.1 | 561 | 1831 | Rate Constraint in MTons | FALSE | L | Annual | Fuel Consumed | TBtu | 2.0058 | 1.4939 | 1.4939 | 1.6228 | 1.4939 | 2.0738 | 1.3008
New Hampshire 6 Unit - SO2 Cap Annual v3.1 | 561 | 1831 | Rate Constraint in MTons | FALSE | L | Annual | Rate | lb/MMBtu | 0.059583 | 0.08 | 0.08 | 0.08 | 0.08 | 0.08 | 0.08
New Hampshire 6 Unit - SO2 Cap Annual v3.1 | 561 | 1831 | Rate Constraint in MTons | FALSE | L | Annual | Generation | TWh | 0.13951 | 0.10132 | 0.10132 | 0.11006 | 0.10132 | 0.14065 | 0.088226
New Hampshire 6 Unit - SO2 Cap Annual v3.1 | 561 | 1831 | Rate Constraint in MTons | FALSE | L | Annual | Qualifying Generation | TWh | 0.13951 | 0.10132 | 0.10132 | 0.11006 | 0.10132 | 0.14065 | 0.088226
New Hampshire 6 Unit - SO2 Cap Annual v3.1 | 561 | 1831 | Rate Constraint in MTons | FALSE | L | Annual | Rate | lb/MWh | 0.42835 | 0.58976 | 0.58976 | 0.58976 | 0.58976 | 0.58976 | 0.58976
New Hampshire 6 Unit - SO2 Cap Annual v3.1 | 561 | 1831 | Rate Constraint in MTons | FALSE | L | Annual | Constraint Shadow Price | US$/Ton | 0 | 0 | 0 | 0 | 0 | 0 | 0
New Hampshire State - NOX Cap Summer v3.1 | 562 | 1832 | Rate Constraint in MTons | FALSE | L | Annual | Seasons Included | Seasons | Summer | Summer | Summer | Summer | Summer | Summer | Summer
New Hampshire State - NOX Cap Summer v3.1 | 562 | 1832 | Rate Constraint in MTons | FALSE | L | Annual | Standard | MTons | 2.9 | 2.9 | 2.9 | 2.9 | 2.9 | 2.9 | 2.9
New Hampshire State - NOX Cap Summer v3.1 | 562 | 1832 | Rate Constraint in MTons | FALSE | L | Annual | Standard NOX | MTons | 2.9 | 2.9 | 2.9 | 2.9 | 2.9 | 2.9 | 2.9
New Hampshire State - NOX Cap Summer v3.1 | 562 | 1832 | Rate Constraint in MTons | FALSE | L | Annual | Emissions at Affected Plants NOX | MTons | 0.016511 | 0.0046908 | 0.0046908 | 0.0046908 | 0.0055551 | 0.045485 | 0.05804
New Hampshire State - NOX Cap Summer v3.1 | 562 | 1832 | Rate Constraint in MTons | FALSE | L | Annual | Allowances Purchased NOX | MTons | 0 | 0 | 0 | 0 | 0 | 0 | 0
New Hampshire State - NOX Cap Summer v3.1 | 562 | 1832 | Rate Constraint in MTons | FALSE | L | Annual | Allowances Sold NOX | MTons | 0 | 0 | 0 | 0 | 0 | 0 | 0
New Hampshire State - NOX Cap Summer v3.1 | 562 | 1832 | Rate Constraint in MTons | FALSE | L | Annual | Allowances Banked | MTons | 1.45 | 0 | 2.8953 | 0 | 2.8944 | 0 | 0
New Hampshire State - NOX Cap Summer v3.1 | 562 | 1832 | Rate Constraint in MTons | FALSE | L | Annual | Allowances Withdrawn (1:1) | MTons | 0 | -2.9 | 0 | -2.3162 | 0 | 0 | 0
New Hampshire State - NOX Cap Summer v3.1 | 562 | 1832 | Rate Constraint in MTons | FALSE | L | Annual | Allowances Withdrawn (n:1) | MTons | 0 | 0 | 0 | 0 | 0 | 0 | 0
New Hampshire State - NOX Cap Summer v3.1 | 562 | 1832 | Rate Constraint in MTons | FALSE | L | Annual | Net Emissions Allowance Position | MTons | 1.4665 | -2.8953 | 2.9 | -2.3116 | 2.9 | 0.045485 | 0.05804
New Hampshire State - NOX Cap Summer v3.1 | 562 | 1832 | Rate Constraint in MTons | FALSE | L | Annual | Fuel Consumed | TBtu | 0.26426 | 0.012971 | 0.012971 | 0.012971 | 0.17011 | 8.2701 | 10.5528
New Hampshire State - NOX Cap Summer v3.1 | 562 | 1832 | Rate Constraint in MTons | FALSE | L | Annual | Rate | lb/MMBtu | 0.12496 | 0.72331 | 0.72331 | 0.72331 | 0.065312 | 0.011 | 0.011
New Hampshire State - NOX Cap Summer v3.1 | 562 | 1832 | Rate Constraint in MTons | FALSE | L | Annual | Generation | TWh | 0.019783 | 0.0007975 | 0.0007975 | 0.0007975 | 0.025236 | 1.286 | 1.641
New Hampshire State - NOX Cap Summer v3.1 | 562 | 1832 | Rate Constraint in MTons | FALSE | L | Annual | Qualifying Generation | TWh | 0.019783 | 0.0007975 | 0.0007975 | 0.0007975 | 0.025236 | 1.286 | 1.641
New Hampshire State - NOX Cap Summer v3.1 | 562 | 1832 | Rate Constraint in MTons | FALSE | L | Annual | Rate | lb/MWh | 0.83464 | 5.8819 | 5.8819 | 5.8819 | 0.22013 | 0.035369 | 0.035368
New Hampshire State - NOX Cap Summer v3.1 | 562 | 1832 | Rate Constraint in MTons | FALSE | L | Annual | Constraint Shadow Price | US$/Ton | 0 | 0 | 0 | 0 | 0 | 0 | 0
New Jersey - MER Removal Annual v3.1 | 563 | 1833 | MACT Fuel Choice Floor in lbs/MMBtu | FALSE | L | Annual | Seasons Included | Seasons | Winter, Summer | Winter, Summer | Winter, Summer | Winter, Summer | Winter, Summer | Winter, Summer | Winter, Summer
New Jersey - MER Removal Annual v3.1 | 563 | 1833 | MACT Fuel Choice Floor in lbs/MMBtu | FALSE | L | Annual | Emission Floor | lbs/MMBtu | 0 | 0 | 0 | 0 | 0 | 0 | 0
New Jersey - MER Removal Annual v3.1 | 563 | 1833 | MACT Fuel Choice Floor in lbs/MMBtu | FALSE | L | Annual | Emissions at Affected Plants MER | lbs | 18.7056 | 18.6616 | 0 | 0 | 0 | 0 | 0
New Jersey - MER Removal Annual v3.1 | 563 | 1833 | MACT Fuel Choice Floor in lbs/MMBtu | FALSE | L | Annual | Allowances Purchased MER | lbs | 0 | 0 | 0 | 0 | 0 | 0 | 0
New Jersey - MER Removal Annual v3.1 | 563 | 1833 | MACT Fuel Choice Floor in lbs/MMBtu | FALSE | L | Annual | Allowances Sold MER | lbs | 0 | 0 | 0 | 0 | 0 | 0 | 0
New Jersey - MER Removal Annual v3.1 | 563 | 1833 | MACT Fuel Choice Floor in lbs/MMBtu | FALSE | L | Annual | Allowances Banked | lbs | 0 | 0 | 0 | 0 | 0 | 0 | 0
New Jersey - MER Removal Annual v3.1 | 563 | 1833 | MACT Fuel Choice Floor in lbs/MMBtu | FALSE | L | Annual | Allowances Withdrawn (1:1) | lbs | 0 | 0 | 0 | 0 | 0 | 0 | 0
New Jersey - MER Removal Annual v3.1 | 563 | 1833 | MACT Fuel Choice Floor in lbs/MMBtu | FALSE | L | Annual | Allowances Withdrawn (n:1) | lbs | 0 | 0 | 0 | 0 | 0 | 0 | 0
New Jersey - MER Removal Annual v3.1 | 563 | 1833 | MACT Fuel Choice Floor in lbs/MMBtu | FALSE | L | Annual | Net Emissions Allowance Position | lbs | 18.7056 | 18.6616 | 0 | 0 | 0 | 0 | 0
New Jersey - MER Removal Annual v3.1 | 563 | 1833 | MACT Fuel Choice Floor in lbs/MMBtu | FALSE | L | Annual | Fuel Consumed | TBtu | 30.1635 | 29.9995 | 0 | 0 | 0 | 0 | 0
New Jersey - MER Removal Annual v3.1 | 563 | 1833 | MACT Fuel Choice Floor in lbs/MMBtu | FALSE | L | Annual | Rate | lb/MMBtu | 6.2014e-07 | 6.2206e-07 | 0 | 0 | 0 | 0 | 0
New Jersey - MER Removal Annual v3.1 | 563 | 1833 | MACT Fuel Choice Floor in lbs/MMBtu | FALSE | L | Annual | Generation | TWh | 2.8632 | 2.8474 | 0 | 0 | 0 | 0 | 0
New Jersey - MER Removal Annual v3.1 | 563 | 1833 | MACT Fuel Choice Floor in lbs/MMBtu | FALSE | L | Annual | Qualifying Generation | TWh | 2.8632 | 2.8474 | 0 | 0 | 0 | 0 | 0
New Jersey - MER Removal Annual v3.1 | 563 | 1833 | MACT Fuel Choice Floor in lbs/MMBtu | FALSE | L | Annual | Constraint Shadow Price | US$/Lb | 0 | 0 | 0 | 0 | 0 | 0 | 0
New York - NOX Cap Winter v3.1 | 564 | 1834 | Rate Constraint in MTons | FALSE | L | Annual | Seasons Included | Seasons | Winter | Winter | Winter | Winter | Winter | Winter | Winter
New York - NOX Cap Winter v3.1 | 564 | 1834 | Rate Constraint in MTons | FALSE | L | Annual | Standard | MTons | 39.91 | 39.91 | 39.91 | 39.91 | 39.91 | 39.91 | 39.91
New York - NOX Cap Winter v3.1 | 564 | 1834 | Rate Constraint in MTons | FALSE | L | Annual | Standard NOX | MTons | 39.91 | 39.91 | 39.91 | 39.91 | 39.91 | 39.91 | 39.91
New York - NOX Cap Winter v3.1 | 564 | 1834 | Rate Constraint in MTons | FALSE | L | Annual | Emissions at Affected Plants NOX | MTons | 2.8546 | 2.2644 | 2.4335 | 1.8945 | 1.5117 | 1.7442 | 1.7588
New York - NOX Cap Winter v3.1 | 564 | 1834 | Rate Constraint in MTons | FALSE | L | Annual | Allowances Purchased NOX | MTons | 0 | 0 | 0 | 0 | 0 | 0 | 0
New York - NOX Cap Winter v3.1 | 564 | 1834 | Rate Constraint in MTons | FALSE | L | Annual | Allowances Sold NOX | MTons | 0 | 0 | 0 | 0 | 0 | 0 | 0
New York - NOX Cap Winter v3.1 | 564 | 1834 | Rate Constraint in MTons | FALSE | L | Annual | Allowances Banked | MTons | 19.955 | 0 | 37.4765 | 17.9108 | 0 | 0 | 0
New York - NOX Cap Winter v3.1 | 564 | 1834 | Rate Constraint in MTons | FALSE | L | Annual | Allowances Withdrawn (1:1) | MTons | 0 | -39.91 | 0 | 0 | -39.91 | 0 | 0
New York - NOX Cap Winter v3.1 | 564 | 1834 | Rate Constraint in MTons | FALSE | L | Annual | Allowances Withdrawn (n:1) | MTons | 0 | 0 | 0 | 0 | 0 | 0 | 0
New York - NOX Cap Winter v3.1 | 564 | 1834 | Rate Constraint in MTons | FALSE | L | Annual | Net Emissions Allowance Position | MTons | 22.8096 | -37.6456 | 39.91 | 19.8052 | -38.3983 | 1.7442 | 1.7588
New York - NOX Cap Winter v3.1 | 564 | 1834 | Rate Constraint in MTons | FALSE | L | Annual | Fuel Consumed | TBtu | 203.3548 | 196.987 | 213.5674 | 183.3675 | 195.8997 | 280.4616 | 280.572
New York - NOX Cap Winter v3.1 | 564 | 1834 | Rate Constraint in MTons | FALSE | L | Annual | Rate | lb/MMBtu | 0.028075 | 0.022991 | 0.022789 | 0.020663 | 0.015433 | 0.012438 | 0.012537
New York - NOX Cap Winter v3.1 | 564 | 1834 | Rate Constraint in MTons | FALSE | L | Annual | Generation | TWh | 26.7753 | 26.1603 | 28.2032 | 24.6157 | 28.2357 | 42.1127 | 42.5094
New York - NOX Cap Winter v3.1 | 564 | 1834 | Rate Constraint in MTons | FALSE | L | Annual | Qualifying Generation | TWh | 26.7753 | 26.1603 | 28.2032 | 24.6157 | 28.2357 | 42.1127 | 42.5094
New York - NOX Cap Winter v3.1 | 564 | 1834 | Rate Constraint in MTons | FALSE | L | Annual | Rate | lb/MWh | 0.10661 | 0.08656 | 0.086283 | 0.076961 | 0.053538 | 0.041419 | 0.041375
New York - NOX Cap Winter v3.1 | 564 | 1834 | Rate Constraint in MTons | FALSE | L | Annual | Constraint Shadow Price | US$/Ton | 0 | 0 | 0 | 0 | 0 | 0 | 0
New York - SO2 Cap Annual v3.1 | 565 | 1835 | Rate Constraint in MTons | FALSE | L | Annual | Seasons Included | Seasons | Winter, Summer | Winter, Summer | Winter, Summer | Winter, Summer | Winter, Summer | Winter, Summer | Winter, Summer
New York - SO2 Cap Annual v3.1 | 565 | 1835 | Rate Constraint in MTons | FALSE | L | Annual | Standard | MTons | 131.36 | 131.36 | 131.36 | 131.36 | 131.36 | 131.36 | 131.36
New York - SO2 Cap Annual v3.1 | 565 | 1835 | Rate Constraint in MTons | FALSE | L | Annual | Standard SO2 | MTons | 131.36 | 131.36 | 131.36 | 131.36 | 131.36 | 131.36 | 131.36
New York - SO2 Cap Annual v3.1 | 565 | 1835 | Rate Constraint in MTons | FALSE | L | Annual | Emissions at Affected Plants SO2 | MTons | 0.46649 | 0 | 0 | 0 | 0 | 0 | 0
New York - SO2 Cap Annual v3.1 | 565 | 1835 | Rate Constraint in MTons | FALSE | L | Annual | Allowances Purchased SO2 | MTons | 0 | 0 | 0 | 0 | 0 | 0 | 0
New York - SO2 Cap Annual v3.1 | 565 | 1835 | Rate Constraint in MTons | FALSE | L | Annual | Allowances Sold SO2 | MTons | 0 | 0 | 0 | 0 | 0 | 0 | 0
New York - SO2 Cap Annual v3.1 | 565 | 1835 | Rate Constraint in MTons | FALSE | L | Annual | Allowances Banked | MTons | 65.68 | 0 | 0 | 0 | 131.36 | 32.84 | 0
New York - SO2 Cap Annual v3.1 | 565 | 1835 | Rate Constraint in MTons | FALSE | L | Annual | Allowances Withdrawn (1:1) | MTons | 0 | -131.36 | 0 | 0 | 0 | 0 | -131.36
New York - SO2 Cap Annual v3.1 | 565 | 1835 | Rate Constraint in MTons | FALSE | L | Annual | Allowances Withdrawn (n:1) | MTons | 0 | 0 | 0 | 0 | 0 | 0 | 0
New York - SO2 Cap Annual v3.1 | 565 | 1835 | Rate Constraint in MTons | FALSE | L | Annual | Net Emissions Allowance Position | MTons | 66.1465 | -131.36 | 0 | 0 | 131.36 | 32.84 | -131.36
New York - SO2 Cap Annual v3.1 | 565 | 1835 | Rate Constraint in MTons | FALSE | L | Annual | Fuel Consumed | TBtu | 397.2883 | 388.0233 | 416.0413 | 349.8315 | 401.1379 | 539.5157 | 531.4834
New York - SO2 Cap Annual v3.1 | 565 | 1835 | Rate Constraint in MTons | FALSE | L | Annual | Rate | lb/MMBtu | 0.0023484 | 0 | 0 | 0 | 0 | 0 | 0
New York - SO2 Cap Annual v3.1 | 565 | 1835 | Rate Constraint in MTons | FALSE | L | Annual | Generation | TWh | 50.9863 | 50.0908 | 53.6269 | 46.4012 | 56.3768 | 79.8761 | 79.6892
New York - SO2 Cap Annual v3.1 | 565 | 1835 | Rate Constraint in MTons | FALSE | L | Annual | Qualifying Generation | TWh | 50.9863 | 50.0908 | 53.6269 | 46.4012 | 56.3768 | 79.8761 | 79.6892
New York - SO2 Cap Annual v3.1 | 565 | 1835 | Rate Constraint in MTons | FALSE | L | Annual | Rate | lb/MWh | 0.0091493 | 0 | 0 | 0 | 0 | 0 | 0
New York - SO2 Cap Annual v3.1 | 565 | 1835 | Rate Constraint in MTons | FALSE | L | Annual | Constraint Shadow Price | US$/Ton | 0 | 0 | 0 | 0 | 0 | 0 | 0
NJ BLEngland - NOx Annual GPS v4.10, Unit 4087 and retrofits | 566 | 2271 | Rate Constraint in lbs/MWh | FALSE | L | Annual | Seasons Included | Seasons | Winter, Summer | Winter, Summer | Winter, Summer | Winter, Summer | Winter, Summer | Winter, Summer | Winter, Summer
NJ BLEngland - NOx Annual GPS v4.10, Unit 4087 and retrofits | 566 | 2271 | Rate Constraint in lbs/MWh | FALSE | L | Annual | Standard | lb/MWh | 1.5 | 1.5 | 1.5 | 1.5 | 1.5 | 1.5 | 1.5
NJ BLEngland - NOx Annual GPS v4.10, Unit 4087 and retrofits | 566 | 2271 | Rate Constraint in lbs/MWh | FALSE | L | Annual | Emissions at Affected Plants NOX | MTons | 0 | 0 | 0 | 0 | 0 | 0 | 0
NJ BLEngland - NOx Annual GPS v4.10, Unit 4087 and retrofits | 566 | 2271 | Rate Constraint in lbs/MWh | FALSE | L | Annual | Allowances Purchased NOX | MTons | 0 | 0 | 0 | 0 | 0 | 0 | 0
NJ BLEngland - NOx Annual GPS v4.10, Unit 4087 and retrofits | 566 | 2271 | Rate Constraint in lbs/MWh | FALSE | L | Annual | Allowances Sold NOX | MTons | 0 | 0 | 0 | 0 | 0 | 0 | 0
NJ BLEngland - NOx Annual GPS v4.10, Unit 4087 and retrofits | 566 | 2271 | Rate Constraint in lbs/MWh | FALSE | L | Annual | Allowances Banked | MTons | 0 | 0 | 0 | 0 | 0 | 0 | 0
NJ BLEngland - NOx Annual GPS v4.10, Unit 4087 and retrofits | 566 | 2271 | Rate Constraint in lbs/MWh | FALSE | L | Annual | Allowances Withdrawn (1:1) | MTons | 0 | 0 | 0 | 0 | 0 | 0 | 0
NJ BLEngland - NOx Annual GPS v4.10, Unit 4087 and retrofits | 566 | 2271 | Rate Constraint in lbs/MWh | FALSE | L | Annual | Allowances Withdrawn (n:1) | MTons | 0 | 0 | 0 | 0 | 0 | 0 | 0
NJ BLEngland - NOx Annual GPS v4.10, Unit 4087 and retrofits | 566 | 2271 | Rate Constraint in lbs/MWh | FALSE | L | Annual | Net Emissions Allowance Position | MTons | 0 | 0 | 0 | 0 | 0 | 0 | 0
NJ BLEngland - NOx Annual GPS v4.10, Unit 4087 and retrofits | 566 | 2271 | Rate Constraint in lbs/MWh | FALSE | L | Annual | Fuel Consumed | TBtu | 0 | 0 | 0 | 0 | 0 | 0 | 0
NJ BLEngland - NOx Annual GPS v4.10, Unit 4087 and retrofits | 566 | 2271 | Rate Constraint in lbs/MWh | FALSE | L | Annual | Rate | lb/MMBtu | 0 | 0 | 0 | 0 | 0 | 0 | 0
NJ BLEngland - NOx Annual GPS v4.10, Unit 4087 and retrofits | 566 | 2271 | Rate Constraint in lbs/MWh | FALSE | L | Annual | Generation | TWh | 0 | 0 | 0 | 0 | 0 | 0 | 0
NJ BLEngland - NOx Annual GPS v4.10, Unit 4087 and retrofits | 566 | 2271 | Rate Constraint in lbs/MWh | FALSE | L | Annual | Qualifying Generation | TWh | 0 | 0 | 0 | 0 | 0 | 0 | 0
NJ BLEngland - NOx Annual GPS v4.10, Unit 4087 and retrofits | 566 | 2271 | Rate Constraint in lbs/MWh | FALSE | L | Annual | Constraint Shadow Price | US$/Ton | 102534.5023 | 122605.3684 | 50167.6451 | 43294.5329 | 45837.9328 | 14763.9761 | 14596.8035
NJ BLEngland 3- NOx AnnualGPS v4.10, Unit 4052 and retrofits | 567 | 2272 | Rate Constraint in lbs/MWh | FALSE | L | Annual | Seasons Included | Seasons | Winter, Summer | Winter, Summer | Winter, Summer | Winter, Summer | Winter, Summer | Winter, Summer | Winter, Summer
NJ BLEngland 3- NOx AnnualGPS v4.10, Unit 4052 and retrofits | 567 | 2272 | Rate Constraint in lbs/MWh | FALSE | L | Annual | Standard | lb/MWh | 2 | 2 | 2 | 2 | 2 | 2 | 2
NJ BLEngland 3- NOx AnnualGPS v4.10, Unit 4052 and retrofits | 567 | 2272 | Rate Constraint in lbs/MWh | FALSE | L | Annual | Emissions at Affected Plants NOX | MTons | 0.17827 | 0.17827 | 0 | 0 | 0 | 0 | 0
NJ BLEngland 3- NOx AnnualGPS v4.10, Unit 4052 and retrofits | 567 | 2272 | Rate Constraint in lbs/MWh | FALSE | L | Annual | Allowances Purchased NOX | MTons | 0 | 0 | 0 | 0 | 0 | 0 | 0
NJ BLEngland 3- NOx AnnualGPS v4.10, Unit 4052 and retrofits | 567 | 2272 | Rate Constraint in lbs/MWh | FALSE | L | Annual | Allowances Sold NOX | MTons | 0 | 0 | 0 | 0 | 0 | 0 | 0
NJ BLEngland 3- NOx AnnualGPS v4.10, Unit 4052 and retrofits | 567 | 2272 | Rate Constraint in lbs/MWh | FALSE | L | Annual | Allowances Banked | MTons | 0 | 0 | 0 | 0 | 0 | 0 | 0
NJ BLEngland 3- NOx AnnualGPS v4.10, Unit 4052 and retrofits | 567 | 2272 | Rate Constraint in lbs/MWh | FALSE | L | Annual | Allowances Withdrawn (1:1) | MTons | 0 | 0 | 0 | 0 | 0 | 0 | 0
NJ BLEngland 3- NOx AnnualGPS v4.10, Unit 4052 and retrofits | 567 | 2272 | Rate Constraint in lbs/MWh | FALSE | L | Annual | Allowances Withdrawn (n:1) | MTons | 0 | 0 | 0 | 0 | 0 | 0 | 0
NJ BLEngland 3- NOx AnnualGPS v4.10, Unit 4052 and retrofits | 567 | 2272 | Rate Constraint in lbs/MWh | FALSE | L | Annual | Net Emissions Allowance Position | MTons | 0.17827 | 0.17827 | 0 | 0 | 0 | 0 | 0
NJ BLEngland 3- NOx AnnualGPS v4.10, Unit 4052 and retrofits | 567 | 2272 | Rate Constraint in lbs/MWh | FALSE | L | Annual | Fuel Consumed | TBtu | 1.9087 | 1.9087 | 0 | 0 | 0 | 0 | 0
NJ BLEngland 3- NOx AnnualGPS v4.10, Unit 4052 and retrofits | 567 | 2272 | Rate Constraint in lbs/MWh | FALSE | L | Annual | Rate | lb/MMBtu | 0.1868 | 0.1868 | 0 | 0 | 0 | 0 | 0
NJ BLEngland 3- NOx AnnualGPS v4.10, Unit 4052 and retrofits | 567 | 2272 | Rate Constraint in lbs/MWh | FALSE | L | Annual | Generation | TWh | 0.17984 | 0.17984 | 0 | 0 | 0 | 0 | 0
NJ BLEngland 3- NOx AnnualGPS v4.10, Unit 4052 and retrofits | 567 | 2272 | Rate Constraint in lbs/MWh | FALSE | L | Annual | Qualifying Generation | TWh | 0.17984 | 0.17984 | 0 | 0 | 0 | 0 | 0
NJ BLEngland 3- NOx AnnualGPS v4.10, Unit 4052 and retrofits | 567 | 2272 | Rate Constraint in lbs/MWh | FALSE | L | Annual | Constraint Shadow Price | US$/Ton | 0 | 0 | 0 | 0 | 0 | 0 | 0
NJ ChambersCogen- NOx Annual GPS v4.10, Unit 3584 and retrofits | 568 | 2273 | Rate Constraint in lbs/MWh | FALSE | L | Annual | Seasons Included | Seasons | Winter, Summer | Winter, Summer | Winter, Summer | Winter, Summer | Winter, Summer | Winter, Summer | Winter, Summer
NJ ChambersCogen- NOx Annual GPS v4.10, Unit 3584 and retrofits | 568 | 2273 | Rate Constraint in lbs/MWh | FALSE | L | Annual | Standard | lb/MWh | 1.8124 | 1.8124 | 1.8124 | 1.8124 | 1.8124 | 1.8124 | 1.8124
NJ ChambersCogen- NOx Annual GPS v4.10, Unit 3584 and retrofits | 568 | 2273 | Rate Constraint in lbs/MWh | FALSE | L | Annual | Emissions at Affected Plants NOX | MTons | 0.72568 | 0.72568 | 0 | 0 | 0 | 0 | 0
NJ ChambersCogen- NOx Annual GPS v4.10, Unit 3584 and retrofits | 568 | 2273 | Rate Constraint in lbs/MWh | FALSE | L | Annual | Allowances Purchased NOX | MTons | 0 | 0 | 0 | 0 | 0 | 0 | 0
NJ ChambersCogen- NOx Annual GPS v4.10, Unit 3584 and retrofits | 568 | 2273 | Rate Constraint in lbs/MWh | FALSE | L | Annual | Allowances Sold NOX | MTons | 0 | 0 | 0 | 0 | 0 | 0 | 0
NJ ChambersCogen- NOx Annual GPS v4.10, Unit 3584 and retrofits | 568 | 2273 | Rate Constraint in lbs/MWh | FALSE | L | Annual | Allowances Banked | MTons | 0 | 0 | 0 | 0 | 0 | 0 | 0
NJ ChambersCogen- NOx Annual GPS v4.10, Unit 3584 and retrofits | 568 | 2273 | Rate Constraint in lbs/MWh | FALSE | L | Annual | Allowances Withdrawn (1:1) | MTons | 0 | 0 | 0 | 0 | 0 | 0 | 0
NJ ChambersCogen- NOx Annual GPS v4.10, Unit 3584 and retrofits | 568 | 2273 | Rate Constraint in lbs/MWh | FALSE | L | Annual | Allowances Withdrawn (n:1) | MTons | 0 | 0 | 0 | 0 | 0 | 0 | 0
NJ ChambersCogen- NOx Annual GPS v4.10, Unit 3584 and retrofits | 568 | 2273 | Rate Constraint in lbs/MWh | FALSE | L | Annual | Net Emissions Allowance Position | MTons | 0.72568 | 0.72568 | 0 | 0 | 0 | 0 | 0
NJ ChambersCogen- NOx Annual GPS v4.10, Unit 3584 and retrofits | 568 | 2273 | Rate Constraint in lbs/MWh | FALSE | L | Annual | Fuel Consumed | TBtu | 9.079 | 9.079 | 0 | 0 | 0 | 0 | 0
NJ ChambersCogen- NOx Annual GPS v4.10, Unit 3584 and retrofits | 568 | 2273 | Rate Constraint in lbs/MWh | FALSE | L | Annual | Rate | lb/MMBtu | 0.15986 | 0.15986 | 0 | 0 | 0 | 0 | 0
NJ ChambersCogen- NOx Annual GPS v4.10, Unit 3584 and retrofits | 568 | 2273 | Rate Constraint in lbs/MWh | FALSE | L | Annual | Generation | TWh | 0.8519 | 0.8519 | 0 | 0 | 0 | 0 | 0
NJ ChambersCogen- NOx Annual GPS v4.10, Unit 3584 and retrofits | 568 | 2273 | Rate Constraint in lbs/MWh | FALSE | L | Annual | Qualifying Generation | TWh | 0.8519 | 0.8519 | 0 | 0 | 0 | 0 | 0
NJ ChambersCogen- NOx Annual GPS v4.10, Unit 3584 and retrofits | 568 | 2273 | Rate Constraint in lbs/MWh | FALSE | L | Annual | Constraint Shadow Price | US$/Ton | 0 | 0 | 0 | 0 | 0 | 0 | 0
NJ ChambersCogen- NOx Annual GPS v4.10, Unit 3585 and retrofits | 569 | 2273 | Rate Constraint in lbs/MWh | FALSE | L | Annual | Seasons Included | Seasons | Winter, Summer | Winter, Summer | Winter, Summer | Winter, Summer | Winter, Summer | Winter, Summer | Winter, Summer
NJ ChambersCogen- NOx Annual GPS v4.10, Unit 3585 and retrofits | 569 | 2273 | Rate Constraint in lbs/MWh | FALSE | L | Annual | Standard | lb/MWh | 1.8124 | 1.8124 | 1.8124 | 1.8124 | 1.8124 | 1.8124 | 1.8124
NJ ChambersCogen- NOx Annual GPS v4.10, Unit 3585 and retrofits | 569 | 2273 | Rate Constraint in lbs/MWh | FALSE | L | Annual | Emissions at Affected Plants NOX | MTons | 0.67046 | 0.67046 | 0 | 0 | 0 | 0 | 0
NJ ChambersCogen- NOx Annual GPS v4.10, Unit 3585 and retrofits | 569 | 2273 | Rate Constraint in lbs/MWh | FALSE | L | Annual | Allowances Purchased NOX | MTons | 0 | 0 | 0 | 0 | 0 | 0 | 0
NJ ChambersCogen- NOx Annual GPS v4.10, Unit 3585 and retrofits | 569 | 2273 | Rate Constraint in lbs/MWh | FALSE | L | Annual | Allowances Sold NOX | MTons | 0 | 0 | 0 | 0 | 0 | 0 | 0
NJ ChambersCogen- NOx Annual GPS v4.10, Unit 3585 and retrofits | 569 | 2273 | Rate Constraint in lbs/MWh | FALSE | L | Annual | Allowances Banked | MTons | 0 | 0 | 0 | 0 | 0 | 0 | 0
NJ ChambersCogen- NOx Annual GPS v4.10, Unit 3585 and retrofits | 569 | 2273 | Rate Constraint in lbs/MWh | FALSE | L | Annual | Allowances Withdrawn (1:1) | MTons | 0 | 0 | 0 | 0 | 0 | 0 | 0
NJ ChambersCogen- NOx Annual GPS v4.10, Unit 3585 and retrofits | 569 | 2273 | Rate Constraint in lbs/MWh | FALSE | L | Annual | Allowances Withdrawn (n:1) | MTons | 0 | 0 | 0 | 0 | 0 | 0 | 0
NJ ChambersCogen- NOx Annual GPS v4.10, Unit 3585 and retrofits | 569 | 2273 | Rate Constraint in lbs/MWh | FALSE | L | Annual | Net Emissions Allowance Position | MTons | 0.67046 | 0.67046 | 0 | 0 | 0 | 0 | 0
NJ ChambersCogen- NOx Annual GPS v4.10, Unit 3585 and retrofits | 569 | 2273 | Rate Constraint in lbs/MWh | FALSE | L | Annual | Fuel Consumed | TBtu | 9.079 | 9.079 | 0 | 0 | 0 | 0 | 0
NJ ChambersCogen- NOx Annual GPS v4.10, Unit 3585 and retrofits | 569 | 2273 | Rate Constraint in lbs/MWh | FALSE | L | Annual | Rate | lb/MMBtu | 0.1477 | 0.1477 | 0 | 0 | 0 | 0 | 0
NJ ChambersCogen- NOx Annual GPS v4.10, Unit 3585 and retrofits | 569 | 2273 | Rate Constraint in lbs/MWh | FALSE | L | Annual | Generation | TWh | 0.8519 | 0.8519 | 0 | 0 | 0 | 0 | 0
NJ ChambersCogen- NOx Annual GPS v4.10, Unit 3585 and retrofits | 569 | 2273 | Rate Constraint in lbs/MWh | FALSE | L | Annual | Qualifying Generation | TWh | 0.8519 | 0.8519 | 0 | 0 | 0 | 0 | 0
NJ ChambersCogen- NOx Annual GPS v4.10, Unit 3585 and retrofits | 569 | 2273 | Rate Constraint in lbs/MWh | FALSE | L | Annual | Constraint Shadow Price | US$/Ton | 0 | 0 | 0 | 0 | 0 | 0 | 0
NJ HEDD CC Ngas Units - Nox Rate Annual v5.12, Unit 2897 and retrofits | 570 | 5788 | Rate Constraint in lbs/MWh | FALSE | L | Annual | Seasons Included | Seasons | Winter, Summer | Winter, Summer | Winter, Summer | Winter, Summer | Winter, Summer | Winter, Summer | Winter, Summer
NJ HEDD CC Ngas Units - Nox Rate Annual v5.12, Unit 2897 and retrofits | 570 | 5788 | Rate Constraint in lbs/MWh | FALSE | L | Annual | Standard | lb/MWh | 0.75 | 0.75 | 0.75 | 0.75 | 0.75 | 0.75 | 0.75
NJ HEDD CC Ngas Units - Nox Rate Annual v5.12, Unit 2897 and retrofits | 570 | 5788 | Rate Constraint in lbs/MWh | FALSE | L | Annual | Emissions at Affected Plants NOX | MTons | 0.0040348 | 0.0040348 | 0.0053274 | 0.0040348 | 0.0040348 | 0.0012371 | 0.0012371
NJ HEDD CC Ngas Units - Nox Rate Annual v5.12, Unit 2897 and retrofits | 570 | 5788 | Rate Constraint in lbs/MWh | FALSE | L | Annual | Allowances Purchased NOX | MTons | 0 | 0 | 0 | 0 | 0 | 0 | 0
NJ HEDD CC Ngas Units - Nox Rate Annual v5.12, Unit 2897 and retrofits | 570 | 5788 | Rate Constraint in lbs/MWh | FALSE | L | Annual | Allowances Sold NOX | MTons | 0 | 0 | 0 | 0 | 0 | 0 | 0
NJ HEDD CC Ngas Units - Nox Rate Annual v5.12, Unit 2897 and retrofits | 570 | 5788 | Rate Constraint in lbs/MWh | FALSE | L | Annual | Allowances Banked | MTons | 0 | 0 | 0 | 0 | 0 | 0 | 0
NJ HEDD CC Ngas Units - Nox Rate Annual v5.12, Unit 2897 and retrofits | 570 | 5788 | Rate Constraint in lbs/MWh | FALSE | L | Annual | Allowances Withdrawn (1:1) | MTons | 0 | 0 | 0 | 0 | 0 | 0 | 0
NJ HEDD CC Ngas Units - Nox Rate Annual v5.12, Unit 2897 and retrofits | 570 | 5788 | Rate Constraint in lbs/MWh | FALSE | L | Annual | Allowances Withdrawn (n:1) | MTons | 0 | 0 | 0 | 0 | 0 | 0 | 0
NJ HEDD CC Ngas Units - Nox Rate Annual v5.12, Unit 2897 and retrofits | 570 | 5788 | Rate Constraint in lbs/MWh | FALSE | L | Annual | Net Emissions Allowance Position | MTons | 0.0040348 | 0.0040348 | 0.0053274 | 0.0040348 | 0.0040348 | 0.0012371 | 0.0012371
NJ HEDD CC Ngas Units - Nox Rate Annual v5.12, Unit 2897 and retrofits | 570 | 5788 | Rate Constraint in lbs/MWh | FALSE | L | Annual | Fuel Consumed | TBtu | 0.11207 | 0.11207 | 0.14797 | 0.11207 | 0.11207 | 0.034359 | 0.034359
NJ HEDD CC Ngas Units - Nox Rate Annual v5.12, Unit 2897 and retrofits | 570 | 5788 | Rate Constraint in lbs/MWh | FALSE | L | Annual | Rate | lb/MMBtu | 0.072007 | 0.072007 | 0.072007 | 0.072007 | 0.072007 | 0.072007 | 0.072007
NJ HEDD CC Ngas Units - Nox Rate Annual v5.12, Unit 2897 and retrofits | 570 | 5788 | Rate Constraint in lbs/MWh | FALSE | L | Annual | Generation | TWh | 0.01076 | 0.01076 | 0.014207 | 0.01076 | 0.01076 | 0.003299 | 0.003299
NJ HEDD CC Ngas Units - Nox Rate Annual v5.12, Unit 2897 and retrofits | 570 | 5788 | Rate Constraint in lbs/MWh | FALSE | L | Annual | Qualifying Generation | TWh | 0.01076 | 0.01076 | 0.014207 | 0.01076 | 0.01076 | 0.003299 | 0.003299
NJ HEDD CC Ngas Units - Nox Rate Annual v5.12, Unit 2897 and retrofits | 570 | 5788 | Rate Constraint in lbs/MWh | FALSE | L | Annual | Constraint Shadow Price | US$/Ton | 0 | 0 | 0 | 0 | 0 | 0 | 0
NJ LoganGen- NOx Annual GPS v4.10, Unit 3586 and retrofits | 571 | 2278 | Rate Constraint in lbs/MWh | FALSE | L | Annual | Seasons Included | Seasons | Winter, Summer | Winter, Summer | Winter, Summer | Winter, Summer | Winter, Summer | Winter, Summer | Winter, Summer
NJ LoganGen- NOx Annual GPS v4.10, Unit 3586 and retrofits | 571 | 2278 | Rate Constraint in lbs/MWh | FALSE | L | Annual | Standard | lb/MWh | 1.5414 | 1.5414 | 1.5414 | 1.5414 | 1.5414 | 1.5414 | 1.5414
NJ LoganGen- NOx Annual GPS v4.10, Unit 3586 and retrofits | 571 | 2278 | Rate Constraint in lbs/MWh | FALSE | L | Annual | Emissions at Affected Plants NOX | MTons | 0.79629 | 0.78542 | 0 | 0 | 0 | 0 | 0
NJ LoganGen- NOx Annual GPS v4.10, Unit 3586 and retrofits | 571 | 2278 | Rate Constraint in lbs/MWh | FALSE | L | Annual | Allowances Purchased NOX | MTons | 0 | 0 | 0 | 0 | 0 | 0 | 0
NJ LoganGen- NOx Annual GPS v4.10, Unit 3586 and retrofits | 571 | 2278 | Rate Constraint in lbs/MWh | FALSE | L | Annual | Allowances Sold NOX | MTons | 0 | 0 | 0 | 0 | 0 | 0 | 0
NJ LoganGen- NOx Annual GPS v4.10, Unit 3586 and retrofits | 571 | 2278 | Rate Constraint in lbs/MWh | FALSE | L | Annual | Allowances Banked | MTons | 0 | 0 | 0 | 0 | 0 | 0 | 0
NJ LoganGen- NOx Annual GPS v4.10, Unit 3586 and retrofits | 571 | 2278 | Rate Constraint in lbs/MWh | FALSE | L | Annual | Allowances Withdrawn (1:1) | MTons | 0 | 0 | 0 | 0 | 0 | 0 | 0
NJ LoganGen- NOx Annual GPS v4.10, Unit 3586 and retrofits | 571 | 2278 | Rate Constraint in lbs/MWh | FALSE | L | Annual | Allowances Withdrawn (n:1) | MTons | 0 | 0 | 0 | 0 | 0 | 0 | 0
NJ LoganGen- NOx Annual GPS v4.10, Unit 3586 and retrofits | 571 | 2278 | Rate Constraint in lbs/MWh | FALSE | L | Annual | Net Emissions Allowance Position | MTons | 0.79629 | 0.78542 | 0 | 0 | 0 | 0 | 0
NJ LoganGen- NOx Annual GPS v4.10, Unit 3586 and retrofits | 571 | 2278 | Rate Constraint in lbs/MWh | FALSE | L | Annual | Fuel Consumed | TBtu | 12.0055 | 11.8415 | 0 | 0 | 0 | 0 | 0
NJ LoganGen- NOx Annual GPS v4.10, Unit 3586 and retrofits | 571 | 2278 | Rate Constraint in lbs/MWh | FALSE | L | Annual | Rate | lb/MMBtu | 0.13265 | 0.13265 | 0 | 0 | 0 | 0 | 0
NJ LoganGen- NOx Annual GPS v4.10, Unit 3586 and retrofits | 571 | 2278 | Rate Constraint in lbs/MWh | FALSE | L | Annual | Generation | TWh | 1.1594 | 1.1436 | 0 | 0 | 0 | 0 | 0
NJ LoganGen- NOx Annual GPS v4.10, Unit 3586 and retrofits | 571 | 2278 | Rate Constraint in lbs/MWh | FALSE | L | Annual | Qualifying Generation | TWh | 1.1594 | 1.1436 | 0 | 0 | 0 | 0 | 0
NJ LoganGen- NOx Annual GPS v4.10, Unit 3586 and retrofits | 571 | 2278 | Rate Constraint in lbs/MWh | FALSE | L | Annual | Constraint Shadow Price | US$/Ton | 0 | 0 | 0 | 0 | 0 | 0 | 0
NJ Non-HEDD CC Ngas Units - Nox Rate Annual v5.12, Unit 2877 and retrofits | 572 | 5789 | Rate Constraint in lbs/MWh | FALSE | L | Annual | Seasons Included | Seasons | Winter, Summer | Winter, Summer | Winter, Summer | Winter, Summer | Winter, Summer | Winter, Summer | Winter, Summer
NJ Non-HEDD CC Ngas Units - Nox Rate Annual v5.12, Unit 2877 and retrofits | 572 | 5789 | Rate Constraint in lbs/MWh | FALSE | L | Annual | Standard | lb/MWh | 1.3 | 1.3 | 1.3 | 1.3 | 1.3 | 1.3 | 1.3
NJ Non-HEDD CC Ngas Units - Nox Rate Annual v5.12, Unit 2877 and retrofits | 572 | 5789 | Rate Constraint in lbs/MWh | FALSE | L | Annual | Emissions at Affected Plants NOX | MTons | 0.0065992 | 0.0065992 | 0.017135 | 0.017135 | 0.0052537 | 0.0052537 | 0.0052537
NJ Non-HEDD CC Ngas Units - Nox Rate Annual v5.12, Unit 2877 and retrofits | 572 | 5789 | Rate Constraint in lbs/MWh | FALSE | L | Annual | Allowances Purchased NOX | MTons | 0 | 0 | 0 | 0 | 0 | 0 | 0
NJ Non-HEDD CC Ngas Units - Nox Rate Annual v5.12, Unit 2877 and retrofits | 572 | 5789 | Rate Constraint in lbs/MWh | FALSE | L | Annual | Allowances Sold NOX | MTons | 0 | 0 | 0 | 0 | 0 | 0 | 0
NJ Non-HEDD CC Ngas Units - Nox Rate Annual v5.12, Unit 2877 and retrofits | 572 | 5789 | Rate Constraint in lbs/MWh | FALSE | L | Annual | Allowances Banked | MTons | 0 | 0 | 0 | 0 | 0 | 0 | 0
NJ Non-HEDD CC Ngas Units - Nox Rate Annual v5.12, Unit 2877 and retrofits | 572 | 5789 | Rate Constraint in lbs/MWh | FALSE | L | Annual | Allowances Withdrawn (1:1) | MTons | 0 | 0 | 0 | 0 | 0 | 0 | 0
NJ Non-HEDD CC Ngas Units - Nox Rate Annual v5.12, Unit 2877 and retrofits | 572 | 5789 | Rate Constraint in lbs/MWh | FALSE | L | Annual | Allowances Withdrawn (n:1) | MTons | 0 | 0 | 0 | 0 | 0 | 0 | 0
NJ Non-HEDD CC Ngas Units - Nox Rate Annual v5.12, Unit 2877 and retrofits | 572 | 5789 | Rate Constraint in lbs/MWh | FALSE | L | Annual | Net Emissions Allowance Position | MTons | 0.0065992 | 0.0065992 | 0.017135 | 0.017135 | 0.0052537 | 0.0052537 | 0.0052537
NJ Non-HEDD CC Ngas Units - Nox Rate Annual v5.12, Unit 2877 and retrofits | 572 | 5789 | Rate Constraint in lbs/MWh | FALSE | L | Annual | Fuel Consumed | TBtu | 0.11474 | 0.11474 | 0.29794 | 0.29794 | 0.091349 | 0.091349 | 0.091349
NJ Non-HEDD CC Ngas Units - Nox Rate Annual v5.12, Unit 2877 and retrofits | 572 | 5789 | Rate Constraint in lbs/MWh | FALSE | L | Annual | Rate | lb/MMBtu | 0.11502 | 0.11502 | 0.11502 | 0.11502 | 0.11502 | 0.11502 | 0.11502
NJ Non-HEDD CC Ngas Units - Nox Rate Annual v5.12, Unit 2877 and retrofits | 572 | 5789 | Rate Constraint in lbs/MWh | FALSE | L | Annual | Generation | TWh | 0.010153 | 0.010153 | 0.026362 | 0.026362 | 0.0080826 | 0.0080826 | 0.0080826
NJ Non-HEDD CC Ngas Units - Nox Rate Annual v5.12, Unit 2877 and retrofits | 572 | 5789 | Rate Constraint in lbs/MWh | FALSE | L | Annual | Qualifying Generation | TWh | 0.010153 | 0.010153 | 0.026362 | 0.026362 | 0.0080826 | 0.0080826 | 0.0080826
NJ Non-HEDD CC Ngas Units - Nox Rate Annual v5.12, Unit 2877 and retrofits | 572 | 5789 | Rate Constraint in lbs/MWh | FALSE | L | Annual | Constraint Shadow Price | US$/Ton | 0 | 0 | 0 | 0 | 0 | 0 | 0
NJ Non-HEDD CC Ngas Units - Nox Rate Annual v5.12, Unit 2878 and retrofits | 573 | 5789 | Rate Constraint in lbs/MWh | FALSE | L | Annual | Seasons Included | Seasons | Winter, Summer | Winter, Summer | Winter, Summer | Winter, Summer | Winter, Summer | Winter, Summer | Winter, Summer
NJ Non-HEDD CC Ngas Units - Nox Rate Annual v5.12, Unit 2878 and retrofits | 573 | 5789 | Rate Constraint in lbs/MWh | FALSE | L | Annual | Standard | lb/MWh | 1.3 | 1.3 | 1.3 | 1.3 | 1.3 | 1.3 | 1.3
NJ Non-HEDD CC Ngas Units - Nox Rate Annual v5.12, Unit 2878 and retrofits | 573 | 5789 | Rate Constraint in lbs/MWh | FALSE | L | Annual | Emissions at Affected Plants NOX | MTons | 0.0065992 | 0.0065992 | 0.017135 | 0.017135 | 0.0052537 | 0.0052537 | 0.0052537
NJ Non-HEDD CC Ngas Units - Nox Rate Annual v5.12, Unit 2878 and retrofits | 573 | 5789 | Rate Constraint in lbs/MWh | FALSE | L | Annual | Allowances Purchased NOX | MTons | 0 | 0 | 0 | 0 | 0 | 0 | 0
NJ Non-HEDD CC Ngas Units - Nox Rate Annual v5.12, Unit 2878 and retrofits | 573 | 5789 | Rate Constraint in lbs/MWh | FALSE | L | Annual | Allowances Sold NOX | MTons | 0 | 0 | 0 | 0 | 0 | 0 | 0
NJ Non-HEDD CC Ngas Units - Nox Rate Annual v5.12, Unit 2878 and retrofits | 573 | 5789 | Rate Constraint in lbs/MWh | FALSE | L | Annual | Allowances Banked | MTons | 0 | 0 | 0 | 0 | 0 | 0 | 0
NJ Non-HEDD CC Ngas Units - Nox Rate Annual v5.12, Unit 2878 and retrofits | 573 | 5789 | Rate Constraint in lbs/MWh | FALSE | L | Annual | Allowances Withdrawn (1:1) | MTons | 0 | 0 | 0 | 0 | 0 | 0 | 0
NJ Non-HEDD CC Ngas Units - Nox Rate Annual v5.12, Unit 2878 and retrofits | 573 | 5789 | Rate Constraint in lbs/MWh | FALSE | L | Annual | Allowances Withdrawn (n:1) | MTons | 0 | 0 | 0 | 0 | 0 | 0 | 0
NJ Non-HEDD CC Ngas Units - Nox Rate Annual v5.12, Unit 2878 and retrofits | 573 | 5789 | Rate Constraint in lbs/MWh | FALSE | L | Annual | Net Emissions Allowance Position | MTons | 0.0065992 | 0.0065992 | 0.017135 | 0.017135 | 0.0052537 | 0.0052537 | 0.0052537
NJ Non-HEDD CC Ngas Units - Nox Rate Annual v5.12, Unit 2878 and retrofits | 573 | 5789 | Rate Constraint in lbs/MWh | FALSE | L | Annual | Fuel Consumed | TBtu | 0.11474 | 0.11474 | 0.29794 | 0.29794 | 0.091349 | 0.091349 | 0.091349
NJ Non-HEDD CC Ngas Units - Nox Rate Annual v5.12, Unit 2878 and retrofits | 573 | 5789 | Rate Constraint in lbs/MWh | FALSE | L | Annual | Rate | lb/MMBtu | 0.11502 | 0.11502 | 0.11502 | 0.11502 | 0.11502 | 0.11502 | 0.11502
NJ Non-HEDD CC Ngas Units - Nox Rate Annual v5.12, Unit 2878 and retrofits | 573 | 5789 | Rate Constraint in lbs/MWh | FALSE | L | Annual | Generation | TWh | 0.010153 | 0.010153 | 0.026362 | 0.026362 | 0.0080826 | 0.0080826 | 0.0080826
NJ Non-HEDD CC Ngas Units - Nox Rate Annual v5.12, Unit 2878 and retrofits | 573 | 5789 | Rate Constraint in lbs/MWh | FALSE | L | Annual | Qualifying Generation | TWh | 0.010153 | 0.010153 | 0.026362 | 0.026362 | 0.0080826 | 0.0080826 | 0.0080826
NJ Non-HEDD CC Ngas Units - Nox Rate Annual v5.12, Unit 2878 and retrofits | 573 | 5789 | Rate Constraint in lbs/MWh | FALSE | L | Annual | Constraint Shadow Price | US$/Ton | 0 | 0 | 0 | 0 | 0 | 0 | 0
NJ Non-HEDD CC Ngas Units - Nox Rate Annual v5.12, Unit 2879 and retrofits | 574 | 5789 | Rate Constraint in lbs/MWh | FALSE | L | Annual | Seasons Included | Seasons | Winter, Summer | Winter, Summer | Winter, Summer | Winter, Summer | Winter, Summer | Winter, Summer | Winter, Summer
NJ Non-HEDD CC Ngas Units - Nox Rate Annual v5.12, Unit 2879 and retrofits | 574 | 5789 | Rate Constraint in lbs/MWh | FALSE | L | Annual | Standard | lb/MWh | 1.3 | 1.3 | 1.3 | 1.3 | 1.3 | 1.3 | 1.3
NJ Non-HEDD CC Ngas Units - Nox Rate Annual v5.12, Unit 2879 and retrofits | 574 | 5789 | Rate Constraint in lbs/MWh | FALSE | L | Annual | Emissions at Affected Plants NOX | MTons | 0.0065992 | 0.0065992 | 0.017135 | 0.017135 | 0.0052537 | 0.0052537 | 0.0052537
NJ Non-HEDD CC Ngas Units - Nox Rate Annual v5.12, Unit 2879 and retrofits | 574 | 5789 | Rate Constraint in lbs/MWh | FALSE | L | Annual | Allowances Purchased NOX | MTons | 0 | 0 | 0 | 0 | 0 | 0 | 0
NJ Non-HEDD CC Ngas Units - Nox Rate Annual v5.12, Unit 2879 and retrofits | 574 | 5789 | Rate Constraint in lbs/MWh | FALSE | L | Annual | Allowances Sold NOX | MTons | 0 | 0 | 0 | 0 | 0 | 0 | 0
NJ Non-HEDD CC Ngas Units - Nox Rate Annual v5.12, Unit 2879 and retrofits | 574 | 5789 | Rate Constraint in lbs/MWh | FALSE | L | Annual | Allowances Banked | MTons | 0 | 0 | 0 | 0 | 0 | 0 | 0
NJ Non-HEDD CC Ngas Units - Nox Rate Annual v5.12, Unit 2879 and retrofits | 574 | 5789 | Rate Constraint in lbs/MWh | FALSE | L | Annual | Allowances Withdrawn (1:1) | MTons | 0 | 0 | 0 | 0 | 0 | 0 | 0
NJ Non-HEDD CC Ngas Units - Nox Rate Annual v5.12, Unit 2879 and retrofits | 574 | 5789 | Rate Constraint in lbs/MWh | FALSE | L | Annual | Allowances Withdrawn (n:1) | MTons | 0 | 0 | 0 | 0 | 0 | 0 | 0
NJ Non-HEDD CC Ngas Units - Nox Rate Annual v5.12, Unit 2879 and retrofits | 574 | 5789 | Rate Constraint in lbs/MWh | FALSE | L | Annual | Net Emissions Allowance Position | MTons | 0.0065992 | 0.0065992 | 0.017135 | 0.017135 | 0.0052537 | 0.0052537 | 0.0052537
NJ Non-HEDD CC Ngas Units - Nox Rate Annual v5.12, Unit 2879 and retrofits | 574 | 5789 | Rate Constraint in lbs/MWh | FALSE | L | Annual | Fuel Consumed | TBtu | 0.11474 | 0.11474 | 0.29794 | 0.29794 | 0.091349 | 0.091349 | 0.091349
NJ Non-HEDD CC Ngas Units - Nox Rate Annual v5.12, Unit 2879 and retrofits | 574 | 5789 | Rate Constraint in lbs/MWh | FALSE | L | Annual | Rate | lb/MMBtu | 0.11502 | 0.11502 | 0.11502 | 0.11502 | 0.11502 | 0.11502 | 0.11502
NJ Non-HEDD CC Ngas Units - Nox Rate Annual v5.12, Unit 2879 and retrofits | 574 | 5789 | Rate Constraint in lbs/MWh | FALSE | L | Annual | Generation | TWh | 0.010153 | 0.010153 | 0.026362 | 0.026362 | 0.0080826 | 0.0080826 | 0.0080826
NJ Non-HEDD CC Ngas Units - Nox Rate Annual v5.12, Unit 2879 and retrofits | 574 | 5789 | Rate Constraint in lbs/MWh | FALSE | L | Annual | Qualifying Generation | TWh | 0.010153 | 0.010153 | 0.026362 | 0.026362 | 0.0080826 | 0.0080826 | 0.0080826
NJ Non-HEDD CC Ngas Units - Nox Rate Annual v5.12, Unit 2879 and retrofits | 574 | 5789 | Rate Constraint in lbs/MWh | FALSE | L | Annual | Constraint Shadow Price | US$/Ton | 0 | 0 | 0 | 0 | 0 | 0 | 0
NJ Non-HEDD CC Ngas Units - Nox Rate Annual v5.12, Unit 2880 and retrofits | 575 | 5789 | Rate Constraint in lbs/MWh | FALSE | L | Annual | Seasons Included | Seasons | Winter, Summer | Winter, Summer | Winter, Summer | Winter, Summer | Winter, Summer | Winter, Summer | Winter, Summer
NJ Non-HEDD CC Ngas Units - Nox Rate Annual v5.12, Unit 2880 and retrofits | 575 | 5789 | Rate Constraint in lbs/MWh | FALSE | L | Annual | Standard | lb/MWh | 1.3 | 1.3 | 1.3 | 1.3 | 1.3 | 1.3 | 1.3
NJ Non-HEDD CC Ngas Units - Nox Rate Annual v5.12, Unit 2880 and retrofits | 575 | 5789 | Rate Constraint in lbs/MWh | FALSE | L | Annual | Emissions at Affected Plants NOX | MTons | 0.0068685 | 0.0068685 | 0.017835 | 0.017835 | 0.0054681 | 0.0054681 | 0.0054681
NJ Non-HEDD CC Ngas Units - Nox Rate Annual v5.12, Unit 2880 and retrofits | 575 | 5789 | Rate Constraint in lbs/MWh | FALSE | L | Annual | Allowances Purchased NOX | MTons | 0 | 0 | 0 | 0 | 0 | 0 | 0
NJ Non-HEDD CC Ngas Units - Nox Rate Annual v5.12, Unit 2880 and retrofits | 575 | 5789 | Rate Constraint in lbs/MWh | FALSE | L | Annual | Allowances Sold NOX | MTons | 0 | 0 | 0 | 0 | 0 | 0 | 0
NJ Non-HEDD CC Ngas Units - Nox Rate Annual v5.12, Unit 2880 and retrofits | 575 | 5789 | Rate Constraint in lbs/MWh | FALSE | L | Annual | Allowances Banked | MTons | 0 | 0 | 0 | 0 | 0 | 0 | 0
NJ Non-HEDD CC Ngas Units - Nox Rate Annual v5.12, Unit 2880 and retrofits | 575 | 5789 | Rate Constraint in lbs/MWh | FALSE | L | Annual | Allowances Withdrawn (1:1) | MTons | 0 | 0 | 0 | 0 | 0 | 0 | 0
NJ Non-HEDD CC Ngas Units - Nox Rate Annual v5.12, Unit 2880 and retrofits | 575 | 5789 | Rate Constraint in lbs/MWh | FALSE | L | Annual | Allowances Withdrawn (n:1) | MTons | 0 | 0 | 0 | 0 | 0 | 0 | 0
NJ Non-HEDD CC Ngas Units - Nox Rate Annual v5.12, Unit 2880 and retrofits | 575 | 5789 | Rate Constraint in lbs/MWh | FALSE | L | Annual | Net Emissions Allowance Position | MTons | 0.0068685 | 0.0068685 | 0.017835 | 0.017835 | 0.0054681 | 0.0054681 | 0.0054681
NJ Non-HEDD CC Ngas Units - Nox Rate Annual v5.12, Unit 2880 and retrofits | 575 | 5789 | Rate Constraint in lbs/MWh | FALSE | L | Annual | Fuel Consumed | TBtu | 0.11943 | 0.11943 | 0.3101 | 0.3101 | 0.095078 | 0.095078 | 0.095078
NJ Non-HEDD CC Ngas Units - Nox Rate Annual v5.12, Unit 2880 and retrofits | 575 | 5789 | Rate Constraint in lbs/MWh | FALSE | L | Annual | Rate | lb/MMBtu | 0.11502 | 0.11502 | 0.11502 | 0.11502 | 0.11502 | 0.11502 | 0.11502
NJ Non-HEDD CC Ngas Units - Nox Rate Annual v5.12, Unit 2880 and retrofits | 575 | 5789 | Rate Constraint in lbs/MWh | FALSE | L | Annual | Generation | TWh | 0.010567 | 0.010567 | 0.027438 | 0.027438 | 0.0084125 | 0.0084125 | 0.0084125
NJ Non-HEDD CC Ngas Units - Nox Rate Annual v5.12, Unit 2880 and retrofits | 575 | 5789 | Rate Constraint in lbs/MWh | FALSE | L | Annual | Qualifying Generation | TWh | 0.010567 | 0.010567 | 0.027438 | 0.027438 | 0.0084125 | 0.0084125 | 0.0084125
NJ Non-HEDD CC Ngas Units - Nox Rate Annual v5.12, Unit 2880 and retrofits | 575 | 5789 | Rate Constraint in lbs/MWh | FALSE | L | Annual | Constraint Shadow Price | US$/Ton | 0 | 0 | 0 | 0 | 0 | 0 | 0
NJ Non-HEDD CT NGas Units - Nox Rate Annual v5.12, Unit 888 and retrofits | 576 | 2455 | Rate Constraint in lbs/MWh | FALSE | L | Annual | Seasons Included | Seasons | Winter, Summer | Winter, Summer | Winter, Summer | Winter, Summer | Winter, Summer | Winter, Summer | Winter, Summer
NJ Non-HEDD CT NGas Units - Nox Rate Annual v5.12, Unit 888 and retrofits | 576 | 2455 | Rate Constraint in lbs/MWh | FALSE | L | Annual | Standard | lb/MWh | 2.2 | 2.2 | 2.2 | 2.2 | 2.2 | 2.2 | 2.2
NJ Non-HEDD CT NGas Units - Nox Rate Annual v5.12, Unit 888 and retrofits | 576 | 2455 | Rate Constraint in lbs/MWh | FALSE | L | Annual | Emissions at Affected Plants NOX | MTons | 0 | 0 | 0 | 0 | 0 | 0 | 0
NJ Non-HEDD CT NGas Units - Nox Rate Annual v5.12, Unit 888 and retrofits | 576 | 2455 | Rate Constraint in lbs/MWh | FALSE | L | Annual | Allowances Purchased NOX | MTons | 0 | 0 | 0 | 0 | 0 | 0 | 0
NJ Non-HEDD CT NGas Units - Nox Rate Annual v5.12, Unit 888 and retrofits | 576 | 2455 | Rate Constraint in lbs/MWh | FALSE | L | Annual | Allowances Sold NOX | MTons | 0 | 0 | 0 | 0 | 0 | 0 | 0
NJ Non-HEDD CT NGas Units - Nox Rate Annual v5.12, Unit 888 and retrofits | 576 | 2455 | Rate Constraint in lbs/MWh | FALSE | L | Annual | Allowances Banked | MTons | 0 | 0 | 0 | 0 | 0 | 0 | 0
NJ Non-HEDD CT NGas Units - Nox Rate Annual v5.12, Unit 888 and retrofits | 576 | 2455 | Rate Constraint in lbs/MWh | FALSE | L | Annual | Allowances Withdrawn (1:1) | MTons | 0 | 0 | 0 | 0 | 0 | 0 | 0
NJ Non-HEDD CT NGas Units - Nox Rate Annual v5.12, Unit 888 and retrofits | 576 | 2455 | Rate Constraint in lbs/MWh | FALSE | L | Annual | Allowances Withdrawn (n:1) | MTons | 0 | 0 | 0 | 0 | 0 | 0 | 0
NJ Non-HEDD CT NGas Units - Nox Rate Annual v5.12, Unit 888 and retrofits | 576 | 2455 | Rate Constraint in lbs/MWh | FALSE | L | Annual | Net Emissions Allowance Position | MTons | 0 | 0 | 0 | 0 | 0 | 0 | 0
NJ Non-HEDD CT NGas Units - Nox Rate Annual v5.12, Unit 888 and retrofits | 576 | 2455 | Rate Constraint in lbs/MWh | FALSE | L | Annual | Fuel Consumed | TBtu | 0 | 0 | 0 | 0 | 0 | 0 | 0
NJ Non-HEDD CT NGas Units - Nox Rate Annual v5.12, Unit 888 and retrofits | 576 | 2455 | Rate Constraint in lbs/MWh | FALSE | L | Annual | Rate | lb/MMBtu | 0 | 0 | 0 | 0 | 0 | 0 | 0
NJ Non-HEDD CT NGas Units - Nox Rate Annual v5.12, Unit 888 and retrofits | 576 | 2455 | Rate Constraint in lbs/MWh | FALSE | L | Annual | Generation | TWh | 0 | 0 | 0 | 0 | 0 | 0 | 0
NJ Non-HEDD CT NGas Units - Nox Rate Annual v5.12, Unit 888 and retrofits | 576 | 2455 | Rate Constraint in lbs/MWh | FALSE | L | Annual | Qualifying Generation | TWh | 0 | 0 | 0 | 0 | 0 | 0 | 0
NJ Non-HEDD CT NGas Units - Nox Rate Annual v5.12, Unit 888 and retrofits | 576 | 2455 | Rate Constraint in lbs/MWh | FALSE | L | Annual | Constraint Shadow Price | US$/Ton | 85705.8294 | 114648.509 | 217911.9642 | 240697.7868 | 219853.8386 | 21529.0865 | 18939.4065
NJ Non-HEDD CT NGas Units - Nox Rate Annual v5.12, Unit 889 and retrofits | 577 | 2455 | Rate Constraint in lbs/MWh | FALSE | L | Annual | Seasons Included | Seasons | Winter, Summer | Winter, Summer | Winter, Summer | Winter, Summer | Winter, Summer | Winter, Summer | Winter, Summer
NJ Non-HEDD CT NGas Units - Nox Rate Annual v5.12, Unit 889 and retrofits | 577 | 2455 | Rate Constraint in lbs/MWh | FALSE | L | Annual | Standard | lb/MWh | 2.2 | 2.2 | 2.2 | 2.2 | 2.2 | 2.2 | 2.2
NJ Non-HEDD CT NGas Units - Nox Rate Annual v5.12, Unit 889 and retrofits | 577 | 2455 | Rate Constraint in lbs/MWh | FALSE | L | Annual | Emissions at Affected Plants NOX | MTons | 0.0011591 | 0.0011591 | 0.0011591 | 0.0011591 | 0.0011591 | 0.00038566 | 0.00038566
NJ Non-HEDD CT NGas Units - Nox Rate Annual v5.12, Unit 889 and retrofits | 577 | 2455 | Rate Constraint in lbs/MWh | FALSE | L | Annual | Allowances Purchased NOX | MTons | 0 | 0 | 0 | 0 | 0 | 0 | 0
NJ Non-HEDD CT NGas Units - Nox Rate Annual v5.12, Unit 889 and retrofits | 577 | 2455 | Rate Constraint in lbs/MWh | FALSE | L | Annual | Allowances Sold NOX | MTons | 0 | 0 | 0 | 0 | 0 | 0 | 0
NJ Non-HEDD CT NGas Units - Nox Rate Annual v5.12, Unit 889 and retrofits | 577 | 2455 | Rate Constraint in lbs/MWh | FALSE | L | Annual | Allowances Banked | MTons | 0 | 0 | 0 | 0 | 0 | 0 | 0
NJ Non-HEDD CT NGas Units - Nox Rate Annual v5.12, Unit 889 and retrofits | 577 | 2455 | Rate Constraint in lbs/MWh | FALSE | L | Annual | Allowances Withdrawn (1:1) | MTons | 0 | 0 | 0 | 0 | 0 | 0 | 0
NJ Non-HEDD CT NGas Units - Nox Rate Annual v5.12, Unit 889 and retrofits | 577 | 2455 | Rate Constraint in lbs/MWh | FALSE | L | Annual | Allowances Withdrawn (n:1) | MTons | 0 | 0 | 0 | 0 | 0 | 0 | 0
NJ Non-HEDD CT NGas Units - Nox Rate Annual v5.12, Unit 889 and retrofits | 577 | 2455 | Rate Constraint in lbs/MWh | FALSE | L | Annual | Net Emissions Allowance Position | MTons | 0.0011591 | 0.0011591 | 0.0011591 | 0.0011591 | 0.0011591 | 0.00038566 | 0.00038566
NJ Non-HEDD CT NGas Units - Nox Rate Annual v5.12, Unit 889 and retrofits | 577 | 2455 | Rate Constraint in lbs/MWh | FALSE | L | Annual | Fuel Consumed | TBtu | 0.010538 | 0.010538 | 0.010538 | 0.010538 | 0.010538 | 0.0035062 | 0.0035062
NJ Non-HEDD CT NGas Units - Nox Rate Annual v5.12, Unit 889 and retrofits | 577 | 2455 | Rate Constraint in lbs/MWh | FALSE | L | Annual | Rate | lb/MMBtu | 0.21999 | 0.21999 | 0.21999 | 0.21999 | 0.21999 | 0.21999 | 0.21999
NJ Non-HEDD CT NGas Units - Nox Rate Annual v5.12, Unit 889 and retrofits | 577 | 2455 | Rate Constraint in lbs/MWh | FALSE | L | Annual | Generation | TWh | 0.0010538 | 0.0010538 | 0.0010538 | 0.0010538 | 0.0010538 | 0.00035062 | 0.00035062
NJ Non-HEDD CT NGas Units - Nox Rate Annual v5.12, Unit 889 and retrofits | 577 | 2455 | Rate Constraint in lbs/MWh | FALSE | L | Annual | Qualifying Generation | TWh | 0.0010538 | 0.0010538 | 0.0010538 | 0.0010538 | 0.0010538 | 0.00035062 | 0.00035062
NJ Non-HEDD CT NGas Units - Nox Rate Annual v5.12, Unit 889 and retrofits | 577 | 2455 | Rate Constraint in lbs/MWh | FALSE | L | Annual | Constraint Shadow Price | US$/Ton | 0 | 0 | 0 | 0 | 0 | 0 | 0
NJ Non-HEDD CT NGas Units - Nox Rate Annual v5.12, Unit 892 and retrofits | 578 | 2455 | Rate Constraint in lbs/MWh | FALSE | L | Annual | Seasons Included | Seasons | Winter, Summer | Winter, Summer | Winter, Summer | Winter, Summer | Winter, Summer | Winter, Summer | Winter, Summer
NJ Non-HEDD CT NGas Units - Nox Rate Annual v5.12, Unit 892 and retrofits | 578 | 2455 | Rate Constraint in lbs/MWh | FALSE | L | Annual | Standard | lb/MWh | 2.2 | 2.2 | 2.2 | 2.2 | 2.2 | 2.2 | 2.2
NJ Non-HEDD CT NGas Units - Nox Rate Annual v5.12, Unit 892 and retrofits | 578 | 2455 | Rate Constraint in lbs/MWh | FALSE | L | Annual | Emissions at Affected Plants NOX | MTons | 0 | 0 | 0 | 0 | 0 | 0 | 0
NJ Non-HEDD CT NGas Units - Nox Rate Annual v5.12, Unit 892 and retrofits | 578 | 2455 | Rate Constraint in lbs/MWh | FALSE | L | Annual | Allowances Purchased NOX | MTons | 0 | 0 | 0 | 0 | 0 | 0 | 0
NJ Non-HEDD CT NGas Units - Nox Rate Annual v5.12, Unit 892 and retrofits | 578 | 2455 | Rate Constraint in lbs/MWh | FALSE | L | Annual | Allowances Sold NOX | MTons | 0 | 0 | 0 | 0 | 0 | 0 | 0
NJ Non-HEDD CT NGas Units - Nox Rate Annual v5.12, Unit 892 and retrofits | 578 | 2455 | Rate Constraint in lbs/MWh | FALSE | L | Annual | Allowances Banked | MTons | 0 | 0 | 0 | 0 | 0 | 0 | 0
NJ Non-HEDD CT NGas Units - Nox Rate Annual v5.12, Unit 892 and retrofits | 578 | 2455 | Rate Constraint in lbs/MWh | FALSE | L | Annual | Allowances Withdrawn (1:1) | MTons | 0 | 0 | 0 | 0 | 0 | 0 | 0
NJ Non-HEDD CT NGas Units - Nox Rate Annual v5.12, Unit 892 and retrofits | 578 | 2455 | Rate Constraint in lbs/MWh | FALSE | L | Annual | Allowances Withdrawn (n:1) | MTons | 0 | 0 | 0 | 0 | 0 | 0 | 0
NJ Non-HEDD CT NGas Units - Nox Rate Annual v5.12, Unit 892 and retrofits | 578 | 2455 | Rate Constraint in lbs/MWh | FALSE | L | Annual | Net Emissions Allowance Position | MTons | 0 | 0 | 0 | 0 | 0 | 0 | 0
NJ Non-HEDD CT NGas Units - Nox Rate Annual v5.12, Unit 892 and retrofits | 578 | 2455 | Rate Constraint in lbs/MWh | FALSE | L | Annual | Fuel Consumed | TBtu | 0 | 0 | 0 | 0 | 0 | 0 | 0
NJ Non-HEDD CT NGas Units - Nox Rate Annual v5.12, Unit 892 and retrofits | 578 | 2455 | Rate Constraint in lbs/MWh | FALSE | L | Annual | Rate | lb/MMBtu | 0 | 0 | 0 | 0 | 0 | 0 | 0
NJ Non-HEDD CT NGas Units - Nox Rate Annual v5.12, Unit 892 and retrofits | 578 | 2455 | Rate Constraint in lbs/MWh | FALSE | L | Annual | Generation | TWh | 0 | 0 | 0 | 0 | 0 | 0 | 0
NJ Non-HEDD CT NGas Units - Nox Rate Annual v5.12, Unit 892 and retrofits | 578 | 2455 | Rate Constraint in lbs/MWh | FALSE | L | Annual | Qualifying Generation | TWh | 0 | 0 | 0 | 0 | 0 | 0 | 0
NJ Non-HEDD CT NGas Units - Nox Rate Annual v5.12, Unit 892 and retrofits | 578 | 2455 | Rate Constraint in lbs/MWh | FALSE | L | Annual | Constraint Shadow Price | US$/Ton | 85705.8294 | 114648.509 | 217911.9642 | 240697.7868 | 219853.8386 | 21529.0865 | 18939.4065
NJ Non-HEDD CT NGas Units - Nox Rate Annual v5.12, Unit 893 and retrofits | 579 | 2455 | Rate Constraint in lbs/MWh | FALSE | L | Annual | Seasons Included | Seasons | Winter, Summer | Winter, Summer | Winter, Summer | Winter, Summer | Winter, Summer | Winter, Summer | Winter, Summer
NJ Non-HEDD CT NGas Units - Nox Rate Annual v5.12, Unit 893 and retrofits | 579 | 2455 | Rate Constraint in lbs/MWh | FALSE | L | Annual | Standard | lb/MWh | 2.2 | 2.2 | 2.2 | 2.2 | 2.2 | 2.2 | 2.2
NJ Non-HEDD CT NGas Units - Nox Rate Annual v5.12, Unit 893 and retrofits | 579 | 2455 | Rate Constraint in lbs/MWh | FALSE | L | Annual | Emissions at Affected Plants NOX | MTons | 0 | 0 | 0 | 0 | 0 | 0 | 0
NJ Non-HEDD CT NGas Units - Nox Rate Annual v5.12, Unit 893 and retrofits | 579 | 2455 | Rate Constraint in lbs/MWh | FALSE | L | Annual | Allowances Purchased NOX | MTons | 0 | 0 | 0 | 0 | 0 | 0 | 0
NJ Non-HEDD CT NGas Units - Nox Rate Annual v5.12, Unit 893 and retrofits | 579 | 2455 | Rate Constraint in lbs/MWh | FALSE | L | Annual | Allowances Sold NOX | MTons | 0 | 0 | 0 | 0 | 0 | 0 | 0
NJ Non-HEDD CT NGas Units - Nox Rate Annual v5.12, Unit 893 and retrofits | 579 | 2455 | Rate Constraint in lbs/MWh | FALSE | L | Annual | Allowances Banked | MTons | 0 | 0 | 0 | 0 | 0 | 0 | 0
NJ Non-HEDD CT NGas Units - Nox Rate Annual v5.12, Unit 893 and retrofits | 579 | 2455 | Rate Constraint in lbs/MWh | FALSE | L | Annual | Allowances Withdrawn (1:1) | MTons | 0 | 0 | 0 | 0 | 0 | 0 | 0
NJ Non-HEDD CT NGas Units - Nox Rate Annual v5.12, Unit 893 and retrofits | 579 | 2455 | Rate Constraint in lbs/MWh | FALSE | L | Annual | Allowances Withdrawn (n:1) | MTons | 0 | 0 | 0 | 0 | 0 | 0 | 0
NJ Non-HEDD CT NGas Units - Nox Rate Annual v5.12, Unit 893 and retrofits | 579 | 2455 | Rate Constraint in lbs/MWh | FALSE | L | Annual | Net Emissions Allowance Position | MTons | 0 | 0 | 0 | 0 | 0 | 0 | 0
NJ Non-HEDD CT NGas Units - Nox Rate Annual v5.12, Unit 893 and retrofits | 579 | 2455 | Rate Constraint in lbs/MWh | FALSE | L | Annual | Fuel Consumed | TBtu | 0 | 0 | 0 | 0 | 0 | 0 | 0
NJ Non-HEDD CT NGas Units - Nox Rate Annual v5.12, Unit 893 and retrofits | 579 | 2455 | Rate Constraint in lbs/MWh | FALSE | L | Annual | Rate | lb/MMBtu | 0 | 0 | 0 | 0 | 0 | 0 | 0
NJ Non-HEDD CT NGas Units - Nox Rate Annual v5.12, Unit 893 and retrofits | 579 | 2455 | Rate Constraint in lbs/MWh | FALSE | L | Annual | Generation | TWh | 0 | 0 | 0 | 0 | 0 | 0 | 0
NJ Non-HEDD CT NGas Units - Nox Rate Annual v5.12, Unit 893 and retrofits | 579 | 2455 | Rate Constraint in lbs/MWh | FALSE | L | Annual | Qualifying Generation | TWh | 0 | 0 | 0 | 0 | 0 | 0 | 0
NJ Non-HEDD CT NGas Units - Nox Rate Annual v5.12, Unit 893 and retrofits | 579 | 2455 | Rate Constraint in lbs/MWh | FALSE | L | Annual | Constraint Shadow Price | US$/Ton | 256203.4354 | 326118.0927 | 584054.7197 | 642108.8097 | 593614.2084 | 125720.7857 | 134016.8153
NJ Non-HEDD CT NGas Units - Nox Rate Annual v5.12, Unit 894 and retrofits | 580 | 2455 | Rate Constraint in lbs/MWh | FALSE | L | Annual | Seasons Included | Seasons | Winter, Summer | Winter, Summer | Winter, Summer | Winter, Summer | Winter, Summer | Winter, Summer | Winter, Summer
NJ Non-HEDD CT NGas Units - Nox Rate Annual v5.12, Unit 894 and retrofits | 580 | 2455 | Rate Constraint in lbs/MWh | FALSE | L | Annual | Standard | lb/MWh | 2.2 | 2.2 | 2.2 | 2.2 | 2.2 | 2.2 | 2.2
NJ Non-HEDD CT NGas Units - Nox Rate Annual v5.12, Unit 894 and retrofits | 580 | 2455 | Rate Constraint in lbs/MWh | FALSE | L | Annual | Emissions at Affected Plants NOX | MTons | 0 | 0 | 0 | 0 | 0 | 0 | 0
NJ Non-HEDD CT NGas Units - Nox Rate Annual v5.12, Unit 894 and retrofits | 580 | 2455 | Rate Constraint in lbs/MWh | FALSE | L | Annual | Allowances Purchased NOX | MTons | 0 | 0 | 0 | 0 | 0 | 0 | 0
NJ Non-HEDD CT NGas Units - Nox Rate Annual v5.12, Unit 894 and retrofits | 580 | 2455 | Rate Constraint in lbs/MWh | FALSE | L | Annual | Allowances Sold NOX | MTons | 0 | 0 | 0 | 0 | 0 | 0 | 0
NJ Non-HEDD CT NGas Units - Nox Rate Annual v5.12, Unit 894 and retrofits | 580 | 2455 | Rate Constraint in lbs/MWh | FALSE | L | Annual | Allowances Banked | MTons | 0 | 0 | 0 | 0 | 0 | 0 | 0
NJ Non-HEDD CT NGas Units - Nox Rate Annual v5.12, Unit 894 and retrofits | 580 | 2455 | Rate Constraint in lbs/MWh | FALSE | L | Annual | Allowances Withdrawn (1:1) | MTons | 0 | 0 | 0 | 0 | 0 | 0 | 0
NJ Non-HEDD CT NGas Units - Nox Rate Annual v5.12, Unit 894 and retrofits | 580 | 2455 | Rate Constraint in lbs/MWh | FALSE | L | Annual | Allowances Withdrawn (n:1) | MTons | 0 | 0 | 0 | 0 | 0 | 0 | 0
NJ Non-HEDD CT NGas Units - Nox Rate Annual v5.12, Unit 894 and retrofits | 580 | 2455 | Rate Constraint in lbs/MWh | FALSE | L | Annual | Net Emissions Allowance Position | MTons | 0 | 0 | 0 | 0 | 0 | 0 | 0
NJ Non-HEDD CT NGas Units - Nox Rate Annual v5.12, Unit 894 and retrofits | 580 | 2455 | Rate Constraint in lbs/MWh | FALSE | L | Annual | Fuel Consumed | TBtu | 0 | 0 | 0 | 0 | 0 | 0 | 0
NJ Non-HEDD CT NGas Units - Nox Rate Annual v5.12, Unit 894 and retrofits | 580 | 2455 | Rate Constraint in lbs/MWh | FALSE | L | Annual | Rate | lb/MMBtu | 0 | 0 | 0 | 0 | 0 | 0 | 0
NJ Non-HEDD CT NGas Units - Nox Rate Annual v5.12, Unit 894 and retrofits | 580 | 2455 | Rate Constraint in lbs/MWh | FALSE | L | Annual | Generation | TWh | 0 | 0 | 0 | 0 | 0 | 0 | 0
NJ Non-HEDD CT NGas Units - Nox Rate Annual v5.12, Unit 894 and retrofits | 580 | 2455 | Rate Constraint in lbs/MWh | FALSE | L | Annual | Qualifying Generation | TWh | 0 | 0 | 0 | 0 | 0 | 0 | 0
NJ Non-HEDD CT NGas Units - Nox Rate Annual v5.12, Unit 894 and retrofits | 580 | 2455 | Rate Constraint in lbs/MWh | FALSE | L | Annual | Constraint Shadow Price | US$/Ton | 240609.7249 | 306269.0576 | 548506.4834 | 603027.1368 | 557484.1384 | 118068.8448 | 125859.9403
NJ Non-HEDD CT NGas Units - Nox Rate Annual v5.12, Unit 895 and retrofits | 581 | 2455 | Rate Constraint in lbs/MWh | FALSE | L | Annual | Seasons Included | Seasons | Winter, Summer | Winter, Summer | Winter, Summer | Winter, Summer | Winter, Summer | Winter, Summer | Winter, Summer
NJ Non-HEDD CT NGas Units - Nox Rate Annual v5.12, Unit 895 and retrofits | 581 | 2455 | Rate Constraint in lbs/MWh | FALSE | L | Annual | Standard | lb/MWh | 2.2 | 2.2 | 2.2 | 2.2 | 2.2 | 2.2 | 2.2
NJ Non-HEDD CT NGas Units - Nox Rate Annual v5.12, Unit 895 and retrofits | 581 | 2455 | Rate Constraint in lbs/MWh | FALSE | L | Annual | Emissions at Affected Plants NOX | MTons | 0.00035054 | 0.00035054 | 0.00035054 | 0.00035054 | 0.00035054 | 0.00035054 | 0.00035054
NJ Non-HEDD CT NGas Units - Nox Rate Annual v5.12, Unit 895 and retrofits | 581 | 2455 | Rate Constraint in lbs/MWh | FALSE | L | Annual | Allowances Purchased NOX | MTons | 0 | 0 | 0 | 0 | 0 | 0 | 0
NJ Non-HEDD CT NGas Units - Nox Rate Annual v5.12, Unit 895 and retrofits | 581 | 2455 | Rate Constraint in lbs/MWh | FALSE | L | Annual | Allowances Sold NOX | MTons | 0 | 0 | 0 | 0 | 0 | 0 | 0
NJ Non-HEDD CT NGas Units - Nox Rate Annual v5.12, Unit 895 and retrofits | 581 | 2455 | Rate Constraint in lbs/MWh | FALSE | L | Annual | Allowances Banked | MTons | 0 | 0 | 0 | 0 | 0 | 0 | 0
NJ Non-HEDD CT NGas Units - Nox Rate Annual v5.12, Unit 895 and retrofits | 581 | 2455 | Rate Constraint in lbs/MWh | FALSE | L | Annual | Allowances Withdrawn (1:1) | MTons | 0 | 0 | 0 | 0 | 0 | 0 | 0
NJ Non-HEDD CT NGas Units - Nox Rate Annual v5.12, Unit 895 and retrofits | 581 | 2455 | Rate Constraint in lbs/MWh | FALSE | L | Annual | Allowances Withdrawn (n:1) | MTons | 0 | 0 | 0 | 0 | 0 | 0 | 0
NJ Non-HEDD CT NGas Units - Nox Rate Annual v5.12, Unit 895 and retrofits | 581 | 2455 | Rate Constraint in lbs/MWh | FALSE | L | Annual | Net Emissions Allowance Position | MTons | 0.00035054 | 0.00035054 | 0.00035054 | 0.00035054 | 0.00035054 | 0.00035054 | 0.00035054
NJ Non-HEDD CT NGas Units - Nox Rate Annual v5.12, Unit 895 and retrofits | 581 | 2455 | Rate Constraint in lbs/MWh | FALSE | L | Annual | Fuel Consumed | TBtu | 0.0034689 | 0.0034689 | 0.0034689 | 0.0034689 | 0.0034689 | 0.0034689 | 0.0034689
NJ Non-HEDD CT NGas Units - Nox Rate Annual v5.12, Unit 895 and retrofits | 581 | 2455 | Rate Constraint in lbs/MWh | FALSE | L | Annual | Rate | lb/MMBtu | 0.2021 | 0.2021 | 0.2021 | 0.2021 | 0.2021 | 0.2021 | 0.2021
NJ Non-HEDD CT NGas Units - Nox Rate Annual v5.12, Unit 895 and retrofits | 581 | 2455 | Rate Constraint in lbs/MWh | FALSE | L | Annual | Generation | TWh | 0.00031875 | 0.00031875 | 0.00031875 | 0.00031875 | 0.00031875 | 0.00031875 | 0.00031875
NJ Non-HEDD CT NGas Units - Nox Rate Annual v5.12, Unit 895 and retrofits | 581 | 2455 | Rate Constraint in lbs/MWh | FALSE | L | Annual | Qualifying Generation | TWh | 0.00031875 | 0.00031875 | 0.00031875 | 0.00031875 | 0.00031875 | 0.00031875 | 0.00031875
NJ Non-HEDD CT NGas Units - Nox Rate Annual v5.12, Unit 895 and retrofits | 581 | 2455 | Rate Constraint in lbs/MWh | FALSE | L | Annual | Constraint Shadow Price | US$/Ton | 0 | 0 | 0 | 0 | 0 | 0 | 0
NJ Non-HEDD CT NGas Units - Nox Rate Annual v5.12, Unit 896 and retrofits | 582 | 2455 | Rate Constraint in lbs/MWh | FALSE | L | Annual | Seasons Included | Seasons | Winter, Summer | Winter, Summer | Winter, Summer | Winter, Summer | Winter, Summer | Winter, Summer | Winter, Summer
NJ Non-HEDD CT NGas Units - Nox Rate Annual v5.12, Unit 896 and retrofits | 582 | 2455 | Rate Constraint in lbs/MWh | FALSE | L | Annual | Standard | lb/MWh | 2.2 | 2.2 | 2.2 | 2.2 | 2.2 | 2.2 | 2.2
NJ Non-HEDD CT NGas Units - Nox Rate Annual v5.12, Unit 896 and retrofits | 582 | 2455 | Rate Constraint in lbs/MWh | FALSE | L | Annual | Emissions at Affected Plants NOX | MTons | 0.00035062 | 0.00035062 | 0.00035062 | 0.00035062 | 0.00035062 | 0.00035062 | 0.00035062
NJ Non-HEDD CT NGas Units - Nox Rate Annual v5.12, Unit 896 and retrofits | 582 | 2455 | Rate Constraint in lbs/MWh | FALSE | L | Annual | Allowances Purchased NOX | MTons | 0 | 0 | 0 | 0 | 0 | 0 | 0
NJ Non-HEDD CT NGas Units - Nox Rate Annual v5.12, Unit 896 and retrofits | 582 | 2455 | Rate Constraint in lbs/MWh | FALSE | L | Annual | Allowances Sold NOX | MTons | 0 | 0 | 0 | 0 | 0 | 0 | 0
NJ Non-HEDD CT NGas Units - Nox Rate Annual v5.12, Unit 896 and retrofits | 582 | 2455 | Rate Constraint in lbs/MWh | FALSE | L | Annual | Allowances Banked | MTons | 0 | 0 | 0 | 0 | 0 | 0 | 0
NJ Non-HEDD CT NGas Units - Nox Rate Annual v5.12, Unit 896 and retrofits | 582 | 2455 | Rate Constraint in lbs/MWh | FALSE | L | Annual | Allowances Withdrawn (1:1) | MTons | 0 | 0 | 0 | 0 | 0 | 0 | 0
NJ Non-HEDD CT NGas Units - Nox Rate Annual v5.12, Unit 896 and retrofits | 582 | 2455 | Rate Constraint in lbs/MWh | FALSE | L | Annual | Allowances Withdrawn (n:1) | MTons | 0 | 0 | 0 | 0 | 0 | 0 | 0
NJ Non-HEDD CT NGas Units - Nox Rate Annual v5.12, Unit 896 and retrofits | 582 | 2455 | Rate Constraint in lbs/MWh | FALSE | L | Annual | Net Emissions Allowance Position | MTons | 0.00035062 | 0.00035062 | 0.00035062 | 0.00035062 | 0.00035062 | 0.00035062 | 0.00035062
NJ Non-HEDD CT NGas Units - Nox Rate Annual v5.12, Unit 896 and retrofits | 582 | 2455 | Rate Constraint in lbs/MWh | FALSE | L | Annual | Fuel Consumed | TBtu | 0.0034715 | 0.0034715 | 0.0034715 | 0.0034715 | 0.0034715 | 0.0034715 | 0.0034715
NJ Non-HEDD CT NGas Units - Nox Rate Annual v5.12, Unit 896 and retrofits | 582 | 2455 | Rate Constraint in lbs/MWh | FALSE | L | Annual | Rate | lb/MMBtu | 0.202 | 0.202 | 0.202 | 0.202 | 0.202 | 0.202 | 0.202
NJ Non-HEDD CT NGas Units - Nox Rate Annual v5.12, Unit 896 and retrofits | 582 | 2455 | Rate Constraint in lbs/MWh | FALSE | L | Annual | Generation | TWh | 0.00031875 | 0.00031875 | 0.00031875 | 0.00031875 | 0.00031875 | 0.00031875 | 0.00031875
NJ Non-HEDD CT NGas Units - Nox Rate Annual v5.12, Unit 896 and retrofits | 582 | 2455 | Rate Constraint in lbs/MWh | FALSE | L | Annual | Qualifying Generation | TWh | 0.00031875 | 0.00031875 | 0.00031875 | 0.00031875 | 0.00031875 | 0.00031875 | 0.00031875
NJ Non-HEDD CT NGas Units - Nox Rate Annual v5.12, Unit 896 and retrofits | 582 | 2455 | Rate Constraint in lbs/MWh | FALSE | L | Annual | Constraint Shadow Price | US$/Ton | 0 | 0 | 0 | 0 | 0 | 0 | 0
NJ Non-HEDD CT NGas Units - Nox Rate Annual v5.12, Unit 897 and retrofits | 583 | 2455 | Rate Constraint in lbs/MWh | FALSE | L | Annual | Seasons Included | Seasons | Winter, Summer | Winter, Summer | Winter, Summer | Winter, Summer | Winter, Summer | Winter, Summer | Winter, Summer
NJ Non-HEDD CT NGas Units - Nox Rate Annual v5.12, Unit 897 and retrofits | 583 | 2455 | Rate Constraint in lbs/MWh | FALSE | L | Annual | Standard | lb/MWh | 2.2 | 2.2 | 2.2 | 2.2 | 2.2 | 2.2 | 2.2
NJ Non-HEDD CT NGas Units - Nox Rate Annual v5.12, Unit 897 and retrofits | 583 | 2455 | Rate Constraint in lbs/MWh | FALSE | L | Annual | Emissions at Affected Plants NOX | MTons | 0.00070124 | 0.00070124 | 0.00070124 | 0.00070124 | 0.00070124 | 0.00070124 | 0.00070124
NJ Non-HEDD CT NGas Units - Nox Rate Annual v5.12, Unit 897 and retrofits | 583 | 2455 | Rate Constraint in lbs/MWh | FALSE | L | Annual | Allowances Purchased NOX | MTons | 0 | 0 | 0 | 0 | 0 | 0 | 0
NJ Non-HEDD CT NGas Units - Nox Rate Annual v5.12, Unit 897 and retrofits | 583 | 2455 | Rate Constraint in lbs/MWh | FALSE | L | Annual | Allowances Sold NOX | MTons | 0 | 0 | 0 | 0 | 0 | 0 | 0
NJ Non-HEDD CT NGas Units - Nox Rate Annual v5.12, Unit 897 and retrofits | 583 | 2455 | Rate Constraint in lbs/MWh | FALSE | L | Annual | Allowances Banked | MTons | 0 | 0 | 0 | 0 | 0 | 0 | 0
NJ Non-HEDD CT NGas Units - Nox Rate Annual v5.12, Unit 897 and retrofits | 583 | 2455 | Rate Constraint in lbs/MWh | FALSE | L | Annual | Allowances Withdrawn (1:1) | MTons | 0 | 0 | 0 | 0 | 0 | 0 | 0
NJ Non-HEDD CT NGas Units - Nox Rate Annual v5.12, Unit 897 and retrofits | 583 | 2455 | Rate Constraint in lbs/MWh | FALSE | L | Annual | Allowances Withdrawn (n:1) | MTons | 0 | 0 | 0 | 0 | 0 | 0 | 0
NJ Non-HEDD CT NGas Units - Nox Rate Annual v5.12, Unit 897 and retrofits | 583 | 2455 | Rate Constraint in lbs/MWh | FALSE | L | Annual | Net Emissions Allowance Position | MTons | 0.00070124 | 0.00070124 | 0.00070124 | 0.00070124 | 0.00070124 | 0.00070124 | 0.00070124
NJ Non-HEDD CT NGas Units - Nox Rate Annual v5.12, Unit 897 and retrofits | 583 | 2455 | Rate Constraint in lbs/MWh | FALSE | L | Annual | Fuel Consumed | TBtu | 0.006943 | 0.006943 | 0.006943 | 0.006943 | 0.006943 | 0.006943 | 0.006943
NJ Non-HEDD CT NGas Units - Nox Rate Annual v5.12, Unit 897 and retrofits | 583 | 2455 | Rate Constraint in lbs/MWh | FALSE | L | Annual | Rate | lb/MMBtu | 0.202 | 0.202 | 0.202 | 0.202 | 0.202 | 0.202 | 0.202
NJ Non-HEDD CT NGas Units - Nox Rate Annual v5.12, Unit 897 and retrofits | 583 | 2455 | Rate Constraint in lbs/MWh | FALSE | L | Annual | Generation | TWh | 0.0006375 | 0.0006375 | 0.0006375 | 0.0006375 | 0.0006375 | 0.0006375 | 0.0006375
NJ Non-HEDD CT NGas Units - Nox Rate Annual v5.12, Unit 897 and retrofits | 583 | 2455 | Rate Constraint in lbs/MWh | FALSE | L | Annual | Qualifying Generation | TWh | 0.0006375 | 0.0006375 | 0.0006375 | 0.0006375 | 0.0006375 | 0.0006375 | 0.0006375
NJ Non-HEDD CT NGas Units - Nox Rate Annual v5.12, Unit 897 and retrofits | 583 | 2455 | Rate Constraint in lbs/MWh | FALSE | L | Annual | Constraint Shadow Price | US$/Ton | 0 | 0 | 0 | 0 | 0 | 0 | 0
NJ Non-HEDD CT NGas Units - Nox Rate Annual v5.12, Unit 899 and retrofits | 584 | 2455 | Rate Constraint in lbs/MWh | FALSE | L | Annual | Seasons Included | Seasons | Winter, Summer | Winter, Summer | Winter, Summer | Winter, Summer | Winter, Summer | Winter, Summer | Winter, Summer
NJ Non-HEDD CT NGas Units - Nox Rate Annual v5.12, Unit 899 and retrofits | 584 | 2455 | Rate Constraint in lbs/MWh | FALSE | L | Annual | Standard | lb/MWh | 2.2 | 2.2 | 2.2 | 2.2 | 2.2 | 2.2 | 2.2
NJ Non-HEDD CT NGas Units - Nox Rate Annual v5.12, Unit 899 and retrofits | 584 | 2455 | Rate Constraint in lbs/MWh | FALSE | L | Annual | Emissions at Affected Plants NOX | MTons | 0.0018334 | 0.0018334 | 0.0093196 | 0.0093196 | 0.0093196 | 0.0093196 | 0
NJ Non-HEDD CT NGas Units - Nox Rate Annual v5.12, Unit 899 and retrofits | 584 | 2455 | Rate Constraint in lbs/MWh | FALSE | L | Annual | Allowances Purchased NOX | MTons | 0 | 0 | 0 | 0 | 0 | 0 | 0
NJ Non-HEDD CT NGas Units - Nox Rate Annual v5.12, Unit 899 and retrofits | 584 | 2455 | Rate Constraint in lbs/MWh | FALSE | L | Annual | Allowances Sold NOX | MTons | 0 | 0 | 0 | 0 | 0 | 0 | 0
NJ Non-HEDD CT NGas Units - Nox Rate Annual v5.12, Unit 899 and retrofits | 584 | 2455 | Rate Constraint in lbs/MWh | FALSE | L | Annual | Allowances Banked | MTons | 0 | 0 | 0 | 0 | 0 | 0 | 0
NJ Non-HEDD CT NGas Units - Nox Rate Annual v5.12, Unit 899 and retrofits | 584 | 2455 | Rate Constraint in lbs/MWh | FALSE | L | Annual | Allowances Withdrawn (1:1) | MTons | 0 | 0 | 0 | 0 | 0 | 0 | 0
NJ Non-HEDD CT NGas Units - Nox Rate Annual v5.12, Unit 899 and retrofits | 584 | 2455 | Rate Constraint in lbs/MWh | FALSE | L | Annual | Allowances Withdrawn (n:1) | MTons | 0 | 0 | 0 | 0 | 0 | 0 | 0
NJ Non-HEDD CT NGas Units - Nox Rate Annual v5.12, Unit 899 and retrofits | 584 | 2455 | Rate Constraint in lbs/MWh | FALSE | L | Annual | Net Emissions Allowance Position | MTons | 0.0018334 | 0.0018334 | 0.0093196 | 0.0093196 | 0.0093196 | 0.0093196 | 0
NJ Non-HEDD CT NGas Units - Nox Rate Annual v5.12, Unit 899 and retrofits | 584 | 2455 | Rate Constraint in lbs/MWh | FALSE | L | Annual | Fuel Consumed | TBtu | 0.02527 | 0.02527 | 0.12846 | 0.12846 | 0.12846 | 0.12846 | 0
NJ Non-HEDD CT NGas Units - Nox Rate Annual v5.12, Unit 899 and retrofits | 584 | 2455 | Rate Constraint in lbs/MWh | FALSE | L | Annual | Rate | lb/MMBtu | 0.1451 | 0.1451 | 0.1451 | 0.1451 | 0.1451 | 0.1451 | 0
NJ Non-HEDD CT NGas Units - Nox Rate Annual v5.12, Unit 899 and retrofits | 584 | 2455 | Rate Constraint in lbs/MWh | FALSE | L | Annual | Generation | TWh | 0.0016668 | 0.0016668 | 0.0084729 | 0.0084729 | 0.0084729 | 0.0084729 | 0
NJ Non-HEDD CT NGas Units - Nox Rate Annual v5.12, Unit 899 and retrofits | 584 | 2455 | Rate Constraint in lbs/MWh | FALSE | L | Annual | Qualifying Generation | TWh | 0.0016668 | 0.0016668 | 0.0084729 | 0.0084729 | 0.0084729 | 0.0084729 | 0
NJ Non-HEDD CT NGas Units - Nox Rate Annual v5.12, Unit 899 and retrofits | 584 | 2455 | Rate Constraint in lbs/MWh | FALSE | L | Annual | Constraint Shadow Price | US$/Ton | 0 | 0 | 0 | 0 | 0 | 0 | 0
NJ Non-HEDD CT NGas Units - Nox Rate Annual v5.12, Unit 931 and retrofits | 585 | 2455 | Rate Constraint in lbs/MWh | FALSE | L | Annual | Seasons Included | Seasons | Winter, Summer | Winter, Summer | Winter, Summer | Winter, Summer | Winter, Summer | Winter, Summer | Winter, Summer
NJ Non-HEDD CT NGas Units - Nox Rate Annual v5.12, Unit 931 and retrofits | 585 | 2455 | Rate Constraint in lbs/MWh | FALSE | L | Annual | Standard | lb/MWh | 2.2 | 2.2 | 2.2 | 2.2 | 2.2 | 2.2 | 2.2
NJ Non-HEDD CT NGas Units - Nox Rate Annual v5.12, Unit 931 and retrofits | 585 | 2455 | Rate Constraint in lbs/MWh | FALSE | L | Annual | Emissions at Affected Plants NOX | MTons | 0 | 0 | 0 | 0 | 0 | 0 | 0
NJ Non-HEDD CT NGas Units - Nox Rate Annual v5.12, Unit 931 and retrofits | 585 | 2455 | Rate Constraint in lbs/MWh | FALSE | L | Annual | Allowances Purchased NOX | MTons | 0 | 0 | 0 | 0 | 0 | 0 | 0
NJ Non-HEDD CT NGas Units - Nox Rate Annual v5.12, Unit 931 and retrofits | 585 | 2455 | Rate Constraint in lbs/MWh | FALSE | L | Annual | Allowances Sold NOX | MTons | 0 | 0 | 0 | 0 | 0 | 0 | 0
NJ Non-HEDD CT NGas Units - Nox Rate Annual v5.12, Unit 931 and retrofits | 585 | 2455 | Rate Constraint in lbs/MWh | FALSE | L | Annual | Allowances Banked | MTons | 0 | 0 | 0 | 0 | 0 | 0 | 0
NJ Non-HEDD CT NGas Units - Nox Rate Annual v5.12, Unit 931 and retrofits | 585 | 2455 | Rate Constraint in lbs/MWh | FALSE | L | Annual | Allowances Withdrawn (1:1) | MTons | 0 | 0 | 0 | 0 | 0 | 0 | 0
NJ Non-HEDD CT NGas Units - Nox Rate Annual v5.12, Unit 931 and retrofits | 585 | 2455 | Rate Constraint in lbs/MWh | FALSE | L | Annual | Allowances Withdrawn (n:1) | MTons | 0 | 0 | 0 | 0 | 0 | 0 | 0
NJ Non-HEDD CT NGas Units - Nox Rate Annual v5.12, Unit 931 and retrofits | 585 | 2455 | Rate Constraint in lbs/MWh | FALSE | L | Annual | Net Emissions Allowance Position | MTons | 0 | 0 | 0 | 0 | 0 | 0 | 0
NJ Non-HEDD CT NGas Units - Nox Rate Annual v5.12, Unit 931 and retrofits | 585 | 2455 | Rate Constraint in lbs/MWh | FALSE | L | Annual | Fuel Consumed | TBtu | 0 | 0 | 0 | 0 | 0 | 0 | 0
NJ Non-HEDD CT NGas Units - Nox Rate Annual v5.12, Unit 931 and retrofits | 585 | 2455 | Rate Constraint in lbs/MWh | FALSE | L | Annual | Rate | lb/MMBtu | 0 | 0 | 0 | 0 | 0 | 0 | 0
NJ Non-HEDD CT NGas Units - Nox Rate Annual v5.12, Unit 931 and retrofits | 585 | 2455 | Rate Constraint in lbs/MWh | FALSE | L | Annual | Generation | TWh | 0 | 0 | 0 | 0 | 0 | 0 | 0
NJ Non-HEDD CT NGas Units - Nox Rate Annual v5.12, Unit 931 and retrofits | 585 | 2455 | Rate Constraint in lbs/MWh | FALSE | L | Annual | Qualifying Generation | TWh | 0 | 0 | 0 | 0 | 0 | 0 | 0
NJ Non-HEDD CT NGas Units - Nox Rate Annual v5.12, Unit 931 and retrofits | 585 | 2455 | Rate Constraint in lbs/MWh | FALSE | L | Annual | Constraint Shadow Price | US$/Ton | 171676.1778 | 218524.4229 | 391361.9726 | 430262.7167 | 397767.5716 | 84242.6797 | 89801.6631
NJ Non-HEDD CT NGas Units - Nox Rate Annual v5.12, Unit 933 and retrofits | 586 | 2455 | Rate Constraint in lbs/MWh | FALSE | L | Annual | Seasons Included | Seasons | Winter, Summer | Winter, Summer | Winter, Summer | Winter, Summer | Winter, Summer | Winter, Summer | Winter, Summer
NJ Non-HEDD CT NGas Units - Nox Rate Annual v5.12, Unit 933 and retrofits | 586 | 2455 | Rate Constraint in lbs/MWh | FALSE | L | Annual | Standard | lb/MWh | 2.2 | 2.2 | 2.2 | 2.2 | 2.2 | 2.2 | 2.2
NJ Non-HEDD CT NGas Units - Nox Rate Annual v5.12, Unit 933 and retrofits | 586 | 2455 | Rate Constraint in lbs/MWh | FALSE | L | Annual | Emissions at Affected Plants NOX | MTons | 0.0056144 | 0.0056144 | 0.0056144 | 0.0056144 | 0.0056144 | 0.0056144 | 0.0056144
NJ Non-HEDD CT NGas Units - Nox Rate Annual v5.12, Unit 933 and retrofits | 586 | 2455 | Rate Constraint in lbs/MWh | FALSE | L | Annual | Allowances Purchased NOX | MTons | 0 | 0 | 0 | 0 | 0 | 0 | 0
NJ Non-HEDD CT NGas Units - Nox Rate Annual v5.12, Unit 933 and retrofits | 586 | 2455 | Rate Constraint in lbs/MWh | FALSE | L | Annual | Allowances Sold NOX | MTons | 0 | 0 | 0 | 0 | 0 | 0 | 0
NJ Non-HEDD CT NGas Units - Nox Rate Annual v5.12, Unit 933 and retrofits | 586 | 2455 | Rate Constraint in lbs/MWh | FALSE | L | Annual | Allowances Banked | MTons | 0 | 0 | 0 | 0 | 0 | 0 | 0
NJ Non-HEDD CT NGas Units - Nox Rate Annual v5.12, Unit 933 and retrofits | 586 | 2455 | Rate Constraint in lbs/MWh | FALSE | L | Annual | Allowances Withdrawn (1:1) | MTons | 0 | 0 | 0 | 0 | 0 | 0 | 0
NJ Non-HEDD CT NGas Units - Nox Rate Annual v5.12, Unit 933 and retrofits | 586 | 2455 | Rate Constraint in lbs/MWh | FALSE | L | Annual | Allowances Withdrawn (n:1) | MTons | 0 | 0 | 0 | 0 | 0 | 0 | 0
NJ Non-HEDD CT NGas Units - Nox Rate Annual v5.12, Unit 933 and retrofits | 586 | 2455 | Rate Constraint in lbs/MWh | FALSE | L | Annual | Net Emissions Allowance Position | MTons | 0.0056144 | 0.0056144 | 0.0056144 | 0.0056144 | 0.0056144 | 0.0056144 | 0.0056144
NJ Non-HEDD CT NGas Units - Nox Rate Annual v5.12, Unit 933 and retrofits | 586 | 2455 | Rate Constraint in lbs/MWh | FALSE | L | Annual | Fuel Consumed | TBtu | 0.057981 | 0.057981 | 0.057981 | 0.057981 | 0.057981 | 0.057981 | 0.057981
NJ Non-HEDD CT NGas Units - Nox Rate Annual v5.12, Unit 933 and retrofits | 586 | 2455 | Rate Constraint in lbs/MWh | FALSE | L | Annual | Rate | lb/MMBtu | 0.19366 | 0.19366 | 0.19366 | 0.19366 | 0.19366 | 0.19366 | 0.19366
NJ Non-HEDD CT NGas Units - Nox Rate Annual v5.12, Unit 933 and retrofits | 586 | 2455 | Rate Constraint in lbs/MWh | FALSE | L | Annual | Generation | TWh | 0.005104 | 0.005104 | 0.005104 | 0.005104 | 0.005104 | 0.005104 | 0.005104
NJ Non-HEDD CT NGas Units - Nox Rate Annual v5.12, Unit 933 and retrofits | 586 | 2455 | Rate Constraint in lbs/MWh | FALSE | L | Annual | Qualifying Generation | TWh | 0.005104 | 0.005104 | 0.005104 | 0.005104 | 0.005104 | 0.005104 | 0.005104
NJ Non-HEDD CT NGas Units - Nox Rate Annual v5.12, Unit 933 and retrofits | 586 | 2455 | Rate Constraint in lbs/MWh | FALSE | L | Annual | Constraint Shadow Price | US$/Ton | 0 | 0 | 0 | 0 | 0 | 0 | 0
NJ Non-HEDD CT NGas Units - Nox Rate Annual v5.12, Unit 934 and retrofits | 587 | 2455 | Rate Constraint in lbs/MWh | FALSE | L | Annual | Seasons Included | Seasons | Winter, Summer | Winter, Summer | Winter, Summer | Winter, Summer | Winter, Summer | Winter, Summer | Winter, Summer
NJ Non-HEDD CT NGas Units - Nox Rate Annual v5.12, Unit 934 and retrofits | 587 | 2455 | Rate Constraint in lbs/MWh | FALSE | L | Annual | Standard | lb/MWh | 2.2 | 2.2 | 2.2 | 2.2 | 2.2 | 2.2 | 2.2
NJ Non-HEDD CT NGas Units - Nox Rate Annual v5.12, Unit 934 and retrofits | 587 | 2455 | Rate Constraint in lbs/MWh | FALSE | L | Annual | Emissions at Affected Plants NOX | MTons | 0.0059711 | 0.0059711 | 0.0059711 | 0.0059711 | 0.0059711 | 0.0059711 | 0.0059711
NJ Non-HEDD CT NGas Units - Nox Rate Annual v5.12, Unit 934 and retrofits | 587 | 2455 | Rate Constraint in lbs/MWh | FALSE | L | Annual | Allowances Purchased NOX | MTons | 0 | 0 | 0 | 0 | 0 | 0 | 0
NJ Non-HEDD CT NGas Units - Nox Rate Annual v5.12, Unit 934 and retrofits | 587 | 2455 | Rate Constraint in lbs/MWh | FALSE | L | Annual | Allowances Sold NOX | MTons | 0 | 0 | 0 | 0 | 0 | 0 | 0
NJ Non-HEDD CT NGas Units - Nox Rate Annual v5.12, Unit 934 and retrofits | 587 | 2455 | Rate Constraint in lbs/MWh | FALSE | L | Annual | Allowances Banked | MTons | 0 | 0 | 0 | 0 | 0 | 0 | 0
NJ Non-HEDD CT NGas Units - Nox Rate Annual v5.12, Unit 934 and retrofits | 587 | 2455 | Rate Constraint in lbs/MWh | FALSE | L | Annual | Allowances Withdrawn (1:1) | MTons | 0 | 0 | 0 | 0 | 0 | 0 | 0
NJ Non-HEDD CT NGas Units - Nox Rate Annual v5.12, Unit 934 and retrofits | 587 | 2455 | Rate Constraint in lbs/MWh | FALSE | L | Annual | Allowances Withdrawn (n:1) | MTons | 0 | 0 | 0 | 0 | 0 | 0 | 0
NJ Non-HEDD CT NGas Units - Nox Rate Annual v5.12, Unit 934 and retrofits | 587 | 2455 | Rate Constraint in lbs/MWh | FALSE | L | Annual | Net Emissions Allowance Position | MTons | 0.0059711 | 0.0059711 | 0.0059711 | 0.0059711 | 0.0059711 | 0.0059711 | 0.0059711
NJ Non-HEDD CT NGas Units - Nox Rate Annual v5.12, Unit 934 and retrofits | 587 | 2455 | Rate Constraint in lbs/MWh | FALSE | L | Annual | Fuel Consumed | TBtu | 0.063688 | 0.063688 | 0.063688 | 0.063688 | 0.063688 | 0.063688 | 0.063688
NJ Non-HEDD CT NGas Units - Nox Rate Annual v5.12, Unit 934 and retrofits | 587 | 2455 | Rate Constraint in lbs/MWh | FALSE | L | Annual | Rate | lb/MMBtu | 0.18751 | 0.18751 | 0.18751 | 0.18751 | 0.18751 | 0.18751 | 0.18751
NJ Non-HEDD CT NGas Units - Nox Rate Annual v5.12, Unit 934 and retrofits | 587 | 2455 | Rate Constraint in lbs/MWh | FALSE | L | Annual | Generation | TWh | 0.0055979 | 0.0055979 | 0.0055979 | 0.0055979 | 0.0055979 | 0.0055979 | 0.0055979
NJ Non-HEDD CT NGas Units - Nox Rate Annual v5.12, Unit 934 and retrofits | 587 | 2455 | Rate Constraint in lbs/MWh | FALSE | L | Annual | Qualifying Generation | TWh | 0.0055979 | 0.0055979 | 0.0055979 | 0.0055979 | 0.0055979 | 0.0055979 | 0.0055979
NJ Non-HEDD CT NGas Units - Nox Rate Annual v5.12, Unit 934 and retrofits | 587 | 2455 | Rate Constraint in lbs/MWh | FALSE | L | Annual | Constraint Shadow Price | US$/Ton | 0 | 0 | 0 | 0 | 0 | 0 | 0
NJ Non-HEDD CT NGas Units - Nox Rate Annual v5.12, Unit 942 and retrofits | 588 | 2455 | Rate Constraint in lbs/MWh | FALSE | L | Annual | Seasons Included | Seasons | Winter, Summer | Winter, Summer | Winter, Summer | Winter, Summer | Winter, Summer | Winter, Summer | Winter, Summer
NJ Non-HEDD CT NGas Units - Nox Rate Annual v5.12, Unit 942 and retrofits | 588 | 2455 | Rate Constraint in lbs/MWh | FALSE | L | Annual | Standard | lb/MWh | 2.2 | 2.2 | 2.2 | 2.2 | 2.2 | 2.2 | 2.2
NJ Non-HEDD CT NGas Units - Nox Rate Annual v5.12, Unit 942 and retrofits | 588 | 2455 | Rate Constraint in lbs/MWh | FALSE | L | Annual | Emissions at Affected Plants NOX | MTons | 0.0029689 | 0.0029689 | 0.015092 | 0.015092 | 0.015092 | 0.015092 | 0
NJ Non-HEDD CT NGas Units - Nox Rate Annual v5.12, Unit 942 and retrofits | 588 | 2455 | Rate Constraint in lbs/MWh | FALSE | L | Annual | Allowances Purchased NOX | MTons | 0 | 0 | 0 | 0 | 0 | 0 | 0
NJ Non-HEDD CT NGas Units - Nox Rate Annual v5.12, Unit 942 and retrofits | 588 | 2455 | Rate Constraint in lbs/MWh | FALSE | L | Annual | Allowances Sold NOX | MTons | 0 | 0 | 0 | 0 | 0 | 0 | 0
NJ Non-HEDD CT NGas Units - Nox Rate Annual v5.12, Unit 942 and retrofits | 588 | 2455 | Rate Constraint in lbs/MWh | FALSE | L | Annual | Allowances Banked | MTons | 0 | 0 | 0 | 0 | 0 | 0 | 0
NJ Non-HEDD CT NGas Units - Nox Rate Annual v5.12, Unit 942 and retrofits | 588 | 2455 | Rate Constraint in lbs/MWh | FALSE | L | Annual | Allowances Withdrawn (1:1) | MTons | 0 | 0 | 0 | 0 | 0 | 0 | 0
NJ Non-HEDD CT NGas Units - Nox Rate Annual v5.12, Unit 942 and retrofits | 588 | 2455 | Rate Constraint in lbs/MWh | FALSE | L | Annual | Allowances Withdrawn (n:1) | MTons | 0 | 0 | 0 | 0 | 0 | 0 | 0
NJ Non-HEDD CT NGas Units - Nox Rate Annual v5.12, Unit 942 and retrofits | 588 | 2455 | Rate Constraint in lbs/MWh | FALSE | L | Annual | Net Emissions Allowance Position | MTons | 0.0029689 | 0.0029689 | 0.015092 | 0.015092 | 0.015092 | 0.015092 | 0
NJ Non-HEDD CT NGas Units - Nox Rate Annual v5.12, Unit 942 and retrofits | 588 | 2455 | Rate Constraint in lbs/MWh | FALSE | L | Annual | Fuel Consumed | TBtu | 0.040228 | 0.040228 | 0.20449 | 0.20449 | 0.20449 | 0.20449 | 0
NJ Non-HEDD CT NGas Units - Nox Rate Annual v5.12, Unit 942 and retrofits | 588 | 2455 | Rate Constraint in lbs/MWh | FALSE | L | Annual | Rate | lb/MMBtu | 0.1476 | 0.1476 | 0.1476 | 0.1476 | 0.1476 | 0.1476 | 0
NJ Non-HEDD CT NGas Units - Nox Rate Annual v5.12, Unit 942 and retrofits | 588 | 2455 | Rate Constraint in lbs/MWh | FALSE | L | Annual | Generation | TWh | 0.0027003 | 0.0027003 | 0.013726 | 0.013726 | 0.013726 | 0.013726 | 0
NJ Non-HEDD CT NGas Units - Nox Rate Annual v5.12, Unit 942 and retrofits | 588 | 2455 | Rate Constraint in lbs/MWh | FALSE | L | Annual | Qualifying Generation | TWh | 0.0027003 | 0.0027003 | 0.013726 | 0.013726 | 0.013726 | 0.013726 | 0
NJ Non-HEDD CT NGas Units - Nox Rate Annual v5.12, Unit 942 and retrofits | 588 | 2455 | Rate Constraint in lbs/MWh | FALSE | L | Annual | Constraint Shadow Price | US$/Ton | 0 | 0 | 0 | 0 | 0 | 0 | 0
NJ Non-HEDD CT NGas Units - Nox Rate Annual v5.12, Unit 943 and retrofits | 589 | 2455 | Rate Constraint in lbs/MWh | FALSE | L | Annual | Seasons Included | Seasons | Winter, Summer | Winter, Summer | Winter, Summer | Winter, Summer | Winter, Summer | Winter, Summer | Winter, Summer
NJ Non-HEDD CT NGas Units - Nox Rate Annual v5.12, Unit 943 and retrofits | 589 | 2455 | Rate Constraint in lbs/MWh | FALSE | L | Annual | Standard | lb/MWh | 2.2 | 2.2 | 2.2 | 2.2 | 2.2 | 2.2 | 2.2
NJ Non-HEDD CT NGas Units - Nox Rate Annual v5.12, Unit 943 and retrofits | 589 | 2455 | Rate Constraint in lbs/MWh | FALSE | L | Annual | Emissions at Affected Plants NOX | MTons | 0.0019435 | 0.0019435 | 0.0019435 | 0.0019435 | 0.0019435 | 0 | 0
NJ Non-HEDD CT NGas Units - Nox Rate Annual v5.12, Unit 943 and retrofits | 589 | 2455 | Rate Constraint in lbs/MWh | FALSE | L | Annual | Allowances Purchased NOX | MTons | 0 | 0 | 0 | 0 | 0 | 0 | 0
NJ Non-HEDD CT NGas Units - Nox Rate Annual v5.12, Unit 943 and retrofits | 589 | 2455 | Rate Constraint in lbs/MWh | FALSE | L | Annual | Allowances Sold NOX | MTons | 0 | 0 | 0 | 0 | 0 | 0 | 0
NJ Non-HEDD CT NGas Units - Nox Rate Annual v5.12, Unit 943 and retrofits | 589 | 2455 | Rate Constraint in lbs/MWh | FALSE | L | Annual | Allowances Banked | MTons | 0 | 0 | 0 | 0 | 0 | 0 | 0
NJ Non-HEDD CT NGas Units - Nox Rate Annual v5.12, Unit 943 and retrofits | 589 | 2455 | Rate Constraint in lbs/MWh | FALSE | L | Annual | Allowances Withdrawn (1:1) | MTons | 0 | 0 | 0 | 0 | 0 | 0 | 0
NJ Non-HEDD CT NGas Units - Nox Rate Annual v5.12, Unit 943 and retrofits | 589 | 2455 | Rate Constraint in lbs/MWh | FALSE | L | Annual | Allowances Withdrawn (n:1) | MTons | 0 | 0 | 0 | 0 | 0 | 0 | 0
NJ Non-HEDD CT NGas Units - Nox Rate Annual v5.12, Unit 943 and retrofits | 589 | 2455 | Rate Constraint in lbs/MWh | FALSE | L | Annual | Net Emissions Allowance Position | MTons | 0.0019435 | 0.0019435 | 0.0019435 | 0.0019435 | 0.0019435 | 0 | 0
NJ Non-HEDD CT NGas Units - Nox Rate Annual v5.12, Unit 943 and retrofits | 589 | 2455 | Rate Constraint in lbs/MWh | FALSE | L | Annual | Fuel Consumed | TBtu | 0.028768 | 0.028768 | 0.028768 | 0.028768 | 0.028768 | 0 | 0
NJ Non-HEDD CT NGas Units - Nox Rate Annual v5.12, Unit 943 and retrofits | 589 | 2455 | Rate Constraint in lbs/MWh | FALSE | L | Annual | Rate | lb/MMBtu | 0.13512 | 0.13512 | 0.13512 | 0.13512 | 0.13512 | 0 | 0
NJ Non-HEDD CT NGas Units - Nox Rate Annual v5.12, Unit 943 and retrofits | 589 | 2455 | Rate Constraint in lbs/MWh | FALSE | L | Annual | Generation | TWh | 0.0017668 | 0.0017668 | 0.0017668 | 0.0017668 | 0.0017668 | 0 | 0
NJ Non-HEDD CT NGas Units - Nox Rate Annual v5.12, Unit 943 and retrofits | 589 | 2455 | Rate Constraint in lbs/MWh | FALSE | L | Annual | Qualifying Generation | TWh | 0.0017668 | 0.0017668 | 0.0017668 | 0.0017668 | 0.0017668 | 0 | 0
NJ Non-HEDD CT NGas Units - Nox Rate Annual v5.12, Unit 943 and retrofits | 589 | 2455 | Rate Constraint in lbs/MWh | FALSE | L | Annual | Constraint Shadow Price | US$/Ton | 0 | 0 | 0 | 0 | 0 | 0 | 0
NJ Non-HEDD CT NGas Units - Nox Rate Annual v5.12, Unit 944 and retrofits | 590 | 2455 | Rate Constraint in lbs/MWh | FALSE | L | Annual | Seasons Included | Seasons | Winter, Summer | Winter, Summer | Winter, Summer | Winter, Summer | Winter, Summer | Winter, Summer | Winter, Summer
NJ Non-HEDD CT NGas Units - Nox Rate Annual v5.12, Unit 944 and retrofits | 590 | 2455 | Rate Constraint in lbs/MWh | FALSE | L | Annual | Standard | lb/MWh | 2.2 | 2.2 | 2.2 | 2.2 | 2.2 | 2.2 | 2.2
NJ Non-HEDD CT NGas Units - Nox Rate Annual v5.12, Unit 944 and retrofits | 590 | 2455 | Rate Constraint in lbs/MWh | FALSE | L | Annual | Emissions at Affected Plants NOX | MTons | 0.0020899 | 0.0020899 | 0.0020899 | 0.0020899 | 0.0020899 | 0 | 0
NJ Non-HEDD CT NGas Units - Nox Rate Annual v5.12, Unit 944 and retrofits | 590 | 2455 | Rate Constraint in lbs/MWh | FALSE | L | Annual | Allowances Purchased NOX | MTons | 0 | 0 | 0 | 0 | 0 | 0 | 0
NJ Non-HEDD CT NGas Units - Nox Rate Annual v5.12, Unit 944 and retrofits | 590 | 2455 | Rate Constraint in lbs/MWh | FALSE | L | Annual | Allowances Sold NOX | MTons | 0 | 0 | 0 | 0 | 0 | 0 | 0
NJ Non-HEDD CT NGas Units - Nox Rate Annual v5.12, Unit 944 and retrofits | 590 | 2455 | Rate Constraint in lbs/MWh | FALSE | L | Annual | Allowances Banked | MTons | 0 | 0 | 0 | 0 | 0 | 0 | 0
NJ Non-HEDD CT NGas Units - Nox Rate Annual v5.12, Unit 944 and retrofits | 590 | 2455 | Rate Constraint in lbs/MWh | FALSE | L | Annual | Allowances Withdrawn (1:1) | MTons | 0 | 0 | 0 | 0 | 0 | 0 | 0
NJ Non-HEDD CT NGas Units - Nox Rate Annual v5.12, Unit 944 and retrofits | 590 | 2455 | Rate Constraint in lbs/MWh | FALSE | L | Annual | Allowances Withdrawn (n:1) | MTons | 0 | 0 | 0 | 0 | 0 | 0 | 0
NJ Non-HEDD CT NGas Units - Nox Rate Annual v5.12, Unit 944 and retrofits | 590 | 2455 | Rate Constraint in lbs/MWh | FALSE | L | Annual | Net Emissions Allowance Position | MTons | 0.0020899 | 0.0020899 | 0.0020899 | 0.0020899 | 0.0020899 | 0 | 0
NJ Non-HEDD CT NGas Units - Nox Rate Annual v5.12, Unit 944 and retrofits | 590 | 2455 | Rate Constraint in lbs/MWh | FALSE | L | Annual | Fuel Consumed | TBtu | 0.030939 | 0.030939 | 0.030939 | 0.030939 | 0.030939 | 0 | 0
NJ Non-HEDD CT NGas Units - Nox Rate Annual v5.12, Unit 944 and retrofits | 590 | 2455 | Rate Constraint in lbs/MWh | FALSE | L | Annual | Rate | lb/MMBtu | 0.1351 | 0.1351 | 0.1351 | 0.1351 | 0.1351 | 0 | 0
NJ Non-HEDD CT NGas Units - Nox Rate Annual v5.12, Unit 944 and retrofits | 590 | 2455 | Rate Constraint in lbs/MWh | FALSE | L | Annual | Generation | TWh | 0.0019002 | 0.0019002 | 0.0019002 | 0.0019002 | 0.0019002 | 0 | 0
NJ Non-HEDD CT NGas Units - Nox Rate Annual v5.12, Unit 944 and retrofits | 590 | 2455 | Rate Constraint in lbs/MWh | FALSE | L | Annual | Qualifying Generation | TWh | 0.0019002 | 0.0019002 | 0.0019002 | 0.0019002 | 0.0019002 | 0 | 0
NJ Non-HEDD CT NGas Units - Nox Rate Annual v5.12, Unit 944 and retrofits | 590 | 2455 | Rate Constraint in lbs/MWh | FALSE | L | Annual | Constraint Shadow Price | US$/Ton | 0 | 0 | 0 | 0 | 0 | 0 | 0
NJ Non-HEDD CT NGas Units - Nox Rate Annual v5.12, Unit 945 and retrofits | 591 | 2455 | Rate Constraint in lbs/MWh | FALSE | L | Annual | Seasons Included | Seasons | Winter, Summer | Winter, Summer | Winter, Summer | Winter, Summer | Winter, Summer | Winter, Summer | Winter, Summer
NJ Non-HEDD CT NGas Units - Nox Rate Annual v5.12, Unit 945 and retrofits | 591 | 2455 | Rate Constraint in lbs/MWh | FALSE | L | Annual | Standard | lb/MWh | 2.2 | 2.2 | 2.2 | 2.2 | 2.2 | 2.2 | 2.2
NJ Non-HEDD CT NGas Units - Nox Rate Annual v5.12, Unit 945 and retrofits | 591 | 2455 | Rate Constraint in lbs/MWh | FALSE | L | Annual | Emissions at Affected Plants NOX | MTons | 0.0020899 | 0.0020899 | 0.0020899 | 0.0020899 | 0.0020899 | 0 | 0
NJ Non-HEDD CT NGas Units - Nox Rate Annual v5.12, Unit 945 and retrofits | 591 | 2455 | Rate Constraint in lbs/MWh | FALSE | L | Annual | Allowances Purchased NOX | MTons | 0 | 0 | 0 | 0 | 0 | 0 | 0
NJ Non-HEDD CT NGas Units - Nox Rate Annual v5.12, Unit 945 and retrofits | 591 | 2455 | Rate Constraint in lbs/MWh | FALSE | L | Annual | Allowances Sold NOX | MTons | 0 | 0 | 0 | 0 | 0 | 0 | 0
NJ Non-HEDD CT NGas Units - Nox Rate Annual v5.12, Unit 945 and retrofits | 591 | 2455 | Rate Constraint in lbs/MWh | FALSE | L | Annual | Allowances Banked | MTons | 0 | 0 | 0 | 0 | 0 | 0 | 0
NJ Non-HEDD CT NGas Units - Nox Rate Annual v5.12, Unit 945 and retrofits | 591 | 2455 | Rate Constraint in lbs/MWh | FALSE | L | Annual | Allowances Withdrawn (1:1) | MTons | 0 | 0 | 0 | 0 | 0 | 0 | 0
NJ Non-HEDD CT NGas Units - Nox Rate Annual v5.12, Unit 945 and retrofits | 591 | 2455 | Rate Constraint in lbs/MWh | FALSE | L | Annual | Allowances Withdrawn (n:1) | MTons | 0 | 0 | 0 | 0 | 0 | 0 | 0
NJ Non-HEDD CT NGas Units - Nox Rate Annual v5.12, Unit 945 and retrofits | 591 | 2455 | Rate Constraint in lbs/MWh | FALSE | L | Annual | Net Emissions Allowance Position | MTons | 0.0020899 | 0.0020899 | 0.0020899 | 0.0020899 | 0.0020899 | 0 | 0
NJ Non-HEDD CT NGas Units - Nox Rate Annual v5.12, Unit 945 and retrofits | 591 | 2455 | Rate Constraint in lbs/MWh | FALSE | L | Annual | Fuel Consumed | TBtu | 0.030939 | 0.030939 | 0.030939 | 0.030939 | 0.030939 | 0 | 0
NJ Non-HEDD CT NGas Units - Nox Rate Annual v5.12, Unit 945 and retrofits | 591 | 2455 | Rate Constraint in lbs/MWh | FALSE | L | Annual | Rate | lb/MMBtu | 0.1351 | 0.1351 | 0.1351 | 0.1351 | 0.1351 | 0 | 0
NJ Non-HEDD CT NGas Units - Nox Rate Annual v5.12, Unit 945 and retrofits | 591 | 2455 | Rate Constraint in lbs/MWh | FALSE | L | Annual | Generation | TWh | 0.0019002 | 0.0019002 | 0.0019002 | 0.0019002 | 0.0019002 | 0 | 0
NJ Non-HEDD CT NGas Units - Nox Rate Annual v5.12, Unit 945 and retrofits | 591 | 2455 | Rate Constraint in lbs/MWh | FALSE | L | Annual | Qualifying Generation | TWh | 0.0019002 | 0.0019002 | 0.0019002 | 0.0019002 | 0.0019002 | 0 | 0
NJ Non-HEDD CT NGas Units - Nox Rate Annual v5.12, Unit 945 and retrofits | 591 | 2455 | Rate Constraint in lbs/MWh | FALSE | L | Annual | Constraint Shadow Price | US$/Ton | 0 | 0 | 0 | 0 | 0 | 0 | 0
NJ Non-HEDD CT NGas Units - Nox Rate Annual v5.12, Unit 947 and retrofits | 592 | 2455 | Rate Constraint in lbs/MWh | FALSE | L | Annual | Seasons Included | Seasons | Winter, Summer | Winter, Summer | Winter, Summer | Winter, Summer | Winter, Summer | Winter, Summer | Winter, Summer
NJ Non-HEDD CT NGas Units - Nox Rate Annual v5.12, Unit 947 and retrofits | 592 | 2455 | Rate Constraint in lbs/MWh | FALSE | L | Annual | Standard | lb/MWh | 2.2 | 2.2 | 2.2 | 2.2 | 2.2 | 2.2 | 2.2
NJ Non-HEDD CT NGas Units - Nox Rate Annual v5.12, Unit 947 and retrofits | 592 | 2455 | Rate Constraint in lbs/MWh | FALSE | L | Annual | Emissions at Affected Plants NOX | MTons | 0.0031536 | 0.0031536 | 0.016031 | 0.016031 | 0.016031 | 0.016031 | 0.016031
NJ Non-HEDD CT NGas Units - Nox Rate Annual v5.12, Unit 947 and retrofits | 592 | 2455 | Rate Constraint in lbs/MWh | FALSE | L | Annual | Allowances Purchased NOX | MTons | 0 | 0 | 0 | 0 | 0 | 0 | 0
NJ Non-HEDD CT NGas Units - Nox Rate Annual v5.12, Unit 947 and retrofits | 592 | 2455 | Rate Constraint in lbs/MWh | FALSE | L | Annual | Allowances Sold NOX | MTons | 0 | 0 | 0 | 0 | 0 | 0 | 0
NJ Non-HEDD CT NGas Units - Nox Rate Annual v5.12, Unit 947 and retrofits | 592 | 2455 | Rate Constraint in lbs/MWh | FALSE | L | Annual | Allowances Banked | MTons | 0 | 0 | 0 | 0 | 0 | 0 | 0
NJ Non-HEDD CT NGas Units - Nox Rate Annual v5.12, Unit 947 and retrofits | 592 | 2455 | Rate Constraint in lbs/MWh | FALSE | L | Annual | Allowances Withdrawn (1:1) | MTons | 0 | 0 | 0 | 0 | 0 | 0 | 0
NJ Non-HEDD CT NGas Units - Nox Rate Annual v5.12, Unit 947 and retrofits | 592 | 2455 | Rate Constraint in lbs/MWh | FALSE | L | Annual | Allowances Withdrawn (n:1) | MTons | 0 | 0 | 0 | 0 | 0 | 0 | 0
NJ Non-HEDD CT NGas Units - Nox Rate Annual v5.12, Unit 947 and retrofits | 592 | 2455 | Rate Constraint in lbs/MWh | FALSE | L | Annual | Net Emissions Allowance Position | MTons | 0.0031536 | 0.0031536 | 0.016031 | 0.016031 | 0.016031 | 0.016031 | 0.016031
NJ Non-HEDD CT NGas Units - Nox Rate Annual v5.12, Unit 947 and retrofits | 592 | 2455 | Rate Constraint in lbs/MWh | FALSE | L | Annual | Fuel Consumed | TBtu | 0.041538 | 0.041538 | 0.21115 | 0.21115 | 0.21115 | 0.21115 | 0.21115
NJ Non-HEDD CT NGas Units - Nox Rate Annual v5.12, Unit 947 and retrofits | 592 | 2455 | Rate Constraint in lbs/MWh | FALSE | L | Annual | Rate | lb/MMBtu | 0.15184 | 0.15184 | 0.15184 | 0.15184 | 0.15184 | 0.15184 | 0.15184
NJ Non-HEDD CT NGas Units - Nox Rate Annual v5.12, Unit 947 and retrofits | 592 | 2455 | Rate Constraint in lbs/MWh | FALSE | L | Annual | Generation | TWh | 0.0028669 | 0.0028669 | 0.014573 | 0.014573 | 0.014573 | 0.014573 | 0.014573
NJ Non-HEDD CT NGas Units - Nox Rate Annual v5.12, Unit 947 and retrofits | 592 | 2455 | Rate Constraint in lbs/MWh | FALSE | L | Annual | Qualifying Generation | TWh | 0.0028669 | 0.0028669 | 0.014573 | 0.014573 | 0.014573 | 0.014573 | 0.014573
NJ Non-HEDD CT NGas Units - Nox Rate Annual v5.12, Unit 947 and retrofits | 592 | 2455 | Rate Constraint in lbs/MWh | FALSE | L | Annual | Constraint Shadow Price | US$/Ton | 0 | 0 | 0 | 0 | 0 | 0 | 0
NJ Non-HEDD CT NGas Units - Nox Rate Annual v5.12, Unit 948 and retrofits | 593 | 2455 | Rate Constraint in lbs/MWh | FALSE | L | Annual | Seasons Included | Seasons | Winter, Summer | Winter, Summer | Winter, Summer | Winter, Summer | Winter, Summer | Winter, Summer | Winter, Summer
NJ Non-HEDD CT NGas Units - Nox Rate Annual v5.12, Unit 948 and retrofits | 593 | 2455 | Rate Constraint in lbs/MWh | FALSE | L | Annual | Standard | lb/MWh | 2.2 | 2.2 | 2.2 | 2.2 | 2.2 | 2.2 | 2.2
NJ Non-HEDD CT NGas Units - Nox Rate Annual v5.12, Unit 948 and retrofits | 593 | 2455 | Rate Constraint in lbs/MWh | FALSE | L | Annual | Emissions at Affected Plants NOX | MTons | 0.0016026 | 0.0016026 | 0.0016026 | 0.0016026 | 0.0016026 | 0 | 0
NJ Non-HEDD CT NGas Units - Nox Rate Annual v5.12, Unit 948 and retrofits | 593 | 2455 | Rate Constraint in lbs/MWh | FALSE | L | Annual | Allowances Purchased NOX | MTons | 0 | 0 | 0 | 0 | 0 | 0 | 0
NJ Non-HEDD CT NGas Units - Nox Rate Annual v5.12, Unit 948 and retrofits | 593 | 2455 | Rate Constraint in lbs/MWh | FALSE | L | Annual | Allowances Sold NOX | MTons | 0 | 0 | 0 | 0 | 0 | 0 | 0
NJ Non-HEDD CT NGas Units - Nox Rate Annual v5.12, Unit 948 and retrofits | 593 | 2455 | Rate Constraint in lbs/MWh | FALSE | L | Annual | Allowances Banked | MTons | 0 | 0 | 0 | 0 | 0 | 0 | 0
NJ Non-HEDD CT NGas Units - Nox Rate Annual v5.12, Unit 948 and retrofits | 593 | 2455 | Rate Constraint in lbs/MWh | FALSE | L | Annual | Allowances Withdrawn (1:1) | MTons | 0 | 0 | 0 | 0 | 0 | 0 | 0
NJ Non-HEDD CT NGas Units - Nox Rate Annual v5.12, Unit 948 and retrofits | 593 | 2455 | Rate Constraint in lbs/MWh | FALSE | L | Annual | Allowances Withdrawn (n:1) | MTons | 0 | 0 | 0 | 0 | 0 | 0 | 0
NJ Non-HEDD CT NGas Units - Nox Rate Annual v5.12, Unit 948 and retrofits | 593 | 2455 | Rate Constraint in lbs/MWh | FALSE | L | Annual | Net Emissions Allowance Position | MTons | 0.0016026 | 0.0016026 | 0.0016026 | 0.0016026 | 0.0016026 | 0 | 0
NJ Non-HEDD CT NGas Units - Nox Rate Annual v5.12, Unit 948 and retrofits | 593 | 2455 | Rate Constraint in lbs/MWh | FALSE | L | Annual | Fuel Consumed | TBtu | 0.024982 | 0.024982 | 0.024982 | 0.024982 | 0.024982 | 0 | 0
NJ Non-HEDD CT NGas Units - Nox Rate Annual v5.12, Unit 948 and retrofits | 593 | 2455 | Rate Constraint in lbs/MWh | FALSE | L | Annual | Rate | lb/MMBtu | 0.1283 | 0.1283 | 0.1283 | 0.1283 | 0.1283 | 0 | 0
NJ Non-HEDD CT NGas Units - Nox Rate Annual v5.12, Unit 948 and retrofits | 593 | 2455 | Rate Constraint in lbs/MWh | FALSE | L | Annual | Generation | TWh | 0.0014575 | 0.0014575 | 0.0014575 | 0.0014575 | 0.0014575 | 0 | 0
NJ Non-HEDD CT NGas Units - Nox Rate Annual v5.12, Unit 948 and retrofits | 593 | 2455 | Rate Constraint in lbs/MWh | FALSE | L | Annual | Qualifying Generation | TWh | 0.0014575 | 0.0014575 | 0.0014575 | 0.0014575 | 0.0014575 | 0 | 0
NJ Non-HEDD CT NGas Units - Nox Rate Annual v5.12, Unit 948 and retrofits | 593 | 2455 | Rate Constraint in lbs/MWh | FALSE | L | Annual | Constraint Shadow Price | US$/Ton | 0 | 0 | 0 | 0 | 0 | 0 | 0
NJ Non-HEDD CT NGas Units - Nox Rate Annual v5.12, Unit 949 and retrofits | 594 | 2455 | Rate Constraint in lbs/MWh | FALSE | L | Annual | Seasons Included | Seasons | Winter, Summer | Winter, Summer | Winter, Summer | Winter, Summer | Winter, Summer | Winter, Summer | Winter, Summer
NJ Non-HEDD CT NGas Units - Nox Rate Annual v5.12, Unit 949 and retrofits | 594 | 2455 | Rate Constraint in lbs/MWh | FALSE | L | Annual | Standard | lb/MWh | 2.2 | 2.2 | 2.2 | 2.2 | 2.2 | 2.2 | 2.2
NJ Non-HEDD CT NGas Units - Nox Rate Annual v5.12, Unit 949 and retrofits | 594 | 2455 | Rate Constraint in lbs/MWh | FALSE | L | Annual | Emissions at Affected Plants NOX | MTons | 0.0017093 | 0.0017093 | 0.0017093 | 0.0017093 | 0.0017093 | 0 | 0
NJ Non-HEDD CT NGas Units - Nox Rate Annual v5.12, Unit 949 and retrofits | 594 | 2455 | Rate Constraint in lbs/MWh | FALSE | L | Annual | Allowances Purchased NOX | MTons | 0 | 0 | 0 | 0 | 0 | 0 | 0
NJ Non-HEDD CT NGas Units - Nox Rate Annual v5.12, Unit 949 and retrofits | 594 | 2455 | Rate Constraint in lbs/MWh | FALSE | L | Annual | Allowances Sold NOX | MTons | 0 | 0 | 0 | 0 | 0 | 0 | 0
NJ Non-HEDD CT NGas Units - Nox Rate Annual v5.12, Unit 949 and retrofits | 594 | 2455 | Rate Constraint in lbs/MWh | FALSE | L | Annual | Allowances Banked | MTons | 0 | 0 | 0 | 0 | 0 | 0 | 0
NJ Non-HEDD CT NGas Units - Nox Rate Annual v5.12, Unit 949 and retrofits | 594 | 2455 | Rate Constraint in lbs/MWh | FALSE | L | Annual | Allowances Withdrawn (1:1) | MTons | 0 | 0 | 0 | 0 | 0 | 0 | 0
NJ Non-HEDD CT NGas Units - Nox Rate Annual v5.12, Unit 949 and retrofits | 594 | 2455 | Rate Constraint in lbs/MWh | FALSE | L | Annual | Allowances Withdrawn (n:1) | MTons | 0 | 0 | 0 | 0 | 0 | 0 | 0
NJ Non-HEDD CT NGas Units - Nox Rate Annual v5.12, Unit 949 and retrofits | 594 | 2455 | Rate Constraint in lbs/MWh | FALSE | L | Annual | Net Emissions Allowance Position | MTons | 0.0017093 | 0.0017093 | 0.0017093 | 0.0017093 | 0.0017093 | 0 | 0
NJ Non-HEDD CT NGas Units - Nox Rate Annual v5.12, Unit 949 and retrofits | 594 | 2455 | Rate Constraint in lbs/MWh | FALSE | L | Annual | Fuel Consumed | TBtu | 0.026625 | 0.026625 | 0.026625 | 0.026625 | 0.026625 | 0 | 0
NJ Non-HEDD CT NGas Units - Nox Rate Annual v5.12, Unit 949 and retrofits | 594 | 2455 | Rate Constraint in lbs/MWh | FALSE | L | Annual | Rate | lb/MMBtu | 0.1284 | 0.1284 | 0.1284 | 0.1284 | 0.1284 | 0 | 0
NJ Non-HEDD CT NGas Units - Nox Rate Annual v5.12, Unit 949 and retrofits | 594 | 2455 | Rate Constraint in lbs/MWh | FALSE | L | Annual | Generation | TWh | 0.0015546 | 0.0015546 | 0.0015546 | 0.0015546 | 0.0015546 | 0 | 0
NJ Non-HEDD CT NGas Units - Nox Rate Annual v5.12, Unit 949 and retrofits | 594 | 2455 | Rate Constraint in lbs/MWh | FALSE | L | Annual | Qualifying Generation | TWh | 0.0015546 | 0.0015546 | 0.0015546 | 0.0015546 | 0.0015546 | 0 | 0
NJ Non-HEDD CT NGas Units - Nox Rate Annual v5.12, Unit 949 and retrofits | 594 | 2455 | Rate Constraint in lbs/MWh | FALSE | L | Annual | Constraint Shadow Price | US$/Ton | 0 | 0 | 0 | 0 | 0 | 0 | 0
NJ Non-HEDD CT Oil Units - Nox Rate Annual v5.12, Unit 907 and retrofits | 595 | 2454 | Rate Constraint in lbs/MWh | FALSE | L | Annual | Seasons Included | Seasons | Winter, Summer | Winter, Summer | Winter, Summer | Winter, Summer | Winter, Summer | Winter, Summer | Winter, Summer
NJ Non-HEDD CT Oil Units - Nox Rate Annual v5.12, Unit 907 and retrofits | 595 | 2454 | Rate Constraint in lbs/MWh | FALSE | L | Annual | Standard | lb/MWh | 3 | 3 | 3 | 3 | 3 | 3 | 3
NJ Non-HEDD CT Oil Units - Nox Rate Annual v5.12, Unit 907 and retrofits | 595 | 2454 | Rate Constraint in lbs/MWh | FALSE | L | Annual | Emissions at Affected Plants NOX | MTons | 0 | 0 | 0 | 0 | 0 | 0 | 0
NJ Non-HEDD CT Oil Units - Nox Rate Annual v5.12, Unit 907 and retrofits | 595 | 2454 | Rate Constraint in lbs/MWh | FALSE | L | Annual | Allowances Purchased NOX | MTons | 0 | 0 | 0 | 0 | 0 | 0 | 0
NJ Non-HEDD CT Oil Units - Nox Rate Annual v5.12, Unit 907 and retrofits | 595 | 2454 | Rate Constraint in lbs/MWh | FALSE | L | Annual | Allowances Sold NOX | MTons | 0 | 0 | 0 | 0 | 0 | 0 | 0
NJ Non-HEDD CT Oil Units - Nox Rate Annual v5.12, Unit 907 and retrofits | 595 | 2454 | Rate Constraint in lbs/MWh | FALSE | L | Annual | Allowances Banked | MTons | 0 | 0 | 0 | 0 | 0 | 0 | 0
NJ Non-HEDD CT Oil Units - Nox Rate Annual v5.12, Unit 907 and retrofits | 595 | 2454 | Rate Constraint in lbs/MWh | FALSE | L | Annual | Allowances Withdrawn (1:1) | MTons | 0 | 0 | 0 | 0 | 0 | 0 | 0
NJ Non-HEDD CT Oil Units - Nox Rate Annual v5.12, Unit 907 and retrofits | 595 | 2454 | Rate Constraint in lbs/MWh | FALSE | L | Annual | Allowances Withdrawn (n:1) | MTons | 0 | 0 | 0 | 0 | 0 | 0 | 0
NJ Non-HEDD CT Oil Units - Nox Rate Annual v5.12, Unit 907 and retrofits | 595 | 2454 | Rate Constraint in lbs/MWh | FALSE | L | Annual | Net Emissions Allowance Position | MTons | 0 | 0 | 0 | 0 | 0 | 0 | 0
NJ Non-HEDD CT Oil Units - Nox Rate Annual v5.12, Unit 907 and retrofits | 595 | 2454 | Rate Constraint in lbs/MWh | FALSE | L | Annual | Fuel Consumed | TBtu | 0 | 0 | 0 | 0 | 0 | 0 | 0
NJ Non-HEDD CT Oil Units - Nox Rate Annual v5.12, Unit 907 and retrofits | 595 | 2454 | Rate Constraint in lbs/MWh | FALSE | L | Annual | Rate | lb/MMBtu | 0 | 0 | 0 | 0 | 0 | 0 | 0
NJ Non-HEDD CT Oil Units - Nox Rate Annual v5.12, Unit 907 and retrofits | 595 | 2454 | Rate Constraint in lbs/MWh | FALSE | L | Annual | Generation | TWh | 0 | 0 | 0 | 0 | 0 | 0 | 0
NJ Non-HEDD CT Oil Units - Nox Rate Annual v5.12, Unit 907 and retrofits | 595 | 2454 | Rate Constraint in lbs/MWh | FALSE | L | Annual | Qualifying Generation | TWh | 0 | 0 | 0 | 0 | 0 | 0 | 0
NJ Non-HEDD CT Oil Units - Nox Rate Annual v5.12, Unit 907 and retrofits | 595 | 2454 | Rate Constraint in lbs/MWh | FALSE | L | Annual | Constraint Shadow Price | US$/Ton | 0 | 0 | 0 | 0 | 0 | 0 | 0
NJ Non-HEDD CT Oil Units - Nox Rate Annual v5.12, Unit 946 and retrofits | 596 | 2454 | Rate Constraint in lbs/MWh | FALSE | L | Annual | Seasons Included | Seasons | Winter, Summer | Winter, Summer | Winter, Summer | Winter, Summer | Winter, Summer | Winter, Summer | Winter, Summer
NJ Non-HEDD CT Oil Units - Nox Rate Annual v5.12, Unit 946 and retrofits | 596 | 2454 | Rate Constraint in lbs/MWh | FALSE | L | Annual | Standard | lb/MWh | 3 | 3 | 3 | 3 | 3 | 3 | 3
NJ Non-HEDD CT Oil Units - Nox Rate Annual v5.12, Unit 946 and retrofits | 596 | 2454 | Rate Constraint in lbs/MWh | FALSE | L | Annual | Emissions at Affected Plants NOX | MTons | 0.0028503 | 0.0028503 | 0.0028503 | 0.0028503 | 0.0028503 | 0 | 0
NJ Non-HEDD CT Oil Units - Nox Rate Annual v5.12, Unit 946 and retrofits | 596 | 2454 | Rate Constraint in lbs/MWh | FALSE | L | Annual | Allowances Purchased NOX | MTons | 0 | 0 | 0 | 0 | 0 | 0 | 0
NJ Non-HEDD CT Oil Units - Nox Rate Annual v5.12, Unit 946 and retrofits | 596 | 2454 | Rate Constraint in lbs/MWh | FALSE | L | Annual | Allowances Sold NOX | MTons | 0 | 0 | 0 | 0 | 0 | 0 | 0
NJ Non-HEDD CT Oil Units - Nox Rate Annual v5.12, Unit 946 and retrofits | 596 | 2454 | Rate Constraint in lbs/MWh | FALSE | L | Annual | Allowances Banked | MTons | 0 | 0 | 0 | 0 | 0 | 0 | 0
NJ Non-HEDD CT Oil Units - Nox Rate Annual v5.12, Unit 946 and retrofits | 596 | 2454 | Rate Constraint in lbs/MWh | FALSE | L | Annual | Allowances Withdrawn (1:1) | MTons | 0 | 0 | 0 | 0 | 0 | 0 | 0
NJ Non-HEDD CT Oil Units - Nox Rate Annual v5.12, Unit 946 and retrofits | 596 | 2454 | Rate Constraint in lbs/MWh | FALSE | L | Annual | Allowances Withdrawn (n:1) | MTons | 0 | 0 | 0 | 0 | 0 | 0 | 0
NJ Non-HEDD CT Oil Units - Nox Rate Annual v5.12, Unit 946 and retrofits | 596 | 2454 | Rate Constraint in lbs/MWh | FALSE | L | Annual | Net Emissions Allowance Position | MTons | 0.0028503 | 0.0028503 | 0.0028503 | 0.0028503 | 0.0028503 | 0 | 0
NJ Non-HEDD CT Oil Units - Nox Rate Annual v5.12, Unit 946 and retrofits | 596 | 2454 | Rate Constraint in lbs/MWh | FALSE | L | Annual | Fuel Consumed | TBtu | 0.030937 | 0.030937 | 0.030937 | 0.030937 | 0.030937 | 0 | 0
NJ Non-HEDD CT Oil Units - Nox Rate Annual v5.12, Unit 946 and retrofits | 596 | 2454 | Rate Constraint in lbs/MWh | FALSE | L | Annual | Rate | lb/MMBtu | 0.18426 | 0.18426 | 0.18426 | 0.18426 | 0.18426 | 0 | 0
NJ Non-HEDD CT Oil Units - Nox Rate Annual v5.12, Unit 946 and retrofits | 596 | 2454 | Rate Constraint in lbs/MWh | FALSE | L | Annual | Generation | TWh | 0.0019002 | 0.0019002 | 0.0019002 | 0.0019002 | 0.0019002 | 0 | 0
NJ Non-HEDD CT Oil Units - Nox Rate Annual v5.12, Unit 946 and retrofits | 596 | 2454 | Rate Constraint in lbs/MWh | FALSE | L | Annual | Qualifying Generation | TWh | 0.0019002 | 0.0019002 | 0.0019002 | 0.0019002 | 0.0019002 | 0 | 0
NJ Non-HEDD CT Oil Units - Nox Rate Annual v5.12, Unit 946 and retrofits | 596 | 2454 | Rate Constraint in lbs/MWh | FALSE | L | Annual | Constraint Shadow Price | US$/Ton | 0 | 0 | 0 | 0 | 0 | 0 | 0
NJ PSEGHudson2- NOx Annual GPS v4.10, Unit 4104 and retrofits | 597 | 2280 | Rate Constraint in lbs/MWh | FALSE | L | Annual | Seasons Included | Seasons | Winter, Summer | Winter, Summer | Winter, Summer | Winter, Summer | Winter, Summer | Winter, Summer | Winter, Summer
NJ PSEGHudson2- NOx Annual GPS v4.10, Unit 4104 and retrofits | 597 | 2280 | Rate Constraint in lbs/MWh | FALSE | L | Annual | Standard | lb/MWh | 1.5 | 1.5 | 1.5 | 1.5 | 1.5 | 1.5 | 1.5
NJ PSEGHudson2- NOx Annual GPS v4.10, Unit 4104 and retrofits | 597 | 2280 | Rate Constraint in lbs/MWh | FALSE | L | Annual | Emissions at Affected Plants NOX | MTons | 0 | 0 | 0 | 0 | 0 | 0 | 0
NJ PSEGHudson2- NOx Annual GPS v4.10, Unit 4104 and retrofits | 597 | 2280 | Rate Constraint in lbs/MWh | FALSE | L | Annual | Allowances Purchased NOX | MTons | 0 | 0 | 0 | 0 | 0 | 0 | 0
NJ PSEGHudson2- NOx Annual GPS v4.10, Unit 4104 and retrofits | 597 | 2280 | Rate Constraint in lbs/MWh | FALSE | L | Annual | Allowances Sold NOX | MTons | 0 | 0 | 0 | 0 | 0 | 0 | 0
NJ PSEGHudson2- NOx Annual GPS v4.10, Unit 4104 and retrofits | 597 | 2280 | Rate Constraint in lbs/MWh | FALSE | L | Annual | Allowances Banked | MTons | 0 | 0 | 0 | 0 | 0 | 0 | 0
NJ PSEGHudson2- NOx Annual GPS v4.10, Unit 4104 and retrofits | 597 | 2280 | Rate Constraint in lbs/MWh | FALSE | L | Annual | Allowances Withdrawn (1:1) | MTons | 0 | 0 | 0 | 0 | 0 | 0 | 0
NJ PSEGHudson2- NOx Annual GPS v4.10, Unit 4104 and retrofits | 597 | 2280 | Rate Constraint in lbs/MWh | FALSE | L | Annual | Allowances Withdrawn (n:1) | MTons | 0 | 0 | 0 | 0 | 0 | 0 | 0
NJ PSEGHudson2- NOx Annual GPS v4.10, Unit 4104 and retrofits | 597 | 2280 | Rate Constraint in lbs/MWh | FALSE | L | Annual | Net Emissions Allowance Position | MTons | 0 | 0 | 0 | 0 | 0 | 0 | 0
NJ PSEGHudson2- NOx Annual GPS v4.10, Unit 4104 and retrofits | 597 | 2280 | Rate Constraint in lbs/MWh | FALSE | L | Annual | Fuel Consumed | TBtu | 0 | 0 | 0 | 0 | 0 | 0 | 0
NJ PSEGHudson2- NOx Annual GPS v4.10, Unit 4104 and retrofits | 597 | 2280 | Rate Constraint in lbs/MWh | FALSE | L | Annual | Rate | lb/MMBtu | 0 | 0 | 0 | 0 | 0 | 0 | 0
NJ PSEGHudson2- NOx Annual GPS v4.10, Unit 4104 and retrofits | 597 | 2280 | Rate Constraint in lbs/MWh | FALSE | L | Annual | Generation | TWh | 0 | 0 | 0 | 0 | 0 | 0 | 0
NJ PSEGHudson2- NOx Annual GPS v4.10, Unit 4104 and retrofits | 597 | 2280 | Rate Constraint in lbs/MWh | FALSE | L | Annual | Qualifying Generation | TWh | 0 | 0 | 0 | 0 | 0 | 0 | 0
NJ PSEGHudson2- NOx Annual GPS v4.10, Unit 4104 and retrofits | 597 | 2280 | Rate Constraint in lbs/MWh | FALSE | L | Annual | Constraint Shadow Price | US$/Ton | 0 | 0 | 0 | 0 | 0 | 0 | 0
NJ PSEGMercer1 and 2- NOx Annual GPS v4.10, Unit 4105 and retrofits | 598 | 2281 | Rate Constraint in lbs/MWh | FALSE | L | Annual | Seasons Included | Seasons | Winter, Summer | Winter, Summer | Winter, Summer | Winter, Summer | Winter, Summer | Winter, Summer | Winter, Summer
NJ PSEGMercer1 and 2- NOx Annual GPS v4.10, Unit 4105 and retrofits | 598 | 2281 | Rate Constraint in lbs/MWh | FALSE | L | Annual | Standard | lb/MWh | 1.5 | 1.5 | 1.5 | 1.5 | 1.5 | 1.5 | 1.5
NJ PSEGMercer1 and 2- NOx Annual GPS v4.10, Unit 4105 and retrofits | 598 | 2281 | Rate Constraint in lbs/MWh | FALSE | L | Annual | Emissions at Affected Plants NOX | MTons | 0 | 0 | 0 | 0 | 0 | 0 | 0
NJ PSEGMercer1 and 2- NOx Annual GPS v4.10, Unit 4105 and retrofits | 598 | 2281 | Rate Constraint in lbs/MWh | FALSE | L | Annual | Allowances Purchased NOX | MTons | 0 | 0 | 0 | 0 | 0 | 0 | 0
NJ PSEGMercer1 and 2- NOx Annual GPS v4.10, Unit 4105 and retrofits | 598 | 2281 | Rate Constraint in lbs/MWh | FALSE | L | Annual | Allowances Sold NOX | MTons | 0 | 0 | 0 | 0 | 0 | 0 | 0
NJ PSEGMercer1 and 2- NOx Annual GPS v4.10, Unit 4105 and retrofits | 598 | 2281 | Rate Constraint in lbs/MWh | FALSE | L | Annual | Allowances Banked | MTons | 0 | 0 | 0 | 0 | 0 | 0 | 0
NJ PSEGMercer1 and 2- NOx Annual GPS v4.10, Unit 4105 and retrofits | 598 | 2281 | Rate Constraint in lbs/MWh | FALSE | L | Annual | Allowances Withdrawn (1:1) | MTons | 0 | 0 | 0 | 0 | 0 | 0 | 0
NJ PSEGMercer1 and 2- NOx Annual GPS v4.10, Unit 4105 and retrofits | 598 | 2281 | Rate Constraint in lbs/MWh | FALSE | L | Annual | Allowances Withdrawn (n:1) | MTons | 0 | 0 | 0 | 0 | 0 | 0 | 0
NJ PSEGMercer1 and 2- NOx Annual GPS v4.10, Unit 4105 and retrofits | 598 | 2281 | Rate Constraint in lbs/MWh | FALSE | L | Annual | Net Emissions Allowance Position | MTons | 0 | 0 | 0 | 0 | 0 | 0 | 0
NJ PSEGMercer1 and 2- NOx Annual GPS v4.10, Unit 4105 and retrofits | 598 | 2281 | Rate Constraint in lbs/MWh | FALSE | L | Annual | Fuel Consumed | TBtu | 0 | 0 | 0 | 0 | 0 | 0 | 0
NJ PSEGMercer1 and 2- NOx Annual GPS v4.10, Unit 4105 and retrofits | 598 | 2281 | Rate Constraint in lbs/MWh | FALSE | L | Annual | Rate | lb/MMBtu | 0 | 0 | 0 | 0 | 0 | 0 | 0
NJ PSEGMercer1 and 2- NOx Annual GPS v4.10, Unit 4105 and retrofits | 598 | 2281 | Rate Constraint in lbs/MWh | FALSE | L | Annual | Generation | TWh | 0 | 0 | 0 | 0 | 0 | 0 | 0
NJ PSEGMercer1 and 2- NOx Annual GPS v4.10, Unit 4105 and retrofits | 598 | 2281 | Rate Constraint in lbs/MWh | FALSE | L | Annual | Qualifying Generation | TWh | 0 | 0 | 0 | 0 | 0 | 0 | 0
NJ PSEGMercer1 and 2- NOx Annual GPS v4.10, Unit 4105 and retrofits | 598 | 2281 | Rate Constraint in lbs/MWh | FALSE | L | Annual | Constraint Shadow Price | US$/Ton | 0 | 0 | 0 | 0 | 0 | 0 | 0
NJ PSEGMercer1 and 2- NOx Annual GPS v4.10, Unit 4106 and retrofits | 599 | 2281 | Rate Constraint in lbs/MWh | FALSE | L | Annual | Seasons Included | Seasons | Winter, Summer | Winter, Summer | Winter, Summer | Winter, Summer | Winter, Summer | Winter, Summer | Winter, Summer
NJ PSEGMercer1 and 2- NOx Annual GPS v4.10, Unit 4106 and retrofits | 599 | 2281 | Rate Constraint in lbs/MWh | FALSE | L | Annual | Standard | lb/MWh | 1.5 | 1.5 | 1.5 | 1.5 | 1.5 | 1.5 | 1.5
NJ PSEGMercer1 and 2- NOx Annual GPS v4.10, Unit 4106 and retrofits | 599 | 2281 | Rate Constraint in lbs/MWh | FALSE | L | Annual | Emissions at Affected Plants NOX | MTons | 0 | 0 | 0 | 0 | 0 | 0 | 0
NJ PSEGMercer1 and 2- NOx Annual GPS v4.10, Unit 4106 and retrofits | 599 | 2281 | Rate Constraint in lbs/MWh | FALSE | L | Annual | Allowances Purchased NOX | MTons | 0 | 0 | 0 | 0 | 0 | 0 | 0
NJ PSEGMercer1 and 2- NOx Annual GPS v4.10, Unit 4106 and retrofits | 599 | 2281 | Rate Constraint in lbs/MWh | FALSE | L | Annual | Allowances Sold NOX | MTons | 0 | 0 | 0 | 0 | 0 | 0 | 0
NJ PSEGMercer1 and 2- NOx Annual GPS v4.10, Unit 4106 and retrofits | 599 | 2281 | Rate Constraint in lbs/MWh | FALSE | L | Annual | Allowances Banked | MTons | 0 | 0 | 0 | 0 | 0 | 0 | 0
NJ PSEGMercer1 and 2- NOx Annual GPS v4.10, Unit 4106 and retrofits | 599 | 2281 | Rate Constraint in lbs/MWh | FALSE | L | Annual | Allowances Withdrawn (1:1) | MTons | 0 | 0 | 0 | 0 | 0 | 0 | 0
NJ PSEGMercer1 and 2- NOx Annual GPS v4.10, Unit 4106 and retrofits | 599 | 2281 | Rate Constraint in lbs/MWh | FALSE | L | Annual | Allowances Withdrawn (n:1) | MTons | 0 | 0 | 0 | 0 | 0 | 0 | 0
NJ PSEGMercer1 and 2- NOx Annual GPS v4.10, Unit 4106 and retrofits | 599 | 2281 | Rate Constraint in lbs/MWh | FALSE | L | Annual | Net Emissions Allowance Position | MTons | 0 | 0 | 0 | 0 | 0 | 0 | 0
NJ PSEGMercer1 and 2- NOx Annual GPS v4.10, Unit 4106 and retrofits | 599 | 2281 | Rate Constraint in lbs/MWh | FALSE | L | Annual | Fuel Consumed | TBtu | 0 | 0 | 0 | 0 | 0 | 0 | 0
NJ PSEGMercer1 and 2- NOx Annual GPS v4.10, Unit 4106 and retrofits | 599 | 2281 | Rate Constraint in lbs/MWh | FALSE | L | Annual | Rate | lb/MMBtu | 0 | 0 | 0 | 0 | 0 | 0 | 0
NJ PSEGMercer1 and 2- NOx Annual GPS v4.10, Unit 4106 and retrofits | 599 | 2281 | Rate Constraint in lbs/MWh | FALSE | L | Annual | Generation | TWh | 0 | 0 | 0 | 0 | 0 | 0 | 0
NJ PSEGMercer1 and 2- NOx Annual GPS v4.10, Unit 4106 and retrofits | 599 | 2281 | Rate Constraint in lbs/MWh | FALSE | L | Annual | Qualifying Generation | TWh | 0 | 0 | 0 | 0 | 0 | 0 | 0
NJ PSEGMercer1 and 2- NOx Annual GPS v4.10, Unit 4106 and retrofits | 599 | 2281 | Rate Constraint in lbs/MWh | FALSE | L | Annual | Constraint Shadow Price | US$/Ton | 0 | 0 | 0 | 0 | 0 | 0 | 0
North Carolina Duke - NOX Cap Annual v3.1 | 600 | 1836 | Rate Constraint in MTons | FALSE | L | Annual | Seasons Included | Seasons | Winter, Summer | Winter, Summer | Winter, Summer | Winter, Summer | Winter, Summer | Winter, Summer | Winter, Summer
North Carolina Duke - NOX Cap Annual v3.1 | 600 | 1836 | Rate Constraint in MTons | FALSE | L | Annual | Standard | MTons | 31 | 31 | 31 | 31 | 31 | 31 | 31
North Carolina Duke - NOX Cap Annual v3.1 | 600 | 1836 | Rate Constraint in MTons | FALSE | L | Annual | Standard NOX | MTons | 31 | 31 | 31 | 31 | 31 | 31 | 31
North Carolina Duke - NOX Cap Annual v3.1 | 600 | 1836 | Rate Constraint in MTons | FALSE | L | Annual | Emissions at Affected Plants NOX | MTons | 13.2476 | 13.0868 | 13.034 | 10.8833 | 10.7845 | 8.503 | 11.9764
North Carolina Duke - NOX Cap Annual v3.1 | 600 | 1836 | Rate Constraint in MTons | FALSE | L | Annual | Allowances Purchased NOX | MTons | 0 | 0 | 0 | 0 | 0 | 0 | 0
North Carolina Duke - NOX Cap Annual v3.1 | 600 | 1836 | Rate Constraint in MTons | FALSE | L | Annual | Allowances Sold NOX | MTons | 0 | 0 | 0 | 0 | 0 | 0 | 0
North Carolina Duke - NOX Cap Annual v3.1 | 600 | 1836 | Rate Constraint in MTons | FALSE | L | Annual | Allowances Banked | MTons | 0 | 0 | 0 | 0 | 0 | 0 | 0
North Carolina Duke - NOX Cap Annual v3.1 | 600 | 1836 | Rate Constraint in MTons | FALSE | L | Annual | Allowances Withdrawn (1:1) | MTons | 0 | 0 | 0 | 0 | 0 | 0 | 0
North Carolina Duke - NOX Cap Annual v3.1 | 600 | 1836 | Rate Constraint in MTons | FALSE | L | Annual | Allowances Withdrawn (n:1) | MTons | 0 | 0 | 0 | 0 | 0 | 0 | 0
North Carolina Duke - NOX Cap Annual v3.1 | 600 | 1836 | Rate Constraint in MTons | FALSE | L | Annual | Net Emissions Allowance Position | MTons | 13.2476 | 13.0868 | 13.034 | 10.8833 | 10.7845 | 8.503 | 11.9764
North Carolina Duke - NOX Cap Annual v3.1 | 600 | 1836 | Rate Constraint in MTons | FALSE | L | Annual | Fuel Consumed | TBtu | 355.001 | 349.1539 | 336.8661 | 283.3272 | 279.9368 | 247.725 | 310.6611
North Carolina Duke - NOX Cap Annual v3.1 | 600 | 1836 | Rate Constraint in MTons | FALSE | L | Annual | Rate | lb/MMBtu | 0.074634 | 0.074963 | 0.077384 | 0.076825 | 0.07705 | 0.068649 | 0.077103
North Carolina Duke - NOX Cap Annual v3.1 | 600 | 1836 | Rate Constraint in MTons | FALSE | L | Annual | Generation | TWh | 38.2565 | 37.6264 | 36.3054 | 30.6018 | 30.2415 | 26.7344 | 33.5171
North Carolina Duke - NOX Cap Annual v3.1 | 600 | 1836 | Rate Constraint in MTons | FALSE | L | Annual | Qualifying Generation | TWh | 38.2565 | 37.6264 | 36.3054 | 30.6018 | 30.2415 | 26.7344 | 33.5171
North Carolina Duke - NOX Cap Annual v3.1 | 600 | 1836 | Rate Constraint in MTons | FALSE | L | Annual | Rate | lb/MWh | 0.34628 | 0.34781 | 0.35901 | 0.35564 | 0.35661 | 0.31806 | 0.35732
North Carolina Duke - NOX Cap Annual v3.1 | 600 | 1836 | Rate Constraint in MTons | FALSE | L | Annual | Constraint Shadow Price | US$/Ton | 0 | 0 | 0 | 0 | 0 | 0 | 0
North Carolina Duke - SO2 Cap Annual v3.1 | 601 | 1837 | Rate Constraint in MTons | FALSE | L | Annual | Seasons Included | Seasons | Winter, Summer | Winter, Summer | Winter, Summer | Winter, Summer | Winter, Summer | Winter, Summer | Winter, Summer
North Carolina Duke - SO2 Cap Annual v3.1 | 601 | 1837 | Rate Constraint in MTons | FALSE | L | Annual | Standard | MTons | 80 | 80 | 80 | 80 | 80 | 80 | 80
North Carolina Duke - SO2 Cap Annual v3.1 | 601 | 1837 | Rate Constraint in MTons | FALSE | L | Annual | Standard SO2 | MTons | 80 | 80 | 80 | 80 | 80 | 80 | 80
North Carolina Duke - SO2 Cap Annual v3.1 | 601 | 1837 | Rate Constraint in MTons | FALSE | L | Annual | Emissions at Affected Plants SO2 | MTons | 21.922 | 22.9582 | 31.0738 | 25.7266 | 25.3705 | 22.4707 | 28.3133
North Carolina Duke - SO2 Cap Annual v3.1 | 601 | 1837 | Rate Constraint in MTons | FALSE | L | Annual | Allowances Purchased SO2 | MTons | 0 | 0 | 0 | 0 | 0 | 0 | 0
North Carolina Duke - SO2 Cap Annual v3.1 | 601 | 1837 | Rate Constraint in MTons | FALSE | L | Annual | Allowances Sold SO2 | MTons | 0 | 0 | 0 | 0 | 0 | 0 | 0
North Carolina Duke - SO2 Cap Annual v3.1 | 601 | 1837 | Rate Constraint in MTons | FALSE | L | Annual | Allowances Banked | MTons | 0 | 0 | 0 | 0 | 0 | 0 | 0
North Carolina Duke - SO2 Cap Annual v3.1 | 601 | 1837 | Rate Constraint in MTons | FALSE | L | Annual | Allowances Withdrawn (1:1) | MTons | 0 | 0 | 0 | 0 | 0 | 0 | 0
North Carolina Duke - SO2 Cap Annual v3.1 | 601 | 1837 | Rate Constraint in MTons | FALSE | L | Annual | Allowances Withdrawn (n:1) | MTons | 0 | 0 | 0 | 0 | 0 | 0 | 0
North Carolina Duke - SO2 Cap Annual v3.1 | 601 | 1837 | Rate Constraint in MTons | FALSE | L | Annual | Net Emissions Allowance Position | MTons | 21.922 | 22.9582 | 31.0738 | 25.7266 | 25.3705 | 22.4707 | 28.3133
North Carolina Duke - SO2 Cap Annual v3.1 | 601 | 1837 | Rate Constraint in MTons | FALSE | L | Annual | Fuel Consumed | TBtu | 355.001 | 349.1539 | 336.8661 | 283.3272 | 279.9368 | 247.725 | 310.6611
North Carolina Duke - SO2 Cap Annual v3.1 | 601 | 1837 | Rate Constraint in MTons | FALSE | L | Annual | Rate | lb/MMBtu | 0.1235 | 0.13151 | 0.18449 | 0.1816 | 0.18126 | 0.18142 | 0.18228
North Carolina Duke - SO2 Cap Annual v3.1 | 601 | 1837 | Rate Constraint in MTons | FALSE | L | Annual | Generation | TWh | 38.2565 | 37.6264 | 36.3054 | 30.6018 | 30.2415 | 26.7344 | 33.5171
North Carolina Duke - SO2 Cap Annual v3.1 | 601 | 1837 | Rate Constraint in MTons | FALSE | L | Annual | Qualifying Generation | TWh | 38.2565 | 37.6264 | 36.3054 | 30.6018 | 30.2415 | 26.7344 | 33.5171
North Carolina Duke - SO2 Cap Annual v3.1 | 601 | 1837 | Rate Constraint in MTons | FALSE | L | Annual | Rate | lb/MWh | 0.57303 | 0.61016 | 0.8559 | 0.84069 | 0.83893 | 0.84052 | 0.84474
North Carolina Duke - SO2 Cap Annual v3.1 | 601 | 1837 | Rate Constraint in MTons | FALSE | L | Annual | Constraint Shadow Price | US$/Ton | 0 | 0 | 0 | 0 | 0 | 0 | 0
North Carolina Progress - NOX Cap Annual v3.1 | 602 | 1838 | Rate Constraint in MTons | FALSE | L | Annual | Seasons Included | Seasons | Winter, Summer | Winter, Summer | Winter, Summer | Winter, Summer | Winter, Summer | Winter, Summer | Winter, Summer
North Carolina Progress - NOX Cap Annual v3.1 | 602 | 1838 | Rate Constraint in MTons | FALSE | L | Annual | Standard | MTons | 25 | 25 | 25 | 25 | 25 | 25 | 25
North Carolina Progress - NOX Cap Annual v3.1 | 602 | 1838 | Rate Constraint in MTons | FALSE | L | Annual | Standard NOX | MTons | 25 | 25 | 25 | 25 | 25 | 25 | 25
North Carolina Progress - NOX Cap Annual v3.1 | 602 | 1838 | Rate Constraint in MTons | FALSE | L | Annual | Emissions at Affected Plants NOX | MTons | 9.2756 | 8.9694 | 7.3934 | 5.689 | 5.2742 | 3.1571 | 4.9128
North Carolina Progress - NOX Cap Annual v3.1 | 602 | 1838 | Rate Constraint in MTons | FALSE | L | Annual | Allowances Purchased NOX | MTons | 0 | 0 | 0 | 0 | 0 | 0 | 0
North Carolina Progress - NOX Cap Annual v3.1 | 602 | 1838 | Rate Constraint in MTons | FALSE | L | Annual | Allowances Sold NOX | MTons | 0 | 0 | 0 | 0 | 0 | 0 | 0
North Carolina Progress - NOX Cap Annual v3.1 | 602 | 1838 | Rate Constraint in MTons | FALSE | L | Annual | Allowances Banked | MTons | 0 | 0 | 0 | 0 | 0 | 0 | 0
North Carolina Progress - NOX Cap Annual v3.1 | 602 | 1838 | Rate Constraint in MTons | FALSE | L | Annual | Allowances Withdrawn (1:1) | MTons | 0 | 0 | 0 | 0 | 0 | 0 | 0
North Carolina Progress - NOX Cap Annual v3.1 | 602 | 1838 | Rate Constraint in MTons | FALSE | L | Annual | Allowances Withdrawn (n:1) | MTons | 0 | 0 | 0 | 0 | 0 | 0 | 0
North Carolina Progress - NOX Cap Annual v3.1 | 602 | 1838 | Rate Constraint in MTons | FALSE | L | Annual | Net Emissions Allowance Position | MTons | 9.2756 | 8.9694 | 7.3934 | 5.689 | 5.2742 | 3.1571 | 4.9128
North Carolina Progress - NOX Cap Annual v3.1 | 602 | 1838 | Rate Constraint in MTons | FALSE | L | Annual | Fuel Consumed | TBtu | 190.2911 | 183.3499 | 151.6146 | 113.2722 | 105.7293 | 64.8043 | 101.04
North Carolina Progress - NOX Cap Annual v3.1 | 602 | 1838 | Rate Constraint in MTons | FALSE | L | Annual | Rate | lb/MMBtu | 0.097489 | 0.097839 | 0.097529 | 0.10045 | 0.099769 | 0.097435 | 0.097245
North Carolina Progress - NOX Cap Annual v3.1 | 602 | 1838 | Rate Constraint in MTons | FALSE | L | Annual | Generation | TWh | 19.143 | 18.438 | 15.247 | 11.44 | 10.6725 | 6.5249 | 10.2017
North Carolina Progress - NOX Cap Annual v3.1 | 602 | 1838 | Rate Constraint in MTons | FALSE | L | Annual | Qualifying Generation | TWh | 19.143 | 18.438 | 15.247 | 11.44 | 10.6725 | 6.5249 | 10.2017
North Carolina Progress - NOX Cap Annual v3.1 | 602 | 1838 | Rate Constraint in MTons | FALSE | L | Annual | Rate | lb/MWh | 0.48454 | 0.48646 | 0.48491 | 0.49729 | 0.49419 | 0.48386 | 0.48157
North Carolina Progress - NOX Cap Annual v3.1 | 602 | 1838 | Rate Constraint in MTons | FALSE | L | Annual | Constraint Shadow Price | US$/Ton | 0 | 0 | 0 | 0 | 0 | 0 | 0
North Carolina Progress - SO2 Cap Annual v3.1 | 603 | 1839 | Rate Constraint in MTons | FALSE | L | Annual | Seasons Included | Seasons | Winter, Summer | Winter, Summer | Winter, Summer | Winter, Summer | Winter, Summer | Winter, Summer | Winter, Summer
North Carolina Progress - SO2 Cap Annual v3.1 | 603 | 1839 | Rate Constraint in MTons | FALSE | L | Annual | Standard | MTons | 50 | 50 | 50 | 50 | 50 | 50 | 50
North Carolina Progress - SO2 Cap Annual v3.1 | 603 | 1839 | Rate Constraint in MTons | FALSE | L | Annual | Standard SO2 | MTons | 50 | 50 | 50 | 50 | 50 | 50 | 50
North Carolina Progress - SO2 Cap Annual v3.1 | 603 | 1839 | Rate Constraint in MTons | FALSE | L | Annual | Emissions at Affected Plants SO2 | MTons | 8.1172 | 8.2858 | 11.9002 | 7.4472 | 5.7549 | 2.872 | 7.9989
North Carolina Progress - SO2 Cap Annual v3.1 | 603 | 1839 | Rate Constraint in MTons | FALSE | L | Annual | Allowances Purchased SO2 | MTons | 0 | 0 | 0 | 0 | 0 | 0 | 0
North Carolina Progress - SO2 Cap Annual v3.1 | 603 | 1839 | Rate Constraint in MTons | FALSE | L | Annual | Allowances Sold SO2 | MTons | 0 | 0 | 0 | 0 | 0 | 0 | 0
North Carolina Progress - SO2 Cap Annual v3.1 | 603 | 1839 | Rate Constraint in MTons | FALSE | L | Annual | Allowances Banked | MTons | 0 | 0 | 0 | 0 | 0 | 0 | 0
North Carolina Progress - SO2 Cap Annual v3.1 | 603 | 1839 | Rate Constraint in MTons | FALSE | L | Annual | Allowances Withdrawn (1:1) | MTons | 0 | 0 | 0 | 0 | 0 | 0 | 0
North Carolina Progress - SO2 Cap Annual v3.1 | 603 | 1839 | Rate Constraint in MTons | FALSE | L | Annual | Allowances Withdrawn (n:1) | MTons | 0 | 0 | 0 | 0 | 0 | 0 | 0
North Carolina Progress - SO2 Cap Annual v3.1 | 603 | 1839 | Rate Constraint in MTons | FALSE | L | Annual | Net Emissions Allowance Position | MTons | 8.1172 | 8.2858 | 11.9002 | 7.4472 | 5.7549 | 2.872 | 7.9989
North Carolina Progress - SO2 Cap Annual v3.1 | 603 | 1839 | Rate Constraint in MTons | FALSE | L | Annual | Fuel Consumed | TBtu | 190.2911 | 183.3499 | 151.6146 | 113.2722 | 105.7293 | 64.8043 | 101.04
North Carolina Progress - SO2 Cap Annual v3.1 | 603 | 1839 | Rate Constraint in MTons | FALSE | L | Annual | Rate | lb/MMBtu | 0.085313 | 0.090382 | 0.15698 | 0.13149 | 0.10886 | 0.088637 | 0.15833
North Carolina Progress - SO2 Cap Annual v3.1 | 603 | 1839 | Rate Constraint in MTons | FALSE | L | Annual | Generation | TWh | 19.143 | 18.438 | 15.247 | 11.44 | 10.6725 | 6.5249 | 10.2017
North Carolina Progress - SO2 Cap Annual v3.1 | 603 | 1839 | Rate Constraint in MTons | FALSE | L | Annual | Qualifying Generation | TWh | 19.143 | 18.438 | 15.247 | 11.44 | 10.6725 | 6.5249 | 10.2017
North Carolina Progress - SO2 Cap Annual v3.1 | 603 | 1839 | Rate Constraint in MTons | FALSE | L | Annual | Rate | lb/MWh | 0.42403 | 0.44939 | 0.78049 | 0.65098 | 0.53923 | 0.44017 | 0.78407
North Carolina Progress - SO2 Cap Annual v3.1 | 603 | 1839 | Rate Constraint in MTons | FALSE | L | Annual | Constraint Shadow Price | US$/Ton | 0 | 0 | 0 | 0 | 0 | 0 | 0
NSR AEP Consent - NOX Cap Annual v3.1 | 604 | 2047 | Rate Constraint in MTons | FALSE | L | Annual | Seasons Included | Seasons | Winter, Summer | Winter, Summer | Winter, Summer | Winter, Summer | Winter, Summer | Winter, Summer | Winter, Summer
NSR AEP Consent - NOX Cap Annual v3.1 | 604 | 2047 | Rate Constraint in MTons | FALSE | L | Annual | Standard | MTons | 72 | 72 | 72 | 72 | 72 | 72 | 72
NSR AEP Consent - NOX Cap Annual v3.1 | 604 | 2047 | Rate Constraint in MTons | FALSE | L | Annual | Standard NOX | MTons | 72 | 72 | 72 | 72 | 72 | 72 | 72
NSR AEP Consent - NOX Cap Annual v3.1 | 604 | 2047 | Rate Constraint in MTons | FALSE | L | Annual | Emissions at Affected Plants NOX | MTons | 43.3059 | 42.8504 | 40.044 | 38.7444 | 19.9285 | 19.8615 | 19.868
NSR AEP Consent - NOX Cap Annual v3.1 | 604 | 2047 | Rate Constraint in MTons | FALSE | L | Annual | Allowances Purchased NOX | MTons | 0 | 0 | 0 | 0 | 0 | 0 | 0
NSR AEP Consent - NOX Cap Annual v3.1 | 604 | 2047 | Rate Constraint in MTons | FALSE | L | Annual | Allowances Sold NOX | MTons | 0 | 0 | 0 | 0 | 0 | 0 | 0
NSR AEP Consent - NOX Cap Annual v3.1 | 604 | 2047 | Rate Constraint in MTons | FALSE | L | Annual | Allowances Banked | MTons | 0 | 0 | 0 | 0 | 0 | 0 | 0
NSR AEP Consent - NOX Cap Annual v3.1 | 604 | 2047 | Rate Constraint in MTons | FALSE | L | Annual | Allowances Withdrawn (1:1) | MTons | 0 | 0 | 0 | 0 | 0 | 0 | 0
NSR AEP Consent - NOX Cap Annual v3.1 | 604 | 2047 | Rate Constraint in MTons | FALSE | L | Annual | Allowances Withdrawn (n:1) | MTons | 0 | 0 | 0 | 0 | 0 | 0 | 0
NSR AEP Consent - NOX Cap Annual v3.1 | 604 | 2047 | Rate Constraint in MTons | FALSE | L | Annual | Net Emissions Allowance Position | MTons | 43.3059 | 42.8504 | 40.044 | 38.7444 | 19.9285 | 19.8615 | 19.868
NSR AEP Consent - NOX Cap Annual v3.1 | 604 | 2047 | Rate Constraint in MTons | FALSE | L | Annual | Fuel Consumed | TBtu | 915.4965 | 900.5711 | 875.2811 | 837.2793 | 672.1207 | 670.3507 | 670.4882
NSR AEP Consent - NOX Cap Annual v3.1 | 604 | 2047 | Rate Constraint in MTons | FALSE | L | Annual | Rate | lb/MMBtu | 0.094606 | 0.095163 | 0.0915 | 0.092548 | 0.0593 | 0.059257 | 0.059264
NSR AEP Consent - NOX Cap Annual v3.1 | 604 | 2047 | Rate Constraint in MTons | FALSE | L | Annual | Generation | TWh | 94.9535 | 94.9535 | 92.2284 | 88.2214 | 70.7106 | 70.5236 | 70.5382
NSR AEP Consent - NOX Cap Annual v3.1 | 604 | 2047 | Rate Constraint in MTons | FALSE | L | Annual | Qualifying Generation | TWh | 94.9535 | 94.9535 | 92.2284 | 88.2214 | 70.7106 | 70.5236 | 70.5382
NSR AEP Consent - NOX Cap Annual v3.1 | 604 | 2047 | Rate Constraint in MTons | FALSE | L | Annual | Rate | lb/MWh | 0.45607 | 0.45128 | 0.43418 | 0.43917 | 0.28183 | 0.28163 | 0.28166
NSR AEP Consent - NOX Cap Annual v3.1 | 604 | 2047 | Rate Constraint in MTons | FALSE | L | Annual | Constraint Shadow Price | US$/Ton | 0 | 0 | 0 | 0 | 0 | 0 | 0
NSR AEP Consent - SO2 Cap Annual v5.13 | 605 | 5897 | Rate Constraint in MTons | FALSE | L | Annual | Seasons Included | Seasons | Winter, Summer | Winter, Summer | Winter, Summer | Winter, Summer | Winter, Summer | Winter, Summer | Winter, Summer
NSR AEP Consent - SO2 Cap Annual v5.13 | 605 | 5897 | Rate Constraint in MTons | FALSE | L | Annual | Standard | MTons | 145 | 145 | 112.25 | 106.8 | 95.3333 | 94 | 94
NSR AEP Consent - SO2 Cap Annual v5.13 | 605 | 5897 | Rate Constraint in MTons | FALSE | L | Annual | Standard SO2 | MTons | 145 | 145 | 112.25 | 106.8 | 95.3333 | 94 | 94
NSR AEP Consent - SO2 Cap Annual v5.13 | 605 | 5897 | Rate Constraint in MTons | FALSE | L | Annual | Emissions at Affected Plants SO2 | MTons | 81.1593 | 80.2079 | 72.856 | 62.6705 | 43.1417 | 46.9668 | 49.5227
NSR AEP Consent - SO2 Cap Annual v5.13 | 605 | 5897 | Rate Constraint in MTons | FALSE | L | Annual | Allowances Purchased SO2 | MTons | 0 | 0 | 0 | 0 | 0 | 0 | 0
NSR AEP Consent - SO2 Cap Annual v5.13 | 605 | 5897 | Rate Constraint in MTons | FALSE | L | Annual | Allowances Sold SO2 | MTons | 0 | 0 | 0 | 0 | 0 | 0 | 0
NSR AEP Consent - SO2 Cap Annual v5.13 | 605 | 5897 | Rate Constraint in MTons | FALSE | L | Annual | Allowances Banked | MTons | 0 | 0 | 0 | 0 | 0 | 0 | 0
NSR AEP Consent - SO2 Cap Annual v5.13 | 605 | 5897 | Rate Constraint in MTons | FALSE | L | Annual | Allowances Withdrawn (1:1) | MTons | 0 | 0 | 0 | 0 | 0 | 0 | 0
NSR AEP Consent - SO2 Cap Annual v5.13 | 605 | 5897 | Rate Constraint in MTons | FALSE | L | Annual | Allowances Withdrawn (n:1) | MTons | 0 | 0 | 0 | 0 | 0 | 0 | 0
NSR AEP Consent - SO2 Cap Annual v5.13 | 605 | 5897 | Rate Constraint in MTons | FALSE | L | Annual | Net Emissions Allowance Position | MTons | 81.1593 | 80.2079 | 72.856 | 62.6705 | 43.1417 | 46.9668 | 49.5227
NSR AEP Consent - SO2 Cap Annual v5.13 | 605 | 5897 | Rate Constraint in MTons | FALSE | L | Annual | Fuel Consumed | TBtu | 915.4965 | 900.5711 | 875.2811 | 837.2793 | 672.1207 | 670.3507 | 670.4882
NSR AEP Consent - SO2 Cap Annual v5.13 | 605 | 5897 | Rate Constraint in MTons | FALSE | L | Annual | Rate | lb/MMBtu | 0.1773 | 0.17813 | 0.16647 | 0.1497 | 0.12837 | 0.14013 | 0.14772
NSR AEP Consent - SO2 Cap Annual v5.13 | 605 | 5897 | Rate Constraint in MTons | FALSE | L | Annual | Generation | TWh | 94.9535 | 94.9535 | 92.2284 | 88.2214 | 70.7106 | 70.5236 | 70.5382
NSR AEP Consent - SO2 Cap Annual v5.13 | 605 | 5897 | Rate Constraint in MTons | FALSE | L | Annual | Qualifying Generation | TWh | 94.9535 | 94.9535 | 92.2284 | 88.2214 | 70.7106 | 70.5236 | 70.5382
NSR AEP Consent - SO2 Cap Annual v5.13 | 605 | 5897 | Rate Constraint in MTons | FALSE | L | Annual | Rate | lb/MWh | 0.85473 | 0.84471 | 0.78995 | 0.71038 | 0.61012 | 0.66597 | 0.70207
NSR AEP Consent - SO2 Cap Annual v5.13 | 605 | 5897 | Rate Constraint in MTons | FALSE | L | Annual | Constraint Shadow Price | US$/Ton | 0 | 0 | 0 | 0 | 0 | 0 | 0
NSR Alma 4 & 5 - Hg Cap Annual v5.13 | 606 | 5960 | Rate Constraint in MTons | FALSE | L | Annual | Seasons Included | Seasons | Winter, Summer | Winter, Summer | Winter, Summer | Winter, Summer | Winter, Summer | Winter, Summer | Winter, Summer
NSR Alma 4 & 5 - Hg Cap Annual v5.13 | 606 | 5960 | Rate Constraint in MTons | FALSE | L | Annual | Standard | Lb | 224000 | 224000 | 134000 | 134000 | 134000 | 134000 | 134000
NSR Alma 4 & 5 - Hg Cap Annual v5.13 | 606 | 5960 | Rate Constraint in MTons | FALSE | L | Annual | Standard MER | lbs | 224000 | 224000 | 134000 | 134000 | 134000 | 134000 | 134000
NSR Alma 4 & 5 - Hg Cap Annual v5.13 | 606 | 5960 | Rate Constraint in MTons | FALSE | L | Annual | Emissions at Affected Plants MER | lbs | 0 | 0 | 0 | 0 | 0 | 0 | 0
NSR Alma 4 & 5 - Hg Cap Annual v5.13 | 606 | 5960 | Rate Constraint in MTons | FALSE | L | Annual | Allowances Purchased MER | lbs | 0 | 0 | 0 | 0 | 0 | 0 | 0
NSR Alma 4 & 5 - Hg Cap Annual v5.13 | 606 | 5960 | Rate Constraint in MTons | FALSE | L | Annual | Allowances Sold MER | lbs | 0 | 0 | 0 | 0 | 0 | 0 | 0
NSR Alma 4 & 5 - Hg Cap Annual v5.13 | 606 | 5960 | Rate Constraint in MTons | FALSE | L | Annual | Allowances Banked | lbs | 0 | 0 | 0 | 0 | 0 | 0 | 0
NSR Alma 4 & 5 - Hg Cap Annual v5.13 | 606 | 5960 | Rate Constraint in MTons | FALSE | L | Annual | Allowances Withdrawn (1:1) | lbs | 0 | 0 | 0 | 0 | 0 | 0 | 0
NSR Alma 4 & 5 - Hg Cap Annual v5.13 | 606 | 5960 | Rate Constraint in MTons | FALSE | L | Annual | Allowances Withdrawn (n:1) | lbs | 0 | 0 | 0 | 0 | 0 | 0 | 0
NSR Alma 4 & 5 - Hg Cap Annual v5.13 | 606 | 5960 | Rate Constraint in MTons | FALSE | L | Annual | Net Emissions Allowance Position | lbs | 0 | 0 | 0 | 0 | 0 | 0 | 0
NSR Alma 4 & 5 - Hg Cap Annual v5.13 | 606 | 5960 | Rate Constraint in MTons | FALSE | L | Annual | Fuel Consumed | TBtu | 0 | 0 | 0 | 0 | 0 | 0 | 0
NSR Alma 4 & 5 - Hg Cap Annual v5.13 | 606 | 5960 | Rate Constraint in MTons | FALSE | L | Annual | Rate | lb/MMBtu | 0 | 0 | 0 | 0 | 0 | 0 | 0
NSR Alma 4 & 5 - Hg Cap Annual v5.13 | 606 | 5960 | Rate Constraint in MTons | FALSE | L | Annual | Generation | TWh | 0 | 0 | 0 | 0 | 0 | 0 | 0
NSR Alma 4 & 5 - Hg Cap Annual v5.13 | 606 | 5960 | Rate Constraint in MTons | FALSE | L | Annual | Qualifying Generation | TWh | 0 | 0 | 0 | 0 | 0 | 0 | 0
NSR Alma 4 & 5 - Hg Cap Annual v5.13 | 606 | 5960 | Rate Constraint in MTons | FALSE | L | Annual | Rate | lb/MWh | 0 | 0 | 0 | 0 | 0 | 0 | 0
NSR Alma 4 & 5 - Hg Cap Annual v5.13 | 606 | 5960 | Rate Constraint in MTons | FALSE | L | Annual | Constraint Shadow Price | US$/Lb | 0 | 0 | 0 | 0 | 0 | 0 | 0
NSR Alma 4 & 5 - NOx Cap Annual v5.13 | 607 | 5958 | Rate Constraint in MTons | FALSE | L | Annual | Seasons Included | Seasons | Winter, Summer | Winter, Summer | Winter, Summer | Winter, Summer | Winter, Summer | Winter, Summer | Winter, Summer
NSR Alma 4 & 5 - NOx Cap Annual v5.13 | 607 | 5958 | Rate Constraint in MTons | FALSE | L | Annual | Standard | MTons | 1.308 | 1.308 | 0.785 | 0.785 | 0.785 | 0.785 | 0.785
NSR Alma 4 & 5 - NOx Cap Annual v5.13 | 607 | 5958 | Rate Constraint in MTons | FALSE | L | Annual | Standard NOX | MTons | 1.308 | 1.308 | 0.785 | 0.785 | 0.785 | 0.785 | 0.785
NSR Alma 4 & 5 - NOx Cap Annual v5.13 | 607 | 5958 | Rate Constraint in MTons | FALSE | L | Annual | Emissions at Affected Plants NOX | MTons | 0 | 0 | 0 | 0 | 0 | 0 | 0
NSR Alma 4 & 5 - NOx Cap Annual v5.13 | 607 | 5958 | Rate Constraint in MTons | FALSE | L | Annual | Allowances Purchased NOX | MTons | 0 | 0 | 0 | 0 | 0 | 0 | 0
NSR Alma 4 & 5 - NOx Cap Annual v5.13 | 607 | 5958 | Rate Constraint in MTons | FALSE | L | Annual | Allowances Sold NOX | MTons | 0 | 0 | 0 | 0 | 0 | 0 | 0
NSR Alma 4 & 5 - NOx Cap Annual v5.13 | 607 | 5958 | Rate Constraint in MTons | FALSE | L | Annual | Allowances Banked | MTons | 0 | 0 | 0 | 0 | 0 | 0 | 0
NSR Alma 4 & 5 - NOx Cap Annual v5.13 | 607 | 5958 | Rate Constraint in MTons | FALSE | L | Annual | Allowances Withdrawn (1:1) | MTons | 0 | 0 | 0 | 0 | 0 | 0 | 0
NSR Alma 4 & 5 - NOx Cap Annual v5.13 | 607 | 5958 | Rate Constraint in MTons | FALSE | L | Annual | Allowances Withdrawn (n:1) | MTons | 0 | 0 | 0 | 0 | 0 | 0 | 0
NSR Alma 4 & 5 - NOx Cap Annual v5.13 | 607 | 5958 | Rate Constraint in MTons | FALSE | L | Annual | Net Emissions Allowance Position | MTons | 0 | 0 | 0 | 0 | 0 | 0 | 0
NSR Alma 4 & 5 - NOx Cap Annual v5.13 | 607 | 5958 | Rate Constraint in MTons | FALSE | L | Annual | Fuel Consumed | TBtu | 0 | 0 | 0 | 0 | 0 | 0 | 0
NSR Alma 4 & 5 - NOx Cap Annual v5.13 | 607 | 5958 | Rate Constraint in MTons | FALSE | L | Annual | Rate | lb/MMBtu | 0 | 0 | 0 | 0 | 0 | 0 | 0
NSR Alma 4 & 5 - NOx Cap Annual v5.13 | 607 | 5958 | Rate Constraint in MTons | FALSE | L | Annual | Generation | TWh | 0 | 0 | 0 | 0 | 0 | 0 | 0
NSR Alma 4 & 5 - NOx Cap Annual v5.13 | 607 | 5958 | Rate Constraint in MTons | FALSE | L | Annual | Qualifying Generation | TWh | 0 | 0 | 0 | 0 | 0 | 0 | 0
NSR Alma 4 & 5 - NOx Cap Annual v5.13 | 607 | 5958 | Rate Constraint in MTons | FALSE | L | Annual | Rate | lb/MWh | 0 | 0 | 0 | 0 | 0 | 0 | 0
NSR Alma 4 & 5 - NOx Cap Annual v5.13 | 607 | 5958 | Rate Constraint in MTons | FALSE | L | Annual | Constraint Shadow Price | US$/Ton | 0 | 0 | 0 | 0 | 0 | 0 | 0
NSR Alma 4 & 5 - NOx Rate Annual v5.13 | 608 | 5959 | Rate Constraint in lbs/MMBtu | FALSE | L | Annual | Seasons Included | Seasons | Winter, Summer | Winter, Summer | Winter, Summer | Winter, Summer | Winter, Summer | Winter, Summer | Winter, Summer
NSR Alma 4 & 5 - NOx Rate Annual v5.13 | 608 | 5959 | Rate Constraint in lbs/MMBtu | FALSE | L | Annual | Standard | lb/MMBtu | 0.35 | 0.35 | 0.35 | 0.35 | 0.35 | 0.35 | 0.35
NSR Alma 4 & 5 - NOx Rate Annual v5.13 | 608 | 5959 | Rate Constraint in lbs/MMBtu | FALSE | L | Annual | Emissions at Affected Plants NOX | MTons | 0 | 0 | 0 | 0 | 0 | 0 | 0
NSR Alma 4 & 5 - NOx Rate Annual v5.13 | 608 | 5959 | Rate Constraint in lbs/MMBtu | FALSE | L | Annual | Allowances Purchased NOX | MTons | 0 | 0 | 0 | 0 | 0 | 0 | 0
NSR Alma 4 & 5 - NOx Rate Annual v5.13 | 608 | 5959 | Rate Constraint in lbs/MMBtu | FALSE | L | Annual | Allowances Sold NOX | MTons | 0 | 0 | 0 | 0 | 0 | 0 | 0
NSR Alma 4 & 5 - NOx Rate Annual v5.13 | 608 | 5959 | Rate Constraint in lbs/MMBtu | FALSE | L | Annual | Allowances Banked | MTons | 0 | 0 | 0 | 0 | 0 | 0 | 0
NSR Alma 4 & 5 - NOx Rate Annual v5.13 | 608 | 5959 | Rate Constraint in lbs/MMBtu | FALSE | L | Annual | Allowances Withdrawn (1:1) | MTons | 0 | 0 | 0 | 0 | 0 | 0 | 0
NSR Alma 4 & 5 - NOx Rate Annual v5.13 | 608 | 5959 | Rate Constraint in lbs/MMBtu | FALSE | L | Annual | Allowances Withdrawn (n:1) | MTons | 0 | 0 | 0 | 0 | 0 | 0 | 0
NSR Alma 4 & 5 - NOx Rate Annual v5.13 | 608 | 5959 | Rate Constraint in lbs/MMBtu | FALSE | L | Annual | Net Emissions Allowance Position | MTons | 0 | 0 | 0 | 0 | 0 | 0 | 0
NSR Alma 4 & 5 - NOx Rate Annual v5.13 | 608 | 5959 | Rate Constraint in lbs/MMBtu | FALSE | L | Annual | Fuel Consumed | TBtu | 0 | 0 | 0 | 0 | 0 | 0 | 0
NSR Alma 4 & 5 - NOx Rate Annual v5.13 | 608 | 5959 | Rate Constraint in lbs/MMBtu | FALSE | L | Annual | Rate | lb/MMBtu | 0 | 0 | 0 | 0 | 0 | 0 | 0
NSR Alma 4 & 5 - NOx Rate Annual v5.13 | 608 | 5959 | Rate Constraint in lbs/MMBtu | FALSE | L | Annual | Generation | TWh | 0 | 0 | 0 | 0 | 0 | 0 | 0
NSR Alma 4 & 5 - NOx Rate Annual v5.13 | 608 | 5959 | Rate Constraint in lbs/MMBtu | FALSE | L | Annual | Qualifying Generation | TWh | 0 | 0 | 0 | 0 | 0 | 0 | 0
NSR Alma 4 & 5 - NOx Rate Annual v5.13 | 608 | 5959 | Rate Constraint in lbs/MMBtu | FALSE | L | Annual | Rate | lb/MWh | 0 | 0 | 0 | 0 | 0 | 0 | 0
NSR Alma 4 & 5 - NOx Rate Annual v5.13 | 608 | 5959 | Rate Constraint in lbs/MMBtu | FALSE | L | Annual | Constraint Shadow Price | US$/Ton | 0 | 0 | 0 | 0 | 0 | 0 | 0
NSR Alma 4 & 5- SO2 Cap Annual v5.13 | 609 | 5956 | Rate Constraint in MTons | FALSE | L | Annual | Seasons Included | Seasons | Winter, Summer | Winter, Summer | Winter, Summer | Winter, Summer | Winter, Summer | Winter, Summer | Winter, Summer
NSR Alma 4 & 5- SO2 Cap Annual v5.13 | 609 | 5956 | Rate Constraint in MTons | FALSE | L | Annual | Standard | MTons | 3.737 | 3.737 | 2.242 | 2.242 | 2.242 | 2.242 | 2.242
NSR Alma 4 & 5- SO2 Cap Annual v5.13 | 609 | 5956 | Rate Constraint in MTons | FALSE | L | Annual | Standard SO2 | MTons | 3.737 | 3.737 | 2.242 | 2.242 | 2.242 | 2.242 | 2.242
NSR Alma 4 & 5- SO2 Cap Annual v5.13 | 609 | 5956 | Rate Constraint in MTons | FALSE | L | Annual | Emissions at Affected Plants SO2 | MTons | 0 | 0 | 0 | 0 | 0 | 0 | 0
NSR Alma 4 & 5- SO2 Cap Annual v5.13 | 609 | 5956 | Rate Constraint in MTons | FALSE | L | Annual | Allowances Purchased SO2 | MTons | 0 | 0 | 0 | 0 | 0 | 0 | 0
NSR Alma 4 & 5- SO2 Cap Annual v5.13 | 609 | 5956 | Rate Constraint in MTons | FALSE | L | Annual | Allowances Sold SO2 | MTons | 0 | 0 | 0 | 0 | 0 | 0 | 0
NSR Alma 4 & 5- SO2 Cap Annual v5.13 | 609 | 5956 | Rate Constraint in MTons | FALSE | L | Annual | Allowances Banked | MTons | 0 | 0 | 0 | 0 | 0 | 0 | 0
NSR Alma 4 & 5- SO2 Cap Annual v5.13 | 609 | 5956 | Rate Constraint in MTons | FALSE | L | Annual | Allowances Withdrawn (1:1) | MTons | 0 | 0 | 0 | 0 | 0 | 0 | 0
NSR Alma 4 & 5- SO2 Cap Annual v5.13 | 609 | 5956 | Rate Constraint in MTons | FALSE | L | Annual | Allowances Withdrawn (n:1) | MTons | 0 | 0 | 0 | 0 | 0 | 0 | 0
NSR Alma 4 & 5- SO2 Cap Annual v5.13 | 609 | 5956 | Rate Constraint in MTons | FALSE | L | Annual | Net Emissions Allowance Position | MTons | 0 | 0 | 0 | 0 | 0 | 0 | 0
NSR Alma 4 & 5- SO2 Cap Annual v5.13 | 609 | 5956 | Rate Constraint in MTons | FALSE | L | Annual | Fuel Consumed | TBtu | 0 | 0 | 0 | 0 | 0 | 0 | 0
NSR Alma 4 & 5- SO2 Cap Annual v5.13 | 609 | 5956 | Rate Constraint in MTons | FALSE | L | Annual | Rate | lb/MMBtu | 0 | 0 | 0 | 0 | 0 | 0 | 0
NSR Alma 4 & 5- SO2 Cap Annual v5.13 | 609 | 5956 | Rate Constraint in MTons | FALSE | L | Annual | Generation | TWh | 0 | 0 | 0 | 0 | 0 | 0 | 0
NSR Alma 4 & 5- SO2 Cap Annual v5.13 | 609 | 5956 | Rate Constraint in MTons | FALSE | L | Annual | Qualifying Generation | TWh | 0 | 0 | 0 | 0 | 0 | 0 | 0
NSR Alma 4 & 5- SO2 Cap Annual v5.13 | 609 | 5956 | Rate Constraint in MTons | FALSE | L | Annual | Rate | lb/MWh | 0 | 0 | 0 | 0 | 0 | 0 | 0
NSR Alma 4 & 5- SO2 Cap Annual v5.13 | 609 | 5956 | Rate Constraint in MTons | FALSE | L | Annual | Constraint Shadow Price | US$/Ton | 0 | 0 | 0 | 0 | 0 | 0 | 0
NSR Alma 4 & 5- SO2 Rate Annual v5.13 | 610 | 5957 | Rate Constraint in lbs/MMBtu | FALSE | L | Annual | Seasons Included | Seasons | Winter, Summer | Winter, Summer | Winter, Summer | Winter, Summer | Winter, Summer | Winter, Summer | Winter, Summer
NSR Alma 4 & 5- SO2 Rate Annual v5.13 | 610 | 5957 | Rate Constraint in lbs/MMBtu | FALSE | L | Annual | Standard | lb/MMBtu | 0.1 | 0.1 | 0.1 | 0.1 | 0.1 | 0.1 | 0.1
NSR Alma 4 & 5- SO2 Rate Annual v5.13 | 610 | 5957 | Rate Constraint in lbs/MMBtu | FALSE | L | Annual | Emissions at Affected Plants SO2 | MTons | 0 | 0 | 0 | 0 | 0 | 0 | 0
NSR Alma 4 & 5- SO2 Rate Annual v5.13 | 610 | 5957 | Rate Constraint in lbs/MMBtu | FALSE | L | Annual | Allowances Purchased SO2 | MTons | 0 | 0 | 0 | 0 | 0 | 0 | 0
NSR Alma 4 & 5- SO2 Rate Annual v5.13 | 610 | 5957 | Rate Constraint in lbs/MMBtu | FALSE | L | Annual | Allowances Sold SO2 | MTons | 0 | 0 | 0 | 0 | 0 | 0 | 0
NSR Alma 4 & 5- SO2 Rate Annual v5.13 | 610 | 5957 | Rate Constraint in lbs/MMBtu | FALSE | L | Annual | Allowances Banked | MTons | 0 | 0 | 0 | 0 | 0 | 0 | 0
NSR Alma 4 & 5- SO2 Rate Annual v5.13 | 610 | 5957 | Rate Constraint in lbs/MMBtu | FALSE | L | Annual | Allowances Withdrawn (1:1) | MTons | 0 | 0 | 0 | 0 | 0 | 0 | 0
NSR Alma 4 & 5- SO2 Rate Annual v5.13 | 610 | 5957 | Rate Constraint in lbs/MMBtu | FALSE | L | Annual | Allowances Withdrawn (n:1) | MTons | 0 | 0 | 0 | 0 | 0 | 0 | 0
NSR Alma 4 & 5- SO2 Rate Annual v5.13 | 610 | 5957 | Rate Constraint in lbs/MMBtu | FALSE | L | Annual | Net Emissions Allowance Position | MTons | 0 | 0 | 0 | 0 | 0 | 0 | 0
NSR Alma 4 & 5- SO2 Rate Annual v5.13 | 610 | 5957 | Rate Constraint in lbs/MMBtu | FALSE | L | Annual | Fuel Consumed | TBtu | 0 | 0 | 0 | 0 | 0 | 0 | 0
NSR Alma 4 & 5- SO2 Rate Annual v5.13 | 610 | 5957 | Rate Constraint in lbs/MMBtu | FALSE | L | Annual | Rate | lb/MMBtu | 0 | 0 | 0 | 0 | 0 | 0 | 0
NSR Alma 4 & 5- SO2 Rate Annual v5.13 | 610 | 5957 | Rate Constraint in lbs/MMBtu | FALSE | L | Annual | Generation | TWh | 0 | 0 | 0 | 0 | 0 | 0 | 0
NSR Alma 4 & 5- SO2 Rate Annual v5.13 | 610 | 5957 | Rate Constraint in lbs/MMBtu | FALSE | L | Annual | Qualifying Generation | TWh | 0 | 0 | 0 | 0 | 0 | 0 | 0
NSR Alma 4 & 5- SO2 Rate Annual v5.13 | 610 | 5957 | Rate Constraint in lbs/MMBtu | FALSE | L | Annual | Rate | lb/MWh | 0 | 0 | 0 | 0 | 0 | 0 | 0
NSR Alma 4 & 5- SO2 Rate Annual v5.13 | 610 | 5957 | Rate Constraint in lbs/MMBtu | FALSE | L | Annual | Constraint Shadow Price | US$/Ton | 30938.6444 | 60918.3859 | 19516.4892 | 19619.969 | 21637.9762 | 12741.2159 | 30842.4475
NSR Baily 7 & 8 - NOX Rate Annual v4.11 | 611 | 2302 | Rate Constraint in lbs/MMBtu | FALSE | L | Annual | Seasons Included | Seasons | Winter, Summer | Winter, Summer | Winter, Summer | Winter, Summer | Winter, Summer | Winter, Summer | Winter, Summer
NSR Baily 7 & 8 - NOX Rate Annual v4.11 | 611 | 2302 | Rate Constraint in lbs/MMBtu | FALSE | L | Annual | Standard | lb/MMBtu | 0.12 | 0.12 | 0.12 | 0.12 | 0.12 | 0.12 | 0.12
NSR Baily 7 & 8 - NOX Rate Annual v4.11 | 611 | 2302 | Rate Constraint in lbs/MMBtu | FALSE | L | Annual | Emissions at Affected Plants NOX | MTons | 0 | 0 | 0 | 0 | 0 | 0 | 0
NSR Baily 7 & 8 - NOX Rate Annual v4.11 | 611 | 2302 | Rate Constraint in lbs/MMBtu | FALSE | L | Annual | Allowances Purchased NOX | MTons | 0 | 0 | 0 | 0 | 0 | 0 | 0
NSR Baily 7 & 8 - NOX Rate Annual v4.11 | 611 | 2302 | Rate Constraint in lbs/MMBtu | FALSE | L | Annual | Allowances Sold NOX | MTons | 0 | 0 | 0 | 0 | 0 | 0 | 0
NSR Baily 7 & 8 - NOX Rate Annual v4.11 | 611 | 2302 | Rate Constraint in lbs/MMBtu | FALSE | L | Annual | Allowances Banked | MTons | 0 | 0 | 0 | 0 | 0 | 0 | 0
NSR Baily 7 & 8 - NOX Rate Annual v4.11 | 611 | 2302 | Rate Constraint in lbs/MMBtu | FALSE | L | Annual | Allowances Withdrawn (1:1) | MTons | 0 | 0 | 0 | 0 | 0 | 0 | 0
NSR Baily 7 & 8 - NOX Rate Annual v4.11 | 611 | 2302 | Rate Constraint in lbs/MMBtu | FALSE | L | Annual | Allowances Withdrawn (n:1) | MTons | 0 | 0 | 0 | 0 | 0 | 0 | 0
NSR Baily 7 & 8 - NOX Rate Annual v4.11 | 611 | 2302 | Rate Constraint in lbs/MMBtu | FALSE | L | Annual | Net Emissions Allowance Position | MTons | 0 | 0 | 0 | 0 | 0 | 0 | 0
NSR Baily 7 & 8 - NOX Rate Annual v4.11 | 611 | 2302 | Rate Constraint in lbs/MMBtu | FALSE | L | Annual | Fuel Consumed | TBtu | 0 | 0 | 0 | 0 | 0 | 0 | 0
NSR Baily 7 & 8 - NOX Rate Annual v4.11 | 611 | 2302 | Rate Constraint in lbs/MMBtu | FALSE | L | Annual | Rate | lb/MMBtu | 0 | 0 | 0 | 0 | 0 | 0 | 0
NSR Baily 7 & 8 - NOX Rate Annual v4.11 | 611 | 2302 | Rate Constraint in lbs/MMBtu | FALSE | L | Annual | Generation | TWh | 0 | 0 | 0 | 0 | 0 | 0 | 0
NSR Baily 7 & 8 - NOX Rate Annual v4.11 | 611 | 2302 | Rate Constraint in lbs/MMBtu | FALSE | L | Annual | Qualifying Generation | TWh | 0 | 0 | 0 | 0 | 0 | 0 | 0
NSR Baily 7 & 8 - NOX Rate Annual v4.11 | 611 | 2302 | Rate Constraint in lbs/MMBtu | FALSE | L | Annual | Rate | lb/MWh | 0 | 0 | 0 | 0 | 0 | 0 | 0
NSR Baily 7 & 8 - NOX Rate Annual v4.11 | 611 | 2302 | Rate Constraint in lbs/MMBtu | FALSE | L | Annual | Constraint Shadow Price | US$/Ton | 0 | 0 | 0 | 0 | 0 | 0 | 0
NSR Baldwin 1,2 - NOX Rate Annual v3.1, Unit 4102 and retrofits | 612 | 1944 | Rate Constraint in lbs/MMBtu | FALSE | L | Annual | Seasons Included | Seasons | Winter, Summer | Winter, Summer | Winter, Summer | Winter, Summer | Winter, Summer | Winter, Summer | Winter, Summer
NSR Baldwin 1,2 - NOX Rate Annual v3.1, Unit 4102 and retrofits | 612 | 1944 | Rate Constraint in lbs/MMBtu | FALSE | L | Annual | Standard | lb/MMBtu | 0.1 | 0.1 | 0.1 | 0.1 | 0.1 | 0.1 | 0.1
NSR Baldwin 1,2 - NOX Rate Annual v3.1, Unit 4102 and retrofits | 612 | 1944 | Rate Constraint in lbs/MMBtu | FALSE | L | Annual | Emissions at Affected Plants NOX | MTons | 1.2181 | 1.2181 | 0.96027 | 1.064 | 0.96027 | 1.064 | 1.064
NSR Baldwin 1,2 - NOX Rate Annual v3.1, Unit 4102 and retrofits | 612 | 1944 | Rate Constraint in lbs/MMBtu | FALSE | L | Annual | Allowances Purchased NOX | MTons | 0 | 0 | 0 | 0 | 0 | 0 | 0
NSR Baldwin 1,2 - NOX Rate Annual v3.1, Unit 4102 and retrofits | 612 | 1944 | Rate Constraint in lbs/MMBtu | FALSE | L | Annual | Allowances Sold NOX | MTons | 0 | 0 | 0 | 0 | 0 | 0 | 0
NSR Baldwin 1,2 - NOX Rate Annual v3.1, Unit 4102 and retrofits | 612 | 1944 | Rate Constraint in lbs/MMBtu | FALSE | L | Annual | Allowances Banked | MTons | 0 | 0 | 0 | 0 | 0 | 0 | 0
NSR Baldwin 1,2 - NOX Rate Annual v3.1, Unit 4102 and retrofits | 612 | 1944 | Rate Constraint in lbs/MMBtu | FALSE | L | Annual | Allowances Withdrawn (1:1) | MTons | 0 | 0 | 0 | 0 | 0 | 0 | 0
NSR Baldwin 1,2 - NOX Rate Annual v3.1, Unit 4102 and retrofits | 612 | 1944 | Rate Constraint in lbs/MMBtu | FALSE | L | Annual | Allowances Withdrawn (n:1) | MTons | 0 | 0 | 0 | 0 | 0 | 0 | 0
NSR Baldwin 1,2 - NOX Rate Annual v3.1, Unit 4102 and retrofits | 612 | 1944 | Rate Constraint in lbs/MMBtu | FALSE | L | Annual | Net Emissions Allowance Position | MTons | 1.2181 | 1.2181 | 0.96027 | 1.064 | 0.96027 | 1.064 | 1.064
NSR Baldwin 1,2 - NOX Rate Annual v3.1, Unit 4102 and retrofits | 612 | 1944 | Rate Constraint in lbs/MMBtu | FALSE | L | Annual | Fuel Consumed | TBtu | 40.889 | 40.889 | 32.2338 | 35.7165 | 32.2338 | 35.7165 | 35.7165
NSR Baldwin 1,2 - NOX Rate Annual v3.1, Unit 4102 and retrofits | 612 | 1944 | Rate Constraint in lbs/MMBtu | FALSE | L | Annual | Rate | lb/MMBtu | 0.059582 | 0.059582 | 0.059582 | 0.059582 | 0.059582 | 0.059582 | 0.059582
NSR Baldwin 1,2 - NOX Rate Annual v3.1, Unit 4102 and retrofits | 612 | 1944 | Rate Constraint in lbs/MMBtu | FALSE | L | Annual | Generation | TWh | 4.2044 | 4.2044 | 3.3144 | 3.6725 | 3.3144 | 3.6725 | 3.6725
NSR Baldwin 1,2 - NOX Rate Annual v3.1, Unit 4102 and retrofits | 612 | 1944 | Rate Constraint in lbs/MMBtu | FALSE | L | Annual | Qualifying Generation | TWh | 4.2044 | 4.2044 | 3.3144 | 3.6725 | 3.3144 | 3.6725 | 3.6725
NSR Baldwin 1,2 - NOX Rate Annual v3.1, Unit 4102 and retrofits | 612 | 1944 | Rate Constraint in lbs/MMBtu | FALSE | L | Annual | Rate | lb/MWh | 0.28973 | 0.28973 | 0.28973 | 0.28973 | 0.28973 | 0.28973 | 0.28973
NSR Baldwin 1,2 - NOX Rate Annual v3.1, Unit 4102 and retrofits | 612 | 1944 | Rate Constraint in lbs/MMBtu | FALSE | L | Annual | Constraint Shadow Price | US$/Ton | 0 | 0 | 0 | 0 | 0 | 0 | 0
NSR Baldwin 1,2 - NOX Rate Annual v3.1, Unit 4103 and retrofits | 613 | 1944 | Rate Constraint in lbs/MMBtu | FALSE | L | Annual | Seasons Included | Seasons | Winter, Summer | Winter, Summer | Winter, Summer | Winter, Summer | Winter, Summer | Winter, Summer | Winter, Summer
NSR Baldwin 1,2 - NOX Rate Annual v3.1, Unit 4103 and retrofits | 613 | 1944 | Rate Constraint in lbs/MMBtu | FALSE | L | Annual | Standard | lb/MMBtu | 0.1 | 0.1 | 0.1 | 0.1 | 0.1 | 0.1 | 0.1
NSR Baldwin 1,2 - NOX Rate Annual v3.1, Unit 4103 and retrofits | 613 | 1944 | Rate Constraint in lbs/MMBtu | FALSE | L | Annual | Emissions at Affected Plants NOX | MTons | 1.1793 | 1.1793 | 1.0301 | 1.0301 | 1.0301 | 1.0301 | 1.1793
NSR Baldwin 1,2 - NOX Rate Annual v3.1, Unit 4103 and retrofits | 613 | 1944 | Rate Constraint in lbs/MMBtu | FALSE | L | Annual | Allowances Purchased NOX | MTons | 0 | 0 | 0 | 0 | 0 | 0 | 0
NSR Baldwin 1,2 - NOX Rate Annual v3.1, Unit 4103 and retrofits | 613 | 1944 | Rate Constraint in lbs/MMBtu | FALSE | L | Annual | Allowances Sold NOX | MTons | 0 | 0 | 0 | 0 | 0 | 0 | 0
NSR Baldwin 1,2 - NOX Rate Annual v3.1, Unit 4103 and retrofits | 613 | 1944 | Rate Constraint in lbs/MMBtu | FALSE | L | Annual | Allowances Banked | MTons | 0 | 0 | 0 | 0 | 0 | 0 | 0
NSR Baldwin 1,2 - NOX Rate Annual v3.1, Unit 4103 and retrofits | 613 | 1944 | Rate Constraint in lbs/MMBtu | FALSE | L | Annual | Allowances Withdrawn (1:1) | MTons | 0 | 0 | 0 | 0 | 0 | 0 | 0
NSR Baldwin 1,2 - NOX Rate Annual v3.1, Unit 4103 and retrofits | 613 | 1944 | Rate Constraint in lbs/MMBtu | FALSE | L | Annual | Allowances Withdrawn (n:1) | MTons | 0 | 0 | 0 | 0 | 0 | 0 | 0
NSR Baldwin 1,2 - NOX Rate Annual v3.1, Unit 4103 and retrofits | 613 | 1944 | Rate Constraint in lbs/MMBtu | FALSE | L | Annual | Net Emissions Allowance Position | MTons | 1.1793 | 1.1793 | 1.0301 | 1.0301 | 1.0301 | 1.0301 | 1.1793
NSR Baldwin 1,2 - NOX Rate Annual v3.1, Unit 4103 and retrofits | 613 | 1944 | Rate Constraint in lbs/MMBtu | FALSE | L | Annual | Fuel Consumed | TBtu | 41.028 | 41.028 | 35.838 | 35.838 | 35.838 | 35.838 | 41.028
NSR Baldwin 1,2 - NOX Rate Annual v3.1, Unit 4103 and retrofits | 613 | 1944 | Rate Constraint in lbs/MMBtu | FALSE | L | Annual | Rate | lb/MMBtu | 0.057486 | 0.057486 | 0.057486 | 0.057486 | 0.057486 | 0.057486 | 0.057486
NSR Baldwin 1,2 - NOX Rate Annual v3.1, Unit 4103 and retrofits | 613 | 1944 | Rate Constraint in lbs/MMBtu | FALSE | L | Annual | Generation | TWh | 4.2402 | 4.2402 | 3.7038 | 3.7038 | 3.7038 | 3.7038 | 4.2402
NSR Baldwin 1,2 - NOX Rate Annual v3.1, Unit 4103 and retrofits | 613 | 1944 | Rate Constraint in lbs/MMBtu | FALSE | L | Annual | Qualifying Generation | TWh | 4.2402 | 4.2402 | 3.7038 | 3.7038 | 3.7038 | 3.7038 | 4.2402
NSR Baldwin 1,2 - NOX Rate Annual v3.1, Unit 4103 and retrofits | 613 | 1944 | Rate Constraint in lbs/MMBtu | FALSE | L | Annual | Rate | lb/MWh | 0.27811 | 0.27811 | 0.27811 | 0.27811 | 0.27811 | 0.27811 | 0.27811
NSR Baldwin 1,2 - NOX Rate Annual v3.1, Unit 4103 and retrofits | 613 | 1944 | Rate Constraint in lbs/MMBtu | FALSE | L | Annual | Constraint Shadow Price | US$/Ton | 0 | 0 | 0 | 0 | 0 | 0 | 0
NSR Baldwin 1-3 - SO2 Rate Annual v3.1, Unit 4102 and retrofits | 614 | 1861 | Rate Constraint in lbs/MMBtu | FALSE | L | Annual | Seasons Included | Seasons | Winter, Summer | Winter, Summer | Winter, Summer | Winter, Summer | Winter, Summer | Winter, Summer | Winter, Summer
NSR Baldwin 1-3 - SO2 Rate Annual v3.1, Unit 4102 and retrofits | 614 | 1861 | Rate Constraint in lbs/MMBtu | FALSE | L | Annual | Standard | lb/MMBtu | 0.1 | 0.1 | 0.1 | 0.1 | 0.1 | 0.1 | 0.1
NSR Baldwin 1-3 - SO2 Rate Annual v3.1, Unit 4102 and retrofits | 614 | 1861 | Rate Constraint in lbs/MMBtu | FALSE | L | Annual | Emissions at Affected Plants SO2 | MTons | 1.6335 | 1.6335 | 1.2877 | 1.4269 | 1.2877 | 1.4269 | 1.4269
NSR Baldwin 1-3 - SO2 Rate Annual v3.1, Unit 4102 and retrofits | 614 | 1861 | Rate Constraint in lbs/MMBtu | FALSE | L | Annual | Allowances Purchased SO2 | MTons | 0 | 0 | 0 | 0 | 0 | 0 | 0
NSR Baldwin 1-3 - SO2 Rate Annual v3.1, Unit 4102 and retrofits | 614 | 1861 | Rate Constraint in lbs/MMBtu | FALSE | L | Annual | Allowances Sold SO2 | MTons | 0 | 0 | 0 | 0 | 0 | 0 | 0
NSR Baldwin 1-3 - SO2 Rate Annual v3.1, Unit 4102 and retrofits | 614 | 1861 | Rate Constraint in lbs/MMBtu | FALSE | L | Annual | Allowances Banked | MTons | 0 | 0 | 0 | 0 | 0 | 0 | 0
NSR Baldwin 1-3 - SO2 Rate Annual v3.1, Unit 4102 and retrofits | 614 | 1861 | Rate Constraint in lbs/MMBtu | FALSE | L | Annual | Allowances Withdrawn (1:1) | MTons | 0 | 0 | 0 | 0 | 0 | 0 | 0
NSR Baldwin 1-3 - SO2 Rate Annual v3.1, Unit 4102 and retrofits | 614 | 1861 | Rate Constraint in lbs/MMBtu | FALSE | L | Annual | Allowances Withdrawn (n:1) | MTons | 0 | 0 | 0 | 0 | 0 | 0 | 0
NSR Baldwin 1-3 - SO2 Rate Annual v3.1, Unit 4102 and retrofits | 614 | 1861 | Rate Constraint in lbs/MMBtu | FALSE | L | Annual | Net Emissions Allowance Position | MTons | 1.6335 | 1.6335 | 1.2877 | 1.4269 | 1.2877 | 1.4269 | 1.4269
NSR Baldwin 1-3 - SO2 Rate Annual v3.1, Unit 4102 and retrofits | 614 | 1861 | Rate Constraint in lbs/MMBtu | FALSE | L | Annual | Fuel Consumed | TBtu | 40.889 | 40.889 | 32.2338 | 35.7165 | 32.2338 | 35.7165 | 35.7165
NSR Baldwin 1-3 - SO2 Rate Annual v3.1, Unit 4102 and retrofits | 614 | 1861 | Rate Constraint in lbs/MMBtu | FALSE | L | Annual | Rate | lb/MMBtu | 0.0799 | 0.0799 | 0.0799 | 0.0799 | 0.0799 | 0.0799 | 0.0799
NSR Baldwin 1-3 - SO2 Rate Annual v3.1, Unit 4102 and retrofits | 614 | 1861 | Rate Constraint in lbs/MMBtu | FALSE | L | Annual | Generation | TWh | 4.2044 | 4.2044 | 3.3144 | 3.6725 | 3.3144 | 3.6725 | 3.6725
NSR Baldwin 1-3 - SO2 Rate Annual v3.1, Unit 4102 and retrofits | 614 | 1861 | Rate Constraint in lbs/MMBtu | FALSE | L | Annual | Qualifying Generation | TWh | 4.2044 | 4.2044 | 3.3144 | 3.6725 | 3.3144 | 3.6725 | 3.6725
NSR Baldwin 1-3 - SO2 Rate Annual v3.1, Unit 4102 and retrofits | 614 | 1861 | Rate Constraint in lbs/MMBtu | FALSE | L | Annual | Rate | lb/MWh | 0.38853 | 0.38853 | 0.38853 | 0.38853 | 0.38853 | 0.38853 | 0.38853
NSR Baldwin 1-3 - SO2 Rate Annual v3.1, Unit 4102 and retrofits | 614 | 1861 | Rate Constraint in lbs/MMBtu | FALSE | L | Annual | Constraint Shadow Price | US$/Ton | 0 | 0 | 0 | 0 | 0 | 0 | 0
NSR Baldwin 1-3 - SO2 Rate Annual v3.1, Unit 4103 and retrofits | 615 | 1861 | Rate Constraint in lbs/MMBtu | FALSE | L | Annual | Seasons Included | Seasons | Winter, Summer | Winter, Summer | Winter, Summer | Winter, Summer | Winter, Summer | Winter, Summer | Winter, Summer
NSR Baldwin 1-3 - SO2 Rate Annual v3.1, Unit 4103 and retrofits | 615 | 1861 | Rate Constraint in lbs/MMBtu | FALSE | L | Annual | Standard | lb/MMBtu | 0.1 | 0.1 | 0.1 | 0.1 | 0.1 | 0.1 | 0.1
NSR Baldwin 1-3 - SO2 Rate Annual v3.1, Unit 4103 and retrofits | 615 | 1861 | Rate Constraint in lbs/MMBtu | FALSE | L | Annual | Emissions at Affected Plants SO2 | MTons | 1.6391 | 1.6391 | 1.4317 | 1.4317 | 1.4317 | 1.4317 | 1.6391
NSR Baldwin 1-3 - SO2 Rate Annual v3.1, Unit 4103 and retrofits | 615 | 1861 | Rate Constraint in lbs/MMBtu | FALSE | L | Annual | Allowances Purchased SO2 | MTons | 0 | 0 | 0 | 0 | 0 | 0 | 0
NSR Baldwin 1-3 - SO2 Rate Annual v3.1, Unit 4103 and retrofits | 615 | 1861 | Rate Constraint in lbs/MMBtu | FALSE | L | Annual | Allowances Sold SO2 | MTons | 0 | 0 | 0 | 0 | 0 | 0 | 0
NSR Baldwin 1-3 - SO2 Rate Annual v3.1, Unit 4103 and retrofits | 615 | 1861 | Rate Constraint in lbs/MMBtu | FALSE | L | Annual | Allowances Banked | MTons | 0 | 0 | 0 | 0 | 0 | 0 | 0
NSR Baldwin 1-3 - SO2 Rate Annual v3.1, Unit 4103 and retrofits | 615 | 1861 | Rate Constraint in lbs/MMBtu | FALSE | L | Annual | Allowances Withdrawn (1:1) | MTons | 0 | 0 | 0 | 0 | 0 | 0 | 0
NSR Baldwin 1-3 - SO2 Rate Annual v3.1, Unit 4103 and retrofits | 615 | 1861 | Rate Constraint in lbs/MMBtu | FALSE | L | Annual | Allowances Withdrawn (n:1) | MTons | 0 | 0 | 0 | 0 | 0 | 0 | 0
NSR Baldwin 1-3 - SO2 Rate Annual v3.1, Unit 4103 and retrofits | 615 | 1861 | Rate Constraint in lbs/MMBtu | FALSE | L | Annual | Net Emissions Allowance Position | MTons | 1.6391 | 1.6391 | 1.4317 | 1.4317 | 1.4317 | 1.4317 | 1.6391
NSR Baldwin 1-3 - SO2 Rate Annual v3.1, Unit 4103 and retrofits | 615 | 1861 | Rate Constraint in lbs/MMBtu | FALSE | L | Annual | Fuel Consumed | TBtu | 41.028 | 41.028 | 35.838 | 35.838 | 35.838 | 35.838 | 41.028
NSR Baldwin 1-3 - SO2 Rate Annual v3.1, Unit 4103 and retrofits | 615 | 1861 | Rate Constraint in lbs/MMBtu | FALSE | L | Annual | Rate | lb/MMBtu | 0.0799 | 0.0799 | 0.0799 | 0.0799 | 0.0799 | 0.0799 | 0.0799
NSR Baldwin 1-3 - SO2 Rate Annual v3.1, Unit 4103 and retrofits | 615 | 1861 | Rate Constraint in lbs/MMBtu | FALSE | L | Annual | Generation | TWh | 4.2402 | 4.2402 | 3.7038 | 3.7038 | 3.7038 | 3.7038 | 4.2402
NSR Baldwin 1-3 - SO2 Rate Annual v3.1, Unit 4103 and retrofits | 615 | 1861 | Rate Constraint in lbs/MMBtu | FALSE | L | Annual | Qualifying Generation | TWh | 4.2402 | 4.2402 | 3.7038 | 3.7038 | 3.7038 | 3.7038 | 4.2402
NSR Baldwin 1-3 - SO2 Rate Annual v3.1, Unit 4103 and retrofits | 615 | 1861 | Rate Constraint in lbs/MMBtu | FALSE | L | Annual | Rate | lb/MWh | 0.38655 | 0.38655 | 0.38655 | 0.38655 | 0.38655 | 0.38655 | 0.38655
NSR Baldwin 1-3 - SO2 Rate Annual v3.1, Unit 4103 and retrofits | 615 | 1861 | Rate Constraint in lbs/MMBtu | FALSE | L | Annual | Constraint Shadow Price | US$/Ton | 0 | 0 | 0 | 0 | 0 | 0 | 0
NSR Baldwin 1-3 - SO2 Rate Annual v3.1, Unit 4132 and retrofits | 616 | 1861 | Rate Constraint in lbs/MMBtu | FALSE | L | Annual | Seasons Included | Seasons | Winter, Summer | Winter, Summer | Winter, Summer | Winter, Summer | Winter, Summer | Winter, Summer | Winter, Summer
NSR Baldwin 1-3 - SO2 Rate Annual v3.1, Unit 4132 and retrofits | 616 | 1861 | Rate Constraint in lbs/MMBtu | FALSE | L | Annual | Standard | lb/MMBtu | 0.1 | 0.1 | 0.1 | 0.1 | 0.1 | 0.1 | 0.1
NSR Baldwin 1-3 - SO2 Rate Annual v3.1, Unit 4132 and retrofits | 616 | 1861 | Rate Constraint in lbs/MMBtu | FALSE | L | Annual | Emissions at Affected Plants SO2 | MTons | 1.7021 | 1.7021 | 1.4868 | 1.4868 | 1.4868 | 1.4868 | 1.7021
NSR Baldwin 1-3 - SO2 Rate Annual v3.1, Unit 4132 and retrofits | 616 | 1861 | Rate Constraint in lbs/MMBtu | FALSE | L | Annual | Allowances Purchased SO2 | MTons | 0 | 0 | 0 | 0 | 0 | 0 | 0
NSR Baldwin 1-3 - SO2 Rate Annual v3.1, Unit 4132 and retrofits | 616 | 1861 | Rate Constraint in lbs/MMBtu | FALSE | L | Annual | Allowances Sold SO2 | MTons | 0 | 0 | 0 | 0 | 0 | 0 | 0
NSR Baldwin 1-3 - SO2 Rate Annual v3.1, Unit 4132 and retrofits | 616 | 1861 | Rate Constraint in lbs/MMBtu | FALSE | L | Annual | Allowances Banked | MTons | 0 | 0 | 0 | 0 | 0 | 0 | 0
NSR Baldwin 1-3 - SO2 Rate Annual v3.1, Unit 4132 and retrofits | 616 | 1861 | Rate Constraint in lbs/MMBtu | FALSE | L | Annual | Allowances Withdrawn (1:1) | MTons | 0 | 0 | 0 | 0 | 0 | 0 | 0
NSR Baldwin 1-3 - SO2 Rate Annual v3.1, Unit 4132 and retrofits | 616 | 1861 | Rate Constraint in lbs/MMBtu | FALSE | L | Annual | Allowances Withdrawn (n:1) | MTons | 0 | 0 | 0 | 0 | 0 | 0 | 0
NSR Baldwin 1-3 - SO2 Rate Annual v3.1, Unit 4132 and retrofits | 616 | 1861 | Rate Constraint in lbs/MMBtu | FALSE | L | Annual | Net Emissions Allowance Position | MTons | 1.7021 | 1.7021 | 1.4868 | 1.4868 | 1.4868 | 1.4868 | 1.7021
NSR Baldwin 1-3 - SO2 Rate Annual v3.1, Unit 4132 and retrofits | 616 | 1861 | Rate Constraint in lbs/MMBtu | FALSE | L | Annual | Fuel Consumed | TBtu | 42.6068 | 42.6068 | 37.217 | 37.217 | 37.217 | 37.217 | 42.6068
NSR Baldwin 1-3 - SO2 Rate Annual v3.1, Unit 4132 and retrofits | 616 | 1861 | Rate Constraint in lbs/MMBtu | FALSE | L | Annual | Rate | lb/MMBtu | 0.0799 | 0.0799 | 0.0799 | 0.0799 | 0.0799 | 0.0799 | 0.0799
NSR Baldwin 1-3 - SO2 Rate Annual v3.1, Unit 4132 and retrofits | 616 | 1861 | Rate Constraint in lbs/MMBtu | FALSE | L | Annual | Generation | TWh | 4.4082 | 4.4082 | 3.8505 | 3.8505 | 3.8505 | 3.8505 | 4.4082
NSR Baldwin 1-3 - SO2 Rate Annual v3.1, Unit 4132 and retrofits | 616 | 1861 | Rate Constraint in lbs/MMBtu | FALSE | L | Annual | Qualifying Generation | TWh | 4.4082 | 4.4082 | 3.8505 | 3.8505 | 3.8505 | 3.8505 | 4.4082
NSR Baldwin 1-3 - SO2 Rate Annual v3.1, Unit 4132 and retrofits | 616 | 1861 | Rate Constraint in lbs/MMBtu | FALSE | L | Annual | Rate | lb/MWh | 0.38613 | 0.38613 | 0.38613 | 0.38613 | 0.38613 | 0.38613 | 0.38613
NSR Baldwin 1-3 - SO2 Rate Annual v3.1, Unit 4132 and retrofits | 616 | 1861 | Rate Constraint in lbs/MMBtu | FALSE | L | Annual | Constraint Shadow Price | US$/Ton | 0 | 0 | 0 | 0 | 0 | 0 | 0
NSR Big Bend 1-4 - NOX Rate Annual v3.1, Unit 5302 and retrofits | 617 | 1863 | Rate Constraint in lbs/MMBtu | FALSE | L | Annual | Seasons Included | Seasons | Winter, Summer | Winter, Summer | Winter, Summer | Winter, Summer | Winter, Summer | Winter, Summer | Winter, Summer
NSR Big Bend 1-4 - NOX Rate Annual v3.1, Unit 5302 and retrofits | 617 | 1863 | Rate Constraint in lbs/MMBtu | FALSE | L | Annual | Standard | lb/MMBtu | 0.1 | 0.1 | 0.1 | 0.1 | 0.1 | 0.1 | 0.1
NSR Big Bend 1-4 - NOX Rate Annual v3.1, Unit 5302 and retrofits | 617 | 1863 | Rate Constraint in lbs/MMBtu | FALSE | L | Annual | Emissions at Affected Plants NOX | MTons | 1.1546 | 1.1546 | 0 | 0 | 0 | 0 | 0
NSR Big Bend 1-4 - NOX Rate Annual v3.1, Unit 5302 and retrofits | 617 | 1863 | Rate Constraint in lbs/MMBtu | FALSE | L | Annual | Allowances Purchased NOX | MTons | 0 | 0 | 0 | 0 | 0 | 0 | 0
NSR Big Bend 1-4 - NOX Rate Annual v3.1, Unit 5302 and retrofits | 617 | 1863 | Rate Constraint in lbs/MMBtu | FALSE | L | Annual | Allowances Sold NOX | MTons | 0 | 0 | 0 | 0 | 0 | 0 | 0
NSR Big Bend 1-4 - NOX Rate Annual v3.1, Unit 5302 and retrofits | 617 | 1863 | Rate Constraint in lbs/MMBtu | FALSE | L | Annual | Allowances Banked | MTons | 0 | 0 | 0 | 0 | 0 | 0 | 0
NSR Big Bend 1-4 - NOX Rate Annual v3.1, Unit 5302 and retrofits | 617 | 1863 | Rate Constraint in lbs/MMBtu | FALSE | L | Annual | Allowances Withdrawn (1:1) | MTons | 0 | 0 | 0 | 0 | 0 | 0 | 0
NSR Big Bend 1-4 - NOX Rate Annual v3.1, Unit 5302 and retrofits | 617 | 1863 | Rate Constraint in lbs/MMBtu | FALSE | L | Annual | Allowances Withdrawn (n:1) | MTons | 0 | 0 | 0 | 0 | 0 | 0 | 0
NSR Big Bend 1-4 - NOX Rate Annual v3.1, Unit 5302 and retrofits | 617 | 1863 | Rate Constraint in lbs/MMBtu | FALSE | L | Annual | Net Emissions Allowance Position | MTons | 1.1546 | 1.1546 | 0 | 0 | 0 | 0 | 0
NSR Big Bend 1-4 - NOX Rate Annual v3.1, Unit 5302 and retrofits | 617 | 1863 | Rate Constraint in lbs/MMBtu | FALSE | L | Annual | Fuel Consumed | TBtu | 27.5592 | 27.5592 | 0 | 0 | 0 | 0 | 0
NSR Big Bend 1-4 - NOX Rate Annual v3.1, Unit 5302 and retrofits | 617 | 1863 | Rate Constraint in lbs/MMBtu | FALSE | L | Annual | Rate | lb/MMBtu | 0.083788 | 0.083788 | 0 | 0 | 0 | 0 | 0
NSR Big Bend 1-4 - NOX Rate Annual v3.1, Unit 5302 and retrofits | 617 | 1863 | Rate Constraint in lbs/MMBtu | FALSE | L | Annual | Generation | TWh | 2.6438 | 2.6438 | 0 | 0 | 0 | 0 | 0
NSR Big Bend 1-4 - NOX Rate Annual v3.1, Unit 5302 and retrofits | 617 | 1863 | Rate Constraint in lbs/MMBtu | FALSE | L | Annual | Qualifying Generation | TWh | 2.6438 | 2.6438 | 0 | 0 | 0 | 0 | 0
NSR Big Bend 1-4 - NOX Rate Annual v3.1, Unit 5302 and retrofits | 617 | 1863 | Rate Constraint in lbs/MMBtu | FALSE | L | Annual | Rate | lb/MWh | 0.4367 | 0.4367 | 0 | 0 | 0 | 0 | 0
NSR Big Bend 1-4 - NOX Rate Annual v3.1, Unit 5302 and retrofits | 617 | 1863 | Rate Constraint in lbs/MMBtu | FALSE | L | Annual | Constraint Shadow Price | US$/Ton | 0 | 0 | 0 | 0 | 0 | 0 | 0
NSR Big Bend 1-4 - NOX Rate Annual v3.1, Unit 5303 and retrofits | 618 | 1863 | Rate Constraint in lbs/MMBtu | FALSE | L | Annual | Seasons Included | Seasons | Winter, Summer | Winter, Summer | Winter, Summer | Winter, Summer | Winter, Summer | Winter, Summer | Winter, Summer
NSR Big Bend 1-4 - NOX Rate Annual v3.1, Unit 5303 and retrofits | 618 | 1863 | Rate Constraint in lbs/MMBtu | FALSE | L | Annual | Standard | lb/MMBtu | 0.1 | 0.1 | 0.1 | 0.1 | 0.1 | 0.1 | 0.1
NSR Big Bend 1-4 - NOX Rate Annual v3.1, Unit 5303 and retrofits | 618 | 1863 | Rate Constraint in lbs/MMBtu | FALSE | L | Annual | Emissions at Affected Plants NOX | MTons | 1.0906 | 0 | 0 | 0 | 0 | 0 | 0
NSR Big Bend 1-4 - NOX Rate Annual v3.1, Unit 5303 and retrofits | 618 | 1863 | Rate Constraint in lbs/MMBtu | FALSE | L | Annual | Allowances Purchased NOX | MTons | 0 | 0 | 0 | 0 | 0 | 0 | 0
NSR Big Bend 1-4 - NOX Rate Annual v3.1, Unit 5303 and retrofits | 618 | 1863 | Rate Constraint in lbs/MMBtu | FALSE | L | Annual | Allowances Sold NOX | MTons | 0 | 0 | 0 | 0 | 0 | 0 | 0
NSR Big Bend 1-4 - NOX Rate Annual v3.1, Unit 5303 and retrofits | 618 | 1863 | Rate Constraint in lbs/MMBtu | FALSE | L | Annual | Allowances Banked | MTons | 0 | 0 | 0 | 0 | 0 | 0 | 0
NSR Big Bend 1-4 - NOX Rate Annual v3.1, Unit 5303 and retrofits | 618 | 1863 | Rate Constraint in lbs/MMBtu | FALSE | L | Annual | Allowances Withdrawn (1:1) | MTons | 0 | 0 | 0 | 0 | 0 | 0 | 0
NSR Big Bend 1-4 - NOX Rate Annual v3.1, Unit 5303 and retrofits | 618 | 1863 | Rate Constraint in lbs/MMBtu | FALSE | L | Annual | Allowances Withdrawn (n:1) | MTons | 0 | 0 | 0 | 0 | 0 | 0 | 0
NSR Big Bend 1-4 - NOX Rate Annual v3.1, Unit 5303 and retrofits | 618 | 1863 | Rate Constraint in lbs/MMBtu | FALSE | L | Annual | Net Emissions Allowance Position | MTons | 1.0906 | 0 | 0 | 0 | 0 | 0 | 0
NSR Big Bend 1-4 - NOX Rate Annual v3.1, Unit 5303 and retrofits | 618 | 1863 | Rate Constraint in lbs/MMBtu | FALSE | L | Annual | Fuel Consumed | TBtu | 26.0741 | 0 | 0 | 0 | 0 | 0 | 0
NSR Big Bend 1-4 - NOX Rate Annual v3.1, Unit 5303 and retrofits | 618 | 1863 | Rate Constraint in lbs/MMBtu | FALSE | L | Annual | Rate | lb/MMBtu | 0.083651 | 0 | 0 | 0 | 0 | 0 | 0
NSR Big Bend 1-4 - NOX Rate Annual v3.1, Unit 5303 and retrofits | 618 | 1863 | Rate Constraint in lbs/MMBtu | FALSE | L | Annual | Generation | TWh | 2.4868 | 0 | 0 | 0 | 0 | 0 | 0
NSR Big Bend 1-4 - NOX Rate Annual v3.1, Unit 5303 and retrofits | 618 | 1863 | Rate Constraint in lbs/MMBtu | FALSE | L | Annual | Qualifying Generation | TWh | 2.4868 | 0 | 0 | 0 | 0 | 0 | 0
NSR Big Bend 1-4 - NOX Rate Annual v3.1, Unit 5303 and retrofits | 618 | 1863 | Rate Constraint in lbs/MMBtu | FALSE | L | Annual | Rate | lb/MWh | 0.43854 | 0 | 0 | 0 | 0 | 0 | 0
NSR Big Bend 1-4 - NOX Rate Annual v3.1, Unit 5303 and retrofits | 618 | 1863 | Rate Constraint in lbs/MMBtu | FALSE | L | Annual | Constraint Shadow Price | US$/Ton | 0 | 0 | 0 | 0 | 0 | 0 | 0
NSR Big Bend 1-4 - NOX Rate Annual v3.1, Unit 5304 and retrofits | 619 | 1863 | Rate Constraint in lbs/MMBtu | FALSE | L | Annual | Seasons Included | Seasons | Winter, Summer | Winter, Summer | Winter, Summer | Winter, Summer | Winter, Summer | Winter, Summer | Winter, Summer
NSR Big Bend 1-4 - NOX Rate Annual v3.1, Unit 5304 and retrofits | 619 | 1863 | Rate Constraint in lbs/MMBtu | FALSE | L | Annual | Standard | lb/MMBtu | 0.1 | 0.1 | 0.1 | 0.1 | 0.1 | 0.1 | 0.1
NSR Big Bend 1-4 - NOX Rate Annual v3.1, Unit 5304 and retrofits | 619 | 1863 | Rate Constraint in lbs/MMBtu | FALSE | L | Annual | Emissions at Affected Plants NOX | MTons | 1.1921 | 1.2674 | 0 | 0 | 0 | 0 | 0
NSR Big Bend 1-4 - NOX Rate Annual v3.1, Unit 5304 and retrofits | 619 | 1863 | Rate Constraint in lbs/MMBtu | FALSE | L | Annual | Allowances Purchased NOX | MTons | 0 | 0 | 0 | 0 | 0 | 0 | 0
NSR Big Bend 1-4 - NOX Rate Annual v3.1, Unit 5304 and retrofits | 619 | 1863 | Rate Constraint in lbs/MMBtu | FALSE | L | Annual | Allowances Sold NOX | MTons | 0 | 0 | 0 | 0 | 0 | 0 | 0
NSR Big Bend 1-4 - NOX Rate Annual v3.1, Unit 5304 and retrofits | 619 | 1863 | Rate Constraint in lbs/MMBtu | FALSE | L | Annual | Allowances Banked | MTons | 0 | 0 | 0 | 0 | 0 | 0 | 0
NSR Big Bend 1-4 - NOX Rate Annual v3.1, Unit 5304 and retrofits | 619 | 1863 | Rate Constraint in lbs/MMBtu | FALSE | L | Annual | Allowances Withdrawn (1:1) | MTons | 0 | 0 | 0 | 0 | 0 | 0 | 0
NSR Big Bend 1-4 - NOX Rate Annual v3.1, Unit 5304 and retrofits | 619 | 1863 | Rate Constraint in lbs/MMBtu | FALSE | L | Annual | Allowances Withdrawn (n:1) | MTons | 0 | 0 | 0 | 0 | 0 | 0 | 0
NSR Big Bend 1-4 - NOX Rate Annual v3.1, Unit 5304 and retrofits | 619 | 1863 | Rate Constraint in lbs/MMBtu | FALSE | L | Annual | Net Emissions Allowance Position | MTons | 1.1921 | 1.2674 | 0 | 0 | 0 | 0 | 0
NSR Big Bend 1-4 - NOX Rate Annual v3.1, Unit 5304 and retrofits | 619 | 1863 | Rate Constraint in lbs/MMBtu | FALSE | L | Annual | Fuel Consumed | TBtu | 24.953 | 26.5286 | 0 | 0 | 0 | 0 | 0
NSR Big Bend 1-4 - NOX Rate Annual v3.1, Unit 5304 and retrofits | 619 | 1863 | Rate Constraint in lbs/MMBtu | FALSE | L | Annual | Rate | lb/MMBtu | 0.09555 | 0.09555 | 0 | 0 | 0 | 0 | 0
NSR Big Bend 1-4 - NOX Rate Annual v3.1, Unit 5304 and retrofits | 619 | 1863 | Rate Constraint in lbs/MMBtu | FALSE | L | Annual | Generation | TWh | 2.3576 | 2.5065 | 0 | 0 | 0 | 0 | 0
NSR Big Bend 1-4 - NOX Rate Annual v3.1, Unit 5304 and retrofits | 619 | 1863 | Rate Constraint in lbs/MMBtu | FALSE | L | Annual | Qualifying Generation | TWh | 2.3576 | 2.5065 | 0 | 0 | 0 | 0 | 0
NSR Big Bend 1-4 - NOX Rate Annual v3.1, Unit 5304 and retrofits | 619 | 1863 | Rate Constraint in lbs/MMBtu | FALSE | L | Annual | Rate | lb/MWh | 0.50565 | 0.50565 | 0 | 0 | 0 | 0 | 0
NSR Big Bend 1-4 - NOX Rate Annual v3.1, Unit 5304 and retrofits | 619 | 1863 | Rate Constraint in lbs/MMBtu | FALSE | L | Annual | Constraint Shadow Price | US$/Ton | 0 | 0 | 0 | 0 | 0 | 0 | 0
NSR Big Bend 1-4 - NOX Rate Annual v3.1, Unit 5305 and retrofits | 620 | 1863 | Rate Constraint in lbs/MMBtu | FALSE | L | Annual | Seasons Included | Seasons | Winter, Summer | Winter, Summer | Winter, Summer | Winter, Summer | Winter, Summer | Winter, Summer | Winter, Summer
NSR Big Bend 1-4 - NOX Rate Annual v3.1, Unit 5305 and retrofits | 620 | 1863 | Rate Constraint in lbs/MMBtu | FALSE | L | Annual | Standard | lb/MMBtu | 0.1 | 0.1 | 0.1 | 0.1 | 0.1 | 0.1 | 0.1
NSR Big Bend 1-4 - NOX Rate Annual v3.1, Unit 5305 and retrofits | 620 | 1863 | Rate Constraint in lbs/MMBtu | FALSE | L | Annual | Emissions at Affected Plants NOX | MTons | 1.0962 | 1.1796 | 0.84344 | 0.37431 | 0.29001 | 0.26427 | 0.3673
NSR Big Bend 1-4 - NOX Rate Annual v3.1, Unit 5305 and retrofits | 620 | 1863 | Rate Constraint in lbs/MMBtu | FALSE | L | Annual | Allowances Purchased NOX | MTons | 0 | 0 | 0 | 0 | 0 | 0 | 0
NSR Big Bend 1-4 - NOX Rate Annual v3.1, Unit 5305 and retrofits | 620 | 1863 | Rate Constraint in lbs/MMBtu | FALSE | L | Annual | Allowances Sold NOX | MTons | 0 | 0 | 0 | 0 | 0 | 0 | 0
NSR Big Bend 1-4 - NOX Rate Annual v3.1, Unit 5305 and retrofits | 620 | 1863 | Rate Constraint in lbs/MMBtu | FALSE | L | Annual | Allowances Banked | MTons | 0 | 0 | 0 | 0 | 0 | 0 | 0
NSR Big Bend 1-4 - NOX Rate Annual v3.1, Unit 5305 and retrofits | 620 | 1863 | Rate Constraint in lbs/MMBtu | FALSE | L | Annual | Allowances Withdrawn (1:1) | MTons | 0 | 0 | 0 | 0 | 0 | 0 | 0
NSR Big Bend 1-4 - NOX Rate Annual v3.1, Unit 5305 and retrofits | 620 | 1863 | Rate Constraint in lbs/MMBtu | FALSE | L | Annual | Allowances Withdrawn (n:1) | MTons | 0 | 0 | 0 | 0 | 0 | 0 | 0
NSR Big Bend 1-4 - NOX Rate Annual v3.1, Unit 5305 and retrofits | 620 | 1863 | Rate Constraint in lbs/MMBtu | FALSE | L | Annual | Net Emissions Allowance Position | MTons | 1.0962 | 1.1796 | 0.84344 | 0.37431 | 0.29001 | 0.26427 | 0.3673
NSR Big Bend 1-4 - NOX Rate Annual v3.1, Unit 5305 and retrofits | 620 | 1863 | Rate Constraint in lbs/MMBtu | FALSE | L | Annual | Fuel Consumed | TBtu | 28.0643 | 30.2012 | 21.594 | 9.5833 | 7.4248 | 6.7658 | 9.4036
NSR Big Bend 1-4 - NOX Rate Annual v3.1, Unit 5305 and retrofits | 620 | 1863 | Rate Constraint in lbs/MMBtu | FALSE | L | Annual | Rate | lb/MMBtu | 0.078118 | 0.078118 | 0.078118 | 0.078118 | 0.078118 | 0.078118 | 0.078118
NSR Big Bend 1-4 - NOX Rate Annual v3.1, Unit 5305 and retrofits | 620 | 1863 | Rate Constraint in lbs/MMBtu | FALSE | L | Annual | Generation | TWh | 2.7766 | 2.9881 | 2.1375 | 0.94809 | 0.73524 | 0.66998 | 0.93119
NSR Big Bend 1-4 - NOX Rate Annual v3.1, Unit 5305 and retrofits | 620 | 1863 | Rate Constraint in lbs/MMBtu | FALSE | L | Annual | Qualifying Generation | TWh | 2.7766 | 2.9881 | 2.1375 | 0.94809 | 0.73524 | 0.66998 | 0.93119
NSR Big Bend 1-4 - NOX Rate Annual v3.1, Unit 5305 and retrofits | 620 | 1863 | Rate Constraint in lbs/MMBtu | FALSE | L | Annual | Rate | lb/MWh | 0.39479 | 0.39478 | 0.3946 | 0.39481 | 0.39444 | 0.39444 | 0.39444
NSR Big Bend 1-4 - NOX Rate Annual v3.1, Unit 5305 and retrofits | 620 | 1863 | Rate Constraint in lbs/MMBtu | FALSE | L | Annual | Constraint Shadow Price | US$/Ton | 0 | 0 | 0 | 0 | 0 | 0 | 0
NSR Big Cajun 2- NOx Cap Annual v5.13 | 621 | 5998 | Rate Constraint in MTons | FALSE | L | Annual | Seasons Included | Seasons | Winter, Summer | Winter, Summer | Winter, Summer | Winter, Summer | Winter, Summer | Winter, Summer | Winter, Summer
NSR Big Cajun 2- NOx Cap Annual v5.13 | 621 | 5998 | Rate Constraint in MTons | FALSE | L | Annual | Standard | MTons | 8.95 | 8.95 | 8.95 | 8.95 | 8.95 | 8.95 | 8.95
NSR Big Cajun 2- NOx Cap Annual v5.13 | 621 | 5998 | Rate Constraint in MTons | FALSE | L | Annual | Standard NOX | MTons | 8.95 | 8.95 | 8.95 | 8.95 | 8.95 | 8.95 | 8.95
NSR Big Cajun 2- NOx Cap Annual v5.13 | 621 | 5998 | Rate Constraint in MTons | FALSE | L | Annual | Emissions at Affected Plants NOX | MTons | 0 | 0 | 0 | 0 | 0 | 0 | 0
NSR Big Cajun 2- NOx Cap Annual v5.13 | 621 | 5998 | Rate Constraint in MTons | FALSE | L | Annual | Allowances Purchased NOX | MTons | 0 | 0 | 0 | 0 | 0 | 0 | 0
NSR Big Cajun 2- NOx Cap Annual v5.13 | 621 | 5998 | Rate Constraint in MTons | FALSE | L | Annual | Allowances Sold NOX | MTons | 0 | 0 | 0 | 0 | 0 | 0 | 0
NSR Big Cajun 2- NOx Cap Annual v5.13 | 621 | 5998 | Rate Constraint in MTons | FALSE | L | Annual | Allowances Banked | MTons | 0 | 0 | 0 | 0 | 0 | 0 | 0
NSR Big Cajun 2- NOx Cap Annual v5.13 | 621 | 5998 | Rate Constraint in MTons | FALSE | L | Annual | Allowances Withdrawn (1:1) | MTons | 0 | 0 | 0 | 0 | 0 | 0 | 0
NSR Big Cajun 2- NOx Cap Annual v5.13 | 621 | 5998 | Rate Constraint in MTons | FALSE | L | Annual | Allowances Withdrawn (n:1) | MTons | 0 | 0 | 0 | 0 | 0 | 0 | 0
NSR Big Cajun 2- NOx Cap Annual v5.13 | 621 | 5998 | Rate Constraint in MTons | FALSE | L | Annual | Net Emissions Allowance Position | MTons | 0 | 0 | 0 | 0 | 0 | 0 | 0
NSR Big Cajun 2- NOx Cap Annual v5.13 | 621 | 5998 | Rate Constraint in MTons | FALSE | L | Annual | Fuel Consumed | TBtu | 0 | 0 | 0 | 0 | 0 | 0 | 0
NSR Big Cajun 2- NOx Cap Annual v5.13 | 621 | 5998 | Rate Constraint in MTons | FALSE | L | Annual | Rate | lb/MMBtu | 0 | 0 | 0 | 0 | 0 | 0 | 0
NSR Big Cajun 2- NOx Cap Annual v5.13 | 621 | 5998 | Rate Constraint in MTons | FALSE | L | Annual | Generation | TWh | 0 | 0 | 0 | 0 | 0 | 0 | 0
NSR Big Cajun 2- NOx Cap Annual v5.13 | 621 | 5998 | Rate Constraint in MTons | FALSE | L | Annual | Qualifying Generation | TWh | 0 | 0 | 0 | 0 | 0 | 0 | 0
NSR Big Cajun 2- NOx Cap Annual v5.13 | 621 | 5998 | Rate Constraint in MTons | FALSE | L | Annual | Rate | lb/MWh | 0 | 0 | 0 | 0 | 0 | 0 | 0
NSR Big Cajun 2- NOx Cap Annual v5.13 | 621 | 5998 | Rate Constraint in MTons | FALSE | L | Annual | Constraint Shadow Price | US$/Ton | 0 | 0 | 0 | 0 | 0 | 0 | 0
NSR Big Cajun 2- SO2 Cap Annual v5.13 | 622 | 5999 | Rate Constraint in MTons | FALSE | L | Annual | Seasons Included | Seasons | Winter, Summer | Winter, Summer | Winter, Summer | Winter, Summer | Winter, Summer | Winter, Summer | Winter, Summer
NSR Big Cajun 2- SO2 Cap Annual v5.13 | 622 | 5999 | Rate Constraint in MTons | FALSE | L | Annual | Standard | MTons | 18.95 | 18.95 | 18.95 | 18.95 | 18.95 | 18.95 | 18.95
NSR Big Cajun 2- SO2 Cap Annual v5.13 | 622 | 5999 | Rate Constraint in MTons | FALSE | L | Annual | Standard SO2 | MTons | 18.95 | 18.95 | 18.95 | 18.95 | 18.95 | 18.95 | 18.95
NSR Big Cajun 2- SO2 Cap Annual v5.13 | 622 | 5999 | Rate Constraint in MTons | FALSE | L | Annual | Emissions at Affected Plants SO2 | MTons | 0 | 0 | 0 | 0 | 0 | 0 | 0
NSR Big Cajun 2- SO2 Cap Annual v5.13 | 622 | 5999 | Rate Constraint in MTons | FALSE | L | Annual | Allowances Purchased SO2 | MTons | 0 | 0 | 0 | 0 | 0 | 0 | 0
NSR Big Cajun 2- SO2 Cap Annual v5.13 | 622 | 5999 | Rate Constraint in MTons | FALSE | L | Annual | Allowances Sold SO2 | MTons | 0 | 0 | 0 | 0 | 0 | 0 | 0
NSR Big Cajun 2- SO2 Cap Annual v5.13 | 622 | 5999 | Rate Constraint in MTons | FALSE | L | Annual | Allowances Banked | MTons | 0 | 0 | 0 | 0 | 0 | 0 | 0
NSR Big Cajun 2- SO2 Cap Annual v5.13 | 622 | 5999 | Rate Constraint in MTons | FALSE | L | Annual | Allowances Withdrawn (1:1) | MTons | 0 | 0 | 0 | 0 | 0 | 0 | 0
NSR Big Cajun 2- SO2 Cap Annual v5.13 | 622 | 5999 | Rate Constraint in MTons | FALSE | L | Annual | Allowances Withdrawn (n:1) | MTons | 0 | 0 | 0 | 0 | 0 | 0 | 0
NSR Big Cajun 2- SO2 Cap Annual v5.13 | 622 | 5999 | Rate Constraint in MTons | FALSE | L | Annual | Net Emissions Allowance Position | MTons | 0 | 0 | 0 | 0 | 0 | 0 | 0
NSR Big Cajun 2- SO2 Cap Annual v5.13 | 622 | 5999 | Rate Constraint in MTons | FALSE | L | Annual | Fuel Consumed | TBtu | 0 | 0 | 0 | 0 | 0 | 0 | 0
NSR Big Cajun 2- SO2 Cap Annual v5.13 | 622 | 5999 | Rate Constraint in MTons | FALSE | L | Annual | Rate | lb/MMBtu | 0 | 0 | 0 | 0 | 0 | 0 | 0
NSR Big Cajun 2- SO2 Cap Annual v5.13 | 622 | 5999 | Rate Constraint in MTons | FALSE | L | Annual | Generation | TWh | 0 | 0 | 0 | 0 | 0 | 0 | 0
NSR Big Cajun 2- SO2 Cap Annual v5.13 | 622 | 5999 | Rate Constraint in MTons | FALSE | L | Annual | Qualifying Generation | TWh | 0 | 0 | 0 | 0 | 0 | 0 | 0
NSR Big Cajun 2- SO2 Cap Annual v5.13 | 622 | 5999 | Rate Constraint in MTons | FALSE | L | Annual | Rate | lb/MWh | 0 | 0 | 0 | 0 | 0 | 0 | 0
NSR Big Cajun 2- SO2 Cap Annual v5.13 | 622 | 5999 | Rate Constraint in MTons | FALSE | L | Annual | Constraint Shadow Price | US$/Ton | 0 | 0 | 0 | 0 | 0 | 0 | 0
NSR Big Cajun 2- Unit 1 - Hg Rate Annual v5.13 | 623 | 5955 | Rate Constraint in lbs/MMBtu | FALSE | L | Annual | Seasons Included | Seasons | Winter, Summer | Winter, Summer | Winter, Summer | Winter, Summer | Winter, Summer | Winter, Summer | Winter, Summer
NSR Big Cajun 2- Unit 1 - Hg Rate Annual v5.13 | 623 | 5955 | Rate Constraint in lbs/MMBtu | FALSE | L | Annual | Standard | lb/MMBtu | 0.03 | 0.03 | 0.03 | 0.03 | 0.03 | 0.03 | 0.03
NSR Big Cajun 2- Unit 1 - Hg Rate Annual v5.13 | 623 | 5955 | Rate Constraint in lbs/MMBtu | FALSE | L | Annual | Emissions at Affected Plants MER | lbs | 0 | 0 | 0 | 0 | 0 | 0 | 0
NSR Big Cajun 2- Unit 1 - Hg Rate Annual v5.13 | 623 | 5955 | Rate Constraint in lbs/MMBtu | FALSE | L | Annual | Allowances Purchased MER | lbs | 0 | 0 | 0 | 0 | 0 | 0 | 0
NSR Big Cajun 2- Unit 1 - Hg Rate Annual v5.13 | 623 | 5955 | Rate Constraint in lbs/MMBtu | FALSE | L | Annual | Allowances Sold MER | lbs | 0 | 0 | 0 | 0 | 0 | 0 | 0
NSR Big Cajun 2- Unit 1 - Hg Rate Annual v5.13 | 623 | 5955 | Rate Constraint in lbs/MMBtu | FALSE | L | Annual | Allowances Banked | lbs | 0 | 0 | 0 | 0 | 0 | 0 | 0
NSR Big Cajun 2- Unit 1 - Hg Rate Annual v5.13 | 623 | 5955 | Rate Constraint in lbs/MMBtu | FALSE | L | Annual | Allowances Withdrawn (1:1) | lbs | 0 | 0 | 0 | 0 | 0 | 0 | 0
NSR Big Cajun 2- Unit 1 - Hg Rate Annual v5.13 | 623 | 5955 | Rate Constraint in lbs/MMBtu | FALSE | L | Annual | Allowances Withdrawn (n:1) | lbs | 0 | 0 | 0 | 0 | 0 | 0 | 0
NSR Big Cajun 2- Unit 1 - Hg Rate Annual v5.13 | 623 | 5955 | Rate Constraint in lbs/MMBtu | FALSE | L | Annual | Net Emissions Allowance Position | lbs | 0 | 0 | 0 | 0 | 0 | 0 | 0
NSR Big Cajun 2- Unit 1 - Hg Rate Annual v5.13 | 623 | 5955 | Rate Constraint in lbs/MMBtu | FALSE | L | Annual | Fuel Consumed | TBtu | 0 | 0 | 0 | 0 | 0 | 0 | 0
NSR Big Cajun 2- Unit 1 - Hg Rate Annual v5.13 | 623 | 5955 | Rate Constraint in lbs/MMBtu | FALSE | L | Annual | Rate | lb/MMBtu | 0 | 0 | 0 | 0 | 0 | 0 | 0
NSR Big Cajun 2- Unit 1 - Hg Rate Annual v5.13 | 623 | 5955 | Rate Constraint in lbs/MMBtu | FALSE | L | Annual | Generation | TWh | 0 | 0 | 0 | 0 | 0 | 0 | 0
NSR Big Cajun 2- Unit 1 - Hg Rate Annual v5.13 | 623 | 5955 | Rate Constraint in lbs/MMBtu | FALSE | L | Annual | Qualifying Generation | TWh | 0 | 0 | 0 | 0 | 0 | 0 | 0
NSR Big Cajun 2- Unit 1 - Hg Rate Annual v5.13 | 623 | 5955 | Rate Constraint in lbs/MMBtu | FALSE | L | Annual | Rate | lb/MWh | 0 | 0 | 0 | 0 | 0 | 0 | 0
NSR Big Cajun 2- Unit 1 - Hg Rate Annual v5.13 | 623 | 5955 | Rate Constraint in lbs/MMBtu | FALSE | L | Annual | Constraint Shadow Price | US$/Lb | 0 | 0 | 0 | 0 | 0 | 0 | 0
NSR Big Cajun 2- Unit 1 - NOx Rate Annual v5.13 | 624 | 5954 | Rate Constraint in lbs/MMBtu | FALSE | L | Annual | Seasons Included | Seasons | Winter, Summer | Winter, Summer | Winter, Summer | Winter, Summer | Winter, Summer | Winter, Summer | Winter, Summer
NSR Big Cajun 2- Unit 1 - NOx Rate Annual v5.13 | 624 | 5954 | Rate Constraint in lbs/MMBtu | FALSE | L | Annual | Standard | lb/MMBtu | 0.15 | 0.15 | 0.15 | 0.15 | 0.15 | 0.15 | 0.15
NSR Big Cajun 2- Unit 1 - NOx Rate Annual v5.13 | 624 | 5954 | Rate Constraint in lbs/MMBtu | FALSE | L | Annual | Emissions at Affected Plants NOX | MTons | 0 | 0 | 0 | 0 | 0 | 0 | 0
NSR Big Cajun 2- Unit 1 - NOx Rate Annual v5.13 | 624 | 5954 | Rate Constraint in lbs/MMBtu | FALSE | L | Annual | Allowances Purchased NOX | MTons | 0 | 0 | 0 | 0 | 0 | 0 | 0
NSR Big Cajun 2- Unit 1 - NOx Rate Annual v5.13 | 624 | 5954 | Rate Constraint in lbs/MMBtu | FALSE | L | Annual | Allowances Sold NOX | MTons | 0 | 0 | 0 | 0 | 0 | 0 | 0
NSR Big Cajun 2- Unit 1 - NOx Rate Annual v5.13 | 624 | 5954 | Rate Constraint in lbs/MMBtu | FALSE | L | Annual | Allowances Banked | MTons | 0 | 0 | 0 | 0 | 0 | 0 | 0
NSR Big Cajun 2- Unit 1 - NOx Rate Annual v5.13 | 624 | 5954 | Rate Constraint in lbs/MMBtu | FALSE | L | Annual | Allowances Withdrawn (1:1) | MTons | 0 | 0 | 0 | 0 | 0 | 0 | 0
NSR Big Cajun 2- Unit 1 - NOx Rate Annual v5.13 | 624 | 5954 | Rate Constraint in lbs/MMBtu | FALSE | L | Annual | Allowances Withdrawn (n:1) | MTons | 0 | 0 | 0 | 0 | 0 | 0 | 0
NSR Big Cajun 2- Unit 1 - NOx Rate Annual v5.13 | 624 | 5954 | Rate Constraint in lbs/MMBtu | FALSE | L | Annual | Net Emissions Allowance Position | MTons | 0 | 0 | 0 | 0 | 0 | 0 | 0
NSR Big Cajun 2- Unit 1 - NOx Rate Annual v5.13 | 624 | 5954 | Rate Constraint in lbs/MMBtu | FALSE | L | Annual | Fuel Consumed | TBtu | 0 | 0 | 0 | 0 | 0 | 0 | 0
NSR Big Cajun 2- Unit 1 - NOx Rate Annual v5.13 | 624 | 5954 | Rate Constraint in lbs/MMBtu | FALSE | L | Annual | Rate | lb/MMBtu | 0 | 0 | 0 | 0 | 0 | 0 | 0
NSR Big Cajun 2- Unit 1 - NOx Rate Annual v5.13 | 624 | 5954 | Rate Constraint in lbs/MMBtu | FALSE | L | Annual | Generation | TWh | 0 | 0 | 0 | 0 | 0 | 0 | 0
NSR Big Cajun 2- Unit 1 - NOx Rate Annual v5.13 | 624 | 5954 | Rate Constraint in lbs/MMBtu | FALSE | L | Annual | Qualifying Generation | TWh | 0 | 0 | 0 | 0 | 0 | 0 | 0
NSR Big Cajun 2- Unit 1 - NOx Rate Annual v5.13 | 624 | 5954 | Rate Constraint in lbs/MMBtu | FALSE | L | Annual | Rate | lb/MWh | 0 | 0 | 0 | 0 | 0 | 0 | 0
NSR Big Cajun 2- Unit 1 - NOx Rate Annual v5.13 | 624 | 5954 | Rate Constraint in lbs/MMBtu | FALSE | L | Annual | Constraint Shadow Price | US$/Ton | 0 | 0 | 0 | 0 | 0 | 0 | 0
NSR Big Cajun 2- Unit 1 - SO2 Rate Annual v5.13 | 625 | 5953 | Rate Constraint in lbs/MMBtu | FALSE | L | Annual | Seasons Included | Seasons | Winter, Summer | Winter, Summer | Winter, Summer | Winter, Summer | Winter, Summer | Winter, Summer | Winter, Summer
NSR Big Cajun 2- Unit 1 - SO2 Rate Annual v5.13 | 625 | 5953 | Rate Constraint in lbs/MMBtu | FALSE | L | Annual | Standard | lb/MMBtu | 0.38 | 0.38 | 0.38 | 0.194 | 0.07 | 0.07 | 0.07
NSR Big Cajun 2- Unit 1 - SO2 Rate Annual v5.13 | 625 | 5953 | Rate Constraint in lbs/MMBtu | FALSE | L | Annual | Emissions at Affected Plants SO2 | MTons | 0 | 0 | 0 | 0 | 0 | 0 | 0
NSR Big Cajun 2- Unit 1 - SO2 Rate Annual v5.13 | 625 | 5953 | Rate Constraint in lbs/MMBtu | FALSE | L | Annual | Allowances Purchased SO2 | MTons | 0 | 0 | 0 | 0 | 0 | 0 | 0
NSR Big Cajun 2- Unit 1 - SO2 Rate Annual v5.13 | 625 | 5953 | Rate Constraint in lbs/MMBtu | FALSE | L | Annual | Allowances Sold SO2 | MTons | 0 | 0 | 0 | 0 | 0 | 0 | 0
NSR Big Cajun 2- Unit 1 - SO2 Rate Annual v5.13 | 625 | 5953 | Rate Constraint in lbs/MMBtu | FALSE | L | Annual | Allowances Banked | MTons | 0 | 0 | 0 | 0 | 0 | 0 | 0
NSR Big Cajun 2- Unit 1 - SO2 Rate Annual v5.13 | 625 | 5953 | Rate Constraint in lbs/MMBtu | FALSE | L | Annual | Allowances Withdrawn (1:1) | MTons | 0 | 0 | 0 | 0 | 0 | 0 | 0
NSR Big Cajun 2- Unit 1 - SO2 Rate Annual v5.13 | 625 | 5953 | Rate Constraint in lbs/MMBtu | FALSE | L | Annual | Allowances Withdrawn (n:1) | MTons | 0 | 0 | 0 | 0 | 0 | 0 | 0
NSR Big Cajun 2- Unit 1 - SO2 Rate Annual v5.13 | 625 | 5953 | Rate Constraint in lbs/MMBtu | FALSE | L | Annual | Net Emissions Allowance Position | MTons | 0 | 0 | 0 | 0 | 0 | 0 | 0
NSR Big Cajun 2- Unit 1 - SO2 Rate Annual v5.13 | 625 | 5953 | Rate Constraint in lbs/MMBtu | FALSE | L | Annual | Fuel Consumed | TBtu | 0 | 0 | 0 | 0 | 0 | 0 | 0
NSR Big Cajun 2- Unit 1 - SO2 Rate Annual v5.13 | 625 | 5953 | Rate Constraint in lbs/MMBtu | FALSE | L | Annual | Rate | lb/MMBtu | 0 | 0 | 0 | 0 | 0 | 0 | 0
NSR Big Cajun 2- Unit 1 - SO2 Rate Annual v5.13 | 625 | 5953 | Rate Constraint in lbs/MMBtu | FALSE | L | Annual | Generation | TWh | 0 | 0 | 0 | 0 | 0 | 0 | 0
NSR Big Cajun 2- Unit 1 - SO2 Rate Annual v5.13 | 625 | 5953 | Rate Constraint in lbs/MMBtu | FALSE | L | Annual | Qualifying Generation | TWh | 0 | 0 | 0 | 0 | 0 | 0 | 0
NSR Big Cajun 2- Unit 1 - SO2 Rate Annual v5.13 | 625 | 5953 | Rate Constraint in lbs/MMBtu | FALSE | L | Annual | Rate | lb/MWh | 0 | 0 | 0 | 0 | 0 | 0 | 0
NSR Big Cajun 2- Unit 1 - SO2 Rate Annual v5.13 | 625 | 5953 | Rate Constraint in lbs/MMBtu | FALSE | L | Annual | Constraint Shadow Price | US$/Ton | 0 | 0 | 0 | 0 | 104372.9213 | 78164.9306 | 112475.7243
NSR Big Cajun 2- Unit 3 - Hg Rate Annual v5.13 | 626 | 6029 | Rate Constraint in lbs/MMBtu | FALSE | L | Annual | Seasons Included | Seasons | Winter, Summer | Winter, Summer | Winter, Summer | Winter, Summer | Winter, Summer | Winter, Summer | Winter, Summer
NSR Big Cajun 2- Unit 3 - Hg Rate Annual v5.13 | 626 | 6029 | Rate Constraint in lbs/MMBtu | FALSE | L | Annual | Standard | lb/MMBtu | 0.03 | 0.03 | 0.03 | 0.03 | 0.03 | 0.03 | 0.03
NSR Big Cajun 2- Unit 3 - Hg Rate Annual v5.13 | 626 | 6029 | Rate Constraint in lbs/MMBtu | FALSE | L | Annual | Emissions at Affected Plants MER | lbs | 0 | 0 | 0 | 0 | 0 | 0 | 0
NSR Big Cajun 2- Unit 3 - Hg Rate Annual v5.13 | 626 | 6029 | Rate Constraint in lbs/MMBtu | FALSE | L | Annual | Allowances Purchased MER | lbs | 0 | 0 | 0 | 0 | 0 | 0 | 0
NSR Big Cajun 2- Unit 3 - Hg Rate Annual v5.13 | 626 | 6029 | Rate Constraint in lbs/MMBtu | FALSE | L | Annual | Allowances Sold MER | lbs | 0 | 0 | 0 | 0 | 0 | 0 | 0
NSR Big Cajun 2- Unit 3 - Hg Rate Annual v5.13 | 626 | 6029 | Rate Constraint in lbs/MMBtu | FALSE | L | Annual | Allowances Banked | lbs | 0 | 0 | 0 | 0 | 0 | 0 | 0
NSR Big Cajun 2- Unit 3 - Hg Rate Annual v5.13 | 626 | 6029 | Rate Constraint in lbs/MMBtu | FALSE | L | Annual | Allowances Withdrawn (1:1) | lbs | 0 | 0 | 0 | 0 | 0 | 0 | 0
NSR Big Cajun 2- Unit 3 - Hg Rate Annual v5.13 | 626 | 6029 | Rate Constraint in lbs/MMBtu | FALSE | L | Annual | Allowances Withdrawn (n:1) | lbs | 0 | 0 | 0 | 0 | 0 | 0 | 0
NSR Big Cajun 2- Unit 3 - Hg Rate Annual v5.13 | 626 | 6029 | Rate Constraint in lbs/MMBtu | FALSE | L | Annual | Net Emissions Allowance Position | lbs | 0 | 0 | 0 | 0 | 0 | 0 | 0
NSR Big Cajun 2- Unit 3 - Hg Rate Annual v5.13 | 626 | 6029 | Rate Constraint in lbs/MMBtu | FALSE | L | Annual | Fuel Consumed | TBtu | 0 | 0 | 0 | 0 | 0 | 0 | 0
NSR Big Cajun 2- Unit 3 - Hg Rate Annual v5.13 | 626 | 6029 | Rate Constraint in lbs/MMBtu | FALSE | L | Annual | Rate | lb/MMBtu | 0 | 0 | 0 | 0 | 0 | 0 | 0
NSR Big Cajun 2- Unit 3 - Hg Rate Annual v5.13 | 626 | 6029 | Rate Constraint in lbs/MMBtu | FALSE | L | Annual | Generation | TWh | 0 | 0 | 0 | 0 | 0 | 0 | 0
NSR Big Cajun 2- Unit 3 - Hg Rate Annual v5.13 | 626 | 6029 | Rate Constraint in lbs/MMBtu | FALSE | L | Annual | Qualifying Generation | TWh | 0 | 0 | 0 | 0 | 0 | 0 | 0
NSR Big Cajun 2- Unit 3 - Hg Rate Annual v5.13 | 626 | 6029 | Rate Constraint in lbs/MMBtu | FALSE | L | Annual | Rate | lb/MWh | 0 | 0 | 0 | 0 | 0 | 0 | 0
NSR Big Cajun 2- Unit 3 - Hg Rate Annual v5.13 | 626 | 6029 | Rate Constraint in lbs/MMBtu | FALSE | L | Annual | Constraint Shadow Price | US$/Lb | 0 | 0 | 0 | 0 | 0 | 0 | 0
NSR Big Cajun 2- Unit 3 - NOx Rate Annual v5.13 | 627 | 5996 | Rate Constraint in lbs/MMBtu | FALSE | L | Annual | Seasons Included | Seasons | Winter, Summer | Winter, Summer | Winter, Summer | Winter, Summer | Winter, Summer | Winter, Summer | Winter, Summer
NSR Big Cajun 2- Unit 3 - NOx Rate Annual v5.13 | 627 | 5996 | Rate Constraint in lbs/MMBtu | FALSE | L | Annual | Standard | lb/MMBtu | 0.135 | 0.135 | 0.135 | 0.135 | 0.135 | 0.135 | 0.135
NSR Big Cajun 2- Unit 3 - NOx Rate Annual v5.13 | 627 | 5996 | Rate Constraint in lbs/MMBtu | FALSE | L | Annual | Emissions at Affected Plants NOX | MTons | 0 | 0 | 0 | 0 | 0 | 0 | 0
NSR Big Cajun 2- Unit 3 - NOx Rate Annual v5.13 | 627 | 5996 | Rate Constraint in lbs/MMBtu | FALSE | L | Annual | Allowances Purchased NOX | MTons | 0 | 0 | 0 | 0 | 0 | 0 | 0
NSR Big Cajun 2- Unit 3 - NOx Rate Annual v5.13 | 627 | 5996 | Rate Constraint in lbs/MMBtu | FALSE | L | Annual | Allowances Sold NOX | MTons | 0 | 0 | 0 | 0 | 0 | 0 | 0
NSR Big Cajun 2- Unit 3 - NOx Rate Annual v5.13 | 627 | 5996 | Rate Constraint in lbs/MMBtu | FALSE | L | Annual | Allowances Banked | MTons | 0 | 0 | 0 | 0 | 0 | 0 | 0
NSR Big Cajun 2- Unit 3 - NOx Rate Annual v5.13 | 627 | 5996 | Rate Constraint in lbs/MMBtu | FALSE | L | Annual | Allowances Withdrawn (1:1) | MTons | 0 | 0 | 0 | 0 | 0 | 0 | 0
NSR Big Cajun 2- Unit 3 - NOx Rate Annual v5.13 | 627 | 5996 | Rate Constraint in lbs/MMBtu | FALSE | L | Annual | Allowances Withdrawn (n:1) | MTons | 0 | 0 | 0 | 0 | 0 | 0 | 0
NSR Big Cajun 2- Unit 3 - NOx Rate Annual v5.13 | 627 | 5996 | Rate Constraint in lbs/MMBtu | FALSE | L | Annual | Net Emissions Allowance Position | MTons | 0 | 0 | 0 | 0 | 0 | 0 | 0
NSR Big Cajun 2- Unit 3 - NOx Rate Annual v5.13 | 627 | 5996 | Rate Constraint in lbs/MMBtu | FALSE | L | Annual | Fuel Consumed | TBtu | 0 | 0 | 0 | 0 | 0 | 0 | 0
NSR Big Cajun 2- Unit 3 - NOx Rate Annual v5.13 | 627 | 5996 | Rate Constraint in lbs/MMBtu | FALSE | L | Annual | Rate | lb/MMBtu | 0 | 0 | 0 | 0 | 0 | 0 | 0
NSR Big Cajun 2- Unit 3 - NOx Rate Annual v5.13 | 627 | 5996 | Rate Constraint in lbs/MMBtu | FALSE | L | Annual | Generation | TWh | 0 | 0 | 0 | 0 | 0 | 0 | 0
NSR Big Cajun 2- Unit 3 - NOx Rate Annual v5.13 | 627 | 5996 | Rate Constraint in lbs/MMBtu | FALSE | L | Annual | Qualifying Generation | TWh | 0 | 0 | 0 | 0 | 0 | 0 | 0
NSR Big Cajun 2- Unit 3 - NOx Rate Annual v5.13 | 627 | 5996 | Rate Constraint in lbs/MMBtu | FALSE | L | Annual | Rate | lb/MWh | 0 | 0 | 0 | 0 | 0 | 0 | 0
NSR Big Cajun 2- Unit 3 - NOx Rate Annual v5.13 | 627 | 5996 | Rate Constraint in lbs/MMBtu | FALSE | L | Annual | Constraint Shadow Price | US$/Ton | 0 | 0 | 0 | 0 | 0 | 0 | 0
NSR Brayton Point 1 & 2- SO2 Rate Annual v5.13 | 628 | 5968 | Rate Constraint in lbs/MMBtu | FALSE | L | Annual | Seasons Included | Seasons | Winter, Summer | Winter, Summer | Winter, Summer | Winter, Summer | Winter, Summer | Winter, Summer | Winter, Summer
NSR Brayton Point 1 & 2- SO2 Rate Annual v5.13 | 628 | 5968 | Rate Constraint in lbs/MMBtu | FALSE | L | Annual | Standard | lb/MMBtu | 0.15 | 0.15 | 0.15 | 0.15 | 0.15 | 0.15 | 0.15
NSR Brayton Point 1 & 2- SO2 Rate Annual v5.13 | 628 | 5968 | Rate Constraint in lbs/MMBtu | FALSE | L | Annual | Emissions at Affected Plants SO2 | MTons | 0 | 0 | 0 | 0 | 0 | 0 | 0
NSR Brayton Point 1 & 2- SO2 Rate Annual v5.13 | 628 | 5968 | Rate Constraint in lbs/MMBtu | FALSE | L | Annual | Allowances Purchased SO2 | MTons | 0 | 0 | 0 | 0 | 0 | 0 | 0
NSR Brayton Point 1 & 2- SO2 Rate Annual v5.13 | 628 | 5968 | Rate Constraint in lbs/MMBtu | FALSE | L | Annual | Allowances Sold SO2 | MTons | 0 | 0 | 0 | 0 | 0 | 0 | 0
NSR Brayton Point 1 & 2- SO2 Rate Annual v5.13 | 628 | 5968 | Rate Constraint in lbs/MMBtu | FALSE | L | Annual | Allowances Banked | MTons | 0 | 0 | 0 | 0 | 0 | 0 | 0
NSR Brayton Point 1 & 2- SO2 Rate Annual v5.13 | 628 | 5968 | Rate Constraint in lbs/MMBtu | FALSE | L | Annual | Allowances Withdrawn (1:1) | MTons | 0 | 0 | 0 | 0 | 0 | 0 | 0
NSR Brayton Point 1 & 2- SO2 Rate Annual v5.13 | 628 | 5968 | Rate Constraint in lbs/MMBtu | FALSE | L | Annual | Allowances Withdrawn (n:1) | MTons | 0 | 0 | 0 | 0 | 0 | 0 | 0
NSR Brayton Point 1 & 2- SO2 Rate Annual v5.13 | 628 | 5968 | Rate Constraint in lbs/MMBtu | FALSE | L | Annual | Net Emissions Allowance Position | MTons | 0 | 0 | 0 | 0 | 0 | 0 | 0
NSR Brayton Point 1 & 2- SO2 Rate Annual v5.13 | 628 | 5968 | Rate Constraint in lbs/MMBtu | FALSE | L | Annual | Fuel Consumed | TBtu | 0 | 0 | 0 | 0 | 0 | 0 | 0
NSR Brayton Point 1 & 2- SO2 Rate Annual v5.13 | 628 | 5968 | Rate Constraint in lbs/MMBtu | FALSE | L | Annual | Rate | lb/MMBtu | 0 | 0 | 0 | 0 | 0 | 0 | 0
NSR Brayton Point 1 & 2- SO2 Rate Annual v5.13 | 628 | 5968 | Rate Constraint in lbs/MMBtu | FALSE | L | Annual | Generation | TWh | 0 | 0 | 0 | 0 | 0 | 0 | 0
NSR Brayton Point 1 & 2- SO2 Rate Annual v5.13 | 628 | 5968 | Rate Constraint in lbs/MMBtu | FALSE | L | Annual | Qualifying Generation | TWh | 0 | 0 | 0 | 0 | 0 | 0 | 0
NSR Brayton Point 1 & 2- SO2 Rate Annual v5.13 | 628 | 5968 | Rate Constraint in lbs/MMBtu | FALSE | L | Annual | Rate | lb/MWh | 0 | 0 | 0 | 0 | 0 | 0 | 0
NSR Brayton Point 1 & 2- SO2 Rate Annual v5.13 | 628 | 5968 | Rate Constraint in lbs/MMBtu | FALSE | L | Annual | Constraint Shadow Price | US$/Ton | 10219.4076 | 18620.4905 | 8408.0443 | 0 | 0 | 0 | 0
NSR Brayton Point 1- Hg Rate Annual v5.13 | 629 | 5972 | Rate Constraint in lbs/MMBtu | FALSE | L | Annual | Seasons Included | Seasons | Winter, Summer | Winter, Summer | Winter, Summer | Winter, Summer | Winter, Summer | Winter, Summer | Winter, Summer
NSR Brayton Point 1- Hg Rate Annual v5.13 | 629 | 5972 | Rate Constraint in lbs/MMBtu | FALSE | L | Annual | Standard | lb/MMBtu | 0.01 | 0.01 | 0.01 | 0.01 | 0.01 | 0.01 | 0.01
NSR Brayton Point 1- Hg Rate Annual v5.13 | 629 | 5972 | Rate Constraint in lbs/MMBtu | FALSE | L | Annual | Emissions at Affected Plants MER | lbs | 0 | 0 | 0 | 0 | 0 | 0 | 0
NSR Brayton Point 1- Hg Rate Annual v5.13 | 629 | 5972 | Rate Constraint in lbs/MMBtu | FALSE | L | Annual | Allowances Purchased MER | lbs | 0 | 0 | 0 | 0 | 0 | 0 | 0
NSR Brayton Point 1- Hg Rate Annual v5.13 | 629 | 5972 | Rate Constraint in lbs/MMBtu | FALSE | L | Annual | Allowances Sold MER | lbs | 0 | 0 | 0 | 0 | 0 | 0 | 0
NSR Brayton Point 1- Hg Rate Annual v5.13 | 629 | 5972 | Rate Constraint in lbs/MMBtu | FALSE | L | Annual | Allowances Banked | lbs | 0 | 0 | 0 | 0 | 0 | 0 | 0
NSR Brayton Point 1- Hg Rate Annual v5.13 | 629 | 5972 | Rate Constraint in lbs/MMBtu | FALSE | L | Annual | Allowances Withdrawn (1:1) | lbs | 0 | 0 | 0 | 0 | 0 | 0 | 0
NSR Brayton Point 1- Hg Rate Annual v5.13 | 629 | 5972 | Rate Constraint in lbs/MMBtu | FALSE | L | Annual | Allowances Withdrawn (n:1) | lbs | 0 | 0 | 0 | 0 | 0 | 0 | 0
NSR Brayton Point 1- Hg Rate Annual v5.13 | 629 | 5972 | Rate Constraint in lbs/MMBtu | FALSE | L | Annual | Net Emissions Allowance Position | lbs | 0 | 0 | 0 | 0 | 0 | 0 | 0
NSR Brayton Point 1- Hg Rate Annual v5.13 | 629 | 5972 | Rate Constraint in lbs/MMBtu | FALSE | L | Annual | Fuel Consumed | TBtu | 0 | 0 | 0 | 0 | 0 | 0 | 0
NSR Brayton Point 1- Hg Rate Annual v5.13 | 629 | 5972 | Rate Constraint in lbs/MMBtu | FALSE | L | Annual | Rate | lb/MMBtu | 0 | 0 | 0 | 0 | 0 | 0 | 0
NSR Brayton Point 1- Hg Rate Annual v5.13 | 629 | 5972 | Rate Constraint in lbs/MMBtu | FALSE | L | Annual | Generation | TWh | 0 | 0 | 0 | 0 | 0 | 0 | 0
NSR Brayton Point 1- Hg Rate Annual v5.13 | 629 | 5972 | Rate Constraint in lbs/MMBtu | FALSE | L | Annual | Qualifying Generation | TWh | 0 | 0 | 0 | 0 | 0 | 0 | 0
NSR Brayton Point 1- Hg Rate Annual v5.13 | 629 | 5972 | Rate Constraint in lbs/MMBtu | FALSE | L | Annual | Rate | lb/MWh | 0 | 0 | 0 | 0 | 0 | 0 | 0
NSR Brayton Point 1- Hg Rate Annual v5.13 | 629 | 5972 | Rate Constraint in lbs/MMBtu | FALSE | L | Annual | Constraint Shadow Price | US$/Lb | 0 | 0 | 0 | 0 | 0 | 0 | 0
NSR Brayton Point 1- NOx Rate Annual v5.13 | 630 | 5970 | Rate Constraint in lbs/MMBtu | FALSE | L | Annual | Seasons Included | Seasons | Winter, Summer | Winter, Summer | Winter, Summer | Winter, Summer | Winter, Summer | Winter, Summer | Winter, Summer
NSR Brayton Point 1- NOx Rate Annual v5.13 | 630 | 5970 | Rate Constraint in lbs/MMBtu | FALSE | L | Annual | Standard | lb/MMBtu | 0.08 | 0.08 | 0.08 | 0.08 | 0.08 | 0.08 | 0.08
NSR Brayton Point 1- NOx Rate Annual v5.13 | 630 | 5970 | Rate Constraint in lbs/MMBtu | FALSE | L | Annual | Emissions at Affected Plants NOX | MTons | 0 | 0 | 0 | 0 | 0 | 0 | 0
NSR Brayton Point 1- NOx Rate Annual v5.13 | 630 | 5970 | Rate Constraint in lbs/MMBtu | FALSE | L | Annual | Allowances Purchased NOX | MTons | 0 | 0 | 0 | 0 | 0 | 0 | 0
NSR Brayton Point 1- NOx Rate Annual v5.13 | 630 | 5970 | Rate Constraint in lbs/MMBtu | FALSE | L | Annual | Allowances Sold NOX | MTons | 0 | 0 | 0 | 0 | 0 | 0 | 0
NSR Brayton Point 1- NOx Rate Annual v5.13 | 630 | 5970 | Rate Constraint in lbs/MMBtu | FALSE | L | Annual | Allowances Banked | MTons | 0 | 0 | 0 | 0 | 0 | 0 | 0
NSR Brayton Point 1- NOx Rate Annual v5.13 | 630 | 5970 | Rate Constraint in lbs/MMBtu | FALSE | L | Annual | Allowances Withdrawn (1:1) | MTons | 0 | 0 | 0 | 0 | 0 | 0 | 0
NSR Brayton Point 1- NOx Rate Annual v5.13 | 630 | 5970 | Rate Constraint in lbs/MMBtu | FALSE | L | Annual | Allowances Withdrawn (n:1) | MTons | 0 | 0 | 0 | 0 | 0 | 0 | 0
NSR Brayton Point 1- NOx Rate Annual v5.13 | 630 | 5970 | Rate Constraint in lbs/MMBtu | FALSE | L | Annual | Net Emissions Allowance Position | MTons | 0 | 0 | 0 | 0 | 0 | 0 | 0
NSR Brayton Point 1- NOx Rate Annual v5.13 | 630 | 5970 | Rate Constraint in lbs/MMBtu | FALSE | L | Annual | Fuel Consumed | TBtu | 0 | 0 | 0 | 0 | 0 | 0 | 0
NSR Brayton Point 1- NOx Rate Annual v5.13 | 630 | 5970 | Rate Constraint in lbs/MMBtu | FALSE | L | Annual | Rate | lb/MMBtu | 0 | 0 | 0 | 0 | 0 | 0 | 0
NSR Brayton Point 1- NOx Rate Annual v5.13 | 630 | 5970 | Rate Constraint in lbs/MMBtu | FALSE | L | Annual | Generation | TWh | 0 | 0 | 0 | 0 | 0 | 0 | 0
NSR Brayton Point 1- NOx Rate Annual v5.13 | 630 | 5970 | Rate Constraint in lbs/MMBtu | FALSE | L | Annual | Qualifying Generation | TWh | 0 | 0 | 0 | 0 | 0 | 0 | 0
NSR Brayton Point 1- NOx Rate Annual v5.13 | 630 | 5970 | Rate Constraint in lbs/MMBtu | FALSE | L | Annual | Rate | lb/MWh | 0 | 0 | 0 | 0 | 0 | 0 | 0
NSR Brayton Point 1- NOx Rate Annual v5.13 | 630 | 5970 | Rate Constraint in lbs/MMBtu | FALSE | L | Annual | Constraint Shadow Price | US$/Ton | 0 | 0 | 0 | 0 | 0 | 0 | 0
NSR Brayton Point 1-3 Nox Cap Annual v5.13 | 631 | 5977 | Rate Constraint in MTons | FALSE | L | Annual | Seasons Included | Seasons | Winter, Summer | Winter, Summer | Winter, Summer | Winter, Summer | Winter, Summer | Winter, Summer | Winter, Summer
NSR Brayton Point 1-3 Nox Cap Annual v5.13 | 631 | 5977 | Rate Constraint in MTons | FALSE | L | Annual | Standard | MTons | 4.6 | 4.6 | 4.6 | 4.6 | 4.6 | 4.6 | 4.6
NSR Brayton Point 1-3 Nox Cap Annual v5.13 | 631 | 5977 | Rate Constraint in MTons | FALSE | L | Annual | Standard NOX | MTons | 4.6 | 4.6 | 4.6 | 4.6 | 4.6 | 4.6 | 4.6
NSR Brayton Point 1-3 Nox Cap Annual v5.13 | 631 | 5977 | Rate Constraint in MTons | FALSE | L | Annual | Emissions at Affected Plants NOX | MTons | 0 | 0 | 0 | 0 | 0 | 0 | 0
NSR Brayton Point 1-3 Nox Cap Annual v5.13 | 631 | 5977 | Rate Constraint in MTons | FALSE | L | Annual | Allowances Purchased NOX | MTons | 0 | 0 | 0 | 0 | 0 | 0 | 0
NSR Brayton Point 1-3 Nox Cap Annual v5.13 | 631 | 5977 | Rate Constraint in MTons | FALSE | L | Annual | Allowances Sold NOX | MTons | 0 | 0 | 0 | 0 | 0 | 0 | 0
NSR Brayton Point 1-3 Nox Cap Annual v5.13 | 631 | 5977 | Rate Constraint in MTons | FALSE | L | Annual | Allowances Banked | MTons | 0 | 0 | 0 | 0 | 0 | 0 | 0
NSR Brayton Point 1-3 Nox Cap Annual v5.13 | 631 | 5977 | Rate Constraint in MTons | FALSE | L | Annual | Allowances Withdrawn (1:1) | MTons | 0 | 0 | 0 | 0 | 0 | 0 | 0
NSR Brayton Point 1-3 Nox Cap Annual v5.13 | 631 | 5977 | Rate Constraint in MTons | FALSE | L | Annual | Allowances Withdrawn (n:1) | MTons | 0 | 0 | 0 | 0 | 0 | 0 | 0
NSR Brayton Point 1-3 Nox Cap Annual v5.13 | 631 | 5977 | Rate Constraint in MTons | FALSE | L | Annual | Net Emissions Allowance Position | MTons | 0 | 0 | 0 | 0 | 0 | 0 | 0
NSR Brayton Point 1-3 Nox Cap Annual v5.13 | 631 | 5977 | Rate Constraint in MTons | FALSE | L | Annual | Fuel Consumed | TBtu | 0 | 0 | 0 | 0 | 0 | 0 | 0
NSR Brayton Point 1-3 Nox Cap Annual v5.13 | 631 | 5977 | Rate Constraint in MTons | FALSE | L | Annual | Rate | lb/MMBtu | 0 | 0 | 0 | 0 | 0 | 0 | 0
NSR Brayton Point 1-3 Nox Cap Annual v5.13 | 631 | 5977 | Rate Constraint in MTons | FALSE | L | Annual | Generation | TWh | 0 | 0 | 0 | 0 | 0 | 0 | 0
NSR Brayton Point 1-3 Nox Cap Annual v5.13 | 631 | 5977 | Rate Constraint in MTons | FALSE | L | Annual | Qualifying Generation | TWh | 0 | 0 | 0 | 0 | 0 | 0 | 0
NSR Brayton Point 1-3 Nox Cap Annual v5.13 | 631 | 5977 | Rate Constraint in MTons | FALSE | L | Annual | Rate | lb/MWh | 0 | 0 | 0 | 0 | 0 | 0 | 0
NSR Brayton Point 1-3 Nox Cap Annual v5.13 | 631 | 5977 | Rate Constraint in MTons | FALSE | L | Annual | Constraint Shadow Price | US$/Ton | 0 | 0 | 0 | 0 | 0 | 0 | 0
NSR Brayton Point 1-3 SO2 Cap Annual v5.13 | 632 | 5969 | Rate Constraint in MTons | FALSE | L | Annual | Seasons Included | Seasons | Winter, Summer | Winter, Summer | Winter, Summer | Winter, Summer | Winter, Summer | Winter, Summer | Winter, Summer
NSR Brayton Point 1-3 SO2 Cap Annual v5.13 | 632 | 5969 | Rate Constraint in MTons | FALSE | L | Annual | Standard | MTons | 4.1 | 4.1 | 4.1 | 4.1 | 4.1 | 4.1 | 4.1
NSR Brayton Point 1-3 SO2 Cap Annual v5.13 | 632 | 5969 | Rate Constraint in MTons | FALSE | L | Annual | Standard SO2 | MTons | 4.1 | 4.1 | 4.1 | 4.1 | 4.1 | 4.1 | 4.1
NSR Brayton Point 1-3 SO2 Cap Annual v5.13 | 632 | 5969 | Rate Constraint in MTons | FALSE | L | Annual | Emissions at Affected Plants SO2 | MTons | 0 | 0 | 0 | 0 | 0 | 0 | 0
NSR Brayton Point 1-3 SO2 Cap Annual v5.13 | 632 | 5969 | Rate Constraint in MTons | FALSE | L | Annual | Allowances Purchased SO2 | MTons | 0 | 0 | 0 | 0 | 0 | 0 | 0
NSR Brayton Point 1-3 SO2 Cap Annual v5.13 | 632 | 5969 | Rate Constraint in MTons | FALSE | L | Annual | Allowances Sold SO2 | MTons | 0 | 0 | 0 | 0 | 0 | 0 | 0
NSR Brayton Point 1-3 SO2 Cap Annual v5.13 | 632 | 5969 | Rate Constraint in MTons | FALSE | L | Annual | Allowances Banked | MTons | 0 | 0 | 0 | 0 | 0 | 0 | 0
NSR Brayton Point 1-3 SO2 Cap Annual v5.13 | 632 | 5969 | Rate Constraint in MTons | FALSE | L | Annual | Allowances Withdrawn (1:1) | MTons | 0 | 0 | 0 | 0 | 0 | 0 | 0
NSR Brayton Point 1-3 SO2 Cap Annual v5.13 | 632 | 5969 | Rate Constraint in MTons | FALSE | L | Annual | Allowances Withdrawn (n:1) | MTons | 0 | 0 | 0 | 0 | 0 | 0 | 0
NSR Brayton Point 1-3 SO2 Cap Annual v5.13 | 632 | 5969 | Rate Constraint in MTons | FALSE | L | Annual | Net Emissions Allowance Position | MTons | 0 | 0 | 0 | 0 | 0 | 0 | 0
NSR Brayton Point 1-3 SO2 Cap Annual v5.13 | 632 | 5969 | Rate Constraint in MTons | FALSE | L | Annual | Fuel Consumed | TBtu | 0 | 0 | 0 | 0 | 0 | 0 | 0
NSR Brayton Point 1-3 SO2 Cap Annual v5.13 | 632 | 5969 | Rate Constraint in MTons | FALSE | L | Annual | Rate | lb/MMBtu | 0 | 0 | 0 | 0 | 0 | 0 | 0
NSR Brayton Point 1-3 SO2 Cap Annual v5.13 | 632 | 5969 | Rate Constraint in MTons | FALSE | L | Annual | Generation | TWh | 0 | 0 | 0 | 0 | 0 | 0 | 0
NSR Brayton Point 1-3 SO2 Cap Annual v5.13 | 632 | 5969 | Rate Constraint in MTons | FALSE | L | Annual | Qualifying Generation | TWh | 0 | 0 | 0 | 0 | 0 | 0 | 0
NSR Brayton Point 1-3 SO2 Cap Annual v5.13 | 632 | 5969 | Rate Constraint in MTons | FALSE | L | Annual | Rate | lb/MWh | 0 | 0 | 0 | 0 | 0 | 0 | 0
NSR Brayton Point 1-3 SO2 Cap Annual v5.13 | 632 | 5969 | Rate Constraint in MTons | FALSE | L | Annual | Constraint Shadow Price | US$/Ton | 0 | 0 | 0 | 0 | 0 | 0 | 0
NSR Brayton Point 2- Hg Rate Annual v5.13 | 633 | 5973 | Rate Constraint in lbs/MMBtu | FALSE | L | Annual | Seasons Included | Seasons | Winter, Summer | Winter, Summer | Winter, Summer | Winter, Summer | Winter, Summer | Winter, Summer | Winter, Summer
NSR Brayton Point 2- Hg Rate Annual v5.13 | 633 | 5973 | Rate Constraint in lbs/MMBtu | FALSE | L | Annual | Standard | lb/MMBtu | 0.01 | 0.01 | 0.01 | 0.01 | 0.01 | 0.01 | 0.01
NSR Brayton Point 2- Hg Rate Annual v5.13 | 633 | 5973 | Rate Constraint in lbs/MMBtu | FALSE | L | Annual | Emissions at Affected Plants MER | lbs | 0 | 0 | 0 | 0 | 0 | 0 | 0
NSR Brayton Point 2- Hg Rate Annual v5.13 | 633 | 5973 | Rate Constraint in lbs/MMBtu | FALSE | L | Annual | Allowances Purchased MER | lbs | 0 | 0 | 0 | 0 | 0 | 0 | 0
NSR Brayton Point 2- Hg Rate Annual v5.13 | 633 | 5973 | Rate Constraint in lbs/MMBtu | FALSE | L | Annual | Allowances Sold MER | lbs | 0 | 0 | 0 | 0 | 0 | 0 | 0
NSR Brayton Point 2- Hg Rate Annual v5.13 | 633 | 5973 | Rate Constraint in lbs/MMBtu | FALSE | L | Annual | Allowances Banked | lbs | 0 | 0 | 0 | 0 | 0 | 0 | 0
NSR Brayton Point 2- Hg Rate Annual v5.13 | 633 | 5973 | Rate Constraint in lbs/MMBtu | FALSE | L | Annual | Allowances Withdrawn (1:1) | lbs | 0 | 0 | 0 | 0 | 0 | 0 | 0
NSR Brayton Point 2- Hg Rate Annual v5.13 | 633 | 5973 | Rate Constraint in lbs/MMBtu | FALSE | L | Annual | Allowances Withdrawn (n:1) | lbs | 0 | 0 | 0 | 0 | 0 | 0 | 0
NSR Brayton Point 2- Hg Rate Annual v5.13 | 633 | 5973 | Rate Constraint in lbs/MMBtu | FALSE | L | Annual | Net Emissions Allowance Position | lbs | 0 | 0 | 0 | 0 | 0 | 0 | 0
NSR Brayton Point 2- Hg Rate Annual v5.13 | 633 | 5973 | Rate Constraint in lbs/MMBtu | FALSE | L | Annual | Fuel Consumed | TBtu | 0 | 0 | 0 | 0 | 0 | 0 | 0
NSR Brayton Point 2- Hg Rate Annual v5.13 | 633 | 5973 | Rate Constraint in lbs/MMBtu | FALSE | L | Annual | Rate | lb/MMBtu | 0 | 0 | 0 | 0 | 0 | 0 | 0
NSR Brayton Point 2- Hg Rate Annual v5.13 | 633 | 5973 | Rate Constraint in lbs/MMBtu | FALSE | L | Annual | Generation | TWh | 0 | 0 | 0 | 0 | 0 | 0 | 0
NSR Brayton Point 2- Hg Rate Annual v5.13 | 633 | 5973 | Rate Constraint in lbs/MMBtu | FALSE | L | Annual | Qualifying Generation | TWh | 0 | 0 | 0 | 0 | 0 | 0 | 0
NSR Brayton Point 2- Hg Rate Annual v5.13 | 633 | 5973 | Rate Constraint in lbs/MMBtu | FALSE | L | Annual | Rate | lb/MWh | 0 | 0 | 0 | 0 | 0 | 0 | 0
NSR Brayton Point 2- Hg Rate Annual v5.13 | 633 | 5973 | Rate Constraint in lbs/MMBtu | FALSE | L | Annual | Constraint Shadow Price | US$/Lb | 0 | 0 | 0 | 0 | 0 | 0 | 0
NSR Brayton Point 2- NOx Rate Annual v5.13 | 634 | 5971 | Rate Constraint in lbs/MMBtu | FALSE | L | Annual | Seasons Included | Seasons | Winter, Summer | Winter, Summer | Winter, Summer | Winter, Summer | Winter, Summer | Winter, Summer | Winter, Summer
NSR Brayton Point 2- NOx Rate Annual v5.13 | 634 | 5971 | Rate Constraint in lbs/MMBtu | FALSE | L | Annual | Standard | lb/MMBtu | 0.28 | 0.28 | 0.28 | 0.28 | 0.28 | 0.28 | 0.28
NSR Brayton Point 2- NOx Rate Annual v5.13 | 634 | 5971 | Rate Constraint in lbs/MMBtu | FALSE | L | Annual | Emissions at Affected Plants NOX | MTons | 0 | 0 | 0 | 0 | 0 | 0 | 0
NSR Brayton Point 2- NOx Rate Annual v5.13 | 634 | 5971 | Rate Constraint in lbs/MMBtu | FALSE | L | Annual | Allowances Purchased NOX | MTons | 0 | 0 | 0 | 0 | 0 | 0 | 0
NSR Brayton Point 2- NOx Rate Annual v5.13 | 634 | 5971 | Rate Constraint in lbs/MMBtu | FALSE | L | Annual | Allowances Sold NOX | MTons | 0 | 0 | 0 | 0 | 0 | 0 | 0
NSR Brayton Point 2- NOx Rate Annual v5.13 | 634 | 5971 | Rate Constraint in lbs/MMBtu | FALSE | L | Annual | Allowances Banked | MTons | 0 | 0 | 0 | 0 | 0 | 0 | 0
NSR Brayton Point 2- NOx Rate Annual v5.13 | 634 | 5971 | Rate Constraint in lbs/MMBtu | FALSE | L | Annual | Allowances Withdrawn (1:1) | MTons | 0 | 0 | 0 | 0 | 0 | 0 | 0
NSR Brayton Point 2- NOx Rate Annual v5.13 | 634 | 5971 | Rate Constraint in lbs/MMBtu | FALSE | L | Annual | Allowances Withdrawn (n:1) | MTons | 0 | 0 | 0 | 0 | 0 | 0 | 0
NSR Brayton Point 2- NOx Rate Annual v5.13 | 634 | 5971 | Rate Constraint in lbs/MMBtu | FALSE | L | Annual | Net Emissions Allowance Position | MTons | 0 | 0 | 0 | 0 | 0 | 0 | 0
NSR Brayton Point 2- NOx Rate Annual v5.13 | 634 | 5971 | Rate Constraint in lbs/MMBtu | FALSE | L | Annual | Fuel Consumed | TBtu | 0 | 0 | 0 | 0 | 0 | 0 | 0
NSR Brayton Point 2- NOx Rate Annual v5.13 | 634 | 5971 | Rate Constraint in lbs/MMBtu | FALSE | L | Annual | Rate | lb/MMBtu | 0 | 0 | 0 | 0 | 0 | 0 | 0
NSR Brayton Point 2- NOx Rate Annual v5.13 | 634 | 5971 | Rate Constraint in lbs/MMBtu | FALSE | L | Annual | Generation | TWh | 0 | 0 | 0 | 0 | 0 | 0 | 0
NSR Brayton Point 2- NOx Rate Annual v5.13 | 634 | 5971 | Rate Constraint in lbs/MMBtu | FALSE | L | Annual | Qualifying Generation | TWh | 0 | 0 | 0 | 0 | 0 | 0 | 0
NSR Brayton Point 2- NOx Rate Annual v5.13 | 634 | 5971 | Rate Constraint in lbs/MMBtu | FALSE | L | Annual | Rate | lb/MWh | 0 | 0 | 0 | 0 | 0 | 0 | 0
NSR Brayton Point 2- NOx Rate Annual v5.13 | 634 | 5971 | Rate Constraint in lbs/MMBtu | FALSE | L | Annual | Constraint Shadow Price | US$/Ton | 0 | 0 | 0 | 0 | 0 | 0 | 0
NSR Brayton Point 3- Hg Rate Annual v5.13 | 635 | 5976 | Rate Constraint in lbs/MMBtu | FALSE | L | Annual | Seasons Included | Seasons | Winter, Summer | Winter, Summer | Winter, Summer | Winter, Summer | Winter, Summer | Winter, Summer | Winter, Summer
NSR Brayton Point 3- Hg Rate Annual v5.13 | 635 | 5976 | Rate Constraint in lbs/MMBtu | FALSE | L | Annual | Standard | lb/MMBtu | 0.01 | 0.01 | 0.01 | 0.01 | 0.01 | 0.01 | 0.01
NSR Brayton Point 3- Hg Rate Annual v5.13 | 635 | 5976 | Rate Constraint in lbs/MMBtu | FALSE | L | Annual | Emissions at Affected Plants MER | lbs | 0 | 0 | 0 | 0 | 0 | 0 | 0
NSR Brayton Point 3- Hg Rate Annual v5.13 | 635 | 5976 | Rate Constraint in lbs/MMBtu | FALSE | L | Annual | Allowances Purchased MER | lbs | 0 | 0 | 0 | 0 | 0 | 0 | 0
NSR Brayton Point 3- Hg Rate Annual v5.13 | 635 | 5976 | Rate Constraint in lbs/MMBtu | FALSE | L | Annual | Allowances Sold MER | lbs | 0 | 0 | 0 | 0 | 0 | 0 | 0
NSR Brayton Point 3- Hg Rate Annual v5.13 | 635 | 5976 | Rate Constraint in lbs/MMBtu | FALSE | L | Annual | Allowances Banked | lbs | 0 | 0 | 0 | 0 | 0 | 0 | 0
NSR Brayton Point 3- Hg Rate Annual v5.13 | 635 | 5976 | Rate Constraint in lbs/MMBtu | FALSE | L | Annual | Allowances Withdrawn (1:1) | lbs | 0 | 0 | 0 | 0 | 0 | 0 | 0
NSR Brayton Point 3- Hg Rate Annual v5.13 | 635 | 5976 | Rate Constraint in lbs/MMBtu | FALSE | L | Annual | Allowances Withdrawn (n:1) | lbs | 0 | 0 | 0 | 0 | 0 | 0 | 0
NSR Brayton Point 3- Hg Rate Annual v5.13 | 635 | 5976 | Rate Constraint in lbs/MMBtu | FALSE | L | Annual | Net Emissions Allowance Position | lbs | 0 | 0 | 0 | 0 | 0 | 0 | 0
NSR Brayton Point 3- Hg Rate Annual v5.13 | 635 | 5976 | Rate Constraint in lbs/MMBtu | FALSE | L | Annual | Fuel Consumed | TBtu | 0 | 0 | 0 | 0 | 0 | 0 | 0
NSR Brayton Point 3- Hg Rate Annual v5.13 | 635 | 5976 | Rate Constraint in lbs/MMBtu | FALSE | L | Annual | Rate | lb/MMBtu | 0 | 0 | 0 | 0 | 0 | 0 | 0
NSR Brayton Point 3- Hg Rate Annual v5.13 | 635 | 5976 | Rate Constraint in lbs/MMBtu | FALSE | L | Annual | Generation | TWh | 0 | 0 | 0 | 0 | 0 | 0 | 0
NSR Brayton Point 3- Hg Rate Annual v5.13 | 635 | 5976 | Rate Constraint in lbs/MMBtu | FALSE | L | Annual | Qualifying Generation | TWh | 0 | 0 | 0 | 0 | 0 | 0 | 0
NSR Brayton Point 3- Hg Rate Annual v5.13 | 635 | 5976 | Rate Constraint in lbs/MMBtu | FALSE | L | Annual | Rate | lb/MWh | 0 | 0 | 0 | 0 | 0 | 0 | 0
NSR Brayton Point 3- Hg Rate Annual v5.13 | 635 | 5976 | Rate Constraint in lbs/MMBtu | FALSE | L | Annual | Constraint Shadow Price | US$/Lb | 0 | 0 | 0 | 0 | 0 | 0 | 0
NSR Brayton Point 3- NOx Rate Annual v5.13 | 636 | 5975 | Rate Constraint in lbs/MMBtu | FALSE | L | Annual | Seasons Included | Seasons | Winter, Summer | Winter, Summer | Winter, Summer | Winter, Summer | Winter, Summer | Winter, Summer | Winter, Summer
NSR Brayton Point 3- NOx Rate Annual v5.13 | 636 | 5975 | Rate Constraint in lbs/MMBtu | FALSE | L | Annual | Standard | lb/MMBtu | 0.08 | 0.08 | 0.08 | 0.08 | 0.08 | 0.08 | 0.08
NSR Brayton Point 3- NOx Rate Annual v5.13 | 636 | 5975 | Rate Constraint in lbs/MMBtu | FALSE | L | Annual | Emissions at Affected Plants NOX | MTons | 0 | 0 | 0 | 0 | 0 | 0 | 0
NSR Brayton Point 3- NOx Rate Annual v5.13 | 636 | 5975 | Rate Constraint in lbs/MMBtu | FALSE | L | Annual | Allowances Purchased NOX | MTons | 0 | 0 | 0 | 0 | 0 | 0 | 0
NSR Brayton Point 3- NOx Rate Annual v5.13 | 636 | 5975 | Rate Constraint in lbs/MMBtu | FALSE | L | Annual | Allowances Sold NOX | MTons | 0 | 0 | 0 | 0 | 0 | 0 | 0
NSR Brayton Point 3- NOx Rate Annual v5.13 | 636 | 5975 | Rate Constraint in lbs/MMBtu | FALSE | L | Annual | Allowances Banked | MTons | 0 | 0 | 0 | 0 | 0 | 0 | 0
NSR Brayton Point 3- NOx Rate Annual v5.13 | 636 | 5975 | Rate Constraint in lbs/MMBtu | FALSE | L | Annual | Allowances Withdrawn (1:1) | MTons | 0 | 0 | 0 | 0 | 0 | 0 | 0
NSR Brayton Point 3- NOx Rate Annual v5.13 | 636 | 5975 | Rate Constraint in lbs/MMBtu | FALSE | L | Annual | Allowances Withdrawn (n:1) | MTons | 0 | 0 | 0 | 0 | 0 | 0 | 0
NSR Brayton Point 3- NOx Rate Annual v5.13 | 636 | 5975 | Rate Constraint in lbs/MMBtu | FALSE | L | Annual | Net Emissions Allowance Position | MTons | 0 | 0 | 0 | 0 | 0 | 0 | 0
NSR Brayton Point 3- NOx Rate Annual v5.13 | 636 | 5975 | Rate Constraint in lbs/MMBtu | FALSE | L | Annual | Fuel Consumed | TBtu | 0 | 0 | 0 | 0 | 0 | 0 | 0
NSR Brayton Point 3- NOx Rate Annual v5.13 | 636 | 5975 | Rate Constraint in lbs/MMBtu | FALSE | L | Annual | Rate | lb/MMBtu | 0 | 0 | 0 | 0 | 0 | 0 | 0
NSR Brayton Point 3- NOx Rate Annual v5.13 | 636 | 5975 | Rate Constraint in lbs/MMBtu | FALSE | L | Annual | Generation | TWh | 0 | 0 | 0 | 0 | 0 | 0 | 0
NSR Brayton Point 3- NOx Rate Annual v5.13 | 636 | 5975 | Rate Constraint in lbs/MMBtu | FALSE | L | Annual | Qualifying Generation | TWh | 0 | 0 | 0 | 0 | 0 | 0 | 0
NSR Brayton Point 3- NOx Rate Annual v5.13 | 636 | 5975 | Rate Constraint in lbs/MMBtu | FALSE | L | Annual | Rate | lb/MWh | 0 | 0 | 0 | 0 | 0 | 0 | 0
NSR Brayton Point 3- NOx Rate Annual v5.13 | 636 | 5975 | Rate Constraint in lbs/MMBtu | FALSE | L | Annual | Constraint Shadow Price | US$/Ton | 0 | 0 | 0 | 0 | 0 | 0 | 0
NSR Brayton Point 3- SO2 Rate Annual v5.13 | 637 | 5974 | Rate Constraint in lbs/MMBtu | FALSE | L | Annual | Seasons Included | Seasons | Winter, Summer | Winter, Summer | Winter, Summer | Winter, Summer | Winter, Summer | Winter, Summer | Winter, Summer
NSR Brayton Point 3- SO2 Rate Annual v5.13 | 637 | 5974 | Rate Constraint in lbs/MMBtu | FALSE | L | Annual | Standard | lb/MMBtu | 0.08 | 0.08 | 0.08 | 0.08 | 0.08 | 0.08 | 0.08
NSR Brayton Point 3- SO2 Rate Annual v5.13 | 637 | 5974 | Rate Constraint in lbs/MMBtu | FALSE | L | Annual | Emissions at Affected Plants SO2 | MTons | 0 | 0 | 0 | 0 | 0 | 0 | 0
NSR Brayton Point 3- SO2 Rate Annual v5.13 | 637 | 5974 | Rate Constraint in lbs/MMBtu | FALSE | L | Annual | Allowances Purchased SO2 | MTons | 0 | 0 | 0 | 0 | 0 | 0 | 0
NSR Brayton Point 3- SO2 Rate Annual v5.13 | 637 | 5974 | Rate Constraint in lbs/MMBtu | FALSE | L | Annual | Allowances Sold SO2 | MTons | 0 | 0 | 0 | 0 | 0 | 0 | 0
NSR Brayton Point 3- SO2 Rate Annual v5.13 | 637 | 5974 | Rate Constraint in lbs/MMBtu | FALSE | L | Annual | Allowances Banked | MTons | 0 | 0 | 0 | 0 | 0 | 0 | 0
NSR Brayton Point 3- SO2 Rate Annual v5.13 | 637 | 5974 | Rate Constraint in lbs/MMBtu | FALSE | L | Annual | Allowances Withdrawn (1:1) | MTons | 0 | 0 | 0 | 0 | 0 | 0 | 0
NSR Brayton Point 3- SO2 Rate Annual v5.13 | 637 | 5974 | Rate Constraint in lbs/MMBtu | FALSE | L | Annual | Allowances Withdrawn (n:1) | MTons | 0 | 0 | 0 | 0 | 0 | 0 | 0
NSR Brayton Point 3- SO2 Rate Annual v5.13 | 637 | 5974 | Rate Constraint in lbs/MMBtu | FALSE | L | Annual | Net Emissions Allowance Position | MTons | 0 | 0 | 0 | 0 | 0 | 0 | 0
NSR Brayton Point 3- SO2 Rate Annual v5.13 | 637 | 5974 | Rate Constraint in lbs/MMBtu | FALSE | L | Annual | Fuel Consumed | TBtu | 0 | 0 | 0 | 0 | 0 | 0 | 0
NSR Brayton Point 3- SO2 Rate Annual v5.13 | 637 | 5974 | Rate Constraint in lbs/MMBtu | FALSE | L | Annual | Rate | lb/MMBtu | 0 | 0 | 0 | 0 | 0 | 0 | 0
NSR Brayton Point 3- SO2 Rate Annual v5.13 | 637 | 5974 | Rate Constraint in lbs/MMBtu | FALSE | L | Annual | Generation | TWh | 0 | 0 | 0 | 0 | 0 | 0 | 0
NSR Brayton Point 3- SO2 Rate Annual v5.13 | 637 | 5974 | Rate Constraint in lbs/MMBtu | FALSE | L | Annual | Qualifying Generation | TWh | 0 | 0 | 0 | 0 | 0 | 0 | 0
NSR Brayton Point 3- SO2 Rate Annual v5.13 | 637 | 5974 | Rate Constraint in lbs/MMBtu | FALSE | L | Annual | Rate | lb/MWh | 0 | 0 | 0 | 0 | 0 | 0 | 0
NSR Brayton Point 3- SO2 Rate Annual v5.13 | 637 | 5974 | Rate Constraint in lbs/MMBtu | FALSE | L | Annual | Constraint Shadow Price | US$/Ton | 0 | 0 | 0 | 0 | 0 | 0 | 0
NSR Chesterfield 4 - NOX Rate Annual v3.1, Unit 5403 and retrofits | 638 | 1936 | Rate Constraint in lbs/MMBtu | FALSE | L | Annual | Seasons Included | Seasons | Winter, Summer | Winter, Summer | Winter, Summer | Winter, Summer | Winter, Summer | Winter, Summer | Winter, Summer
NSR Chesterfield 4 - NOX Rate Annual v3.1, Unit 5403 and retrofits | 638 | 1936 | Rate Constraint in lbs/MMBtu | FALSE | L | Annual | Standard | lb/MMBtu | 0.1 | 0.1 | 0.1 | 0.1 | 0.1 | 0.1 | 0.1
NSR Chesterfield 4 - NOX Rate Annual v3.1, Unit 5403 and retrofits | 638 | 1936 | Rate Constraint in lbs/MMBtu | FALSE | L | Annual | Emissions at Affected Plants NOX | MTons | 0 | 0 | 0 | 0 | 0 | 0 | 0
NSR Chesterfield 4 - NOX Rate Annual v3.1, Unit 5403 and retrofits | 638 | 1936 | Rate Constraint in lbs/MMBtu | FALSE | L | Annual | Allowances Purchased NOX | MTons | 0 | 0 | 0 | 0 | 0 | 0 | 0
NSR Chesterfield 4 - NOX Rate Annual v3.1, Unit 5403 and retrofits | 638 | 1936 | Rate Constraint in lbs/MMBtu | FALSE | L | Annual | Allowances Sold NOX | MTons | 0 | 0 | 0 | 0 | 0 | 0 | 0
NSR Chesterfield 4 - NOX Rate Annual v3.1, Unit 5403 and retrofits | 638 | 1936 | Rate Constraint in lbs/MMBtu | FALSE | L | Annual | Allowances Banked | MTons | 0 | 0 | 0 | 0 | 0 | 0 | 0
NSR Chesterfield 4 - NOX Rate Annual v3.1, Unit 5403 and retrofits | 638 | 1936 | Rate Constraint in lbs/MMBtu | FALSE | L | Annual | Allowances Withdrawn (1:1) | MTons | 0 | 0 | 0 | 0 | 0 | 0 | 0
NSR Chesterfield 4 - NOX Rate Annual v3.1, Unit 5403 and retrofits | 638 | 1936 | Rate Constraint in lbs/MMBtu | FALSE | L | Annual | Allowances Withdrawn (n:1) | MTons | 0 | 0 | 0 | 0 | 0 | 0 | 0
NSR Chesterfield 4 - NOX Rate Annual v3.1, Unit 5403 and retrofits | 638 | 1936 | Rate Constraint in lbs/MMBtu | FALSE | L | Annual | Net Emissions Allowance Position | MTons | 0 | 0 | 0 | 0 | 0 | 0 | 0
NSR Chesterfield 4 - NOX Rate Annual v3.1, Unit 5403 and retrofits | 638 | 1936 | Rate Constraint in lbs/MMBtu | FALSE | L | Annual | Fuel Consumed | TBtu | 0 | 0 | 0 | 0 | 0 | 0 | 0
NSR Chesterfield 4 - NOX Rate Annual v3.1, Unit 5403 and retrofits | 638 | 1936 | Rate Constraint in lbs/MMBtu | FALSE | L | Annual | Rate | lb/MMBtu | 0 | 0 | 0 | 0 | 0 | 0 | 0
NSR Chesterfield 4 - NOX Rate Annual v3.1, Unit 5403 and retrofits | 638 | 1936 | Rate Constraint in lbs/MMBtu | FALSE | L | Annual | Generation | TWh | 0 | 0 | 0 | 0 | 0 | 0 | 0
NSR Chesterfield 4 - NOX Rate Annual v3.1, Unit 5403 and retrofits | 638 | 1936 | Rate Constraint in lbs/MMBtu | FALSE | L | Annual | Qualifying Generation | TWh | 0 | 0 | 0 | 0 | 0 | 0 | 0
NSR Chesterfield 4 - NOX Rate Annual v3.1, Unit 5403 and retrofits | 638 | 1936 | Rate Constraint in lbs/MMBtu | FALSE | L | Annual | Rate | lb/MWh | 0 | 0 | 0 | 0 | 0 | 0 | 0
NSR Chesterfield 4 - NOX Rate Annual v3.1, Unit 5403 and retrofits | 638 | 1936 | Rate Constraint in lbs/MMBtu | FALSE | L | Annual | Constraint Shadow Price | US$/Ton | 0 | 0 | 0 | 0 | 0 | 0 | 0
NSR Chesterfield 5,6 - NOX Rate Annual v3.1, Unit 5404 and retrofits | 639 | 1935 | Rate Constraint in lbs/MMBtu | FALSE | L | Annual | Seasons Included | Seasons | Winter, Summer | Winter, Summer | Winter, Summer | Winter, Summer | Winter, Summer | Winter, Summer | Winter, Summer
NSR Chesterfield 5,6 - NOX Rate Annual v3.1, Unit 5404 and retrofits | 639 | 1935 | Rate Constraint in lbs/MMBtu | FALSE | L | Annual | Standard | lb/MMBtu | 0.1 | 0.1 | 0.1 | 0.1 | 0.1 | 0.1 | 0.1
NSR Chesterfield 5,6 - NOX Rate Annual v3.1, Unit 5404 and retrofits | 639 | 1935 | Rate Constraint in lbs/MMBtu | FALSE | L | Annual | Emissions at Affected Plants NOX | MTons | 0 | 0 | 0 | 0 | 0 | 0 | 0
NSR Chesterfield 5,6 - NOX Rate Annual v3.1, Unit 5404 and retrofits | 639 | 1935 | Rate Constraint in lbs/MMBtu | FALSE | L | Annual | Allowances Purchased NOX | MTons | 0 | 0 | 0 | 0 | 0 | 0 | 0
NSR Chesterfield 5,6 - NOX Rate Annual v3.1, Unit 5404 and retrofits | 639 | 1935 | Rate Constraint in lbs/MMBtu | FALSE | L | Annual | Allowances Sold NOX | MTons | 0 | 0 | 0 | 0 | 0 | 0 | 0
NSR Chesterfield 5,6 - NOX Rate Annual v3.1, Unit 5404 and retrofits | 639 | 1935 | Rate Constraint in lbs/MMBtu | FALSE | L | Annual | Allowances Banked | MTons | 0 | 0 | 0 | 0 | 0 | 0 | 0
NSR Chesterfield 5,6 - NOX Rate Annual v3.1, Unit 5404 and retrofits | 639 | 1935 | Rate Constraint in lbs/MMBtu | FALSE | L | Annual | Allowances Withdrawn (1:1) | MTons | 0 | 0 | 0 | 0 | 0 | 0 | 0
NSR Chesterfield 5,6 - NOX Rate Annual v3.1, Unit 5404 and retrofits | 639 | 1935 | Rate Constraint in lbs/MMBtu | FALSE | L | Annual | Allowances Withdrawn (n:1) | MTons | 0 | 0 | 0 | 0 | 0 | 0 | 0
NSR Chesterfield 5,6 - NOX Rate Annual v3.1, Unit 5404 and retrofits | 639 | 1935 | Rate Constraint in lbs/MMBtu | FALSE | L | Annual | Net Emissions Allowance Position | MTons | 0 | 0 | 0 | 0 | 0 | 0 | 0
NSR Chesterfield 5,6 - NOX Rate Annual v3.1, Unit 5404 and retrofits | 639 | 1935 | Rate Constraint in lbs/MMBtu | FALSE | L | Annual | Fuel Consumed | TBtu | 0 | 0 | 0 | 0 | 0 | 0 | 0
NSR Chesterfield 5,6 - NOX Rate Annual v3.1, Unit 5404 and retrofits | 639 | 1935 | Rate Constraint in lbs/MMBtu | FALSE | L | Annual | Rate | lb/MMBtu | 0 | 0 | 0 | 0 | 0 | 0 | 0
NSR Chesterfield 5,6 - NOX Rate Annual v3.1, Unit 5404 and retrofits | 639 | 1935 | Rate Constraint in lbs/MMBtu | FALSE | L | Annual | Generation | TWh | 0 | 0 | 0 | 0 | 0 | 0 | 0
NSR Chesterfield 5,6 - NOX Rate Annual v3.1, Unit 5404 and retrofits | 639 | 1935 | Rate Constraint in lbs/MMBtu | FALSE | L | Annual | Qualifying Generation | TWh | 0 | 0 | 0 | 0 | 0 | 0 | 0
NSR Chesterfield 5,6 - NOX Rate Annual v3.1, Unit 5404 and retrofits | 639 | 1935 | Rate Constraint in lbs/MMBtu | FALSE | L | Annual | Rate | lb/MWh | 0 | 0 | 0 | 0 | 0 | 0 | 0
NSR Chesterfield 5,6 - NOX Rate Annual v3.1, Unit 5404 and retrofits | 639 | 1935 | Rate Constraint in lbs/MMBtu | FALSE | L | Annual | Constraint Shadow Price | US$/Ton | 279232.1936 | 281705.4051 | 321515.9627 | 251084.7628 | 198044.5036 | 66876.7204 | 90466.6039
NSR Chesterfield 5,6 - NOX Rate Annual v3.1, Unit 5405 and retrofits | 640 | 1935 | Rate Constraint in lbs/MMBtu | FALSE | L | Annual | Seasons Included | Seasons | Winter, Summer | Winter, Summer | Winter, Summer | Winter, Summer | Winter, Summer | Winter, Summer | Winter, Summer
NSR Chesterfield 5,6 - NOX Rate Annual v3.1, Unit 5405 and retrofits | 640 | 1935 | Rate Constraint in lbs/MMBtu | FALSE | L | Annual | Standard | lb/MMBtu | 0.1 | 0.1 | 0.1 | 0.1 | 0.1 | 0.1 | 0.1
NSR Chesterfield 5,6 - NOX Rate Annual v3.1, Unit 5405 and retrofits | 640 | 1935 | Rate Constraint in lbs/MMBtu | FALSE | L | Annual | Emissions at Affected Plants NOX | MTons | 0 | 0 | 0 | 0 | 0 | 0 | 0
NSR Chesterfield 5,6 - NOX Rate Annual v3.1, Unit 5405 and retrofits | 640 | 1935 | Rate Constraint in lbs/MMBtu | FALSE | L | Annual | Allowances Purchased NOX | MTons | 0 | 0 | 0 | 0 | 0 | 0 | 0
NSR Chesterfield 5,6 - NOX Rate Annual v3.1, Unit 5405 and retrofits | 640 | 1935 | Rate Constraint in lbs/MMBtu | FALSE | L | Annual | Allowances Sold NOX | MTons | 0 | 0 | 0 | 0 | 0 | 0 | 0
NSR Chesterfield 5,6 - NOX Rate Annual v3.1, Unit 5405 and retrofits | 640 | 1935 | Rate Constraint in lbs/MMBtu | FALSE | L | Annual | Allowances Banked | MTons | 0 | 0 | 0 | 0 | 0 | 0 | 0
NSR Chesterfield 5,6 - NOX Rate Annual v3.1, Unit 5405 and retrofits | 640 | 1935 | Rate Constraint in lbs/MMBtu | FALSE | L | Annual | Allowances Withdrawn (1:1) | MTons | 0 | 0 | 0 | 0 | 0 | 0 | 0
NSR Chesterfield 5,6 - NOX Rate Annual v3.1, Unit 5405 and retrofits | 640 | 1935 | Rate Constraint in lbs/MMBtu | FALSE | L | Annual | Allowances Withdrawn (n:1) | MTons | 0 | 0 | 0 | 0 | 0 | 0 | 0
NSR Chesterfield 5,6 - NOX Rate Annual v3.1, Unit 5405 and retrofits | 640 | 1935 | Rate Constraint in lbs/MMBtu | FALSE | L | Annual | Net Emissions Allowance Position | MTons | 0 | 0 | 0 | 0 | 0 | 0 | 0
NSR Chesterfield 5,6 - NOX Rate Annual v3.1, Unit 5405 and retrofits | 640 | 1935 | Rate Constraint in lbs/MMBtu | FALSE | L | Annual | Fuel Consumed | TBtu | 0 | 0 | 0 | 0 | 0 | 0 | 0
NSR Chesterfield 5,6 - NOX Rate Annual v3.1, Unit 5405 and retrofits | 640 | 1935 | Rate Constraint in lbs/MMBtu | FALSE | L | Annual | Rate | lb/MMBtu | 0 | 0 | 0 | 0 | 0 | 0 | 0
NSR Chesterfield 5,6 - NOX Rate Annual v3.1, Unit 5405 and retrofits | 640 | 1935 | Rate Constraint in lbs/MMBtu | FALSE | L | Annual | Generation | TWh | 0 | 0 | 0 | 0 | 0 | 0 | 0
NSR Chesterfield 5,6 - NOX Rate Annual v3.1, Unit 5405 and retrofits | 640 | 1935 | Rate Constraint in lbs/MMBtu | FALSE | L | Annual | Qualifying Generation | TWh | 0 | 0 | 0 | 0 | 0 | 0 | 0
NSR Chesterfield 5,6 - NOX Rate Annual v3.1, Unit 5405 and retrofits | 640 | 1935 | Rate Constraint in lbs/MMBtu | FALSE | L | Annual | Rate | lb/MWh | 0 | 0 | 0 | 0 | 0 | 0 | 0
NSR Chesterfield 5,6 - NOX Rate Annual v3.1, Unit 5405 and retrofits | 640 | 1935 | Rate Constraint in lbs/MMBtu | FALSE | L | Annual | Constraint Shadow Price | US$/Ton | 0 | 0 | 0 | 0 | 0 | 0 | 0
NSR ClinchRiver 1-3 - SO2 Cap Annual v3.1 | 641 | 2049 | Rate Constraint in MTons | FALSE | L | Annual | Seasons Included | Seasons | Winter, Summer | Winter, Summer | Winter, Summer | Winter, Summer | Winter, Summer | Winter, Summer | Winter, Summer
NSR ClinchRiver 1-3 - SO2 Cap Annual v3.1 | 641 | 2049 | Rate Constraint in MTons | FALSE | L | Annual | Standard | MTons | 16.3 | 16.3 | 16.3 | 16.3 | 16.3 | 16.3 | 16.3
NSR ClinchRiver 1-3 - SO2 Cap Annual v3.1 | 641 | 2049 | Rate Constraint in MTons | FALSE | L | Annual | Standard SO2 | MTons | 16.3 | 16.3 | 16.3 | 16.3 | 16.3 | 16.3 | 16.3
NSR ClinchRiver 1-3 - SO2 Cap Annual v3.1 | 641 | 2049 | Rate Constraint in MTons | FALSE | L | Annual | Emissions at Affected Plants SO2 | MTons | 0 | 0 | 0 | 0 | 0 | 0 | 0
NSR ClinchRiver 1-3 - SO2 Cap Annual v3.1 | 641 | 2049 | Rate Constraint in MTons | FALSE | L | Annual | Allowances Purchased SO2 | MTons | 0 | 0 | 0 | 0 | 0 | 0 | 0
NSR ClinchRiver 1-3 - SO2 Cap Annual v3.1 | 641 | 2049 | Rate Constraint in MTons | FALSE | L | Annual | Allowances Sold SO2 | MTons | 0 | 0 | 0 | 0 | 0 | 0 | 0
NSR ClinchRiver 1-3 - SO2 Cap Annual v3.1 | 641 | 2049 | Rate Constraint in MTons | FALSE | L | Annual | Allowances Banked | MTons | 0 | 0 | 0 | 0 | 0 | 0 | 0
NSR ClinchRiver 1-3 - SO2 Cap Annual v3.1 | 641 | 2049 | Rate Constraint in MTons | FALSE | L | Annual | Allowances Withdrawn (1:1) | MTons | 0 | 0 | 0 | 0 | 0 | 0 | 0
NSR ClinchRiver 1-3 - SO2 Cap Annual v3.1 | 641 | 2049 | Rate Constraint in MTons | FALSE | L | Annual | Allowances Withdrawn (n:1) | MTons | 0 | 0 | 0 | 0 | 0 | 0 | 0
NSR ClinchRiver 1-3 - SO2 Cap Annual v3.1 | 641 | 2049 | Rate Constraint in MTons | FALSE | L | Annual | Net Emissions Allowance Position | MTons | 0 | 0 | 0 | 0 | 0 | 0 | 0
NSR ClinchRiver 1-3 - SO2 Cap Annual v3.1 | 641 | 2049 | Rate Constraint in MTons | FALSE | L | Annual | Fuel Consumed | TBtu | 0 | 0 | 0 | 0 | 0 | 0 | 0
NSR ClinchRiver 1-3 - SO2 Cap Annual v3.1 | 641 | 2049 | Rate Constraint in MTons | FALSE | L | Annual | Rate | lb/MMBtu | 0 | 0 | 0 | 0 | 0 | 0 | 0
NSR ClinchRiver 1-3 - SO2 Cap Annual v3.1 | 641 | 2049 | Rate Constraint in MTons | FALSE | L | Annual | Generation | TWh | 0 | 0 | 0 | 0 | 0 | 0 | 0
NSR ClinchRiver 1-3 - SO2 Cap Annual v3.1 | 641 | 2049 | Rate Constraint in MTons | FALSE | L | Annual | Qualifying Generation | TWh | 0 | 0 | 0 | 0 | 0 | 0 | 0
NSR ClinchRiver 1-3 - SO2 Cap Annual v3.1 | 641 | 2049 | Rate Constraint in MTons | FALSE | L | Annual | Rate | lb/MWh | 0 | 0 | 0 | 0 | 0 | 0 | 0
NSR ClinchRiver 1-3 - SO2 Cap Annual v3.1 | 641 | 2049 | Rate Constraint in MTons | FALSE | L | Annual | Constraint Shadow Price | US$/Ton | 0 | 0 | 0 | 0 | 0 | 0 | 0
NSR Columbia 1 & 2- NOx Cap Annual v5.13 | 642 | 5993 | Rate Constraint in MTons | FALSE | L | Annual | Seasons Included | Seasons | Winter, Summer | Winter, Summer | Winter, Summer | Winter, Summer | Winter, Summer | Winter, Summer | Winter, Summer
NSR Columbia 1 & 2- NOx Cap Annual v5.13 | 642 | 5993 | Rate Constraint in MTons | FALSE | L | Annual | Standard | MTons | 5.55 | 5.55 | 4.3 | 4.3 | 4.3 | 4.3 | 4.3
NSR Columbia 1 & 2- NOx Cap Annual v5.13 | 642 | 5993 | Rate Constraint in MTons | FALSE | L | Annual | Standard NOX | MTons | 5.55 | 5.55 | 4.3 | 4.3 | 4.3 | 4.3 | 4.3
NSR Columbia 1 & 2- NOx Cap Annual v5.13 | 642 | 5993 | Rate Constraint in MTons | FALSE | L | Annual | Emissions at Affected Plants NOX | MTons | 3.8946 | 3.7325 | 1.0395 | 1.0395 | 1.0395 | 1.0395 | 1.0395
NSR Columbia 1 & 2- NOx Cap Annual v5.13 | 642 | 5993 | Rate Constraint in MTons | FALSE | L | Annual | Allowances Purchased NOX | MTons | 0 | 0 | 0 | 0 | 0 | 0 | 0
NSR Columbia 1 & 2- NOx Cap Annual v5.13 | 642 | 5993 | Rate Constraint in MTons | FALSE | L | Annual | Allowances Sold NOX | MTons | 0 | 0 | 0 | 0 | 0 | 0 | 0
NSR Columbia 1 & 2- NOx Cap Annual v5.13 | 642 | 5993 | Rate Constraint in MTons | FALSE | L | Annual | Allowances Banked | MTons | 0 | 0 | 0 | 0 | 0 | 0 | 0
NSR Columbia 1 & 2- NOx Cap Annual v5.13 | 642 | 5993 | Rate Constraint in MTons | FALSE | L | Annual | Allowances Withdrawn (1:1) | MTons | 0 | 0 | 0 | 0 | 0 | 0 | 0
NSR Columbia 1 & 2- NOx Cap Annual v5.13 | 642 | 5993 | Rate Constraint in MTons | FALSE | L | Annual | Allowances Withdrawn (n:1) | MTons | 0 | 0 | 0 | 0 | 0 | 0 | 0
NSR Columbia 1 & 2- NOx Cap Annual v5.13 | 642 | 5993 | Rate Constraint in MTons | FALSE | L | Annual | Net Emissions Allowance Position | MTons | 3.8946 | 3.7325 | 1.0395 | 1.0395 | 1.0395 | 1.0395 | 1.0395
NSR Columbia 1 & 2- NOx Cap Annual v5.13 | 642 | 5993 | Rate Constraint in MTons | FALSE | L | Annual | Fuel Consumed | TBtu | 65.2301 | 62.2782 | 17.4107 | 17.4107 | 17.4107 | 17.4107 | 17.4107
NSR Columbia 1 & 2- NOx Cap Annual v5.13 | 642 | 5993 | Rate Constraint in MTons | FALSE | L | Annual | Rate | lb/MMBtu | 0.11941 | 0.11986 | 0.11941 | 0.11941 | 0.11941 | 0.11941 | 0.11941
NSR Columbia 1 & 2- NOx Cap Annual v5.13 | 642 | 5993 | Rate Constraint in MTons | FALSE | L | Annual | Generation | TWh | 6.2088 | 5.9457 | 1.7226 | 1.7226 | 1.7226 | 1.7226 | 1.7226
NSR Columbia 1 & 2- NOx Cap Annual v5.13 | 642 | 5993 | Rate Constraint in MTons | FALSE | L | Annual | Qualifying Generation | TWh | 6.2088 | 5.9457 | 1.7226 | 1.7226 | 1.7226 | 1.7226 | 1.7226
NSR Columbia 1 & 2- NOx Cap Annual v5.13 | 642 | 5993 | Rate Constraint in MTons | FALSE | L | Annual | Rate | lb/MWh | 0.62726 | 0.62776 | 0.60344 | 0.60344 | 0.60344 | 0.60344 | 0.60344
NSR Columbia 1 & 2- NOx Cap Annual v5.13 | 642 | 5993 | Rate Constraint in MTons | FALSE | L | Annual | Constraint Shadow Price | US$/Ton | 0 | 0 | 0 | 0 | 0 | 0 | 0
NSR Columbia 1 & 2- SO2 Cap Annual v5.13 | 643 | 5991 | Rate Constraint in MTons | FALSE | L | Annual | Seasons Included | Seasons | Winter, Summer | Winter, Summer | Winter, Summer | Winter, Summer | Winter, Summer | Winter, Summer | Winter, Summer
NSR Columbia 1 & 2- SO2 Cap Annual v5.13 | 643 | 5991 | Rate Constraint in MTons | FALSE | L | Annual | Standard | MTons | 3.286 | 3.286 | 3.286 | 3.286 | 3.286 | 3.286 | 3.286
NSR Columbia 1 & 2- SO2 Cap Annual v5.13 | 643 | 5991 | Rate Constraint in MTons | FALSE | L | Annual | Standard SO2 | MTons | 3.286 | 3.286 | 3.286 | 3.286 | 3.286 | 3.286 | 3.286
NSR Columbia 1 & 2- SO2 Cap Annual v5.13 | 643 | 5991 | Rate Constraint in MTons | FALSE | L | Annual | Emissions at Affected Plants SO2 | MTons | 2.4461 | 2.3354 | 0.6529 | 0.6529 | 0.6529 | 0.6529 | 0.6529
NSR Columbia 1 & 2- SO2 Cap Annual v5.13 | 643 | 5991 | Rate Constraint in MTons | FALSE | L | Annual | Allowances Purchased SO2 | MTons | 0 | 0 | 0 | 0 | 0 | 0 | 0
NSR Columbia 1 & 2- SO2 Cap Annual v5.13 | 643 | 5991 | Rate Constraint in MTons | FALSE | L | Annual | Allowances Sold SO2 | MTons | 0 | 0 | 0 | 0 | 0 | 0 | 0
NSR Columbia 1 & 2- SO2 Cap Annual v5.13 | 643 | 5991 | Rate Constraint in MTons | FALSE | L | Annual | Allowances Banked | MTons | 0 | 0 | 0 | 0 | 0 | 0 | 0
NSR Columbia 1 & 2- SO2 Cap Annual v5.13 | 643 | 5991 | Rate Constraint in MTons | FALSE | L | Annual | Allowances Withdrawn (1:1) | MTons | 0 | 0 | 0 | 0 | 0 | 0 | 0
NSR Columbia 1 & 2- SO2 Cap Annual v5.13 | 643 | 5991 | Rate Constraint in MTons | FALSE | L | Annual | Allowances Withdrawn (n:1) | MTons | 0 | 0 | 0 | 0 | 0 | 0 | 0
NSR Columbia 1 & 2- SO2 Cap Annual v5.13 | 643 | 5991 | Rate Constraint in MTons | FALSE | L | Annual | Net Emissions Allowance Position | MTons | 2.4461 | 2.3354 | 0.6529 | 0.6529 | 0.6529 | 0.6529 | 0.6529
NSR Columbia 1 & 2- SO2 Cap Annual v5.13 | 643 | 5991 | Rate Constraint in MTons | FALSE | L | Annual | Fuel Consumed | TBtu | 65.2301 | 62.2782 | 17.4107 | 17.4107 | 17.4107 | 17.4107 | 17.4107
NSR Columbia 1 & 2- SO2 Cap Annual v5.13 | 643 | 5991 | Rate Constraint in MTons | FALSE | L | Annual | Rate | lb/MMBtu | 0.075 | 0.075 | 0.075 | 0.075 | 0.075 | 0.075 | 0.075
NSR Columbia 1 & 2- SO2 Cap Annual v5.13 | 643 | 5991 | Rate Constraint in MTons | FALSE | L | Annual | Generation | TWh | 6.2088 | 5.9457 | 1.7226 | 1.7226 | 1.7226 | 1.7226 | 1.7226
NSR Columbia 1 & 2- SO2 Cap Annual v5.13 | 643 | 5991 | Rate Constraint in MTons | FALSE | L | Annual | Qualifying Generation | TWh | 6.2088 | 5.9457 | 1.7226 | 1.7226 | 1.7226 | 1.7226 | 1.7226
NSR Columbia 1 & 2- SO2 Cap Annual v5.13 | 643 | 5991 | Rate Constraint in MTons | FALSE | L | Annual | Rate | lb/MWh | 0.39397 | 0.39279 | 0.37901 | 0.37901 | 0.37901 | 0.37901 | 0.37901
NSR Columbia 1 & 2- SO2 Cap Annual v5.13 | 643 | 5991 | Rate Constraint in MTons | FALSE | L | Annual | Constraint Shadow Price | US$/Ton | 0 | 0 | 0 | 0 | 0 | 0 | 0
NSR Columbia 1 & 2- SO2 Rate Annual v5.13 | 644 | 5992 | Rate Constraint in lbs/MMBtu | FALSE | L | Annual | Seasons Included | Seasons | Winter, Summer | Winter, Summer | Winter, Summer | Winter, Summer | Winter, Summer | Winter, Summer | Winter, Summer
NSR Columbia 1 & 2- SO2 Rate Annual v5.13 | 644 | 5992 | Rate Constraint in lbs/MMBtu | FALSE | L | Annual | Standard | lb/MMBtu | 0.075 | 0.075 | 0.075 | 0.075 | 0.075 | 0.075 | 0.075
NSR Columbia 1 & 2- SO2 Rate Annual v5.13 | 644 | 5992 | Rate Constraint in lbs/MMBtu | FALSE | L | Annual | Emissions at Affected Plants SO2 | MTons | 2.4461 | 2.3354 | 0.6529 | 0.6529 | 0.6529 | 0.6529 | 0.6529
NSR Columbia 1 & 2- SO2 Rate Annual v5.13 | 644 | 5992 | Rate Constraint in lbs/MMBtu | FALSE | L | Annual | Allowances Purchased SO2 | MTons | 0 | 0 | 0 | 0 | 0 | 0 | 0
NSR Columbia 1 & 2- SO2 Rate Annual v5.13 | 644 | 5992 | Rate Constraint in lbs/MMBtu | FALSE | L | Annual | Allowances Sold SO2 | MTons | 0 | 0 | 0 | 0 | 0 | 0 | 0
NSR Columbia 1 & 2- SO2 Rate Annual v5.13 | 644 | 5992 | Rate Constraint in lbs/MMBtu | FALSE | L | Annual | Allowances Banked | MTons | 0 | 0 | 0 | 0 | 0 | 0 | 0
NSR Columbia 1 & 2- SO2 Rate Annual v5.13 | 644 | 5992 | Rate Constraint in lbs/MMBtu | FALSE | L | Annual | Allowances Withdrawn (1:1) | MTons | 0 | 0 | 0 | 0 | 0 | 0 | 0
NSR Columbia 1 & 2- SO2 Rate Annual v5.13 | 644 | 5992 | Rate Constraint in lbs/MMBtu | FALSE | L | Annual | Allowances Withdrawn (n:1) | MTons | 0 | 0 | 0 | 0 | 0 | 0 | 0
NSR Columbia 1 & 2- SO2 Rate Annual v5.13 | 644 | 5992 | Rate Constraint in lbs/MMBtu | FALSE | L | Annual | Net Emissions Allowance Position | MTons | 2.4461 | 2.3354 | 0.6529 | 0.6529 | 0.6529 | 0.6529 | 0.6529
NSR Columbia 1 & 2- SO2 Rate Annual v5.13 | 644 | 5992 | Rate Constraint in lbs/MMBtu | FALSE | L | Annual | Fuel Consumed | TBtu | 65.2301 | 62.2782 | 17.4107 | 17.4107 | 17.4107 | 17.4107 | 17.4107
NSR Columbia 1 & 2- SO2 Rate Annual v5.13 | 644 | 5992 | Rate Constraint in lbs/MMBtu | FALSE | L | Annual | Rate | lb/MMBtu | 0.075 | 0.075 | 0.075 | 0.075 | 0.075 | 0.075 | 0.075
NSR Columbia 1 & 2- SO2 Rate Annual v5.13 | 644 | 5992 | Rate Constraint in lbs/MMBtu | FALSE | L | Annual | Generation | TWh | 6.2088 | 5.9457 | 1.7226 | 1.7226 | 1.7226 | 1.7226 | 1.7226
NSR Columbia 1 & 2- SO2 Rate Annual v5.13 | 644 | 5992 | Rate Constraint in lbs/MMBtu | FALSE | L | Annual | Qualifying Generation | TWh | 6.2088 | 5.9457 | 1.7226 | 1.7226 | 1.7226 | 1.7226 | 1.7226
NSR Columbia 1 & 2- SO2 Rate Annual v5.13 | 644 | 5992 | Rate Constraint in lbs/MMBtu | FALSE | L | Annual | Rate | lb/MWh | 0.39397 | 0.39279 | 0.37901 | 0.37901 | 0.37901 | 0.37901 | 0.37901
NSR Columbia 1 & 2- SO2 Rate Annual v5.13 | 644 | 5992 | Rate Constraint in lbs/MMBtu | FALSE | L | Annual | Constraint Shadow Price | US$/Ton | 0 | 0 | 0 | 0 | 0 | 0 | 0
NSR Columbia 1- Hg Rate Annual v5.13 | 645 | 6002 | Rate Constraint in lbs/MMBtu | FALSE | L | Annual | Seasons Included | Seasons | Winter, Summer | Winter, Summer | Winter, Summer | Winter, Summer | Winter, Summer | Winter, Summer | Winter, Summer
NSR Columbia 1- Hg Rate Annual v5.13 | 645 | 6002 | Rate Constraint in lbs/MMBtu | FALSE | L | Annual | Standard | lb/MMBtu | 0.015 | 0.015 | 0.015 | 0.015 | 0.015 | 0.015 | 0.015
NSR Columbia 1- Hg Rate Annual v5.13 | 645 | 6002 | Rate Constraint in lbs/MMBtu | FALSE | L | Annual | Emissions at Affected Plants MER | lbs | 12.9877 | 13.1967 | 9.3724 | 9.3724 | 9.3724 | 9.3724 | 9.3724
NSR Columbia 1- Hg Rate Annual v5.13 | 645 | 6002 | Rate Constraint in lbs/MMBtu | FALSE | L | Annual | Allowances Purchased MER | lbs | 0 | 0 | 0 | 0 | 0 | 0 | 0
NSR Columbia 1- Hg Rate Annual v5.13 | 645 | 6002 | Rate Constraint in lbs/MMBtu | FALSE | L | Annual | Allowances Sold MER | lbs | 0 | 0 | 0 | 0 | 0 | 0 | 0
NSR Columbia 1- Hg Rate Annual v5.13 | 645 | 6002 | Rate Constraint in lbs/MMBtu | FALSE | L | Annual | Allowances Banked | lbs | 0 | 0 | 0 | 0 | 0 | 0 | 0
NSR Columbia 1- Hg Rate Annual v5.13 | 645 | 6002 | Rate Constraint in lbs/MMBtu | FALSE | L | Annual | Allowances Withdrawn (1:1) | lbs | 0 | 0 | 0 | 0 | 0 | 0 | 0
NSR Columbia 1- Hg Rate Annual v5.13 | 645 | 6002 | Rate Constraint in lbs/MMBtu | FALSE | L | Annual | Allowances Withdrawn (n:1) | lbs | 0 | 0 | 0 | 0 | 0 | 0 | 0
NSR Columbia 1- Hg Rate Annual v5.13 | 645 | 6002 | Rate Constraint in lbs/MMBtu | FALSE | L | Annual | Net Emissions Allowance Position | lbs | 12.9877 | 13.1967 | 9.3724 | 9.3724 | 9.3724 | 9.3724 | 9.3724
NSR Columbia 1- Hg Rate Annual v5.13 | 645 | 6002 | Rate Constraint in lbs/MMBtu | FALSE | L | Annual | Fuel Consumed | TBtu | 24.1265 | 24.1016 | 17.4107 | 17.4107 | 17.4107 | 17.4107 | 17.4107
NSR Columbia 1- Hg Rate Annual v5.13 | 645 | 6002 | Rate Constraint in lbs/MMBtu | FALSE | L | Annual | Rate | lb/MMBtu | 5.3832e-07 | 5.4754e-07 | 5.3832e-07 | 5.3832e-07 | 5.3832e-07 | 5.3832e-07 | 5.3832e-07
NSR Columbia 1- Hg Rate Annual v5.13 | 645 | 6002 | Rate Constraint in lbs/MMBtu | FALSE | L | Annual | Generation | TWh | 2.3871 | 2.3871 | 1.7226 | 1.7226 | 1.7226 | 1.7226 | 1.7226
NSR Columbia 1- Hg Rate Annual v5.13 | 645 | 6002 | Rate Constraint in lbs/MMBtu | FALSE | L | Annual | Qualifying Generation | TWh | 2.3871 | 2.3871 | 1.7226 | 1.7226 | 1.7226 | 1.7226 | 1.7226
NSR Columbia 1- Hg Rate Annual v5.13 | 645 | 6002 | Rate Constraint in lbs/MMBtu | FALSE | L | Annual | Rate | lb/MWh | 5.4407 | 5.5283 | 5.4407 | 5.4407 | 5.4407 | 5.4407 | 5.4407
NSR Columbia 1- Hg Rate Annual v5.13 | 645 | 6002 | Rate Constraint in lbs/MMBtu | FALSE | L | Annual | Constraint Shadow Price | US$/Lb | 0 | 0 | 0 | 0 | 0 | 0 | 0
NSR Columbia 1- NOx Rate Annual v5.13 | 646 | 5994 | Rate Constraint in lbs/MMBtu | FALSE | L | Annual | Seasons Included | Seasons | Winter, Summer | Winter, Summer | Winter, Summer | Winter, Summer | Winter, Summer | Winter, Summer | Winter, Summer
NSR Columbia 1- NOx Rate Annual v5.13 | 646 | 5994 | Rate Constraint in lbs/MMBtu | FALSE | L | Annual | Standard | lb/MMBtu | 0.15 | 0.15 | 0.15 | 0.15 | 0.15 | 0.15 | 0.15
NSR Columbia 1- NOx Rate Annual v5.13 | 646 | 5994 | Rate Constraint in lbs/MMBtu | FALSE | L | Annual | Emissions at Affected Plants NOX | MTons | 1.4405 | 1.4419 | 1.0395 | 1.0395 | 1.0395 | 1.0395 | 1.0395
NSR Columbia 1- NOx Rate Annual v5.13 | 646 | 5994 | Rate Constraint in lbs/MMBtu | FALSE | L | Annual | Allowances Purchased NOX | MTons | 0 | 0 | 0 | 0 | 0 | 0 | 0
NSR Columbia 1- NOx Rate Annual v5.13 | 646 | 5994 | Rate Constraint in lbs/MMBtu | FALSE | L | Annual | Allowances Sold NOX | MTons | 0 | 0 | 0 | 0 | 0 | 0 | 0
NSR Columbia 1- NOx Rate Annual v5.13 | 646 | 5994 | Rate Constraint in lbs/MMBtu | FALSE | L | Annual | Allowances Banked | MTons | 0 | 0 | 0 | 0 | 0 | 0 | 0
NSR Columbia 1- NOx Rate Annual v5.13 | 646 | 5994 | Rate Constraint in lbs/MMBtu | FALSE | L | Annual | Allowances Withdrawn (1:1) | MTons | 0 | 0 | 0 | 0 | 0 | 0 | 0
NSR Columbia 1- NOx Rate Annual v5.13 | 646 | 5994 | Rate Constraint in lbs/MMBtu | FALSE | L | Annual | Allowances Withdrawn (n:1) | MTons | 0 | 0 | 0 | 0 | 0 | 0 | 0
NSR Columbia 1- NOx Rate Annual v5.13 | 646 | 5994 | Rate Constraint in lbs/MMBtu | FALSE | L | Annual | Net Emissions Allowance Position | MTons | 1.4405 | 1.4419 | 1.0395 | 1.0395 | 1.0395 | 1.0395 | 1.0395
NSR Columbia 1- NOx Rate Annual v5.13 | 646 | 5994 | Rate Constraint in lbs/MMBtu | FALSE | L | Annual | Fuel Consumed | TBtu | 24.1265 | 24.1016 | 17.4107 | 17.4107 | 17.4107 | 17.4107 | 17.4107
NSR Columbia 1- NOx Rate Annual v5.13 | 646 | 5994 | Rate Constraint in lbs/MMBtu | FALSE | L | Annual | Rate | lb/MMBtu | 0.11941 | 0.11965 | 0.11941 | 0.11941 | 0.11941 | 0.11941 | 0.11941
NSR Columbia 1- NOx Rate Annual v5.13 | 646 | 5994 | Rate Constraint in lbs/MMBtu | FALSE | L | Annual | Generation | TWh | 2.3871 | 2.3871 | 1.7226 | 1.7226 | 1.7226 | 1.7226 | 1.7226
NSR Columbia 1- NOx Rate Annual v5.13 | 646 | 5994 | Rate Constraint in lbs/MMBtu | FALSE | L | Annual | Qualifying Generation | TWh | 2.3871 | 2.3871 | 1.7226 | 1.7226 | 1.7226 | 1.7226 | 1.7226
NSR Columbia 1- NOx Rate Annual v5.13 | 646 | 5994 | Rate Constraint in lbs/MMBtu | FALSE | L | Annual | Rate | lb/MWh | 0.60344 | 0.60403 | 0.60344 | 0.60344 | 0.60344 | 0.60344 | 0.60344
NSR Columbia 1- NOx Rate Annual v5.13 | 646 | 5994 | Rate Constraint in lbs/MMBtu | FALSE | L | Annual | Constraint Shadow Price | US$/Ton | 0 | 0 | 0 | 0 | 0 | 0 | 0
NSR Columbia 2- Hg Rate Annual v5.13 | 647 | 5995 | Rate Constraint in lbs/MMBtu | FALSE | L | Annual | Seasons Included | Seasons | Winter, Summer | Winter, Summer | Winter, Summer | Winter, Summer | Winter, Summer | Winter, Summer | Winter, Summer
NSR Columbia 2- Hg Rate Annual v5.13 | 647 | 5995 | Rate Constraint in lbs/MMBtu | FALSE | L | Annual | Standard | lb/MMBtu | 0.015 | 0.015 | 0.015 | 0.015 | 0.015 | 0.015 | 0.015
NSR Columbia 2- Hg Rate Annual v5.13 | 647 | 5995 | Rate Constraint in lbs/MMBtu | FALSE | L | Annual | Emissions at Affected Plants MER | lbs | 22.1267 | 21.417 | 0 | 0 | 0 | 0 | 0
NSR Columbia 2- Hg Rate Annual v5.13 | 647 | 5995 | Rate Constraint in lbs/MMBtu | FALSE | L | Annual | Allowances Purchased MER | lbs | 0 | 0 | 0 | 0 | 0 | 0 | 0
NSR Columbia 2- Hg Rate Annual v5.13 | 647 | 5995 | Rate Constraint in lbs/MMBtu | FALSE | L | Annual | Allowances Sold MER | lbs | 0 | 0 | 0 | 0 | 0 | 0 | 0
NSR Columbia 2- Hg Rate Annual v5.13 | 647 | 5995 | Rate Constraint in lbs/MMBtu | FALSE | L | Annual | Allowances Banked | lbs | 0 | 0 | 0 | 0 | 0 | 0 | 0
NSR Columbia 2- Hg Rate Annual v5.13 | 647 | 5995 | Rate Constraint in lbs/MMBtu | FALSE | L | Annual | Allowances Withdrawn (1:1) | lbs | 0 | 0 | 0 | 0 | 0 | 0 | 0
NSR Columbia 2- Hg Rate Annual v5.13 | 647 | 5995 | Rate Constraint in lbs/MMBtu | FALSE | L | Annual | Allowances Withdrawn (n:1) | lbs | 0 | 0 | 0 | 0 | 0 | 0 | 0
NSR Columbia 2- Hg Rate Annual v5.13 | 647 | 5995 | Rate Constraint in lbs/MMBtu | FALSE | L | Annual | Net Emissions Allowance Position | lbs | 22.1267 | 21.417 | 0 | 0 | 0 | 0 | 0
NSR Columbia 2- Hg Rate Annual v5.13 | 647 | 5995 | Rate Constraint in lbs/MMBtu | FALSE | L | Annual | Fuel Consumed | TBtu | 41.1036 | 38.1765 | 0 | 0 | 0 | 0 | 0
NSR Columbia 2- Hg Rate Annual v5.13 | 647 | 5995 | Rate Constraint in lbs/MMBtu | FALSE | L | Annual | Rate | lb/MMBtu | 5.3832e-07 | 5.61e-07 | 0 | 0 | 0 | 0 | 0
NSR Columbia 2- Hg Rate Annual v5.13 | 647 | 5995 | Rate Constraint in lbs/MMBtu | FALSE | L | Annual | Generation | TWh | 3.8217 | 3.5586 | 0 | 0 | 0 | 0 | 0
NSR Columbia 2- Hg Rate Annual v5.13 | 647 | 5995 | Rate Constraint in lbs/MMBtu | FALSE | L | Annual | Qualifying Generation | TWh | 3.8217 | 3.5586 | 0 | 0 | 0 | 0 | 0
NSR Columbia 2- Hg Rate Annual v5.13 | 647 | 5995 | Rate Constraint in lbs/MMBtu | FALSE | L | Annual | Rate | lb/MWh | 5.7897 | 6.0184 | 0 | 0 | 0 | 0 | 0
NSR Columbia 2- Hg Rate Annual v5.13 | 647 | 5995 | Rate Constraint in lbs/MMBtu | FALSE | L | Annual | Constraint Shadow Price | US$/Lb | 0 | 0 | 0 | 0 | 0 | 0 | 0
NSR Columbia 2- NOx Rate Annual v5.13 | 648 | 5997 | Rate Constraint in lbs/MMBtu | FALSE | L | Annual | Seasons Included | Seasons | Winter, Summer | Winter, Summer | Winter, Summer | Winter, Summer | Winter, Summer | Winter, Summer | Winter, Summer
NSR Columbia 2- NOx Rate Annual v5.13 | 648 | 5997 | Rate Constraint in lbs/MMBtu | FALSE | L | Annual | Standard | lb/MMBtu | 0.15 | 0.15 | 0.07 | 0.07 | 0.07 | 0.07 | 0.07
NSR Columbia 2- NOx Rate Annual v5.13 | 648 | 5997 | Rate Constraint in lbs/MMBtu | FALSE | L | Annual | Emissions at Affected Plants NOX | MTons | 2.4541 | 2.2906 | 0 | 0 | 0 | 0 | 0
NSR Columbia 2- NOx Rate Annual v5.13 | 648 | 5997 | Rate Constraint in lbs/MMBtu | FALSE | L | Annual | Allowances Purchased NOX | MTons | 0 | 0 | 0 | 0 | 0 | 0 | 0
NSR Columbia 2- NOx Rate Annual v5.13 | 648 | 5997 | Rate Constraint in lbs/MMBtu | FALSE | L | Annual | Allowances Sold NOX | MTons | 0 | 0 | 0 | 0 | 0 | 0 | 0
NSR Columbia 2- NOx Rate Annual v5.13 | 648 | 5997 | Rate Constraint in lbs/MMBtu | FALSE | L | Annual | Allowances Banked | MTons | 0 | 0 | 0 | 0 | 0 | 0 | 0
NSR Columbia 2- NOx Rate Annual v5.13 | 648 | 5997 | Rate Constraint in lbs/MMBtu | FALSE | L | Annual | Allowances Withdrawn (1:1) | MTons | 0 | 0 | 0 | 0 | 0 | 0 | 0
NSR Columbia 2- NOx Rate Annual v5.13 | 648 | 5997 | Rate Constraint in lbs/MMBtu | FALSE | L | Annual | Allowances Withdrawn (n:1) | MTons | 0 | 0 | 0 | 0 | 0 | 0 | 0
NSR Columbia 2- NOx Rate Annual v5.13 | 648 | 5997 | Rate Constraint in lbs/MMBtu | FALSE | L | Annual | Net Emissions Allowance Position | MTons | 2.4541 | 2.2906 | 0 | 0 | 0 | 0 | 0
NSR Columbia 2- NOx Rate Annual v5.13 | 648 | 5997 | Rate Constraint in lbs/MMBtu | FALSE | L | Annual | Fuel Consumed | TBtu | 41.1036 | 38.1765 | 0 | 0 | 0 | 0 | 0
NSR Columbia 2- NOx Rate Annual v5.13 | 648 | 5997 | Rate Constraint in lbs/MMBtu | FALSE | L | Annual | Rate | lb/MMBtu | 0.11941 | 0.12 | 0 | 0 | 0 | 0 | 0
NSR Columbia 2- NOx Rate Annual v5.13 | 648 | 5997 | Rate Constraint in lbs/MMBtu | FALSE | L | Annual | Generation | TWh | 3.8217 | 3.5586 | 0 | 0 | 0 | 0 | 0
NSR Columbia 2- NOx Rate Annual v5.13 | 648 | 5997 | Rate Constraint in lbs/MMBtu | FALSE | L | Annual | Qualifying Generation | TWh | 3.8217 | 3.5586 | 0 | 0 | 0 | 0 | 0
NSR Columbia 2- NOx Rate Annual v5.13 | 648 | 5997 | Rate Constraint in lbs/MMBtu | FALSE | L | Annual | Rate | lb/MWh | 0.64214 | 0.64368 | 0 | 0 | 0 | 0 | 0
NSR Columbia 2- NOx Rate Annual v5.13 | 648 | 5997 | Rate Constraint in lbs/MMBtu | FALSE | L | Annual | Constraint Shadow Price | US$/Ton | 0 | 0 | 22961.1118 | 16452.246 | 18196.522 | 15771.0641 | 15005.981
NSR Cooper 2 - NOX Rate Annual v3.1, Unit 3597 and retrofits | 649 | 1957 | Rate Constraint in lbs/MMBtu | FALSE | L | Annual | Seasons Included | Seasons | Winter, Summer | Winter, Summer | Winter, Summer | Winter, Summer | Winter, Summer | Winter, Summer | Winter, Summer
NSR Cooper 2 - NOX Rate Annual v3.1, Unit 3597 and retrofits | 649 | 1957 | Rate Constraint in lbs/MMBtu | FALSE | L | Annual | Standard | lb/MMBtu | 0.08 | 0.08 | 0.08 | 0.08 | 0.08 | 0.08 | 0.08
NSR Cooper 2 - NOX Rate Annual v3.1, Unit 3597 and retrofits | 649 | 1957 | Rate Constraint in lbs/MMBtu | FALSE | L | Annual | Emissions at Affected Plants NOX | MTons | 0 | 0 | 0 | 0 | 0 | 0 | 0
NSR Cooper 2 - NOX Rate Annual v3.1, Unit 3597 and retrofits | 649 | 1957 | Rate Constraint in lbs/MMBtu | FALSE | L | Annual | Allowances Purchased NOX | MTons | 0 | 0 | 0 | 0 | 0 | 0 | 0
NSR Cooper 2 - NOX Rate Annual v3.1, Unit 3597 and retrofits | 649 | 1957 | Rate Constraint in lbs/MMBtu | FALSE | L | Annual | Allowances Sold NOX | MTons | 0 | 0 | 0 | 0 | 0 | 0 | 0
NSR Cooper 2 - NOX Rate Annual v3.1, Unit 3597 and retrofits | 649 | 1957 | Rate Constraint in lbs/MMBtu | FALSE | L | Annual | Allowances Banked | MTons | 0 | 0 | 0 | 0 | 0 | 0 | 0
NSR Cooper 2 - NOX Rate Annual v3.1, Unit 3597 and retrofits | 649 | 1957 | Rate Constraint in lbs/MMBtu | FALSE | L | Annual | Allowances Withdrawn (1:1) | MTons | 0 | 0 | 0 | 0 | 0 | 0 | 0
NSR Cooper 2 - NOX Rate Annual v3.1, Unit 3597 and retrofits | 649 | 1957 | Rate Constraint in lbs/MMBtu | FALSE | L | Annual | Allowances Withdrawn (n:1) | MTons | 0 | 0 | 0 | 0 | 0 | 0 | 0
NSR Cooper 2 - NOX Rate Annual v3.1, Unit 3597 and retrofits | 649 | 1957 | Rate Constraint in lbs/MMBtu | FALSE | L | Annual | Net Emissions Allowance Position | MTons | 0 | 0 | 0 | 0 | 0 | 0 | 0
NSR Cooper 2 - NOX Rate Annual v3.1, Unit 3597 and retrofits | 649 | 1957 | Rate Constraint in lbs/MMBtu | FALSE | L | Annual | Fuel Consumed | TBtu | 0 | 0 | 0 | 0 | 0 | 0 | 0
NSR Cooper 2 - NOX Rate Annual v3.1, Unit 3597 and retrofits | 649 | 1957 | Rate Constraint in lbs/MMBtu | FALSE | L | Annual | Rate | lb/MMBtu | 0 | 0 | 0 | 0 | 0 | 0 | 0
NSR Cooper 2 - NOX Rate Annual v3.1, Unit 3597 and retrofits | 649 | 1957 | Rate Constraint in lbs/MMBtu | FALSE | L | Annual | Generation | TWh | 0 | 0 | 0 | 0 | 0 | 0 | 0
NSR Cooper 2 - NOX Rate Annual v3.1, Unit 3597 and retrofits | 649 | 1957 | Rate Constraint in lbs/MMBtu | FALSE | L | Annual | Qualifying Generation | TWh | 0 | 0 | 0 | 0 | 0 | 0 | 0
NSR Cooper 2 - NOX Rate Annual v3.1, Unit 3597 and retrofits | 649 | 1957 | Rate Constraint in lbs/MMBtu | FALSE | L | Annual | Rate | lb/MWh | 0 | 0 | 0 | 0 | 0 | 0 | 0
NSR Cooper 2 - NOX Rate Annual v3.1, Unit 3597 and retrofits | 649 | 1957 | Rate Constraint in lbs/MMBtu | FALSE | L | Annual | Constraint Shadow Price | US$/Ton | 0 | 0 | 0 | 0 | 0 | 0 | 0
NSR Cooper 2 - SO2 Rate Annual v3.1, Unit 3597 and retrofits | 650 | 1958 | Rate Constraint in lbs/MMBtu | FALSE | L | Annual | Seasons Included | Seasons | Winter, Summer | Winter, Summer | Winter, Summer | Winter, Summer | Winter, Summer | Winter, Summer | Winter, Summer
NSR Cooper 2 - SO2 Rate Annual v3.1, Unit 3597 and retrofits | 650 | 1958 | Rate Constraint in lbs/MMBtu | FALSE | L | Annual | Standard | lb/MMBtu | 0.1 | 0.1 | 0.1 | 0.1 | 0.1 | 0.1 | 0.1
NSR Cooper 2 - SO2 Rate Annual v3.1, Unit 3597 and retrofits | 650 | 1958 | Rate Constraint in lbs/MMBtu | FALSE | L | Annual | Emissions at Affected Plants SO2 | MTons | 0 | 0 | 0 | 0 | 0 | 0 | 0
NSR Cooper 2 - SO2 Rate Annual v3.1, Unit 3597 and retrofits | 650 | 1958 | Rate Constraint in lbs/MMBtu | FALSE | L | Annual | Allowances Purchased SO2 | MTons | 0 | 0 | 0 | 0 | 0 | 0 | 0
NSR Cooper 2 - SO2 Rate Annual v3.1, Unit 3597 and retrofits | 650 | 1958 | Rate Constraint in lbs/MMBtu | FALSE | L | Annual | Allowances Sold SO2 | MTons | 0 | 0 | 0 | 0 | 0 | 0 | 0
NSR Cooper 2 - SO2 Rate Annual v3.1, Unit 3597 and retrofits | 650 | 1958 | Rate Constraint in lbs/MMBtu | FALSE | L | Annual | Allowances Banked | MTons | 0 | 0 | 0 | 0 | 0 | 0 | 0
NSR Cooper 2 - SO2 Rate Annual v3.1, Unit 3597 and retrofits | 650 | 1958 | Rate Constraint in lbs/MMBtu | FALSE | L | Annual | Allowances Withdrawn (1:1) | MTons | 0 | 0 | 0 | 0 | 0 | 0 | 0
NSR Cooper 2 - SO2 Rate Annual v3.1, Unit 3597 and retrofits | 650 | 1958 | Rate Constraint in lbs/MMBtu | FALSE | L | Annual | Allowances Withdrawn (n:1) | MTons | 0 | 0 | 0 | 0 | 0 | 0 | 0
NSR Cooper 2 - SO2 Rate Annual v3.1, Unit 3597 and retrofits | 650 | 1958 | Rate Constraint in lbs/MMBtu | FALSE | L | Annual | Net Emissions Allowance Position | MTons | 0 | 0 | 0 | 0 | 0 | 0 | 0
NSR Cooper 2 - SO2 Rate Annual v3.1, Unit 3597 and retrofits | 650 | 1958 | Rate Constraint in lbs/MMBtu | FALSE | L | Annual | Fuel Consumed | TBtu | 0 | 0 | 0 | 0 | 0 | 0 | 0
NSR Cooper 2 - SO2 Rate Annual v3.1, Unit 3597 and retrofits | 650 | 1958 | Rate Constraint in lbs/MMBtu | FALSE | L | Annual | Rate | lb/MMBtu | 0 | 0 | 0 | 0 | 0 | 0 | 0
NSR Cooper 2 - SO2 Rate Annual v3.1, Unit 3597 and retrofits | 650 | 1958 | Rate Constraint in lbs/MMBtu | FALSE | L | Annual | Generation | TWh | 0 | 0 | 0 | 0 | 0 | 0 | 0
NSR Cooper 2 - SO2 Rate Annual v3.1, Unit 3597 and retrofits | 650 | 1958 | Rate Constraint in lbs/MMBtu | FALSE | L | Annual | Qualifying Generation | TWh | 0 | 0 | 0 | 0 | 0 | 0 | 0
NSR Cooper 2 - SO2 Rate Annual v3.1, Unit 3597 and retrofits | 650 | 1958 | Rate Constraint in lbs/MMBtu | FALSE | L | Annual | Rate | lb/MWh | 0 | 0 | 0 | 0 | 0 | 0 | 0
NSR Cooper 2 - SO2 Rate Annual v3.1, Unit 3597 and retrofits | 650 | 1958 | Rate Constraint in lbs/MMBtu | FALSE | L | Annual | Constraint Shadow Price | US$/Ton | 0 | 0 | 0 | 0 | 0 | 0 | 0
NSR Cross 1,2 - NOX Rate Annual v3.1, Unit 5385 and retrofits | 651 | 1949 | Rate Constraint in lbs/MMBtu | FALSE | L | Annual | Seasons Included | Seasons | Winter, Summer | Winter, Summer | Winter, Summer | Winter, Summer | Winter, Summer | Winter, Summer | Winter, Summer
NSR Cross 1,2 - NOX Rate Annual v3.1, Unit 5385 and retrofits | 651 | 1949 | Rate Constraint in lbs/MMBtu | FALSE | L | Annual | Standard | lb/MMBtu | 0.1 | 0.1 | 0.1 | 0.1 | 0.1 | 0.1 | 0.1
NSR Cross 1,2 - NOX Rate Annual v3.1, Unit 5385 and retrofits | 651 | 1949 | Rate Constraint in lbs/MMBtu | FALSE | L | Annual | Emissions at Affected Plants NOX | MTons | 1.2115 | 1.2115 | 0.53202 | 0.53202 | 0.53202 | 0.53141 | 1.0198
NSR Cross 1,2 - NOX Rate Annual v3.1, Unit 5385 and retrofits | 651 | 1949 | Rate Constraint in lbs/MMBtu | FALSE | L | Annual | Allowances Purchased NOX | MTons | 0 | 0 | 0 | 0 | 0 | 0 | 0
NSR Cross 1,2 - NOX Rate Annual v3.1, Unit 5385 and retrofits | 651 | 1949 | Rate Constraint in lbs/MMBtu | FALSE | L | Annual | Allowances Sold NOX | MTons | 0 | 0 | 0 | 0 | 0 | 0 | 0
NSR Cross 1,2 - NOX Rate Annual v3.1, Unit 5385 and retrofits | 651 | 1949 | Rate Constraint in lbs/MMBtu | FALSE | L | Annual | Allowances Banked | MTons | 0 | 0 | 0 | 0 | 0 | 0 | 0
NSR Cross 1,2 - NOX Rate Annual v3.1, Unit 5385 and retrofits | 651 | 1949 | Rate Constraint in lbs/MMBtu | FALSE | L | Annual | Allowances Withdrawn (1:1) | MTons | 0 | 0 | 0 | 0 | 0 | 0 | 0
NSR Cross 1,2 - NOX Rate Annual v3.1, Unit 5385 and retrofits | 651 | 1949 | Rate Constraint in lbs/MMBtu | FALSE | L | Annual | Allowances Withdrawn (n:1) | MTons | 0 | 0 | 0 | 0 | 0 | 0 | 0
NSR Cross 1,2 - NOX Rate Annual v3.1, Unit 5385 and retrofits | 651 | 1949 | Rate Constraint in lbs/MMBtu | FALSE | L | Annual | Net Emissions Allowance Position | MTons | 1.2115 | 1.2115 | 0.53202 | 0.53202 | 0.53202 | 0.53141 | 1.0198
NSR Cross 1,2 - NOX Rate Annual v3.1, Unit 5385 and retrofits | 651 | 1949 | Rate Constraint in lbs/MMBtu | FALSE | L | Annual | Fuel Consumed | TBtu | 29.1445 | 29.1445 | 12.7981 | 12.7981 | 12.7981 | 12.8135 | 24.5899
NSR Cross 1,2 - NOX Rate Annual v3.1, Unit 5385 and retrofits | 651 | 1949 | Rate Constraint in lbs/MMBtu | FALSE | L | Annual | Rate | lb/MMBtu | 0.08314 | 0.08314 | 0.08314 | 0.08314 | 0.08314 | 0.082946 | 0.082946
NSR Cross 1,2 - NOX Rate Annual v3.1, Unit 5385 and retrofits | 651 | 1949 | Rate Constraint in lbs/MMBtu | FALSE | L | Annual | Generation | TWh | 3.003 | 3.003 | 1.3187 | 1.3187 | 1.3187 | 1.3187 | 2.5306
NSR Cross 1,2 - NOX Rate Annual v3.1, Unit 5385 and retrofits | 651 | 1949 | Rate Constraint in lbs/MMBtu | FALSE | L | Annual | Qualifying Generation | TWh | 3.003 | 3.003 | 1.3187 | 1.3187 | 1.3187 | 1.3187 | 2.5306
NSR Cross 1,2 - NOX Rate Annual v3.1, Unit 5385 and retrofits | 651 | 1949 | Rate Constraint in lbs/MMBtu | FALSE | L | Annual | Rate | lb/MWh | 0.40345 | 0.40345 | 0.40345 | 0.40345 | 0.40345 | 0.40299 | 0.40299
NSR Cross 1,2 - NOX Rate Annual v3.1, Unit 5385 and retrofits | 651 | 1949 | Rate Constraint in lbs/MMBtu | FALSE | L | Annual | Constraint Shadow Price | US$/Ton | 0 | 0 | 0 | 0 | 0 | 0 | 0
NSR Cross 1,2 - NOX Rate Annual v3.1, Unit 5386 and retrofits | 652 | 1949 | Rate Constraint in lbs/MMBtu | FALSE | L | Annual | Seasons Included | Seasons | Winter, Summer | Winter, Summer | Winter, Summer | Winter, Summer | Winter, Summer | Winter, Summer | Winter, Summer
NSR Cross 1,2 - NOX Rate Annual v3.1, Unit 5386 and retrofits | 652 | 1949 | Rate Constraint in lbs/MMBtu | FALSE | L | Annual | Standard | lb/MMBtu | 0.1 | 0.1 | 0.1 | 0.1 | 0.1 | 0.1 | 0.1
NSR Cross 1,2 - NOX Rate Annual v3.1, Unit 5386 and retrofits | 652 | 1949 | Rate Constraint in lbs/MMBtu | FALSE | L | Annual | Emissions at Affected Plants NOX | MTons | 0 | 0 | 0 | 0 | 0 | 0 | 0
NSR Cross 1,2 - NOX Rate Annual v3.1, Unit 5386 and retrofits | 652 | 1949 | Rate Constraint in lbs/MMBtu | FALSE | L | Annual | Allowances Purchased NOX | MTons | 0 | 0 | 0 | 0 | 0 | 0 | 0
NSR Cross 1,2 - NOX Rate Annual v3.1, Unit 5386 and retrofits | 652 | 1949 | Rate Constraint in lbs/MMBtu | FALSE | L | Annual | Allowances Sold NOX | MTons | 0 | 0 | 0 | 0 | 0 | 0 | 0
NSR Cross 1,2 - NOX Rate Annual v3.1, Unit 5386 and retrofits | 652 | 1949 | Rate Constraint in lbs/MMBtu | FALSE | L | Annual | Allowances Banked | MTons | 0 | 0 | 0 | 0 | 0 | 0 | 0
NSR Cross 1,2 - NOX Rate Annual v3.1, Unit 5386 and retrofits | 652 | 1949 | Rate Constraint in lbs/MMBtu | FALSE | L | Annual | Allowances Withdrawn (1:1) | MTons | 0 | 0 | 0 | 0 | 0 | 0 | 0
NSR Cross 1,2 - NOX Rate Annual v3.1, Unit 5386 and retrofits | 652 | 1949 | Rate Constraint in lbs/MMBtu | FALSE | L | Annual | Allowances Withdrawn (n:1) | MTons | 0 | 0 | 0 | 0 | 0 | 0 | 0
NSR Cross 1,2 - NOX Rate Annual v3.1, Unit 5386 and retrofits | 652 | 1949 | Rate Constraint in lbs/MMBtu | FALSE | L | Annual | Net Emissions Allowance Position | MTons | 0 | 0 | 0 | 0 | 0 | 0 | 0
NSR Cross 1,2 - NOX Rate Annual v3.1, Unit 5386 and retrofits | 652 | 1949 | Rate Constraint in lbs/MMBtu | FALSE | L | Annual | Fuel Consumed | TBtu | 0 | 0 | 0 | 0 | 0 | 0 | 0
NSR Cross 1,2 - NOX Rate Annual v3.1, Unit 5386 and retrofits | 652 | 1949 | Rate Constraint in lbs/MMBtu | FALSE | L | Annual | Rate | lb/MMBtu | 0 | 0 | 0 | 0 | 0 | 0 | 0
NSR Cross 1,2 - NOX Rate Annual v3.1, Unit 5386 and retrofits | 652 | 1949 | Rate Constraint in lbs/MMBtu | FALSE | L | Annual | Generation | TWh | 0 | 0 | 0 | 0 | 0 | 0 | 0
NSR Cross 1,2 - NOX Rate Annual v3.1, Unit 5386 and retrofits | 652 | 1949 | Rate Constraint in lbs/MMBtu | FALSE | L | Annual | Qualifying Generation | TWh | 0 | 0 | 0 | 0 | 0 | 0 | 0
NSR Cross 1,2 - NOX Rate Annual v3.1, Unit 5386 and retrofits | 652 | 1949 | Rate Constraint in lbs/MMBtu | FALSE | L | Annual | Rate | lb/MWh | 0 | 0 | 0 | 0 | 0 | 0 | 0
NSR Cross 1,2 - NOX Rate Annual v3.1, Unit 5386 and retrofits | 652 | 1949 | Rate Constraint in lbs/MMBtu | FALSE | L | Annual | Constraint Shadow Price | US$/Ton | 0 | 0 | 0 | 0 | 0 | 0 | 0
NSR Dairyland- NOx Cap Annual v5.13 | 653 | 6001 | Rate Constraint in MTons | FALSE | L | Annual | Seasons Included | Seasons | Winter, Summer | Winter, Summer | Winter, Summer | Winter, Summer | Winter, Summer | Winter, Summer | Winter, Summer
NSR Dairyland- NOx Cap Annual v5.13 | 653 | 6001 | Rate Constraint in MTons | FALSE | L | Annual | Standard | MTons | 5.2825 | 3.748 | 3.364 | 3.236 | 3.236 | 3.236 | 3.236
NSR Dairyland- NOx Cap Annual v5.13 | 653 | 6001 | Rate Constraint in MTons | FALSE | L | Annual | Standard NOX | MTons | 5.2825 | 3.748 | 3.364 | 3.236 | 3.236 | 3.236 | 3.236
NSR Dairyland- NOx Cap Annual v5.13 | 653 | 6001 | Rate Constraint in MTons | FALSE | L | Annual | Emissions at Affected Plants NOX | MTons | 1.14 | 1.14 | 1.14 | 1.14 | 1.14 | 1.14 | 1.14
NSR Dairyland- NOx Cap Annual v5.13 | 653 | 6001 | Rate Constraint in MTons | FALSE | L | Annual | Allowances Purchased NOX | MTons | 0 | 0 | 0 | 0 | 0 | 0 | 0
NSR Dairyland- NOx Cap Annual v5.13 | 653 | 6001 | Rate Constraint in MTons | FALSE | L | Annual | Allowances Sold NOX | MTons | 0 | 0 | 0 | 0 | 0 | 0 | 0
NSR Dairyland- NOx Cap Annual v5.13 | 653 | 6001 | Rate Constraint in MTons | FALSE | L | Annual | Allowances Banked | MTons | 0 | 0 | 0 | 0 | 0 | 0 | 0
NSR Dairyland- NOx Cap Annual v5.13 | 653 | 6001 | Rate Constraint in MTons | FALSE | L | Annual | Allowances Withdrawn (1:1) | MTons | 0 | 0 | 0 | 0 | 0 | 0 | 0
NSR Dairyland- NOx Cap Annual v5.13 | 653 | 6001 | Rate Constraint in MTons | FALSE | L | Annual | Allowances Withdrawn (n:1) | MTons | 0 | 0 | 0 | 0 | 0 | 0 | 0
NSR Dairyland- NOx Cap Annual v5.13 | 653 | 6001 | Rate Constraint in MTons | FALSE | L | Annual | Net Emissions Allowance Position | MTons | 1.14 | 1.14 | 1.14 | 1.14 | 1.14 | 1.14 | 1.14
NSR Dairyland- NOx Cap Annual v5.13 | 653 | 6001 | Rate Constraint in MTons | FALSE | L | Annual | Fuel Consumed | TBtu | 20.5047 | 20.5047 | 20.1979 | 20.1979 | 20.1979 | 20.5047 | 20.5047
NSR Dairyland- NOx Cap Annual v5.13 | 653 | 6001 | Rate Constraint in MTons | FALSE | L | Annual | Rate | lb/MMBtu | 0.11119 | 0.11119 | 0.11288 | 0.11288 | 0.11288 | 0.11119 | 0.11119
NSR Dairyland- NOx Cap Annual v5.13 | 653 | 6001 | Rate Constraint in MTons | FALSE | L | Annual | Generation | TWh | 2.2071 | 2.2071 | 2.1743 | 2.1743 | 2.1743 | 2.2071 | 2.2071
NSR Dairyland- NOx Cap Annual v5.13 | 653 | 6001 | Rate Constraint in MTons | FALSE | L | Annual | Qualifying Generation | TWh | 2.2071 | 2.2071 | 2.1743 | 2.1743 | 2.1743 | 2.2071 | 2.2071
NSR Dairyland- NOx Cap Annual v5.13 | 653 | 6001 | Rate Constraint in MTons | FALSE | L | Annual | Rate | lb/MWh | 0.51651 | 0.51651 | 0.5243 | 0.5243 | 0.5243 | 0.51651 | 0.51651
NSR Dairyland- NOx Cap Annual v5.13 | 653 | 6001 | Rate Constraint in MTons | FALSE | L | Annual | Constraint Shadow Price | US$/Ton | 0 | 0 | 0 | 0 | 0 | 0 | 0
NSR Dairyland- SO2 Cap Annual v5.13 | 654 | 6000 | Rate Constraint in MTons | FALSE | L | Annual | Seasons Included | Seasons | Winter, Summer | Winter, Summer | Winter, Summer | Winter, Summer | Winter, Summer | Winter, Summer | Winter, Summer
NSR Dairyland- SO2 Cap Annual v5.13 | 654 | 6000 | Rate Constraint in MTons | FALSE | L | Annual | Standard | MTons | 6.065 | 6.057 | 4.9478 | 4.578 | 4.578 | 4.578 | 4.578
NSR Dairyland- SO2 Cap Annual v5.13 | 654 | 6000 | Rate Constraint in MTons | FALSE | L | Annual | Standard SO2 | MTons | 6.065 | 6.057 | 4.9478 | 4.578 | 4.578 | 4.578 | 4.578
NSR Dairyland- SO2 Cap Annual v5.13 | 654 | 6000 | Rate Constraint in MTons | FALSE | L | Annual | Emissions at Affected Plants SO2 | MTons | 0.81916 | 0.81916 | 0.80691 | 0.80691 | 0.80691 | 0.81916 | 0.81916
NSR Dairyland- SO2 Cap Annual v5.13 | 654 | 6000 | Rate Constraint in MTons | FALSE | L | Annual | Allowances Purchased SO2 | MTons | 0 | 0 | 0 | 0 | 0 | 0 | 0
NSR Dairyland- SO2 Cap Annual v5.13 | 654 | 6000 | Rate Constraint in MTons | FALSE | L | Annual | Allowances Sold SO2 | MTons | 0 | 0 | 0 | 0 | 0 | 0 | 0
NSR Dairyland- SO2 Cap Annual v5.13 | 654 | 6000 | Rate Constraint in MTons | FALSE | L | Annual | Allowances Banked | MTons | 0 | 0 | 0 | 0 | 0 | 0 | 0
NSR Dairyland- SO2 Cap Annual v5.13 | 654 | 6000 | Rate Constraint in MTons | FALSE | L | Annual | Allowances Withdrawn (1:1) | MTons | 0 | 0 | 0 | 0 | 0 | 0 | 0
NSR Dairyland- SO2 Cap Annual v5.13 | 654 | 6000 | Rate Constraint in MTons | FALSE | L | Annual | Allowances Withdrawn (n:1) | MTons | 0 | 0 | 0 | 0 | 0 | 0 | 0
NSR Dairyland- SO2 Cap Annual v5.13 | 654 | 6000 | Rate Constraint in MTons | FALSE | L | Annual | Net Emissions Allowance Position | MTons | 0.81916 | 0.81916 | 0.80691 | 0.80691 | 0.80691 | 0.81916 | 0.81916
NSR Dairyland- SO2 Cap Annual v5.13 | 654 | 6000 | Rate Constraint in MTons | FALSE | L | Annual | Fuel Consumed | TBtu | 20.5047 | 20.5047 | 20.1979 | 20.1979 | 20.1979 | 20.5047 | 20.5047
NSR Dairyland- SO2 Cap Annual v5.13 | 654 | 6000 | Rate Constraint in MTons | FALSE | L | Annual | Rate | lb/MMBtu | 0.0799 | 0.0799 | 0.0799 | 0.0799 | 0.0799 | 0.0799 | 0.0799
NSR Dairyland- SO2 Cap Annual v5.13 | 654 | 6000 | Rate Constraint in MTons | FALSE | L | Annual | Generation | TWh | 2.2071 | 2.2071 | 2.1743 | 2.1743 | 2.1743 | 2.2071 | 2.2071
NSR Dairyland- SO2 Cap Annual v5.13 | 654 | 6000 | Rate Constraint in MTons | FALSE | L | Annual | Qualifying Generation | TWh | 2.2071 | 2.2071 | 2.1743 | 2.1743 | 2.1743 | 2.2071 | 2.2071
NSR Dairyland- SO2 Cap Annual v5.13 | 654 | 6000 | Rate Constraint in MTons | FALSE | L | Annual | Rate | lb/MWh | 0.37114 | 0.37114 | 0.37111 | 0.37111 | 0.37111 | 0.37114 | 0.37114
NSR Dairyland- SO2 Cap Annual v5.13 | 654 | 6000 | Rate Constraint in MTons | FALSE | L | Annual | Constraint Shadow Price | US$/Ton | 0 | 0 | 0 | 0 | 0 | 0 | 0
NSR Dominion Consent - NOX Cap Annual v3.1 | 655 | 1840 | Rate Constraint in MTons | FALSE | L | Annual | Seasons Included | Seasons | Winter, Summer | Winter, Summer | Winter, Summer | Winter, Summer | Winter, Summer | Winter, Summer | Winter, Summer
NSR Dominion Consent - NOX Cap Annual v3.1 | 655 | 1840 | Rate Constraint in MTons | FALSE | L | Annual | Standard | MTons | 30.25 | 30.25 | 30.25 | 30.25 | 30.25 | 30.25 | 30.25
NSR Dominion Consent - NOX Cap Annual v3.1 | 655 | 1840 | Rate Constraint in MTons | FALSE | L | Annual | Standard NOX | MTons | 30.25 | 30.25 | 30.25 | 30.25 | 30.25 | 30.25 | 30.25
NSR Dominion Consent - NOX Cap Annual v3.1 | 655 | 1840 | Rate Constraint in MTons | FALSE | L | Annual | Emissions at Affected Plants NOX | MTons | 10.1566 | 10.1559 | 3.2679 | 3.2679 | 3.1825 | 3.1885 | 3.1625
NSR Dominion Consent - NOX Cap Annual v3.1 | 655 | 1840 | Rate Constraint in MTons | FALSE | L | Annual | Allowances Purchased NOX | MTons | 0 | 0 | 0 | 0 | 0 | 0 | 0
NSR Dominion Consent - NOX Cap Annual v3.1 | 655 | 1840 | Rate Constraint in MTons | FALSE | L | Annual | Allowances Sold NOX | MTons | 0 | 0 | 0 | 0 | 0 | 0 | 0
NSR Dominion Consent - NOX Cap Annual v3.1 | 655 | 1840 | Rate Constraint in MTons | FALSE | L | Annual | Allowances Banked | MTons | 0 | 0 | 0 | 0 | 0 | 0 | 0
NSR Dominion Consent - NOX Cap Annual v3.1 | 655 | 1840 | Rate Constraint in MTons | FALSE | L | Annual | Allowances Withdrawn (1:1) | MTons | 0 | 0 | 0 | 0 | 0 | 0 | 0
NSR Dominion Consent - NOX Cap Annual v3.1 | 655 | 1840 | Rate Constraint in MTons | FALSE | L | Annual | Allowances Withdrawn (n:1) | MTons | 0 | 0 | 0 | 0 | 0 | 0 | 0
NSR Dominion Consent - NOX Cap Annual v3.1 | 655 | 1840 | Rate Constraint in MTons | FALSE | L | Annual | Net Emissions Allowance Position | MTons | 10.1566 | 10.1559 | 3.2679 | 3.2679 | 3.1825 | 3.1885 | 3.1625
NSR Dominion Consent - NOX Cap Annual v3.1 | 655 | 1840 | Rate Constraint in MTons | FALSE | L | Annual | Fuel Consumed | TBtu | 143.2844 | 143.1423 | 110.2536 | 110.2536 | 94.8855 | 95.619 | 90.5233
NSR Dominion Consent - NOX Cap Annual v3.1 | 655 | 1840 | Rate Constraint in MTons | FALSE | L | Annual | Rate | lb/MMBtu | 0.14177 | 0.1419 | 0.05928 | 0.05928 | 0.067081 | 0.066691 | 0.069871
NSR Dominion Consent - NOX Cap Annual v3.1 | 655 | 1840 | Rate Constraint in MTons | FALSE | L | Annual | Generation | TWh | 15.1871 | 15.1682 | 12.4305 | 12.4305 | 10.3915 | 10.4873 | 9.8085
NSR Dominion Consent - NOX Cap Annual v3.1 | 655 | 1840 | Rate Constraint in MTons | FALSE | L | Annual | Qualifying Generation | TWh | 15.1871 | 15.1682 | 12.4305 | 12.4305 | 10.3915 | 10.4873 | 9.8085
NSR Dominion Consent - NOX Cap Annual v3.1 | 655 | 1840 | Rate Constraint in MTons | FALSE | L | Annual | Rate | lb/MWh | 0.66877 | 0.66955 | 0.2629 | 0.2629 | 0.30626 | 0.30403 | 0.32242
NSR Dominion Consent - NOX Cap Annual v3.1 | 655 | 1840 | Rate Constraint in MTons | FALSE | L | Annual | Constraint Shadow Price | US$/Ton | 0 | 0 | 0 | 0 | 0 | 0 | 0
NSR Dominion Consent - NOX Rate Annual v3.1 | 656 | 1841 | Rate Constraint in lbs/MMBtu | FALSE | L | Annual | Seasons Included | Seasons | Winter, Summer | Winter, Summer | Winter, Summer | Winter, Summer | Winter, Summer | Winter, Summer | Winter, Summer
NSR Dominion Consent - NOX Rate Annual v3.1 | 656 | 1841 | Rate Constraint in lbs/MMBtu | FALSE | L | Annual | Standard | lb/MMBtu | 0.15 | 0.15 | 0.15 | 0.15 | 0.15 | 0.15 | 0.15
NSR Dominion Consent - NOX Rate Annual v3.1 | 656 | 1841 | Rate Constraint in lbs/MMBtu | FALSE | L | Annual | Emissions at Affected Plants NOX | MTons | 10.1566 | 10.1559 | 3.2679 | 3.2679 | 3.1825 | 3.1885 | 3.1625
NSR Dominion Consent - NOX Rate Annual v3.1 | 656 | 1841 | Rate Constraint in lbs/MMBtu | FALSE | L | Annual | Allowances Purchased NOX | MTons | 0 | 0 | 0 | 0 | 0 | 0 | 0
NSR Dominion Consent - NOX Rate Annual v3.1 | 656 | 1841 | Rate Constraint in lbs/MMBtu | FALSE | L | Annual | Allowances Sold NOX | MTons | 0 | 0 | 0 | 0 | 0 | 0 | 0
NSR Dominion Consent - NOX Rate Annual v3.1 | 656 | 1841 | Rate Constraint in lbs/MMBtu | FALSE | L | Annual | Allowances Banked | MTons | 0 | 0 | 0 | 0 | 0 | 0 | 0
NSR Dominion Consent - NOX Rate Annual v3.1 | 656 | 1841 | Rate Constraint in lbs/MMBtu | FALSE | L | Annual | Allowances Withdrawn (1:1) | MTons | 0 | 0 | 0 | 0 | 0 | 0 | 0
NSR Dominion Consent - NOX Rate Annual v3.1 | 656 | 1841 | Rate Constraint in lbs/MMBtu | FALSE | L | Annual | Allowances Withdrawn (n:1) | MTons | 0 | 0 | 0 | 0 | 0 | 0 | 0
NSR Dominion Consent - NOX Rate Annual v3.1 | 656 | 1841 | Rate Constraint in lbs/MMBtu | FALSE | L | Annual | Net Emissions Allowance Position | MTons | 10.1566 | 10.1559 | 3.2679 | 3.2679 | 3.1825 | 3.1885 | 3.1625
NSR Dominion Consent - NOX Rate Annual v3.1 | 656 | 1841 | Rate Constraint in lbs/MMBtu | FALSE | L | Annual | Fuel Consumed | TBtu | 143.2844 | 143.1423 | 110.2536 | 110.2536 | 94.8855 | 95.619 | 90.5233
NSR Dominion Consent - NOX Rate Annual v3.1 | 656 | 1841 | Rate Constraint in lbs/MMBtu | FALSE | L | Annual | Rate | lb/MMBtu | 0.14177 | 0.1419 | 0.05928 | 0.05928 | 0.067081 | 0.066691 | 0.069871
NSR Dominion Consent - NOX Rate Annual v3.1 | 656 | 1841 | Rate Constraint in lbs/MMBtu | FALSE | L | Annual | Generation | TWh | 15.1871 | 15.1682 | 12.4305 | 12.4305 | 10.3915 | 10.4873 | 9.8085
NSR Dominion Consent - NOX Rate Annual v3.1 | 656 | 1841 | Rate Constraint in lbs/MMBtu | FALSE | L | Annual | Qualifying Generation | TWh | 15.1871 | 15.1682 | 12.4305 | 12.4305 | 10.3915 | 10.4873 | 9.8085
NSR Dominion Consent - NOX Rate Annual v3.1 | 656 | 1841 | Rate Constraint in lbs/MMBtu | FALSE | L | Annual | Rate | lb/MWh | 0.66877 | 0.66955 | 0.2629 | 0.2629 | 0.30626 | 0.30403 | 0.32242
NSR Dominion Consent - NOX Rate Annual v3.1 | 656 | 1841 | Rate Constraint in lbs/MMBtu | FALSE | L | Annual | Constraint Shadow Price | US$/Ton | 0 | 0 | 0 | 0 | 0 | 0 | 0
NSR Edgewater 3-5- NOx Cap Annual v5.13 | 657 | 5986 | Rate Constraint in MTons | FALSE | L | Annual | Seasons Included | Seasons | Winter, Summer | Winter, Summer | Winter, Summer | Winter, Summer | Winter, Summer | Winter, Summer | Winter, Summer
NSR Edgewater 3-5- NOx Cap Annual v5.13 | 657 | 5986 | Rate Constraint in MTons | FALSE | L | Annual | Standard | MTons | 2.5 | 2.5 | 1.1 | 1.1 | 1.1 | 1.1 | 1.1
NSR Edgewater 3-5- NOx Cap Annual v5.13 | 657 | 5986 | Rate Constraint in MTons | FALSE | L | Annual | Standard NOX | MTons | 2.5 | 2.5 | 1.1 | 1.1 | 1.1 | 1.1 | 1.1
NSR Edgewater 3-5- NOx Cap Annual v5.13 | 657 | 5986 | Rate Constraint in MTons | FALSE | L | Annual | Emissions at Affected Plants NOX | MTons | 0.049731 | 0.043003 | 0.043003 | 0.043003 | 0.043003 | 0.043003 | 0.043003
NSR Edgewater 3-5- NOx Cap Annual v5.13 | 657 | 5986 | Rate Constraint in MTons | FALSE | L | Annual | Allowances Purchased NOX | MTons | 0 | 0 | 0 | 0 | 0 | 0 | 0
NSR Edgewater 3-5- NOx Cap Annual v5.13 | 657 | 5986 | Rate Constraint in MTons | FALSE | L | Annual | Allowances Sold NOX | MTons | 0 | 0 | 0 | 0 | 0 | 0 | 0
NSR Edgewater 3-5- NOx Cap Annual v5.13 | 657 | 5986 | Rate Constraint in MTons | FALSE | L | Annual | Allowances Banked | MTons | 0 | 0 | 0 | 0 | 0 | 0 | 0
NSR Edgewater 3-5- NOx Cap Annual v5.13 | 657 | 5986 | Rate Constraint in MTons | FALSE | L | Annual | Allowances Withdrawn (1:1) | MTons | 0 | 0 | 0 | 0 | 0 | 0 | 0
NSR Edgewater 3-5- NOx Cap Annual v5.13 | 657 | 5986 | Rate Constraint in MTons | FALSE | L | Annual | Allowances Withdrawn (n:1) | MTons | 0 | 0 | 0 | 0 | 0 | 0 | 0
NSR Edgewater 3-5- NOx Cap Annual v5.13 | 657 | 5986 | Rate Constraint in MTons | FALSE | L | Annual | Net Emissions Allowance Position | MTons | 0.049731 | 0.043003 | 0.043003 | 0.043003 | 0.043003 | 0.043003 | 0.043003
NSR Edgewater 3-5- NOx Cap Annual v5.13 | 657 | 5986 | Rate Constraint in MTons | FALSE | L | Annual | Fuel Consumed | TBtu | 1.4309 | 1.274 | 1.274 | 1.274 | 1.274 | 1.274 | 1.274
NSR Edgewater 3-5- NOx Cap Annual v5.13 | 657 | 5986 | Rate Constraint in MTons | FALSE | L | Annual | Rate | lb/MMBtu | 0.069509 | 0.06751 | 0.06751 | 0.06751 | 0.06751 | 0.06751 | 0.06751
NSR Edgewater 3-5- NOx Cap Annual v5.13 | 657 | 5986 | Rate Constraint in MTons | FALSE | L | Annual | Generation | TWh | 0.15093 | 0.13395 | 0.13395 | 0.13395 | 0.13395 | 0.13395 | 0.13395
NSR Edgewater 3-5- NOx Cap Annual v5.13 | 657 | 5986 | Rate Constraint in MTons | FALSE | L | Annual | Qualifying Generation | TWh | 0.15093 | 0.13395 | 0.13395 | 0.13395 | 0.13395 | 0.13395 | 0.13395
NSR Edgewater 3-5- NOx Cap Annual v5.13 | 657 | 5986 | Rate Constraint in MTons | FALSE | L | Annual | Rate | lb/MWh | 0.3295 | 0.32104 | 0.32104 | 0.32104 | 0.32104 | 0.32104 | 0.32104
NSR Edgewater 3-5- NOx Cap Annual v5.13 | 657 | 5986 | Rate Constraint in MTons | FALSE | L | Annual | Constraint Shadow Price | US$/Ton | 0 | 0 | 0 | 0 | 0 | 0 | 0
NSR Edgewater 3-5- SO2 Cap Annual v5.13 | 658 | 5984 | Rate Constraint in MTons | FALSE | L | Annual | Seasons Included | Seasons | Winter, Summer | Winter, Summer | Winter, Summer | Winter, Summer | Winter, Summer | Winter, Summer | Winter, Summer
NSR Edgewater 3-5- SO2 Cap Annual v5.13 | 658 | 5984 | Rate Constraint in MTons | FALSE | L | Annual | Standard | MTons | 9.25 | 6 | 1.1 | 1.1 | 1.1 | 1.1 | 1.1
NSR Edgewater 3-5- SO2 Cap Annual v5.13 | 658 | 5984 | Rate Constraint in MTons | FALSE | L | Annual | Standard SO2 | MTons | 9.25 | 6 | 1.1 | 1.1 | 1.1 | 1.1 | 1.1
NSR Edgewater 3-5- SO2 Cap Annual v5.13 | 658 | 5984 | Rate Constraint in MTons | FALSE | L | Annual | Emissions at Affected Plants SO2 | MTons | 0.079804 | 0.047948 | 0.047948 | 0.047948 | 0.047948 | 0.047948 | 0.047948
NSR Edgewater 3-5- SO2 Cap Annual v5.13 | 658 | 5984 | Rate Constraint in MTons | FALSE | L | Annual | Allowances Purchased SO2 | MTons | 0 | 0 | 0 | 0 | 0 | 0 | 0
NSR Edgewater 3-5- SO2 Cap Annual v5.13 | 658 | 5984 | Rate Constraint in MTons | FALSE | L | Annual | Allowances Sold SO2 | MTons | 0 | 0 | 0 | 0 | 0 | 0 | 0
NSR Edgewater 3-5- SO2 Cap Annual v5.13 | 658 | 5984 | Rate Constraint in MTons | FALSE | L | Annual | Allowances Banked | MTons | 0 | 0 | 0 | 0 | 0 | 0 | 0
NSR Edgewater 3-5- SO2 Cap Annual v5.13 | 658 | 5984 | Rate Constraint in MTons | FALSE | L | Annual | Allowances Withdrawn (1:1) | MTons | 0 | 0 | 0 | 0 | 0 | 0 | 0
NSR Edgewater 3-5- SO2 Cap Annual v5.13 | 658 | 5984 | Rate Constraint in MTons | FALSE | L | Annual | Allowances Withdrawn (n:1) | MTons | 0 | 0 | 0 | 0 | 0 | 0 | 0
NSR Edgewater 3-5- SO2 Cap Annual v5.13 | 658 | 5984 | Rate Constraint in MTons | FALSE | L | Annual | Net Emissions Allowance Position | MTons | 0.079804 | 0.047948 | 0.047948 | 0.047948 | 0.047948 | 0.047948 | 0.047948
NSR Edgewater 3-5- SO2 Cap Annual v5.13 | 658 | 5984 | Rate Constraint in MTons | FALSE | L | Annual | Fuel Consumed | TBtu | 1.4309 | 1.274 | 1.274 | 1.274 | 1.274 | 1.274 | 1.274
NSR Edgewater 3-5- SO2 Cap Annual v5.13 | 658 | 5984 | Rate Constraint in MTons | FALSE | L | Annual | Rate | lb/MMBtu | 0.11154 | 0.075272 | 0.075272 | 0.075272 | 0.075272 | 0.075272 | 0.075272
NSR Edgewater 3-5- SO2 Cap Annual v5.13 | 658 | 5984 | Rate Constraint in MTons | FALSE | L | Annual | Generation | TWh | 0.15093 | 0.13395 | 0.13395 | 0.13395 | 0.13395 | 0.13395 | 0.13395
NSR Edgewater 3-5- SO2 Cap Annual v5.13 | 658 | 5984 | Rate Constraint in MTons | FALSE | L | Annual | Qualifying Generation | TWh | 0.15093 | 0.13395 | 0.13395 | 0.13395 | 0.13395 | 0.13395 | 0.13395
NSR Edgewater 3-5- SO2 Cap Annual v5.13 | 658 | 5984 | Rate Constraint in MTons | FALSE | L | Annual | Rate | lb/MWh | 0.52877 | 0.35795 | 0.35795 | 0.35795 | 0.35795 | 0.35795 | 0.35795
NSR Edgewater 3-5- SO2 Cap Annual v5.13 | 658 | 5984 | Rate Constraint in MTons | FALSE | L | Annual | Constraint Shadow Price | US$/Ton | 0 | 0 | 0 | 0 | 0 | 0 | 0
NSR Edgewater 4- Hg Rate Annual v5.13 | 659 | 5987 | Rate Constraint in lbs/MMBtu | FALSE | L | Annual | Seasons Included | Seasons | Winter, Summer | Winter, Summer | Winter, Summer | Winter, Summer | Winter, Summer | Winter, Summer | Winter, Summer
NSR Edgewater 4- Hg Rate Annual v5.13 | 659 | 5987 | Rate Constraint in lbs/MMBtu | FALSE | L | Annual | Standard | lb/MMBtu | 0.03 | 0.03 | 0.03 | 0.03 | 0.03 | 0.03 | 0.03
NSR Edgewater 4- Hg Rate Annual v5.13 | 659 | 5987 | Rate Constraint in lbs/MMBtu | FALSE | L | Annual | Emissions at Affected Plants MER | lbs | 0 | 0 | 0 | 0 | 0 | 0 | 0
NSR Edgewater 4- Hg Rate Annual v5.13 | 659 | 5987 | Rate Constraint in lbs/MMBtu | FALSE | L | Annual | Allowances Purchased MER | lbs | 0 | 0 | 0 | 0 | 0 | 0 | 0
NSR Edgewater 4- Hg Rate Annual v5.13 | 659 | 5987 | Rate Constraint in lbs/MMBtu | FALSE | L | Annual | Allowances Sold MER | lbs | 0 | 0 | 0 | 0 | 0 | 0 | 0
NSR Edgewater 4- Hg Rate Annual v5.13 | 659 | 5987 | Rate Constraint in lbs/MMBtu | FALSE | L | Annual | Allowances Banked | lbs | 0 | 0 | 0 | 0 | 0 | 0 | 0
NSR Edgewater 4- Hg Rate Annual v5.13 | 659 | 5987 | Rate Constraint in lbs/MMBtu | FALSE | L | Annual | Allowances Withdrawn (1:1) | lbs | 0 | 0 | 0 | 0 | 0 | 0 | 0
NSR Edgewater 4- Hg Rate Annual v5.13 | 659 | 5987 | Rate Constraint in lbs/MMBtu | FALSE | L | Annual | Allowances Withdrawn (n:1) | lbs | 0 | 0 | 0 | 0 | 0 | 0 | 0
NSR Edgewater 4- Hg Rate Annual v5.13 | 659 | 5987 | Rate Constraint in lbs/MMBtu | FALSE | L | Annual | Net Emissions Allowance Position | lbs | 0 | 0 | 0 | 0 | 0 | 0 | 0
NSR Edgewater 4- Hg Rate Annual v5.13 | 659 | 5987 | Rate Constraint in lbs/MMBtu | FALSE | L | Annual | Fuel Consumed | TBtu | 0 | 0 | 0 | 0 | 0 | 0 | 0
NSR Edgewater 4- Hg Rate Annual v5.13 | 659 | 5987 | Rate Constraint in lbs/MMBtu | FALSE | L | Annual | Rate | lb/MMBtu | 0 | 0 | 0 | 0 | 0 | 0 | 0
NSR Edgewater 4- Hg Rate Annual v5.13 | 659 | 5987 | Rate Constraint in lbs/MMBtu | FALSE | L | Annual | Generation | TWh | 0 | 0 | 0 | 0 | 0 | 0 | 0
NSR Edgewater 4- Hg Rate Annual v5.13 | 659 | 5987 | Rate Constraint in lbs/MMBtu | FALSE | L | Annual | Qualifying Generation | TWh | 0 | 0 | 0 | 0 | 0 | 0 | 0
NSR Edgewater 4- Hg Rate Annual v5.13 | 659 | 5987 | Rate Constraint in lbs/MMBtu | FALSE | L | Annual | Rate | lb/MWh | 0 | 0 | 0 | 0 | 0 | 0 | 0
NSR Edgewater 4- Hg Rate Annual v5.13 | 659 | 5987 | Rate Constraint in lbs/MMBtu | FALSE | L | Annual | Constraint Shadow Price | US$/Lb | 0 | 0 | 0 | 0 | 0 | 0 | 0
NSR Edgewater 4- NOx Rate Annual v5.13 | 660 | 5985 | Rate Constraint in lbs/MMBtu | FALSE | L | Annual | Seasons Included | Seasons | Winter, Summer | Winter, Summer | Winter, Summer | Winter, Summer | Winter, Summer | Winter, Summer | Winter, Summer
NSR Edgewater 4- NOx Rate Annual v5.13 | 660 | 5985 | Rate Constraint in lbs/MMBtu | FALSE | L | Annual | Standard | lb/MMBtu | 0.15 | 0.15 | 0.15 | 0.15 | 0.15 | 0.15 | 0.15
NSR Edgewater 4- NOx Rate Annual v5.13 | 660 | 5985 | Rate Constraint in lbs/MMBtu | FALSE | L | Annual | Emissions at Affected Plants NOX | MTons | 0 | 0 | 0 | 0 | 0 | 0 | 0
NSR Edgewater 4- NOx Rate Annual v5.13 | 660 | 5985 | Rate Constraint in lbs/MMBtu | FALSE | L | Annual | Allowances Purchased NOX | MTons | 0 | 0 | 0 | 0 | 0 | 0 | 0
NSR Edgewater 4- NOx Rate Annual v5.13 | 660 | 5985 | Rate Constraint in lbs/MMBtu | FALSE | L | Annual | Allowances Sold NOX | MTons | 0 | 0 | 0 | 0 | 0 | 0 | 0
NSR Edgewater 4- NOx Rate Annual v5.13 | 660 | 5985 | Rate Constraint in lbs/MMBtu | FALSE | L | Annual | Allowances Banked | MTons | 0 | 0 | 0 | 0 | 0 | 0 | 0
NSR Edgewater 4- NOx Rate Annual v5.13 | 660 | 5985 | Rate Constraint in lbs/MMBtu | FALSE | L | Annual | Allowances Withdrawn (1:1) | MTons | 0 | 0 | 0 | 0 | 0 | 0 | 0
NSR Edgewater 4- NOx Rate Annual v5.13 | 660 | 5985 | Rate Constraint in lbs/MMBtu | FALSE | L | Annual | Allowances Withdrawn (n:1) | MTons | 0 | 0 | 0 | 0 | 0 | 0 | 0
NSR Edgewater 4- NOx Rate Annual v5.13 | 660 | 5985 | Rate Constraint in lbs/MMBtu | FALSE | L | Annual | Net Emissions Allowance Position | MTons | 0 | 0 | 0 | 0 | 0 | 0 | 0
NSR Edgewater 4- NOx Rate Annual v5.13 | 660 | 5985 | Rate Constraint in lbs/MMBtu | FALSE | L | Annual | Fuel Consumed | TBtu | 0 | 0 | 0 | 0 | 0 | 0 | 0
NSR Edgewater 4- NOx Rate Annual v5.13 | 660 | 5985 | Rate Constraint in lbs/MMBtu | FALSE | L | Annual | Rate | lb/MMBtu | 0 | 0 | 0 | 0 | 0 | 0 | 0
NSR Edgewater 4- NOx Rate Annual v5.13 | 660 | 5985 | Rate Constraint in lbs/MMBtu | FALSE | L | Annual | Generation | TWh | 0 | 0 | 0 | 0 | 0 | 0 | 0
NSR Edgewater 4- NOx Rate Annual v5.13 | 660 | 5985 | Rate Constraint in lbs/MMBtu | FALSE | L | Annual | Qualifying Generation | TWh | 0 | 0 | 0 | 0 | 0 | 0 | 0
NSR Edgewater 4- NOx Rate Annual v5.13 | 660 | 5985 | Rate Constraint in lbs/MMBtu | FALSE | L | Annual | Rate | lb/MWh | 0 | 0 | 0 | 0 | 0 | 0 | 0
NSR Edgewater 4- NOx Rate Annual v5.13 | 660 | 5985 | Rate Constraint in lbs/MMBtu | FALSE | L | Annual | Constraint Shadow Price | US$/Ton | 0 | 0 | 0 | 0 | 0 | 0 | 0
NSR Edgewater 4- SO2 Rate Annual v5.13 | 661 | 5983 | Rate Constraint in lbs/MMBtu | FALSE | L | Annual | Seasons Included | Seasons | Winter, Summer | Winter, Summer | Winter, Summer | Winter, Summer | Winter, Summer | Winter, Summer | Winter, Summer
NSR Edgewater 4- SO2 Rate Annual v5.13 | 661 | 5983 | Rate Constraint in lbs/MMBtu | FALSE | L | Annual | Standard | lb/MMBtu | 0.7 | 0.7 | 0.7 | 0.7 | 0.7 | 0.7 | 0.7
NSR Edgewater 4- SO2 Rate Annual v5.13 | 661 | 5983 | Rate Constraint in lbs/MMBtu | FALSE | L | Annual | Emissions at Affected Plants SO2 | MTons | 0 | 0 | 0 | 0 | 0 | 0 | 0
NSR Edgewater 4- SO2 Rate Annual v5.13 | 661 | 5983 | Rate Constraint in lbs/MMBtu | FALSE | L | Annual | Allowances Purchased SO2 | MTons | 0 | 0 | 0 | 0 | 0 | 0 | 0
NSR Edgewater 4- SO2 Rate Annual v5.13 | 661 | 5983 | Rate Constraint in lbs/MMBtu | FALSE | L | Annual | Allowances Sold SO2 | MTons | 0 | 0 | 0 | 0 | 0 | 0 | 0
NSR Edgewater 4- SO2 Rate Annual v5.13 | 661 | 5983 | Rate Constraint in lbs/MMBtu | FALSE | L | Annual | Allowances Banked | MTons | 0 | 0 | 0 | 0 | 0 | 0 | 0
NSR Edgewater 4- SO2 Rate Annual v5.13 | 661 | 5983 | Rate Constraint in lbs/MMBtu | FALSE | L | Annual | Allowances Withdrawn (1:1) | MTons | 0 | 0 | 0 | 0 | 0 | 0 | 0
NSR Edgewater 4- SO2 Rate Annual v5.13 | 661 | 5983 | Rate Constraint in lbs/MMBtu | FALSE | L | Annual | Allowances Withdrawn (n:1) | MTons | 0 | 0 | 0 | 0 | 0 | 0 | 0
NSR Edgewater 4- SO2 Rate Annual v5.13 | 661 | 5983 | Rate Constraint in lbs/MMBtu | FALSE | L | Annual | Net Emissions Allowance Position | MTons | 0 | 0 | 0 | 0 | 0 | 0 | 0
NSR Edgewater 4- SO2 Rate Annual v5.13 | 661 | 5983 | Rate Constraint in lbs/MMBtu | FALSE | L | Annual | Fuel Consumed | TBtu | 0 | 0 | 0 | 0 | 0 | 0 | 0
NSR Edgewater 4- SO2 Rate Annual v5.13 | 661 | 5983 | Rate Constraint in lbs/MMBtu | FALSE | L | Annual | Rate | lb/MMBtu | 0 | 0 | 0 | 0 | 0 | 0 | 0
NSR Edgewater 4- SO2 Rate Annual v5.13 | 661 | 5983 | Rate Constraint in lbs/MMBtu | FALSE | L | Annual | Generation | TWh | 0 | 0 | 0 | 0 | 0 | 0 | 0
NSR Edgewater 4- SO2 Rate Annual v5.13 | 661 | 5983 | Rate Constraint in lbs/MMBtu | FALSE | L | Annual | Qualifying Generation | TWh | 0 | 0 | 0 | 0 | 0 | 0 | 0
NSR Edgewater 4- SO2 Rate Annual v5.13 | 661 | 5983 | Rate Constraint in lbs/MMBtu | FALSE | L | Annual | Rate | lb/MWh | 0 | 0 | 0 | 0 | 0 | 0 | 0
NSR Edgewater 4- SO2 Rate Annual v5.13 | 661 | 5983 | Rate Constraint in lbs/MMBtu | FALSE | L | Annual | Constraint Shadow Price | US$/Ton | 0 | 0 | 0 | 0 | 0 | 0 | 0
NSR Edgewater 5- Hg Rate Annual v5.13 | 662 | 5990 | Rate Constraint in lbs/MMBtu | FALSE | L | Annual | Seasons Included | Seasons |  | Winter, Summer | Winter, Summer | Winter, Summer | Winter, Summer | Winter, Summer | Winter, Summer
NSR Edgewater 5- Hg Rate Annual v5.13 | 662 | 5990 | Rate Constraint in lbs/MMBtu | FALSE | L | Annual | Standard | lb/MMBtu | 0.015 | 0.015 | 0.015 | 0.015 | 0.015 | 0.015 | 0.015
NSR Edgewater 5- Hg Rate Annual v5.13 | 662 | 5990 | Rate Constraint in lbs/MMBtu | FALSE | L | Annual | Emissions at Affected Plants MER | lbs | 0 | 0.63449 | 0.63449 | 0.63449 | 0.63449 | 0.63449 | 0.63449
NSR Edgewater 5- Hg Rate Annual v5.13 | 662 | 5990 | Rate Constraint in lbs/MMBtu | FALSE | L | Annual | Allowances Purchased MER | lbs | 0 | 0 | 0 | 0 | 0 | 0 | 0
NSR Edgewater 5- Hg Rate Annual v5.13 | 662 | 5990 | Rate Constraint in lbs/MMBtu | FALSE | L | Annual | Allowances Sold MER | lbs | 0 | 0 | 0 | 0 | 0 | 0 | 0
NSR Edgewater 5- Hg Rate Annual v5.13 | 662 | 5990 | Rate Constraint in lbs/MMBtu | FALSE | L | Annual | Allowances Banked | lbs | 0 | 0 | 0 | 0 | 0 | 0 | 0
NSR Edgewater 5- Hg Rate Annual v5.13 | 662 | 5990 | Rate Constraint in lbs/MMBtu | FALSE | L | Annual | Allowances Withdrawn (1:1) | lbs | 0 | 0 | 0 | 0 | 0 | 0 | 0
NSR Edgewater 5- Hg Rate Annual v5.13 | 662 | 5990 | Rate Constraint in lbs/MMBtu | FALSE | L | Annual | Allowances Withdrawn (n:1) | lbs | 0 | 0 | 0 | 0 | 0 | 0 | 0
NSR Edgewater 5- Hg Rate Annual v5.13 | 662 | 5990 | Rate Constraint in lbs/MMBtu | FALSE | L | Annual | Net Emissions Allowance Position | lbs | 0 | 0.63449 | 0.63449 | 0.63449 | 0.63449 | 0.63449 | 0.63449
NSR Edgewater 5- Hg Rate Annual v5.13 | 662 | 5990 | Rate Constraint in lbs/MMBtu | FALSE | L | Annual | Fuel Consumed | TBtu | 0 | 1.274 | 1.274 | 1.274 | 1.274 | 1.274 | 1.274
NSR Edgewater 5- Hg Rate Annual v5.13 | 662 | 5990 | Rate Constraint in lbs/MMBtu | FALSE | L | Annual | Rate | lb/MMBtu | 0 | 4.9804e-07 | 4.9804e-07 | 4.9804e-07 | 4.9804e-07 | 4.9804e-07 | 4.9804e-07
NSR Edgewater 5- Hg Rate Annual v5.13 | 662 | 5990 | Rate Constraint in lbs/MMBtu | FALSE | L | Annual | Generation | TWh | 0 | 0.13395 | 0.13395 | 0.13395 | 0.13395 | 0.13395 | 0.13395
NSR Edgewater 5- Hg Rate Annual v5.13 | 662 | 5990 | Rate Constraint in lbs/MMBtu | FALSE | L | Annual | Qualifying Generation | TWh | 0 | 0.13395 | 0.13395 | 0.13395 | 0.13395 | 0.13395 | 0.13395
NSR Edgewater 5- Hg Rate Annual v5.13 | 662 | 5990 | Rate Constraint in lbs/MMBtu | FALSE | L | Annual | Rate | lb/MWh | 0 | 4.7367 | 4.7367 | 4.7367 | 4.7367 | 4.7367 | 4.7367
NSR Edgewater 5- Hg Rate Annual v5.13 | 662 | 5990 | Rate Constraint in lbs/MMBtu | FALSE | L | Annual | Constraint Shadow Price | US$/Lb | 0 | 0 | 0 | 0 | 0 | 0 | 0
NSR Edgewater 5- NOx Rate Annual v5.13 | 663 | 5989 | Rate Constraint in lbs/MMBtu | FALSE | L | Annual | Seasons Included | Seasons | Winter, Summer | Winter, Summer | Winter, Summer | Winter, Summer | Winter, Summer | Winter, Summer | Winter, Summer
NSR Edgewater 5- NOx Rate Annual v5.13 | 663 | 5989 | Rate Constraint in lbs/MMBtu | FALSE | L | Annual | Standard | lb/MMBtu | 0.07 | 0.07 | 0.07 | 0.07 | 0.07 | 0.07 | 0.07
NSR Edgewater 5- NOx Rate Annual v5.13 | 663 | 5989 | Rate Constraint in lbs/MMBtu | FALSE | L | Annual | Emissions at Affected Plants NOX | MTons | 0.049731 | 0.043003 | 0.043003 | 0.043003 | 0.043003 | 0.043003 | 0.043003
NSR Edgewater 5- NOx Rate Annual v5.13 | 663 | 5989 | Rate Constraint in lbs/MMBtu | FALSE | L | Annual | Allowances Purchased NOX | MTons | 0 | 0 | 0 | 0 | 0 | 0 | 0
NSR Edgewater 5- NOx Rate Annual v5.13 | 663 | 5989 | Rate Constraint in lbs/MMBtu | FALSE | L | Annual | Allowances Sold NOX | MTons | 0 | 0 | 0 | 0 | 0 | 0 | 0
NSR Edgewater 5- NOx Rate Annual v5.13 | 663 | 5989 | Rate Constraint in lbs/MMBtu | FALSE | L | Annual | Allowances Banked | MTons | 0 | 0 | 0 | 0 | 0 | 0 | 0
NSR Edgewater 5- NOx Rate Annual v5.13 | 663 | 5989 | Rate Constraint in lbs/MMBtu | FALSE | L | Annual | Allowances Withdrawn (1:1) | MTons | 0 | 0 | 0 | 0 | 0 | 0 | 0
NSR Edgewater 5- NOx Rate Annual v5.13 | 663 | 5989 | Rate Constraint in lbs/MMBtu | FALSE | L | Annual | Allowances Withdrawn (n:1) | MTons | 0 | 0 | 0 | 0 | 0 | 0 | 0
NSR Edgewater 5- NOx Rate Annual v5.13 | 663 | 5989 | Rate Constraint in lbs/MMBtu | FALSE | L | Annual | Net Emissions Allowance Position | MTons | 0.049731 | 0.043003 | 0.043003 | 0.043003 | 0.043003 | 0.043003 | 0.043003
NSR Edgewater 5- NOx Rate Annual v5.13 | 663 | 5989 | Rate Constraint in lbs/MMBtu | FALSE | L | Annual | Fuel Consumed | TBtu | 1.4309 | 1.274 | 1.274 | 1.274 | 1.274 | 1.274 | 1.274
NSR Edgewater 5- NOx Rate Annual v5.13 | 663 | 5989 | Rate Constraint in lbs/MMBtu | FALSE | L | Annual | Rate | lb/MMBtu | 0.069509 | 0.06751 | 0.06751 | 0.06751 | 0.06751 | 0.06751 | 0.06751
NSR Edgewater 5- NOx Rate Annual v5.13 | 663 | 5989 | Rate Constraint in lbs/MMBtu | FALSE | L | Annual | Generation | TWh | 0.15093 | 0.13395 | 0.13395 | 0.13395 | 0.13395 | 0.13395 | 0.13395
NSR Edgewater 5- NOx Rate Annual v5.13 | 663 | 5989 | Rate Constraint in lbs/MMBtu | FALSE | L | Annual | Qualifying Generation | TWh | 0.15093 | 0.13395 | 0.13395 | 0.13395 | 0.13395 | 0.13395 | 0.13395
NSR Edgewater 5- NOx Rate Annual v5.13 | 663 | 5989 | Rate Constraint in lbs/MMBtu | FALSE | L | Annual | Rate | lb/MWh | 0.3295 | 0.32104 | 0.32104 | 0.32104 | 0.32104 | 0.32104 | 0.32104
NSR Edgewater 5- NOx Rate Annual v5.13 | 663 | 5989 | Rate Constraint in lbs/MMBtu | FALSE | L | Annual | Constraint Shadow Price | US$/Ton | 0 | 0 | 0 | 0 | 0 | 0 | 0
NSR Edgewater 5- SO2 Rate Annual v5.13 | 664 | 5988 | Rate Constraint in lbs/MMBtu | FALSE | L | Annual | Seasons Included | Seasons |  | Winter, Summer | Winter, Summer | Winter, Summer | Winter, Summer | Winter, Summer | Winter, Summer
NSR Edgewater 5- SO2 Rate Annual v5.13 | 664 | 5988 | Rate Constraint in lbs/MMBtu | FALSE | L | Annual | Standard | lb/MMBtu | 0.075 | 0.075 | 0.075 | 0.075 | 0.075 | 0.075 | 0.075
NSR Edgewater 5- SO2 Rate Annual v5.13 | 664 | 5988 | Rate Constraint in lbs/MMBtu | FALSE | L | Annual | Emissions at Affected Plants SO2 | MTons | 0 | 0.047948 | 0.047948 | 0.047948 | 0.047948 | 0.047948 | 0.047948
NSR Edgewater 5- SO2 Rate Annual v5.13 | 664 | 5988 | Rate Constraint in lbs/MMBtu | FALSE | L | Annual | Allowances Purchased SO2 | MTons | 0 | 0 | 0 | 0 | 0 | 0 | 0
NSR Edgewater 5- SO2 Rate Annual v5.13 | 664 | 5988 | Rate Constraint in lbs/MMBtu | FALSE | L | Annual | Allowances Sold SO2 | MTons | 0 | 0 | 0 | 0 | 0 | 0 | 0
NSR Edgewater 5- SO2 Rate Annual v5.13 | 664 | 5988 | Rate Constraint in lbs/MMBtu | FALSE | L | Annual | Allowances Banked | MTons | 0 | 0 | 0 | 0 | 0 | 0 | 0
NSR Edgewater 5- SO2 Rate Annual v5.13 | 664 | 5988 | Rate Constraint in lbs/MMBtu | FALSE | L | Annual | Allowances Withdrawn (1:1) | MTons | 0 | 0 | 0 | 0 | 0 | 0 | 0
NSR Edgewater 5- SO2 Rate Annual v5.13 | 664 | 5988 | Rate Constraint in lbs/MMBtu | FALSE | L | Annual | Allowances Withdrawn (n:1) | MTons | 0 | 0 | 0 | 0 | 0 | 0 | 0
NSR Edgewater 5- SO2 Rate Annual v5.13 | 664 | 5988 | Rate Constraint in lbs/MMBtu | FALSE | L | Annual | Net Emissions Allowance Position | MTons | 0 | 0.047948 | 0.047948 | 0.047948 | 0.047948 | 0.047948 | 0.047948
NSR Edgewater 5- SO2 Rate Annual v5.13 | 664 | 5988 | Rate Constraint in lbs/MMBtu | FALSE | L | Annual | Fuel Consumed | TBtu | 0 | 1.274 | 1.274 | 1.274 | 1.274 | 1.274 | 1.274
NSR Edgewater 5- SO2 Rate Annual v5.13 | 664 | 5988 | Rate Constraint in lbs/MMBtu | FALSE | L | Annual | Rate | lb/MMBtu | 0 | 0.075272 | 0.075272 | 0.075272 | 0.075272 | 0.075272 | 0.075272
NSR Edgewater 5- SO2 Rate Annual v5.13 | 664 | 5988 | Rate Constraint in lbs/MMBtu | FALSE | L | Annual | Generation | TWh | 0 | 0.13395 | 0.13395 | 0.13395 | 0.13395 | 0.13395 | 0.13395
NSR Edgewater 5- SO2 Rate Annual v5.13 | 664 | 5988 | Rate Constraint in lbs/MMBtu | FALSE | L | Annual | Qualifying Generation | TWh | 0 | 0.13395 | 0.13395 | 0.13395 | 0.13395 | 0.13395 | 0.13395
NSR Edgewater 5- SO2 Rate Annual v5.13 | 664 | 5988 | Rate Constraint in lbs/MMBtu | FALSE | L | Annual | Rate | lb/MWh | 0 | 0.35795 | 0.35795 | 0.35795 | 0.35795 | 0.35795 | 0.35795
NSR Edgewater 5- SO2 Rate Annual v5.13 | 664 | 5988 | Rate Constraint in lbs/MMBtu | FALSE | L | Annual | Constraint Shadow Price | US$/Ton | 0 | 491159.433 | 114657.1135 | 143624.0631 | 127746.6062 | 219491.2379 | 194183.5026
NSR EKPC Consent - NOX Cap Annual v3.1 | 665 | 1842 | Rate Constraint in MTons | FALSE | L | Annual | Seasons Included | Seasons | Winter, Summer | Winter, Summer | Winter, Summer | Winter, Summer | Winter, Summer | Winter, Summer | Winter, Summer
NSR EKPC Consent - NOX Cap Annual v3.1 | 665 | 1842 | Rate Constraint in MTons | FALSE | L | Annual | Standard | MTons | 8 | 8 | 8 | 8 | 8 | 8 | 8
NSR EKPC Consent - NOX Cap Annual v3.1 | 665 | 1842 | Rate Constraint in MTons | FALSE | L | Annual | Standard NOX | MTons | 8 | 8 | 8 | 8 | 8 | 8 | 8
NSR EKPC Consent - NOX Cap Annual v3.1 | 665 | 1842 | Rate Constraint in MTons | FALSE | L | Annual | Emissions at Affected Plants NOX | MTons | 4.2917 | 4.2253 | 4.1698 | 4.3787 | 4.3237 | 4.4859 | 4.4985
NSR EKPC Consent - NOX Cap Annual v3.1 | 665 | 1842 | Rate Constraint in MTons | FALSE | L | Annual | Allowances Purchased NOX | MTons | 0 | 0 | 0 | 0 | 0 | 0 | 0
NSR EKPC Consent - NOX Cap Annual v3.1 | 665 | 1842 | Rate Constraint in MTons | FALSE | L | Annual | Allowances Sold NOX | MTons | 0 | 0 | 0 | 0 | 0 | 0 | 0
NSR EKPC Consent - NOX Cap Annual v3.1 | 665 | 1842 | Rate Constraint in MTons | FALSE | L | Annual | Allowances Banked | MTons | 0 | 0 | 0 | 0 | 0 | 0 | 0
NSR EKPC Consent - NOX Cap Annual v3.1 | 665 | 1842 | Rate Constraint in MTons | FALSE | L | Annual | Allowances Withdrawn (1:1) | MTons | 0 | 0 | 0 | 0 | 0 | 0 | 0
NSR EKPC Consent - NOX Cap Annual v3.1 | 665 | 1842 | Rate Constraint in MTons | FALSE | L | Annual | Allowances Withdrawn (n:1) | MTons | 0 | 0 | 0 | 0 | 0 | 0 | 0
NSR EKPC Consent - NOX Cap Annual v3.1 | 665 | 1842 | Rate Constraint in MTons | FALSE | L | Annual | Net Emissions Allowance Position | MTons | 4.2917 | 4.2253 | 4.1698 | 4.3787 | 4.3237 | 4.4859 | 4.4985
NSR EKPC Consent - NOX Cap Annual v3.1 | 665 | 1842 | Rate Constraint in MTons | FALSE | L | Annual | Fuel Consumed | TBtu | 98.512 | 98.1762 | 95.4044 | 97.4348 | 97.1533 | 99.3831 | 99.691
NSR EKPC Consent - NOX Cap Annual v3.1 | 665 | 1842 | Rate Constraint in MTons | FALSE | L | Annual | Rate | lb/MMBtu | 0.08713 | 0.086076 | 0.087412 | 0.08988 | 0.089007 | 0.090275 | 0.090249
NSR EKPC Consent - NOX Cap Annual v3.1 | 665 | 1842 | Rate Constraint in MTons | FALSE | L | Annual | Generation | TWh | 10.0004 | 9.9712 | 9.6835 | 9.873 | 9.8486 | 10.0629 | 10.0947
NSR EKPC Consent - NOX Cap Annual v3.1 | 665 | 1842 | Rate Constraint in MTons | FALSE | L | Annual | Qualifying Generation | TWh | 10.0004 | 9.9712 | 9.6835 | 9.873 | 9.8486 | 10.0629 | 10.0947
NSR EKPC Consent - NOX Cap Annual v3.1 | 665 | 1842 | Rate Constraint in MTons | FALSE | L | Annual | Rate | lb/MWh | 0.42915 | 0.42375 | 0.4306 | 0.4435 | 0.43902 | 0.44578 | 0.44563
NSR EKPC Consent - NOX Cap Annual v3.1 | 665 | 1842 | Rate Constraint in MTons | FALSE | L | Annual | Constraint Shadow Price | US$/Ton | 0 | 0 | 0 | 0 | 0 | 0 | 0
NSR EKPC Consent - SO2 Cap Annual v3.1 | 666 | 1843 | Rate Constraint in MTons | FALSE | L | Annual | Seasons Included | Seasons | Winter, Summer | Winter, Summer | Winter, Summer | Winter, Summer | Winter, Summer | Winter, Summer | Winter, Summer
NSR EKPC Consent - SO2 Cap Annual v3.1 | 666 | 1843 | Rate Constraint in MTons | FALSE | L | Annual | Standard | MTons | 28 | 28 | 28 | 28 | 28 | 28 | 28
NSR EKPC Consent - SO2 Cap Annual v3.1 | 666 | 1843 | Rate Constraint in MTons | FALSE | L | Annual | Standard SO2 | MTons | 28 | 28 | 28 | 28 | 28 | 28 | 28
NSR EKPC Consent - SO2 Cap Annual v3.1 | 666 | 1843 | Rate Constraint in MTons | FALSE | L | Annual | Emissions at Affected Plants SO2 | MTons | 6.1335 | 5.3978 | 5.4419 | 5.7758 | 5.6417 | 5.9663 | 5.9817
NSR EKPC Consent - SO2 Cap Annual v3.1 | 666 | 1843 | Rate Constraint in MTons | FALSE | L | Annual | Allowances Purchased SO2 | MTons | 0 | 0 | 0 | 0 | 0 | 0 | 0
NSR EKPC Consent - SO2 Cap Annual v3.1 | 666 | 1843 | Rate Constraint in MTons | FALSE | L | Annual | Allowances Sold SO2 | MTons | 0 | 0 | 0 | 0 | 0 | 0 | 0
NSR EKPC Consent - SO2 Cap Annual v3.1 | 666 | 1843 | Rate Constraint in MTons | FALSE | L | Annual | Allowances Banked | MTons | 0 | 0 | 0 | 0 | 0 | 0 | 0
NSR EKPC Consent - SO2 Cap Annual v3.1 | 666 | 1843 | Rate Constraint in MTons | FALSE | L | Annual | Allowances Withdrawn (1:1) | MTons | 0 | 0 | 0 | 0 | 0 | 0 | 0
NSR EKPC Consent - SO2 Cap Annual v3.1 | 666 | 1843 | Rate Constraint in MTons | FALSE | L | Annual | Allowances Withdrawn (n:1) | MTons | 0 | 0 | 0 | 0 | 0 | 0 | 0
NSR EKPC Consent - SO2 Cap Annual v3.1 | 666 | 1843 | Rate Constraint in MTons | FALSE | L | Annual | Net Emissions Allowance Position | MTons | 6.1335 | 5.3978 | 5.4419 | 5.7758 | 5.6417 | 5.9663 | 5.9817
NSR EKPC Consent - SO2 Cap Annual v3.1 | 666 | 1843 | Rate Constraint in MTons | FALSE | L | Annual | Fuel Consumed | TBtu | 98.512 | 98.1762 | 95.4044 | 97.4348 | 97.1533 | 99.3831 | 99.691
NSR EKPC Consent - SO2 Cap Annual v3.1 | 666 | 1843 | Rate Constraint in MTons | FALSE | L | Annual | Rate | lb/MMBtu | 0.12452 | 0.10996 | 0.11408 | 0.11856 | 0.11614 | 0.12007 | 0.12
NSR EKPC Consent - SO2 Cap Annual v3.1 | 666 | 1843 | Rate Constraint in MTons | FALSE | L | Annual | Generation | TWh | 10.0004 | 9.9712 | 9.6835 | 9.873 | 9.8486 | 10.0629 | 10.0947
NSR EKPC Consent - SO2 Cap Annual v3.1 | 666 | 1843 | Rate Constraint in MTons | FALSE | L | Annual | Qualifying Generation | TWh | 10.0004 | 9.9712 | 9.6835 | 9.873 | 9.8486 | 10.0629 | 10.0947
NSR EKPC Consent - SO2 Cap Annual v3.1 | 666 | 1843 | Rate Constraint in MTons | FALSE | L | Annual | Rate | lb/MWh | 0.61333 | 0.54134 | 0.56198 | 0.58501 | 0.57285 | 0.59289 | 0.59256
NSR EKPC Consent - SO2 Cap Annual v3.1 | 666 | 1843 | Rate Constraint in MTons | FALSE | L | Annual | Constraint Shadow Price | US$/Ton | 0 | 0 | 0 | 0 | 0 | 0 | 0
NSR FB Culley 3 - NOX Rate Annual v3.1, Unit 5318 and retrofits | 667 | 1946 | Rate Constraint in lbs/MMBtu | FALSE | L | Annual | Seasons Included | Seasons | Winter, Summer | Winter, Summer | Winter, Summer | Winter, Summer | Winter, Summer | Winter, Summer | Winter, Summer
NSR FB Culley 3 - NOX Rate Annual v3.1, Unit 5318 and retrofits | 667 | 1946 | Rate Constraint in lbs/MMBtu | FALSE | L | Annual | Standard | lb/MMBtu | 0.1 | 0.1 | 0.1 | 0.1 | 0.1 | 0.1 | 0.1
NSR FB Culley 3 - NOX Rate Annual v3.1, Unit 5318 and retrofits | 667 | 1946 | Rate Constraint in lbs/MMBtu | FALSE | L | Annual | Emissions at Affected Plants NOX | MTons | 1.0038 | 1.0038 | 0.87685 | 0.87685 | 0.87685 | 0.87685 | 0.93252
NSR FB Culley 3 - NOX Rate Annual v3.1, Unit 5318 and retrofits | 667 | 1946 | Rate Constraint in lbs/MMBtu | FALSE | L | Annual | Allowances Purchased NOX | MTons | 0 | 0 | 0 | 0 | 0 | 0 | 0
NSR FB Culley 3 - NOX Rate Annual v3.1, Unit 5318 and retrofits | 667 | 1946 | Rate Constraint in lbs/MMBtu | FALSE | L | Annual | Allowances Sold NOX | MTons | 0 | 0 | 0 | 0 | 0 | 0 | 0
NSR FB Culley 3 - NOX Rate Annual v3.1, Unit 5318 and retrofits | 667 | 1946 | Rate Constraint in lbs/MMBtu | FALSE | L | Annual | Allowances Banked | MTons | 0 | 0 | 0 | 0 | 0 | 0 | 0
NSR FB Culley 3 - NOX Rate Annual v3.1, Unit 5318 and retrofits | 667 | 1946 | Rate Constraint in lbs/MMBtu | FALSE | L | Annual | Allowances Withdrawn (1:1) | MTons | 0 | 0 | 0 | 0 | 0 | 0 | 0
NSR FB Culley 3 - NOX Rate Annual v3.1, Unit 5318 and retrofits | 667 | 1946 | Rate Constraint in lbs/MMBtu | FALSE | L | Annual | Allowances Withdrawn (n:1) | MTons | 0 | 0 | 0 | 0 | 0 | 0 | 0
NSR FB Culley 3 - NOX Rate Annual v3.1, Unit 5318 and retrofits | 667 | 1946 | Rate Constraint in lbs/MMBtu | FALSE | L | Annual | Net Emissions Allowance Position | MTons | 1.0038 | 1.0038 | 0.87685 | 0.87685 | 0.87685 | 0.87685 | 0.93252
NSR FB Culley 3 - NOX Rate Annual v3.1, Unit 5318 and retrofits | 667 | 1946 | Rate Constraint in lbs/MMBtu | FALSE | L | Annual | Fuel Consumed | TBtu | 20.2962 | 20.2962 | 17.7287 | 17.7287 | 17.7287 | 17.7287 | 18.8541
NSR FB Culley 3 - NOX Rate Annual v3.1, Unit 5318 and retrofits | 667 | 1946 | Rate Constraint in lbs/MMBtu | FALSE | L | Annual | Rate | lb/MMBtu | 0.098919 | 0.098919 | 0.098919 | 0.098919 | 0.098919 | 0.098919 | 0.098919
NSR FB Culley 3 - NOX Rate Annual v3.1, Unit 5318 and retrofits | 667 | 1946 | Rate Constraint in lbs/MMBtu | FALSE | L | Annual | Generation | TWh | 1.9538 | 1.9538 | 1.7066 | 1.7066 | 1.7066 | 1.7066 | 1.8149
NSR FB Culley 3 - NOX Rate Annual v3.1, Unit 5318 and retrofits | 667 | 1946 | Rate Constraint in lbs/MMBtu | FALSE | L | Annual | Qualifying Generation | TWh | 1.9538 | 1.9538 | 1.7066 | 1.7066 | 1.7066 | 1.7066 | 1.8149
NSR FB Culley 3 - NOX Rate Annual v3.1, Unit 5318 and retrofits | 667 | 1946 | Rate Constraint in lbs/MMBtu | FALSE | L | Annual | Rate | lb/MWh | 0.5138 | 0.5138 | 0.5138 | 0.5138 | 0.5138 | 0.5138 | 0.5138
NSR FB Culley 3 - NOX Rate Annual v3.1, Unit 5318 and retrofits | 667 | 1946 | Rate Constraint in lbs/MMBtu | FALSE | L | Annual | Constraint Shadow Price | US$/Ton | 0 | 0 | 0 | 0 | 0 | 0 | 0
NSR Genoa 1 - Hg Rate Annual v5.13 | 668 | 5967 | Rate Constraint in lbs/MMBtu | FALSE | L | Annual | Seasons Included | Seasons | Winter, Summer | Winter, Summer | Winter, Summer | Winter, Summer | Winter, Summer | Winter, Summer | Winter, Summer
NSR Genoa 1 - Hg Rate Annual v5.13 | 668 | 5967 | Rate Constraint in lbs/MMBtu | FALSE | L | Annual | Standard | lb/MMBtu | 0.015 | 0.015 | 0.015 | 0.015 | 0.015 | 0.015 | 0.015
NSR Genoa 1 - Hg Rate Annual v5.13 | 668 | 5967 | Rate Constraint in lbs/MMBtu | FALSE | L | Annual | Emissions at Affected Plants MER | lbs | 11.5031 | 11.5031 | 11.331 | 11.331 | 11.331 | 11.5031 | 11.5031
NSR Genoa 1 - Hg Rate Annual v5.13 | 668 | 5967 | Rate Constraint in lbs/MMBtu | FALSE | L | Annual | Allowances Purchased MER | lbs | 0 | 0 | 0 | 0 | 0 | 0 | 0
NSR Genoa 1 - Hg Rate Annual v5.13 | 668 | 5967 | Rate Constraint in lbs/MMBtu | FALSE | L | Annual | Allowances Sold MER | lbs | 0 | 0 | 0 | 0 | 0 | 0 | 0
NSR Genoa 1 - Hg Rate Annual v5.13 | 668 | 5967 | Rate Constraint in lbs/MMBtu | FALSE | L | Annual | Allowances Banked | lbs | 0 | 0 | 0 | 0 | 0 | 0 | 0
NSR Genoa 1 - Hg Rate Annual v5.13 | 668 | 5967 | Rate Constraint in lbs/MMBtu | FALSE | L | Annual | Allowances Withdrawn (1:1) | lbs | 0 | 0 | 0 | 0 | 0 | 0 | 0
NSR Genoa 1 - Hg Rate Annual v5.13 | 668 | 5967 | Rate Constraint in lbs/MMBtu | FALSE | L | Annual | Allowances Withdrawn (n:1) | lbs | 0 | 0 | 0 | 0 | 0 | 0 | 0
NSR Genoa 1 - Hg Rate Annual v5.13 | 668 | 5967 | Rate Constraint in lbs/MMBtu | FALSE | L | Annual | Net Emissions Allowance Position | lbs | 11.5031 | 11.5031 | 11.331 | 11.331 | 11.331 | 11.5031 | 11.5031
NSR Genoa 1 - Hg Rate Annual v5.13 | 668 | 5967 | Rate Constraint in lbs/MMBtu | FALSE | L | Annual | Fuel Consumed | TBtu | 20.5047 | 20.5047 | 20.1979 | 20.1979 | 20.1979 | 20.5047 | 20.5047
NSR Genoa 1 - Hg Rate Annual v5.13 | 668 | 5967 | Rate Constraint in lbs/MMBtu | FALSE | L | Annual | Rate | lb/MMBtu | 5.61e-07 | 5.61e-07 | 5.61e-07 | 5.61e-07 | 5.61e-07 | 5.61e-07 | 5.61e-07
NSR Genoa 1 - Hg Rate Annual v5.13 | 668 | 5967 | Rate Constraint in lbs/MMBtu | FALSE | L | Annual | Generation | TWh | 2.2071 | 2.2071 | 2.1743 | 2.1743 | 2.1743 | 2.2071 | 2.2071
NSR Genoa 1 - Hg Rate Annual v5.13 | 668 | 5967 | Rate Constraint in lbs/MMBtu | FALSE | L | Annual | Qualifying Generation | TWh | 2.2071 | 2.2071 | 2.1743 | 2.1743 | 2.1743 | 2.2071 | 2.2071
NSR Genoa 1 - Hg Rate Annual v5.13 | 668 | 5967 | Rate Constraint in lbs/MMBtu | FALSE | L | Annual | Rate | lb/MWh | 5.2118 | 5.2118 | 5.2113 | 5.2113 | 5.2113 | 5.2118 | 5.2118
NSR Genoa 1 - Hg Rate Annual v5.13 | 668 | 5967 | Rate Constraint in lbs/MMBtu | FALSE | L | Annual | Constraint Shadow Price | US$/Lb | 0 | 0 | 0 | 0 | 0 | 0 | 0
NSR Genoa 1 - NOx Cap Annual v5.13 | 669 | 5966 | Rate Constraint in MTons | FALSE | L | Annual | Seasons Included | Seasons | Winter, Summer | Winter, Summer | Winter, Summer | Winter, Summer | Winter, Summer | Winter, Summer | Winter, Summer
NSR Genoa 1 - NOx Cap Annual v5.13 | 669 | 5966 | Rate Constraint in MTons | FALSE | L | Annual | Standard | MTons | 1.14 | 1.14 | 1.14 | 1.14 | 1.14 | 1.14 | 1.14
NSR Genoa 1 - NOx Cap Annual v5.13 | 669 | 5966 | Rate Constraint in MTons | FALSE | L | Annual | Standard NOX | MTons | 1.14 | 1.14 | 1.14 | 1.14 | 1.14 | 1.14 | 1.14
NSR Genoa 1 - NOx Cap Annual v5.13 | 669 | 5966 | Rate Constraint in MTons | FALSE | L | Annual | Emissions at Affected Plants NOX | MTons | 1.14 | 1.14 | 1.14 | 1.14 | 1.14 | 1.14 | 1.14
NSR Genoa 1 - NOx Cap Annual v5.13 | 669 | 5966 | Rate Constraint in MTons | FALSE | L | Annual | Allowances Purchased NOX | MTons | 0 | 0 | 0 | 0 | 0 | 0 | 0
NSR Genoa 1 - NOx Cap Annual v5.13 | 669 | 5966 | Rate Constraint in MTons | FALSE | L | Annual | Allowances Sold NOX | MTons | 0 | 0 | 0 | 0 | 0 | 0 | 0
NSR Genoa 1 - NOx Cap Annual v5.13 | 669 | 5966 | Rate Constraint in MTons | FALSE | L | Annual | Allowances Banked | MTons | 0 | 0 | 0 | 0 | 0 | 0 | 0
NSR Genoa 1 - NOx Cap Annual v5.13 | 669 | 5966 | Rate Constraint in MTons | FALSE | L | Annual | Allowances Withdrawn (1:1) | MTons | 0 | 0 | 0 | 0 | 0 | 0 | 0
NSR Genoa 1 - NOx Cap Annual v5.13 | 669 | 5966 | Rate Constraint in MTons | FALSE | L | Annual | Allowances Withdrawn (n:1) | MTons | 0 | 0 | 0 | 0 | 0 | 0 | 0
NSR Genoa 1 - NOx Cap Annual v5.13 | 669 | 5966 | Rate Constraint in MTons | FALSE | L | Annual | Net Emissions Allowance Position | MTons | 1.14 | 1.14 | 1.14 | 1.14 | 1.14 | 1.14 | 1.14
NSR Genoa 1 - NOx Cap Annual v5.13 | 669 | 5966 | Rate Constraint in MTons | FALSE | L | Annual | Fuel Consumed | TBtu | 20.5047 | 20.5047 | 20.1979 | 20.1979 | 20.1979 | 20.5047 | 20.5047
NSR Genoa 1 - NOx Cap Annual v5.13 | 669 | 5966 | Rate Constraint in MTons | FALSE | L | Annual | Rate | lb/MMBtu | 0.11119 | 0.11119 | 0.11288 | 0.11288 | 0.11288 | 0.11119 | 0.11119
NSR Genoa 1 - NOx Cap Annual v5.13 | 669 | 5966 | Rate Constraint in MTons | FALSE | L | Annual | Generation | TWh | 2.2071 | 2.2071 | 2.1743 | 2.1743 | 2.1743 | 2.2071 | 2.2071
NSR Genoa 1 - NOx Cap Annual v5.13 | 669 | 5966 | Rate Constraint in MTons | FALSE | L | Annual | Qualifying Generation | TWh | 2.2071 | 2.2071 | 2.1743 | 2.1743 | 2.1743 | 2.2071 | 2.2071
NSR Genoa 1 - NOx Cap Annual v5.13 | 669 | 5966 | Rate Constraint in MTons | FALSE | L | Annual | Rate | lb/MWh | 0.51651 | 0.51651 | 0.5243 | 0.5243 | 0.5243 | 0.51651 | 0.51651
NSR Genoa 1 - NOx Cap Annual v5.13 | 669 | 5966 | Rate Constraint in MTons | FALSE | L | Annual | Constraint Shadow Price | US$/Ton | 12883.7097 | 14842.8267 | 1334.4148 | 1282.2189 | 3655.3025 | 8046.5945 | 7932.1277
NSR Genoa 1 - NOx Rate Annual v5.13 | 670 | 5965 | Rate Constraint in lbs/MMBtu | FALSE | L | Annual | Seasons Included | Seasons | Winter, Summer | Winter, Summer | Winter, Summer | Winter, Summer | Winter, Summer | Winter, Summer | Winter, Summer
NSR Genoa 1 - NOx Rate Annual v5.13 | 670 | 5965 | Rate Constraint in lbs/MMBtu | FALSE | L | Annual | Standard | lb/MMBtu | 0.14 | 0.14 | 0.14 | 0.14 | 0.14 | 0.14 | 0.14
NSR Genoa 1 - NOx Rate Annual v5.13 | 670 | 5965 | Rate Constraint in lbs/MMBtu | FALSE | L | Annual | Emissions at Affected Plants NOX | MTons | 1.14 | 1.14 | 1.14 | 1.14 | 1.14 | 1.14 | 1.14
NSR Genoa 1 - NOx Rate Annual v5.13 | 670 | 5965 | Rate Constraint in lbs/MMBtu | FALSE | L | Annual | Allowances Purchased NOX | MTons | 0 | 0 | 0 | 0 | 0 | 0 | 0
NSR Genoa 1 - NOx Rate Annual v5.13 | 670 | 5965 | Rate Constraint in lbs/MMBtu | FALSE | L | Annual | Allowances Sold NOX | MTons | 0 | 0 | 0 | 0 | 0 | 0 | 0
NSR Genoa 1 - NOx Rate Annual v5.13 | 670 | 5965 | Rate Constraint in lbs/MMBtu | FALSE | L | Annual | Allowances Banked | MTons | 0 | 0 | 0 | 0 | 0 | 0 | 0
NSR Genoa 1 - NOx Rate Annual v5.13 | 670 | 5965 | Rate Constraint in lbs/MMBtu | FALSE | L | Annual | Allowances Withdrawn (1:1) | MTons | 0 | 0 | 0 | 0 | 0 | 0 | 0
NSR Genoa 1 - NOx Rate Annual v5.13 | 670 | 5965 | Rate Constraint in lbs/MMBtu | FALSE | L | Annual | Allowances Withdrawn (n:1) | MTons | 0 | 0 | 0 | 0 | 0 | 0 | 0
NSR Genoa 1 - NOx Rate Annual v5.13 | 670 | 5965 | Rate Constraint in lbs/MMBtu | FALSE | L | Annual | Net Emissions Allowance Position | MTons | 1.14 | 1.14 | 1.14 | 1.14 | 1.14 | 1.14 | 1.14
NSR Genoa 1 - NOx Rate Annual v5.13 | 670 | 5965 | Rate Constraint in lbs/MMBtu | FALSE | L | Annual | Fuel Consumed | TBtu | 20.5047 | 20.5047 | 20.1979 | 20.1979 | 20.1979 | 20.5047 | 20.5047
NSR Genoa 1 - NOx Rate Annual v5.13 | 670 | 5965 | Rate Constraint in lbs/MMBtu | FALSE | L | Annual | Rate | lb/MMBtu | 0.11119 | 0.11119 | 0.11288 | 0.11288 | 0.11288 | 0.11119 | 0.11119
NSR Genoa 1 - NOx Rate Annual v5.13 | 670 | 5965 | Rate Constraint in lbs/MMBtu | FALSE | L | Annual | Generation | TWh | 2.2071 | 2.2071 | 2.1743 | 2.1743 | 2.1743 | 2.2071 | 2.2071
NSR Genoa 1 - NOx Rate Annual v5.13 | 670 | 5965 | Rate Constraint in lbs/MMBtu | FALSE | L | Annual | Qualifying Generation | TWh | 2.2071 | 2.2071 | 2.1743 | 2.1743 | 2.1743 | 2.2071 | 2.2071
NSR Genoa 1 - NOx Rate Annual v5.13 | 670 | 5965 | Rate Constraint in lbs/MMBtu | FALSE | L | Annual | Rate | lb/MWh | 0.51651 | 0.51651 | 0.5243 | 0.5243 | 0.5243 | 0.51651 | 0.51651
NSR Genoa 1 - NOx Rate Annual v5.13 | 670 | 5965 | Rate Constraint in lbs/MMBtu | FALSE | L | Annual | Constraint Shadow Price | US$/Ton | 0 | 0 | 0 | 0 | 0 | 0 | 0
NSR Genoa 1 - SO2 Rate Annual v5.13 | 671 | 5964 | Rate Constraint in lbs/MMBtu | FALSE | L | Annual | Seasons Included | Seasons | Winter, Summer | Winter, Summer | Winter, Summer | Winter, Summer | Winter, Summer | Winter, Summer | Winter, Summer
NSR Genoa 1 - SO2 Rate Annual v5.13 | 671 | 5964 | Rate Constraint in lbs/MMBtu | FALSE | L | Annual | Standard | lb/MMBtu | 0.09 | 0.09 | 0.09 | 0.09 | 0.09 | 0.09 | 0.09
NSR Genoa 1 - SO2 Rate Annual v5.13 | 671 | 5964 | Rate Constraint in lbs/MMBtu | FALSE | L | Annual | Emissions at Affected Plants SO2 | MTons | 0.81916 | 0.81916 | 0.80691 | 0.80691 | 0.80691 | 0.81916 | 0.81916
NSR Genoa 1 - SO2 Rate Annual v5.13 | 671 | 5964 | Rate Constraint in lbs/MMBtu | FALSE | L | Annual | Allowances Purchased SO2 | MTons | 0 | 0 | 0 | 0 | 0 | 0 | 0
NSR Genoa 1 - SO2 Rate Annual v5.13 | 671 | 5964 | Rate Constraint in lbs/MMBtu | FALSE | L | Annual | Allowances Sold SO2 | MTons | 0 | 0 | 0 | 0 | 0 | 0 | 0
NSR Genoa 1 - SO2 Rate Annual v5.13 | 671 | 5964 | Rate Constraint in lbs/MMBtu | FALSE | L | Annual | Allowances Banked | MTons | 0 | 0 | 0 | 0 | 0 | 0 | 0
NSR Genoa 1 - SO2 Rate Annual v5.13 | 671 | 5964 | Rate Constraint in lbs/MMBtu | FALSE | L | Annual | Allowances Withdrawn (1:1) | MTons | 0 | 0 | 0 | 0 | 0 | 0 | 0
NSR Genoa 1 - SO2 Rate Annual v5.13 | 671 | 5964 | Rate Constraint in lbs/MMBtu | FALSE | L | Annual | Allowances Withdrawn (n:1) | MTons | 0 | 0 | 0 | 0 | 0 | 0 | 0
NSR Genoa 1 - SO2 Rate Annual v5.13 | 671 | 5964 | Rate Constraint in lbs/MMBtu | FALSE | L | Annual | Net Emissions Allowance Position | MTons | 0.81916 | 0.81916 | 0.80691 | 0.80691 | 0.80691 | 0.81916 | 0.81916
NSR Genoa 1 - SO2 Rate Annual v5.13 | 671 | 5964 | Rate Constraint in lbs/MMBtu | FALSE | L | Annual | Fuel Consumed | TBtu | 20.5047 | 20.5047 | 20.1979 | 20.1979 | 20.1979 | 20.5047 | 20.5047
NSR Genoa 1 - SO2 Rate Annual v5.13 | 671 | 5964 | Rate Constraint in lbs/MMBtu | FALSE | L | Annual | Rate | lb/MMBtu | 0.0799 | 0.0799 | 0.0799 | 0.0799 | 0.0799 | 0.0799 | 0.0799
NSR Genoa 1 - SO2 Rate Annual v5.13 | 671 | 5964 | Rate Constraint in lbs/MMBtu | FALSE | L | Annual | Generation | TWh | 2.2071 | 2.2071 | 2.1743 | 2.1743 | 2.1743 | 2.2071 | 2.2071
NSR Genoa 1 - SO2 Rate Annual v5.13 | 671 | 5964 | Rate Constraint in lbs/MMBtu | FALSE | L | Annual | Qualifying Generation | TWh | 2.2071 | 2.2071 | 2.1743 | 2.1743 | 2.1743 | 2.2071 | 2.2071
NSR Genoa 1 - SO2 Rate Annual v5.13 | 671 | 5964 | Rate Constraint in lbs/MMBtu | FALSE | L | Annual | Rate | lb/MWh | 0.37114 | 0.37114 | 0.37111 | 0.37111 | 0.37111 | 0.37114 | 0.37114
NSR Genoa 1 - SO2 Rate Annual v5.13 | 671 | 5964 | Rate Constraint in lbs/MMBtu | FALSE | L | Annual | Constraint Shadow Price | US$/Ton | 0 | 0 | 0 | 0 | 0 | 0 | 0
NSR Hennepin 1,2 - SO2 Rate Annual v3.1, Unit 4162 and retrofits | 672 | 1869 | Rate Constraint in lbs/MMBtu | FALSE | L | Annual | Seasons Included | Seasons | Winter, Summer | Winter, Summer | Winter, Summer | Winter, Summer | Winter, Summer | Winter, Summer | Winter, Summer
NSR Hennepin 1,2 - SO2 Rate Annual v3.1, Unit 4162 and retrofits | 672 | 1869 | Rate Constraint in lbs/MMBtu | FALSE | L | Annual | Standard | lb/MMBtu | 1.2 | 1.2 | 1.2 | 1.2 | 1.2 | 1.2 | 1.2
NSR Hennepin 1,2 - SO2 Rate Annual v3.1, Unit 4162 and retrofits | 672 | 1869 | Rate Constraint in lbs/MMBtu | FALSE | L | Annual | Emissions at Affected Plants SO2 | MTons | 0 | 0 | 0 | 0 | 0 | 0 | 0
NSR Hennepin 1,2 - SO2 Rate Annual v3.1, Unit 4162 and retrofits | 672 | 1869 | Rate Constraint in lbs/MMBtu | FALSE | L | Annual | Allowances Purchased SO2 | MTons | 0 | 0 | 0 | 0 | 0 | 0 | 0
NSR Hennepin 1,2 - SO2 Rate Annual v3.1, Unit 4162 and retrofits | 672 | 1869 | Rate Constraint in lbs/MMBtu | FALSE | L | Annual | Allowances Sold SO2 | MTons | 0 | 0 | 0 | 0 | 0 | 0 | 0
NSR Hennepin 1,2 - SO2 Rate Annual v3.1, Unit 4162 and retrofits | 672 | 1869 | Rate Constraint in lbs/MMBtu | FALSE | L | Annual | Allowances Banked | MTons | 0 | 0 | 0 | 0 | 0 | 0 | 0
NSR Hennepin 1,2 - SO2 Rate Annual v3.1, Unit 4162 and retrofits | 672 | 1869 | Rate Constraint in lbs/MMBtu | FALSE | L | Annual | Allowances Withdrawn (1:1) | MTons | 0 | 0 | 0 | 0 | 0 | 0 | 0
NSR Hennepin 1,2 - SO2 Rate Annual v3.1, Unit 4162 and retrofits | 672 | 1869 | Rate Constraint in lbs/MMBtu | FALSE | L | Annual | Allowances Withdrawn (n:1) | MTons | 0 | 0 | 0 | 0 | 0 | 0 | 0
NSR Hennepin 1,2 - SO2 Rate Annual v3.1, Unit 4162 and retrofits | 672 | 1869 | Rate Constraint in lbs/MMBtu | FALSE | L | Annual | Net Emissions Allowance Position | MTons | 0 | 0 | 0 | 0 | 0 | 0 | 0
NSR Hennepin 1,2 - SO2 Rate Annual v3.1, Unit 4162 and retrofits | 672 | 1869 | Rate Constraint in lbs/MMBtu | FALSE | L | Annual | Fuel Consumed | TBtu | 0 | 0 | 0 | 0 | 0 | 0 | 0
NSR Hennepin 1,2 - SO2 Rate Annual v3.1, Unit 4162 and retrofits | 672 | 1869 | Rate Constraint in lbs/MMBtu | FALSE | L | Annual | Rate | lb/MMBtu | 0 | 0 | 0 | 0 | 0 | 0 | 0
NSR Hennepin 1,2 - SO2 Rate Annual v3.1, Unit 4162 and retrofits | 672 | 1869 | Rate Constraint in lbs/MMBtu | FALSE | L | Annual | Generation | TWh | 0 | 0 | 0 | 0 | 0 | 0 | 0
NSR Hennepin 1,2 - SO2 Rate Annual v3.1, Unit 4162 and retrofits | 672 | 1869 | Rate Constraint in lbs/MMBtu | FALSE | L | Annual | Qualifying Generation | TWh | 0 | 0 | 0 | 0 | 0 | 0 | 0
NSR Hennepin 1,2 - SO2 Rate Annual v3.1, Unit 4162 and retrofits | 672 | 1869 | Rate Constraint in lbs/MMBtu | FALSE | L | Annual | Rate | lb/MWh | 0 | 0 | 0 | 0 | 0 | 0 | 0
NSR Hennepin 1,2 - SO2 Rate Annual v3.1, Unit 4162 and retrofits | 672 | 1869 | Rate Constraint in lbs/MMBtu | FALSE | L | Annual | Constraint Shadow Price | US$/Ton | 0 | 0 | 0 | 0 | 0 | 0 | 0
NSR Hennepin 1,2 - SO2 Rate Annual v3.1, Unit 4163 and retrofits | 673 | 1869 | Rate Constraint in lbs/MMBtu | FALSE | L | Annual | Seasons Included | Seasons | Winter, Summer | Winter, Summer | Winter, Summer | Winter, Summer | Winter, Summer | Winter, Summer | Winter, Summer
NSR Hennepin 1,2 - SO2 Rate Annual v3.1, Unit 4163 and retrofits | 673 | 1869 | Rate Constraint in lbs/MMBtu | FALSE | L | Annual | Standard | lb/MMBtu | 1.2 | 1.2 | 1.2 | 1.2 | 1.2 | 1.2 | 1.2
NSR Hennepin 1,2 - SO2 Rate Annual v3.1, Unit 4163 and retrofits | 673 | 1869 | Rate Constraint in lbs/MMBtu | FALSE | L | Annual | Emissions at Affected Plants SO2 | MTons | 0.0057557 | 0.0057557 | 0.0041535 | 0.0045367 | 0.0045367 | 0.0045367 | 0.0050276
NSR Hennepin 1,2 - SO2 Rate Annual v3.1, Unit 4163 and retrofits | 673 | 1869 | Rate Constraint in lbs/MMBtu | FALSE | L | Annual | Allowances Purchased SO2 | MTons | 0 | 0 | 0 | 0 | 0 | 0 | 0
NSR Hennepin 1,2 - SO2 Rate Annual v3.1, Unit 4163 and retrofits | 673 | 1869 | Rate Constraint in lbs/MMBtu | FALSE | L | Annual | Allowances Sold SO2 | MTons | 0 | 0 | 0 | 0 | 0 | 0 | 0
NSR Hennepin 1,2 - SO2 Rate Annual v3.1, Unit 4163 and retrofits | 673 | 1869 | Rate Constraint in lbs/MMBtu | FALSE | L | Annual | Allowances Banked | MTons | 0 | 0 | 0 | 0 | 0 | 0 | 0
NSR Hennepin 1,2 - SO2 Rate Annual v3.1, Unit 4163 and retrofits | 673 | 1869 | Rate Constraint in lbs/MMBtu | FALSE | L | Annual | Allowances Withdrawn (1:1) | MTons | 0 | 0 | 0 | 0 | 0 | 0 | 0
NSR Hennepin 1,2 - SO2 Rate Annual v3.1, Unit 4163 and retrofits | 673 | 1869 | Rate Constraint in lbs/MMBtu | FALSE | L | Annual | Allowances Withdrawn (n:1) | MTons | 0 | 0 | 0 | 0 | 0 | 0 | 0
NSR Hennepin 1,2 - SO2 Rate Annual v3.1, Unit 4163 and retrofits | 673 | 1869 | Rate Constraint in lbs/MMBtu | FALSE | L | Annual | Net Emissions Allowance Position | MTons | 0.0057557 | 0.0057557 | 0.0041535 | 0.0045367 | 0.0045367 | 0.0045367 | 0.0050276
NSR Hennepin 1,2 - SO2 Rate Annual v3.1, Unit 4163 and retrofits | 673 | 1869 | Rate Constraint in lbs/MMBtu | FALSE | L | Annual | Fuel Consumed | TBtu | 0.07246 | 0.07246 | 0.05229 | 0.057114 | 0.057114 | 0.057114 | 0.063294
NSR Hennepin 1,2 - SO2 Rate Annual v3.1, Unit 4163 and retrofits | 673 | 1869 | Rate Constraint in lbs/MMBtu | FALSE | L | Annual | Rate | lb/MMBtu | 0.15886 | 0.15886 | 0.15886 | 0.15886 | 0.15886 | 0.15886 | 0.15886
NSR Hennepin 1,2 - SO2 Rate Annual v3.1, Unit 4163 and retrofits | 673 | 1869 | Rate Constraint in lbs/MMBtu | FALSE | L | Annual | Generation | TWh | 0.007212 | 0.007212 | 0.0052045 | 0.0056845 | 0.0056845 | 0.0056845 | 0.0062997
NSR Hennepin 1,2 - SO2 Rate Annual v3.1, Unit 4163 and retrofits | 673 | 1869 | Rate Constraint in lbs/MMBtu | FALSE | L | Annual | Qualifying Generation | TWh | 0.007212 | 0.007212 | 0.0052045 | 0.0056845 | 0.0056845 | 0.0056845 | 0.0062997
NSR Hennepin 1,2 - SO2 Rate Annual v3.1, Unit 4163 and retrofits | 673 | 1869 | Rate Constraint in lbs/MMBtu | FALSE | L | Annual | Rate | lb/MWh | 0.79807 | 0.79807 | 0.79807 | 0.79807 | 0.79807 | 0.79807 | 0.79807
NSR Hennepin 1,2 - SO2 Rate Annual v3.1, Unit 4163 and retrofits | 673 | 1869 | Rate Constraint in lbs/MMBtu | FALSE | L | Annual | Constraint Shadow Price | US$/Ton | 0 | 0 | 0 | 0 | 0 | 0 | 0
NSR HL Spurlock 1 - NOX Rate Annual v3.1, Unit 5376 and retrofits | 674 | 1955 | Rate Constraint in lbs/MMBtu | FALSE | L | Annual | Seasons Included | Seasons | Winter, Summer | Winter, Summer | Winter, Summer | Winter, Summer | Winter, Summer | Winter, Summer | Winter, Summer
NSR HL Spurlock 1 - NOX Rate Annual v3.1, Unit 5376 and retrofits | 674 | 1955 | Rate Constraint in lbs/MMBtu | FALSE | L | Annual | Standard | lb/MMBtu | 0.1 | 0.1 | 0.1 | 0.1 | 0.1 | 0.1 | 0.1
NSR HL Spurlock 1 - NOX Rate Annual v3.1, Unit 5376 and retrofits | 674 | 1955 | Rate Constraint in lbs/MMBtu | FALSE | L | Annual | Emissions at Affected Plants NOX | MTons | 0.96564 | 0.96564 | 0.96564 | 0.96564 | 0.96564 | 0.96564 | 0.96564
NSR HL Spurlock 1 - NOX Rate Annual v3.1, Unit 5376 and retrofits | 674 | 1955 | Rate Constraint in lbs/MMBtu | FALSE | L | Annual | Allowances Purchased NOX | MTons | 0 | 0 | 0 | 0 | 0 | 0 | 0
NSR HL Spurlock 1 - NOX Rate Annual v3.1, Unit 5376 and retrofits | 674 | 1955 | Rate Constraint in lbs/MMBtu | FALSE | L | Annual | Allowances Sold NOX | MTons | 0 | 0 | 0 | 0 | 0 | 0 | 0
NSR HL Spurlock 1 - NOX Rate Annual v3.1, Unit 5376 and retrofits | 674 | 1955 | Rate Constraint in lbs/MMBtu | FALSE | L | Annual | Allowances Banked | MTons | 0 | 0 | 0 | 0 | 0 | 0 | 0
NSR HL Spurlock 1 - NOX Rate Annual v3.1, Unit 5376 and retrofits | 674 | 1955 | Rate Constraint in lbs/MMBtu | FALSE | L | Annual | Allowances Withdrawn (1:1) | MTons | 0 | 0 | 0 | 0 | 0 | 0 | 0
NSR HL Spurlock 1 - NOX Rate Annual v3.1, Unit 5376 and retrofits | 674 | 1955 | Rate Constraint in lbs/MMBtu | FALSE | L | Annual | Allowances Withdrawn (n:1) | MTons | 0 | 0 | 0 | 0 | 0 | 0 | 0
NSR HL Spurlock 1 - NOX Rate Annual v3.1, Unit 5376 and retrofits | 674 | 1955 | Rate Constraint in lbs/MMBtu | FALSE | L | Annual | Net Emissions Allowance Position | MTons | 0.96564 | 0.96564 | 0.96564 | 0.96564 | 0.96564 | 0.96564 | 0.96564
NSR HL Spurlock 1 - NOX Rate Annual v3.1, Unit 5376 and retrofits | 674 | 1955 | Rate Constraint in lbs/MMBtu | FALSE | L | Annual | Fuel Consumed | TBtu | 21.6501 | 21.6501 | 21.6501 | 21.6501 | 21.6501 | 21.6501 | 21.6501
NSR HL Spurlock 1 - NOX Rate Annual v3.1, Unit 5376 and retrofits | 674 | 1955 | Rate Constraint in lbs/MMBtu | FALSE | L | Annual | Rate | lb/MMBtu | 0.089204 | 0.089204 | 0.089204 | 0.089204 | 0.089204 | 0.089204 | 0.089204
NSR HL Spurlock 1 - NOX Rate Annual v3.1, Unit 5376 and retrofits | 674 | 1955 | Rate Constraint in lbs/MMBtu | FALSE | L | Annual | Generation | TWh | 2.2184 | 2.2184 | 2.2184 | 2.2184 | 2.2184 | 2.2184 | 2.2184
NSR HL Spurlock 1 - NOX Rate Annual v3.1, Unit 5376 and retrofits | 674 | 1955 | Rate Constraint in lbs/MMBtu | FALSE | L | Annual | Qualifying Generation | TWh | 2.2184 | 2.2184 | 2.2184 | 2.2184 | 2.2184 | 2.2184 | 2.2184
NSR HL Spurlock 1 - NOX Rate Annual v3.1, Unit 5376 and retrofits | 674 | 1955 | Rate Constraint in lbs/MMBtu | FALSE | L | Annual | Rate | lb/MWh | 0.43529 | 0.43529 | 0.43529 | 0.43529 | 0.43529 | 0.43529 | 0.43529
NSR HL Spurlock 1 - NOX Rate Annual v3.1, Unit 5376 and retrofits | 674 | 1955 | Rate Constraint in lbs/MMBtu | FALSE | L | Annual | Constraint Shadow Price | US$/Ton | 0 | 0 | 0 | 0 | 0 | 0 | 0
NSR HL Spurlock 2 - NOX Rate Annual v3.1, Unit 5377 and retrofits | 675 | 1956 | Rate Constraint in lbs/MMBtu | FALSE | L | Annual | Seasons Included | Seasons | Winter, Summer | Winter, Summer | Winter, Summer | Winter, Summer | Winter, Summer | Winter, Summer | Winter, Summer
NSR HL Spurlock 2 - NOX Rate Annual v3.1, Unit 5377 and retrofits | 675 | 1956 | Rate Constraint in lbs/MMBtu | FALSE | L | Annual | Standard | lb/MMBtu | 0.1 | 0.1 | 0.1 | 0.1 | 0.1 | 0.1 | 0.1
NSR HL Spurlock 2 - NOX Rate Annual v3.1, Unit 5377 and retrofits | 675 | 1956 | Rate Constraint in lbs/MMBtu | FALSE | L | Annual | Emissions at Affected Plants NOX | MTons | 1.4594 | 1.4594 | 1.3759 | 1.3784 | 1.3784 | 1.4439 | 1.4565
NSR HL Spurlock 2 - NOX Rate Annual v3.1, Unit 5377 and retrofits | 675 | 1956 | Rate Constraint in lbs/MMBtu | FALSE | L | Annual | Allowances Purchased NOX | MTons | 0 | 0 | 0 | 0 | 0 | 0 | 0
NSR HL Spurlock 2 - NOX Rate Annual v3.1, Unit 5377 and retrofits | 675 | 1956 | Rate Constraint in lbs/MMBtu | FALSE | L | Annual | Allowances Sold NOX | MTons | 0 | 0 | 0 | 0 | 0 | 0 | 0
NSR HL Spurlock 2 - NOX Rate Annual v3.1, Unit 5377 and retrofits | 675 | 1956 | Rate Constraint in lbs/MMBtu | FALSE | L | Annual | Allowances Banked | MTons | 0 | 0 | 0 | 0 | 0 | 0 | 0
NSR HL Spurlock 2 - NOX Rate Annual v3.1, Unit 5377 and retrofits | 675 | 1956 | Rate Constraint in lbs/MMBtu | FALSE | L | Annual | Allowances Withdrawn (1:1) | MTons | 0 | 0 | 0 | 0 | 0 | 0 | 0
NSR HL Spurlock 2 - NOX Rate Annual v3.1, Unit 5377 and retrofits | 675 | 1956 | Rate Constraint in lbs/MMBtu | FALSE | L | Annual | Allowances Withdrawn (n:1) | MTons | 0 | 0 | 0 | 0 | 0 | 0 | 0
NSR HL Spurlock 2 - NOX Rate Annual v3.1, Unit 5377 and retrofits | 675 | 1956 | Rate Constraint in lbs/MMBtu | FALSE | L | Annual | Net Emissions Allowance Position | MTons | 1.4594 | 1.4594 | 1.3759 | 1.3784 | 1.3784 | 1.4439 | 1.4565
NSR HL Spurlock 2 - NOX Rate Annual v3.1, Unit 5377 and retrofits | 675 | 1956 | Rate Constraint in lbs/MMBtu | FALSE | L | Annual | Fuel Consumed | TBtu | 35.4357 | 35.4357 | 33.4084 | 33.4672 | 33.4672 | 35.2025 | 35.5103
NSR HL Spurlock 2 - NOX Rate Annual v3.1, Unit 5377 and retrofits | 675 | 1956 | Rate Constraint in lbs/MMBtu | FALSE | L | Annual | Rate | lb/MMBtu | 0.08237 | 0.08237 | 0.08237 | 0.08237 | 0.08237 | 0.082034 | 0.082034
NSR HL Spurlock 2 - NOX Rate Annual v3.1, Unit 5377 and retrofits | 675 | 1956 | Rate Constraint in lbs/MMBtu | FALSE | L | Annual | Generation | TWh | 3.6591 | 3.6591 | 3.4497 | 3.4558 | 3.4558 | 3.6274 | 3.6591
NSR HL Spurlock 2 - NOX Rate Annual v3.1, Unit 5377 and retrofits | 675 | 1956 | Rate Constraint in lbs/MMBtu | FALSE | L | Annual | Qualifying Generation | TWh | 3.6591 | 3.6591 | 3.4497 | 3.4558 | 3.4558 | 3.6274 | 3.6591
NSR HL Spurlock 2 - NOX Rate Annual v3.1, Unit 5377 and retrofits | 675 | 1956 | Rate Constraint in lbs/MMBtu | FALSE | L | Annual | Rate | lb/MWh | 0.39885 | 0.39885 | 0.39885 | 0.39885 | 0.39885 | 0.39806 | 0.39806
NSR HL Spurlock 2 - NOX Rate Annual v3.1, Unit 5377 and retrofits | 675 | 1956 | Rate Constraint in lbs/MMBtu | FALSE | L | Annual | Constraint Shadow Price | US$/Ton | 0 | 0 | 0 | 0 | 0 | 0 | 0
NSR HL Spurlock 2 - SO2 Rate Annual v3.1, Unit 5377 and retrofits | 676 | 1959 | Rate Constraint in lbs/MMBtu | FALSE | L | Annual | Seasons Included | Seasons | Winter, Summer | Winter, Summer | Winter, Summer | Winter, Summer | Winter, Summer | Winter, Summer | Winter, Summer
NSR HL Spurlock 2 - SO2 Rate Annual v3.1, Unit 5377 and retrofits | 676 | 1959 | Rate Constraint in lbs/MMBtu | FALSE | L | Annual | Standard | lb/MMBtu | 0.1 | 0.1 | 0.1 | 0.1 | 0.1 | 0.1 | 0.1
NSR HL Spurlock 2 - SO2 Rate Annual v3.1, Unit 5377 and retrofits | 676 | 1959 | Rate Constraint in lbs/MMBtu | FALSE | L | Annual | Emissions at Affected Plants SO2 | MTons | 1.7718 | 1.7718 | 1.6704 | 1.6734 | 1.6734 | 1.7623 | 1.7778
NSR HL Spurlock 2 - SO2 Rate Annual v3.1, Unit 5377 and retrofits | 676 | 1959 | Rate Constraint in lbs/MMBtu | FALSE | L | Annual | Allowances Purchased SO2 | MTons | 0 | 0 | 0 | 0 | 0 | 0 | 0
NSR HL Spurlock 2 - SO2 Rate Annual v3.1, Unit 5377 and retrofits | 676 | 1959 | Rate Constraint in lbs/MMBtu | FALSE | L | Annual | Allowances Sold SO2 | MTons | 0 | 0 | 0 | 0 | 0 | 0 | 0
NSR HL Spurlock 2 - SO2 Rate Annual v3.1, Unit 5377 and retrofits | 676 | 1959 | Rate Constraint in lbs/MMBtu | FALSE | L | Annual | Allowances Banked | MTons | 0 | 0 | 0 | 0 | 0 | 0 | 0
NSR HL Spurlock 2 - SO2 Rate Annual v3.1, Unit 5377 and retrofits | 676 | 1959 | Rate Constraint in lbs/MMBtu | FALSE | L | Annual | Allowances Withdrawn (1:1) | MTons | 0 | 0 | 0 | 0 | 0 | 0 | 0
NSR HL Spurlock 2 - SO2 Rate Annual v3.1, Unit 5377 and retrofits | 676 | 1959 | Rate Constraint in lbs/MMBtu | FALSE | L | Annual | Allowances Withdrawn (n:1) | MTons | 0 | 0 | 0 | 0 | 0 | 0 | 0
NSR HL Spurlock 2 - SO2 Rate Annual v3.1, Unit 5377 and retrofits | 676 | 1959 | Rate Constraint in lbs/MMBtu | FALSE | L | Annual | Net Emissions Allowance Position | MTons | 1.7718 | 1.7718 | 1.6704 | 1.6734 | 1.6734 | 1.7623 | 1.7778
NSR HL Spurlock 2 - SO2 Rate Annual v3.1, Unit 5377 and retrofits | 676 | 1959 | Rate Constraint in lbs/MMBtu | FALSE | L | Annual | Fuel Consumed | TBtu | 35.4357 | 35.4357 | 33.4084 | 33.4672 | 33.4672 | 35.2025 | 35.5103
NSR HL Spurlock 2 - SO2 Rate Annual v3.1, Unit 5377 and retrofits | 676 | 1959 | Rate Constraint in lbs/MMBtu | FALSE | L | Annual | Rate | lb/MMBtu | 0.1 | 0.1 | 0.1 | 0.1 | 0.1 | 0.10013 | 0.10013
NSR HL Spurlock 2 - SO2 Rate Annual v3.1, Unit 5377 and retrofits | 676 | 1959 | Rate Constraint in lbs/MMBtu | FALSE | L | Annual | Generation | TWh | 3.6591 | 3.6591 | 3.4497 | 3.4558 | 3.4558 | 3.6274 | 3.6591
NSR HL Spurlock 2 - SO2 Rate Annual v3.1, Unit 5377 and retrofits | 676 | 1959 | Rate Constraint in lbs/MMBtu | FALSE | L | Annual | Qualifying Generation | TWh | 3.6591 | 3.6591 | 3.4497 | 3.4558 | 3.4558 | 3.6274 | 3.6591
NSR HL Spurlock 2 - SO2 Rate Annual v3.1, Unit 5377 and retrofits | 676 | 1959 | Rate Constraint in lbs/MMBtu | FALSE | L | Annual | Rate | lb/MWh | 0.48422 | 0.48422 | 0.48422 | 0.48422 | 0.48422 | 0.48585 | 0.48585
NSR HL Spurlock 2 - SO2 Rate Annual v3.1, Unit 5377 and retrofits | 676 | 1959 | Rate Constraint in lbs/MMBtu | FALSE | L | Annual | Constraint Shadow Price | US$/Ton | 19354.8057 | 19517.4789 | 23024.4991 | 23718.0856 | 24715.3839 | 26305.5119 | 26405.3886
NSR Hoosier - NOX Cap Annual v4.10 Final | 677 | 2415 | Rate Constraint in MTons | FALSE | L | Annual | Seasons Included | Seasons | Winter, Summer | Winter, Summer | Winter, Summer | Winter, Summer | Winter, Summer | Winter, Summer | Winter, Summer
NSR Hoosier - NOX Cap Annual v4.10 Final | 677 | 2415 | Rate Constraint in MTons | FALSE | L | Annual | Standard | MTons | 4.8 | 4.8 | 4.8 | 4.8 | 4.8 | 4.8 | 4.8
NSR Hoosier - NOX Cap Annual v4.10 Final | 677 | 2415 | Rate Constraint in MTons | FALSE | L | Annual | Standard NOX | MTons | 4.8 | 4.8 | 4.8 | 4.8 | 4.8 | 4.8 | 4.8
NSR Hoosier - NOX Cap Annual v4.10 Final | 677 | 2415 | Rate Constraint in MTons | FALSE | L | Annual | Emissions at Affected Plants NOX | MTons | 3.2181 | 3.2181 | 3.0399 | 3.2181 | 3.0399 | 2.955 | 3.2181
NSR Hoosier - NOX Cap Annual v4.10 Final | 677 | 2415 | Rate Constraint in MTons | FALSE | L | Annual | Allowances Purchased NOX | MTons | 0 | 0 | 0 | 0 | 0 | 0 | 0
NSR Hoosier - NOX Cap Annual v4.10 Final | 677 | 2415 | Rate Constraint in MTons | FALSE | L | Annual | Allowances Sold NOX | MTons | 0 | 0 | 0 | 0 | 0 | 0 | 0
NSR Hoosier - NOX Cap Annual v4.10 Final | 677 | 2415 | Rate Constraint in MTons | FALSE | L | Annual | Allowances Banked | MTons | 0 | 0 | 0 | 0 | 0 | 0 | 0
NSR Hoosier - NOX Cap Annual v4.10 Final | 677 | 2415 | Rate Constraint in MTons | FALSE | L | Annual | Allowances Withdrawn (1:1) | MTons | 0 | 0 | 0 | 0 | 0 | 0 | 0
NSR Hoosier - NOX Cap Annual v4.10 Final | 677 | 2415 | Rate Constraint in MTons | FALSE | L | Annual | Allowances Withdrawn (n:1) | MTons | 0 | 0 | 0 | 0 | 0 | 0 | 0
NSR Hoosier - NOX Cap Annual v4.10 Final | 677 | 2415 | Rate Constraint in MTons | FALSE | L | Annual | Net Emissions Allowance Position | MTons | 3.2181 | 3.2181 | 3.0399 | 3.2181 | 3.0399 | 2.955 | 3.2181
NSR Hoosier - NOX Cap Annual v4.10 Final | 677 | 2415 | Rate Constraint in MTons | FALSE | L | Annual | Fuel Consumed | TBtu | 71.2853 | 71.2853 | 67.3296 | 71.2853 | 67.3296 | 65.4626 | 71.2853
NSR Hoosier - NOX Cap Annual v4.10 Final | 677 | 2415 | Rate Constraint in MTons | FALSE | L | Annual | Rate | lb/MMBtu | 0.090289 | 0.090289 | 0.090299 | 0.090289 | 0.090299 | 0.090281 | 0.090289
NSR Hoosier - NOX Cap Annual v4.10 Final | 677 | 2415 | Rate Constraint in MTons | FALSE | L | Annual | Generation | TWh | 7.2179 | 7.2179 | 6.8174 | 7.2179 | 6.8174 | 6.6283 | 7.2179
NSR Hoosier - NOX Cap Annual v4.10 Final | 677 | 2415 | Rate Constraint in MTons | FALSE | L | Annual | Qualifying Generation | TWh | 7.2179 | 7.2179 | 6.8174 | 7.2179 | 6.8174 | 6.6283 | 7.2179
NSR Hoosier - NOX Cap Annual v4.10 Final | 677 | 2415 | Rate Constraint in MTons | FALSE | L | Annual | Rate | lb/MWh | 0.44586 | 0.44586 | 0.4459 | 0.44586 | 0.4459 | 0.44582 | 0.44586
NSR Hoosier - NOX Cap Annual v4.10 Final | 677 | 2415 | Rate Constraint in MTons | FALSE | L | Annual | Constraint Shadow Price | US$/Ton | 0 | 0 | 0 | 0 | 0 | 0 | 0
NSR Hoosier Ratts - SO2 Cap Annual v4.10 Final | 678 | 2416 | Rate Constraint in MTons | FALSE | L | Annual | Seasons Included | Seasons | Winter, Summer | Winter, Summer | Winter, Summer | Winter, Summer | Winter, Summer | Winter, Summer | Winter, Summer
NSR Hoosier Ratts - SO2 Cap Annual v4.10 Final | 678 | 2416 | Rate Constraint in MTons | FALSE | L | Annual | Standard | MTons | 6.75 | 6.75 | 6.75 | 6.75 | 6.75 | 6.75 | 6.75
NSR Hoosier Ratts - SO2 Cap Annual v4.10 Final | 678 | 2416 | Rate Constraint in MTons | FALSE | L | Annual | Standard SO2 | MTons | 6.75 | 6.75 | 6.75 | 6.75 | 6.75 | 6.75 | 6.75
NSR Hoosier Ratts - SO2 Cap Annual v4.10 Final | 678 | 2416 | Rate Constraint in MTons | FALSE | L | Annual | Emissions at Affected Plants SO2 | MTons | 0.0068111 | 0.0068111 | 0.0068111 | 0.0068111 | 0.0068111 | 0.0059495 | 0.0029485
NSR Hoosier Ratts - SO2 Cap Annual v4.10 Final | 678 | 2416 | Rate Constraint in MTons | FALSE | L | Annual | Allowances Purchased SO2 | MTons | 0 | 0 | 0 | 0 | 0 | 0 | 0
NSR Hoosier Ratts - SO2 Cap Annual v4.10 Final | 678 | 2416 | Rate Constraint in MTons | FALSE | L | Annual | Allowances Sold SO2 | MTons | 0 | 0 | 0 | 0 | 0 | 0 | 0
NSR Hoosier Ratts - SO2 Cap Annual v4.10 Final | 678 | 2416 | Rate Constraint in MTons | FALSE | L | Annual | Allowances Banked | MTons | 0 | 0 | 0 | 0 | 0 | 0 | 0
NSR Hoosier Ratts - SO2 Cap Annual v4.10 Final | 678 | 2416 | Rate Constraint in MTons | FALSE | L | Annual | Allowances Withdrawn (1:1) | MTons | 0 | 0 | 0 | 0 | 0 | 0 | 0
NSR Hoosier Ratts - SO2 Cap Annual v4.10 Final | 678 | 2416 | Rate Constraint in MTons | FALSE | L | Annual | Allowances Withdrawn (n:1) | MTons | 0 | 0 | 0 | 0 | 0 | 0 | 0
NSR Hoosier Ratts - SO2 Cap Annual v4.10 Final | 678 | 2416 | Rate Constraint in MTons | FALSE | L | Annual | Net Emissions Allowance Position | MTons | 0.0068111 | 0.0068111 | 0.0068111 | 0.0068111 | 0.0068111 | 0.0059495 | 0.0029485
NSR Hoosier Ratts - SO2 Cap Annual v4.10 Final | 678 | 2416 | Rate Constraint in MTons | FALSE | L | Annual | Fuel Consumed | TBtu | 0.073713 | 0.073713 | 0.073713 | 0.073713 | 0.073713 | 0.064389 | 0.073713
NSR Hoosier Ratts - SO2 Cap Annual v4.10 Final | 678 | 2416 | Rate Constraint in MTons | FALSE | L | Annual | Rate | lb/MMBtu | 0.1848 | 0.1848 | 0.1848 | 0.1848 | 0.1848 | 0.1848 | 0.08
NSR Hoosier Ratts - SO2 Cap Annual v4.10 Final | 678 | 2416 | Rate Constraint in MTons | FALSE | L | Annual | Generation | TWh | 0.0073488 | 0.0073488 | 0.0073488 | 0.0073488 | 0.0073488 | 0.0064192 | 0.0073488
NSR Hoosier Ratts - SO2 Cap Annual v4.10 Final | 678 | 2416 | Rate Constraint in MTons | FALSE | L | Annual | Qualifying Generation | TWh | 0.0073488 | 0.0073488 | 0.0073488 | 0.0073488 | 0.0073488 | 0.0064192 | 0.0073488
NSR Hoosier Ratts - SO2 Cap Annual v4.10 Final | 678 | 2416 | Rate Constraint in MTons | FALSE | L | Annual | Rate | lb/MWh | 0.92684 | 0.92684 | 0.92684 | 0.92684 | 0.92684 | 0.92684 | 0.40123
NSR Hoosier Ratts - SO2 Cap Annual v4.10 Final | 678 | 2416 | Rate Constraint in MTons | FALSE | L | Annual | Constraint Shadow Price | US$/Ton | 0 | 0 | 0 | 0 | 0 | 0 | 0
NSR Hoosier System - SO2 Cap Annual v4.10 Final | 679 | 2417 | Rate Constraint in MTons | FALSE | L | Annual | Seasons Included | Seasons | Winter, Summer | Winter, Summer | Winter, Summer | Winter, Summer | Winter, Summer | Winter, Summer | Winter, Summer
NSR Hoosier System - SO2 Cap Annual v4.10 Final | 679 | 2417 | Rate Constraint in MTons | FALSE | L | Annual | Standard | MTons | 18.75 | 18.75 | 18.75 | 18.75 | 18.75 | 18.75 | 18.75
NSR Hoosier System - SO2 Cap Annual v4.10 Final | 679 | 2417 | Rate Constraint in MTons | FALSE | L | Annual | Standard SO2 | MTons | 18.75 | 18.75 | 18.75 | 18.75 | 18.75 | 18.75 | 18.75
NSR Hoosier System - SO2 Cap Annual v4.10 Final | 679 | 2417 | Rate Constraint in MTons | FALSE | L | Annual | Emissions at Affected Plants SO2 | MTons | 3.7984 | 3.9804 | 3.7597 | 3.0475 | 3.7597 | 3.6552 | 4.3825
NSR Hoosier System - SO2 Cap Annual v4.10 Final | 679 | 2417 | Rate Constraint in MTons | FALSE | L | Annual | Allowances Purchased SO2 | MTons | 0 | 0 | 0 | 0 | 0 | 0 | 0
NSR Hoosier System - SO2 Cap Annual v4.10 Final | 679 | 2417 | Rate Constraint in MTons | FALSE | L | Annual | Allowances Sold SO2 | MTons | 0 | 0 | 0 | 0 | 0 | 0 | 0
NSR Hoosier System - SO2 Cap Annual v4.10 Final | 679 | 2417 | Rate Constraint in MTons | FALSE | L | Annual | Allowances Banked | MTons | 0 | 0 | 0 | 0 | 0 | 0 | 0
NSR Hoosier System - SO2 Cap Annual v4.10 Final | 679 | 2417 | Rate Constraint in MTons | FALSE | L | Annual | Allowances Withdrawn (1:1) | MTons | 0 | 0 | 0 | 0 | 0 | 0 | 0
NSR Hoosier System - SO2 Cap Annual v4.10 Final | 679 | 2417 | Rate Constraint in MTons | FALSE | L | Annual | Allowances Withdrawn (n:1) | MTons | 0 | 0 | 0 | 0 | 0 | 0 | 0
NSR Hoosier System - SO2 Cap Annual v4.10 Final | 679 | 2417 | Rate Constraint in MTons | FALSE | L | Annual | Net Emissions Allowance Position | MTons | 3.7984 | 3.9804 | 3.7597 | 3.0475 | 3.7597 | 3.6552 | 4.3825
NSR Hoosier System - SO2 Cap Annual v4.10 Final | 679 | 2417 | Rate Constraint in MTons | FALSE | L | Annual | Fuel Consumed | TBtu | 71.2853 | 71.2853 | 67.3296 | 71.2853 | 67.3296 | 65.4626 | 71.2853
NSR Hoosier System - SO2 Cap Annual v4.10 Final | 679 | 2417 | Rate Constraint in MTons | FALSE | L | Annual | Rate | lb/MMBtu | 0.10657 | 0.11168 | 0.11168 | 0.085503 | 0.11168 | 0.11167 | 0.12296
NSR Hoosier System - SO2 Cap Annual v4.10 Final | 679 | 2417 | Rate Constraint in MTons | FALSE | L | Annual | Generation | TWh | 7.2179 | 7.2179 | 6.8174 | 7.2179 | 6.8174 | 6.6283 | 7.2179
NSR Hoosier System - SO2 Cap Annual v4.10 Final | 679 | 2417 | Rate Constraint in MTons | FALSE | L | Annual | Qualifying Generation | TWh | 7.2179 | 7.2179 | 6.8174 | 7.2179 | 6.8174 | 6.6283 | 7.2179
NSR Hoosier System - SO2 Cap Annual v4.10 Final | 679 | 2417 | Rate Constraint in MTons | FALSE | L | Annual | Rate | lb/MWh | 0.52625 | 0.55147 | 0.55149 | 0.42222 | 0.55149 | 0.55145 | 0.60717
NSR Hoosier System - SO2 Cap Annual v4.10 Final | 679 | 2417 | Rate Constraint in MTons | FALSE | L | Annual | Constraint Shadow Price | US$/Ton | 0 | 0 | 0 | 0 | 0 | 0 | 0
NSR IL Power - NOX Cap Annual v3.1 | 680 | 1844 | Rate Constraint in MTons | FALSE | L | Annual | Seasons Included | Seasons | Winter, Summer | Winter, Summer | Winter, Summer | Winter, Summer | Winter, Summer | Winter, Summer | Winter, Summer
NSR IL Power - NOX Cap Annual v3.1 | 680 | 1844 | Rate Constraint in MTons | FALSE | L | Annual | Standard | MTons | 13.8 | 13.8 | 13.8 | 13.8 | 13.8 | 13.8 | 13.8
NSR IL Power - NOX Cap Annual v3.1 | 680 | 1844 | Rate Constraint in MTons | FALSE | L | Annual | Standard NOX | MTons | 13.8 | 13.8 | 13.8 | 13.8 | 13.8 | 13.8 | 13.8
NSR IL Power - NOX Cap Annual v3.1 | 680 | 1844 | Rate Constraint in MTons | FALSE | L | Annual | Emissions at Affected Plants NOX | MTons | 4.5535 | 4.5571 | 3.3637 | 3.4677 | 3.364 | 3.4931 | 3.7776
NSR IL Power - NOX Cap Annual v3.1 | 680 | 1844 | Rate Constraint in MTons | FALSE | L | Annual | Allowances Purchased NOX | MTons | 0 | 0 | 0 | 0 | 0 | 0 | 0
NSR IL Power - NOX Cap Annual v3.1 | 680 | 1844 | Rate Constraint in MTons | FALSE | L | Annual | Allowances Sold NOX | MTons | 0 | 0 | 0 | 0 | 0 | 0 | 0
NSR IL Power - NOX Cap Annual v3.1 | 680 | 1844 | Rate Constraint in MTons | FALSE | L | Annual | Allowances Banked | MTons | 0 | 0 | 0 | 0 | 0 | 0 | 0
NSR IL Power - NOX Cap Annual v3.1 | 680 | 1844 | Rate Constraint in MTons | FALSE | L | Annual | Allowances Withdrawn (1:1) | MTons | 0 | 0 | 0 | 0 | 0 | 0 | 0
NSR IL Power - NOX Cap Annual v3.1 | 680 | 1844 | Rate Constraint in MTons | FALSE | L | Annual | Allowances Withdrawn (n:1) | MTons | 0 | 0 | 0 | 0 | 0 | 0 | 0
NSR IL Power - NOX Cap Annual v3.1 | 680 | 1844 | Rate Constraint in MTons | FALSE | L | Annual | Net Emissions Allowance Position | MTons | 4.5535 | 4.5571 | 3.3637 | 3.4677 | 3.364 | 3.4931 | 3.7776
NSR IL Power - NOX Cap Annual v3.1 | 680 | 1844 | Rate Constraint in MTons | FALSE | L | Annual | Fuel Consumed | TBtu | 159.6557 | 159.5325 | 119.5676 | 123.0551 | 119.5724 | 123.8786 | 134.4646
NSR IL Power - NOX Cap Annual v3.1 | 680 | 1844 | Rate Constraint in MTons | FALSE | L | Annual | Rate | lb/MMBtu | 0.057042 | 0.057131 | 0.056264 | 0.05636 | 0.056266 | 0.056395 | 0.056187
NSR IL Power - NOX Cap Annual v3.1 | 680 | 1844 | Rate Constraint in MTons | FALSE | L | Annual | Generation | TWh | 15.9236 | 15.9236 | 12.1246 | 12.4832 | 12.1251 | 12.5577 | 13.6523
NSR IL Power - NOX Cap Annual v3.1 | 680 | 1844 | Rate Constraint in MTons | FALSE | L | Annual | Qualifying Generation | TWh | 15.9236 | 15.9236 | 12.1246 | 12.4832 | 12.1251 | 12.5577 | 13.6523
NSR IL Power - NOX Cap Annual v3.1 | 680 | 1844 | Rate Constraint in MTons | FALSE | L | Annual | Rate | lb/MWh | 0.28596 | 0.28619 | 0.27743 | 0.27779 | 0.27744 | 0.27816 | 0.2767
NSR IL Power - NOX Cap Annual v3.1 | 680 | 1844 | Rate Constraint in MTons | FALSE | L | Annual | Constraint Shadow Price | US$/Ton | 0 | 0 | 0 | 0 | 0 | 0 | 0
NSR IL Power - SO2 Cap Annual v3.1 | 681 | 1845 | Rate Constraint in MTons | FALSE | L | Annual | Seasons Included | Seasons | Winter, Summer | Winter, Summer | Winter, Summer | Winter, Summer | Winter, Summer | Winter, Summer | Winter, Summer
NSR IL Power - SO2 Cap Annual v3.1 | 681 | 1845 | Rate Constraint in MTons | FALSE | L | Annual | Standard | MTons | 29 | 29 | 29 | 29 | 29 | 29 | 29
NSR IL Power - SO2 Cap Annual v3.1 | 681 | 1845 | Rate Constraint in MTons | FALSE | L | Annual | Standard SO2 | MTons | 29 | 29 | 29 | 29 | 29 | 29 | 29
NSR IL Power - SO2 Cap Annual v3.1 | 681 | 1845 | Rate Constraint in MTons | FALSE | L | Annual | Emissions at Affected Plants SO2 | MTons | 6.3811 | 6.3762 | 4.7788 | 4.9183 | 4.7792 | 4.9512 | 5.3744
NSR IL Power - SO2 Cap Annual v3.1 | 681 | 1845 | Rate Constraint in MTons | FALSE | L | Annual | Allowances Purchased SO2 | MTons | 0 | 0 | 0 | 0 | 0 | 0 | 0
NSR IL Power - SO2 Cap Annual v3.1 | 681 | 1845 | Rate Constraint in MTons | FALSE | L | Annual | Allowances Sold SO2 | MTons | 0 | 0 | 0 | 0 | 0 | 0 | 0
NSR IL Power - SO2 Cap Annual v3.1 | 681 | 1845 | Rate Constraint in MTons | FALSE | L | Annual | Allowances Banked | MTons | 0 | 0 | 0 | 0 | 0 | 0 | 0
NSR IL Power - SO2 Cap Annual v3.1 | 681 | 1845 | Rate Constraint in MTons | FALSE | L | Annual | Allowances Withdrawn (1:1) | MTons | 0 | 0 | 0 | 0 | 0 | 0 | 0
NSR IL Power - SO2 Cap Annual v3.1 | 681 | 1845 | Rate Constraint in MTons | FALSE | L | Annual | Allowances Withdrawn (n:1) | MTons | 0 | 0 | 0 | 0 | 0 | 0 | 0
NSR IL Power - SO2 Cap Annual v3.1 | 681 | 1845 | Rate Constraint in MTons | FALSE | L | Annual | Net Emissions Allowance Position | MTons | 6.3811 | 6.3762 | 4.7788 | 4.9183 | 4.7792 | 4.9512 | 5.3744
NSR IL Power - SO2 Cap Annual v3.1 | 681 | 1845 | Rate Constraint in MTons | FALSE | L | Annual | Fuel Consumed | TBtu | 159.6557 | 159.5325 | 119.5676 | 123.0551 | 119.5724 | 123.8786 | 134.4646
NSR IL Power - SO2 Cap Annual v3.1 | 681 | 1845 | Rate Constraint in MTons | FALSE | L | Annual | Rate | lb/MMBtu | 0.079936 | 0.079936 | 0.079935 | 0.079937 | 0.079938 | 0.079936 | 0.079937
NSR IL Power - SO2 Cap Annual v3.1 | 681 | 1845 | Rate Constraint in MTons | FALSE | L | Annual | Generation | TWh | 15.9236 | 15.9236 | 12.1246 | 12.4832 | 12.1251 | 12.5577 | 13.6523
NSR IL Power - SO2 Cap Annual v3.1 | 681 | 1845 | Rate Constraint in MTons | FALSE | L | Annual | Qualifying Generation | TWh | 15.9236 | 15.9236 | 12.1246 | 12.4832 | 12.1251 | 12.5577 | 13.6523
NSR IL Power - SO2 Cap Annual v3.1 | 681 | 1845 | Rate Constraint in MTons | FALSE | L | Annual | Rate | lb/MWh | 0.40073 | 0.40042 | 0.39414 | 0.39399 | 0.39416 | 0.39428 | 0.39366
NSR IL Power - SO2 Cap Annual v3.1 | 681 | 1845 | Rate Constraint in MTons | FALSE | L | Annual | Constraint Shadow Price | US$/Ton | 0 | 0 | 0 | 0 | 0 | 0 | 0
NSR J P Madgett 1 - Hg Rate Annual v5.13 | 682 | 5963 | Rate Constraint in lbs/MMBtu | FALSE | L | Annual | Seasons Included | Seasons | Winter, Summer | Winter, Summer | Winter, Summer | Winter, Summer | Winter, Summer | Winter, Summer | Winter, Summer
NSR J P Madgett 1 - Hg Rate Annual v5.13 | 682 | 5963 | Rate Constraint in lbs/MMBtu | FALSE | L | Annual | Standard | lb/MMBtu | 0.015 | 0.015 | 0.015 | 0.015 | 0.015 | 0.015 | 0.015
NSR J P Madgett 1 - Hg Rate Annual v5.13 | 682 | 5963 | Rate Constraint in lbs/MMBtu | FALSE | L | Annual | Emissions at Affected Plants MER | lbs | 0 | 0 | 0 | 0 | 0 | 0 | 0
NSR J P Madgett 1 - Hg Rate Annual v5.13 | 682 | 5963 | Rate Constraint in lbs/MMBtu | FALSE | L | Annual | Allowances Purchased MER | lbs | 0 | 0 | 0 | 0 | 0 | 0 | 0
NSR J P Madgett 1 - Hg Rate Annual v5.13 | 682 | 5963 | Rate Constraint in lbs/MMBtu | FALSE | L | Annual | Allowances Sold MER | lbs | 0 | 0 | 0 | 0 | 0 | 0 | 0
NSR J P Madgett 1 - Hg Rate Annual v5.13 | 682 | 5963 | Rate Constraint in lbs/MMBtu | FALSE | L | Annual | Allowances Banked | lbs | 0 | 0 | 0 | 0 | 0 | 0 | 0
NSR J P Madgett 1 - Hg Rate Annual v5.13 | 682 | 5963 | Rate Constraint in lbs/MMBtu | FALSE | L | Annual | Allowances Withdrawn (1:1) | lbs | 0 | 0 | 0 | 0 | 0 | 0 | 0
NSR J P Madgett 1 - Hg Rate Annual v5.13 | 682 | 5963 | Rate Constraint in lbs/MMBtu | FALSE | L | Annual | Allowances Withdrawn (n:1) | lbs | 0 | 0 | 0 | 0 | 0 | 0 | 0
NSR J P Madgett 1 - Hg Rate Annual v5.13 | 682 | 5963 | Rate Constraint in lbs/MMBtu | FALSE | L | Annual | Net Emissions Allowance Position | lbs | 0 | 0 | 0 | 0 | 0 | 0 | 0
NSR J P Madgett 1 - Hg Rate Annual v5.13 | 682 | 5963 | Rate Constraint in lbs/MMBtu | FALSE | L | Annual | Fuel Consumed | TBtu | 0 | 0 | 0 | 0 | 0 | 0 | 0
NSR J P Madgett 1 - Hg Rate Annual v5.13 | 682 | 5963 | Rate Constraint in lbs/MMBtu | FALSE | L | Annual | Rate | lb/MMBtu | 0 | 0 | 0 | 0 | 0 | 0 | 0
NSR J P Madgett 1 - Hg Rate Annual v5.13 | 682 | 5963 | Rate Constraint in lbs/MMBtu | FALSE | L | Annual | Generation | TWh | 0 | 0 | 0 | 0 | 0 | 0 | 0
NSR J P Madgett 1 - Hg Rate Annual v5.13 | 682 | 5963 | Rate Constraint in lbs/MMBtu | FALSE | L | Annual | Qualifying Generation | TWh | 0 | 0 | 0 | 0 | 0 | 0 | 0
NSR J P Madgett 1 - Hg Rate Annual v5.13 | 682 | 5963 | Rate Constraint in lbs/MMBtu | FALSE | L | Annual | Rate | lb/MWh | 0 | 0 | 0 | 0 | 0 | 0 | 0
NSR J P Madgett 1 - Hg Rate Annual v5.13 | 682 | 5963 | Rate Constraint in lbs/MMBtu | FALSE | L | Annual | Constraint Shadow Price | US$/Lb | 0 | 0 | 0 | 0 | 0 | 0 | 0
NSR J P Madgett 1 - NOx Rate Annual v5.13 | 683 | 5962 | Rate Constraint in lbs/MMBtu | FALSE | L | Annual | Seasons Included | Seasons | Winter, Summer | Winter, Summer | Winter, Summer | Winter, Summer | Winter, Summer | Winter, Summer | Winter, Summer
NSR J P Madgett 1 - NOx Rate Annual v5.13 | 683 | 5962 | Rate Constraint in lbs/MMBtu | FALSE | L | Annual | Standard | lb/MMBtu | 0.08 | 0.08 | 0.08 | 0.08 | 0.08 | 0.08 | 0.08
NSR J P Madgett 1 - NOx Rate Annual v5.13 | 683 | 5962 | Rate Constraint in lbs/MMBtu | FALSE | L | Annual | Emissions at Affected Plants NOX | MTons | 0 | 0 | 0 | 0 | 0 | 0 | 0
NSR J P Madgett 1 - NOx Rate Annual v5.13 | 683 | 5962 | Rate Constraint in lbs/MMBtu | FALSE | L | Annual | Allowances Purchased NOX | MTons | 0 | 0 | 0 | 0 | 0 | 0 | 0
NSR J P Madgett 1 - NOx Rate Annual v5.13 | 683 | 5962 | Rate Constraint in lbs/MMBtu | FALSE | L | Annual | Allowances Sold NOX | MTons | 0 | 0 | 0 | 0 | 0 | 0 | 0
NSR J P Madgett 1 - NOx Rate Annual v5.13 | 683 | 5962 | Rate Constraint in lbs/MMBtu | FALSE | L | Annual | Allowances Banked | MTons | 0 | 0 | 0 | 0 | 0 | 0 | 0
NSR J P Madgett 1 - NOx Rate Annual v5.13 | 683 | 5962 | Rate Constraint in lbs/MMBtu | FALSE | L | Annual | Allowances Withdrawn (1:1) | MTons | 0 | 0 | 0 | 0 | 0 | 0 | 0
NSR J P Madgett 1 - NOx Rate Annual v5.13 | 683 | 5962 | Rate Constraint in lbs/MMBtu | FALSE | L | Annual | Allowances Withdrawn (n:1) | MTons | 0 | 0 | 0 | 0 | 0 | 0 | 0
NSR J P Madgett 1 - NOx Rate Annual v5.13 | 683 | 5962 | Rate Constraint in lbs/MMBtu | FALSE | L | Annual | Net Emissions Allowance Position | MTons | 0 | 0 | 0 | 0 | 0 | 0 | 0
NSR J P Madgett 1 - NOx Rate Annual v5.13 | 683 | 5962 | Rate Constraint in lbs/MMBtu | FALSE | L | Annual | Fuel Consumed | TBtu | 0 | 0 | 0 | 0 | 0 | 0 | 0
NSR J P Madgett 1 - NOx Rate Annual v5.13 | 683 | 5962 | Rate Constraint in lbs/MMBtu | FALSE | L | Annual | Rate | lb/MMBtu | 0 | 0 | 0 | 0 | 0 | 0 | 0
NSR J P Madgett 1 - NOx Rate Annual v5.13 | 683 | 5962 | Rate Constraint in lbs/MMBtu | FALSE | L | Annual | Generation | TWh | 0 | 0 | 0 | 0 | 0 | 0 | 0
NSR J P Madgett 1 - NOx Rate Annual v5.13 | 683 | 5962 | Rate Constraint in lbs/MMBtu | FALSE | L | Annual | Qualifying Generation | TWh | 0 | 0 | 0 | 0 | 0 | 0 | 0
NSR J P Madgett 1 - NOx Rate Annual v5.13 | 683 | 5962 | Rate Constraint in lbs/MMBtu | FALSE | L | Annual | Rate | lb/MWh | 0 | 0 | 0 | 0 | 0 | 0 | 0
NSR J P Madgett 1 - NOx Rate Annual v5.13 | 683 | 5962 | Rate Constraint in lbs/MMBtu | FALSE | L | Annual | Constraint Shadow Price | US$/Ton | 0 | 0 | 0 | 0 | 0 | 0 | 0
NSR J P Madgett 1 - SO2 Rate Annual v5.13 | 684 | 5961 | Rate Constraint in lbs/MMBtu | FALSE | L | Annual | Seasons Included | Seasons | Winter, Summer | Winter, Summer | Winter, Summer | Winter, Summer | Winter, Summer | Winter, Summer | Winter, Summer
NSR J P Madgett 1 - SO2 Rate Annual v5.13 | 684 | 5961 | Rate Constraint in lbs/MMBtu | FALSE | L | Annual | Standard | lb/MMBtu | 0.09 | 0.09 | 0.09 | 0.09 | 0.09 | 0.09 | 0.09
NSR J P Madgett 1 - SO2 Rate Annual v5.13 | 684 | 5961 | Rate Constraint in lbs/MMBtu | FALSE | L | Annual | Emissions at Affected Plants SO2 | MTons | 0 | 0 | 0 | 0 | 0 | 0 | 0
NSR J P Madgett 1 - SO2 Rate Annual v5.13 | 684 | 5961 | Rate Constraint in lbs/MMBtu | FALSE | L | Annual | Allowances Purchased SO2 | MTons | 0 | 0 | 0 | 0 | 0 | 0 | 0
NSR J P Madgett 1 - SO2 Rate Annual v5.13 | 684 | 5961 | Rate Constraint in lbs/MMBtu | FALSE | L | Annual | Allowances Sold SO2 | MTons | 0 | 0 | 0 | 0 | 0 | 0 | 0
NSR J P Madgett 1 - SO2 Rate Annual v5.13 | 684 | 5961 | Rate Constraint in lbs/MMBtu | FALSE | L | Annual | Allowances Banked | MTons | 0 | 0 | 0 | 0 | 0 | 0 | 0
NSR J P Madgett 1 - SO2 Rate Annual v5.13 | 684 | 5961 | Rate Constraint in lbs/MMBtu | FALSE | L | Annual | Allowances Withdrawn (1:1) | MTons | 0 | 0 | 0 | 0 | 0 | 0 | 0
NSR J P Madgett 1 - SO2 Rate Annual v5.13 | 684 | 5961 | Rate Constraint in lbs/MMBtu | FALSE | L | Annual | Allowances Withdrawn (n:1) | MTons | 0 | 0 | 0 | 0 | 0 | 0 | 0
NSR J P Madgett 1 - SO2 Rate Annual v5.13 | 684 | 5961 | Rate Constraint in lbs/MMBtu | FALSE | L | Annual | Net Emissions Allowance Position | MTons | 0 | 0 | 0 | 0 | 0 | 0 | 0
NSR J P Madgett 1 - SO2 Rate Annual v5.13 | 684 | 5961 | Rate Constraint in lbs/MMBtu | FALSE | L | Annual | Fuel Consumed | TBtu | 0 | 0 | 0 | 0 | 0 | 0 | 0
NSR J P Madgett 1 - SO2 Rate Annual v5.13 | 684 | 5961 | Rate Constraint in lbs/MMBtu | FALSE | L | Annual | Rate | lb/MMBtu | 0 | 0 | 0 | 0 | 0 | 0 | 0
NSR J P Madgett 1 - SO2 Rate Annual v5.13 | 684 | 5961 | Rate Constraint in lbs/MMBtu | FALSE | L | Annual | Generation | TWh | 0 | 0 | 0 | 0 | 0 | 0 | 0
NSR J P Madgett 1 - SO2 Rate Annual v5.13 | 684 | 5961 | Rate Constraint in lbs/MMBtu | FALSE | L | Annual | Qualifying Generation | TWh | 0 | 0 | 0 | 0 | 0 | 0 | 0
NSR J P Madgett 1 - SO2 Rate Annual v5.13 | 684 | 5961 | Rate Constraint in lbs/MMBtu | FALSE | L | Annual | Rate | lb/MWh | 0 | 0 | 0 | 0 | 0 | 0 | 0
NSR J P Madgett 1 - SO2 Rate Annual v5.13 | 684 | 5961 | Rate Constraint in lbs/MMBtu | FALSE | L | Annual | Constraint Shadow Price | US$/Ton | 33008.24 | 55422.104 | 23278.2582 | 23614.7004 | 22156.0199 | 13150.9937 | 21480.1361
NSR James Miller 3,4 - NOX Rate Annual v3.1, Unit 5355 and retrofits | 685 | 1871 | Rate Constraint in lbs/MMBtu | FALSE | L | Annual | Seasons Included | Seasons | Winter, Summer | Winter, Summer | Winter, Summer | Winter, Summer | Winter, Summer | Winter, Summer | Winter, Summer
NSR James Miller 3,4 - NOX Rate Annual v3.1, Unit 5355 and retrofits | 685 | 1871 | Rate Constraint in lbs/MMBtu | FALSE | L | Annual | Standard | lb/MMBtu | 0.1 | 0.1 | 0.1 | 0.1 | 0.1 | 0.1 | 0.1
NSR James Miller 3,4 - NOX Rate Annual v3.1, Unit 5355 and retrofits | 685 | 1871 | Rate Constraint in lbs/MMBtu | FALSE | L | Annual | Emissions at Affected Plants NOX | MTons | 2.2605 | 2.2605 | 1.9745 | 1.9745 | 1.6312 | 1.3749 | 1.6312
NSR James Miller 3,4 - NOX Rate Annual v3.1, Unit 5355 and retrofits | 685 | 1871 | Rate Constraint in lbs/MMBtu | FALSE | L | Annual | Allowances Purchased NOX | MTons | 0 | 0 | 0 | 0 | 0 | 0 | 0
NSR James Miller 3,4 - NOX Rate Annual v3.1, Unit 5355 and retrofits | 685 | 1871 | Rate Constraint in lbs/MMBtu | FALSE | L | Annual | Allowances Sold NOX | MTons | 0 | 0 | 0 | 0 | 0 | 0 | 0
NSR James Miller 3,4 - NOX Rate Annual v3.1, Unit 5355 and retrofits | 685 | 1871 | Rate Constraint in lbs/MMBtu | FALSE | L | Annual | Allowances Banked | MTons | 0 | 0 | 0 | 0 | 0 | 0 | 0
NSR James Miller 3,4 - NOX Rate Annual v3.1, Unit 5355 and retrofits | 685 | 1871 | Rate Constraint in lbs/MMBtu | FALSE | L | Annual | Allowances Withdrawn (1:1) | MTons | 0 | 0 | 0 | 0 | 0 | 0 | 0
NSR James Miller 3,4 - NOX Rate Annual v3.1, Unit 5355 and retrofits | 685 | 1871 | Rate Constraint in lbs/MMBtu | FALSE | L | Annual | Allowances Withdrawn (n:1) | MTons | 0 | 0 | 0 | 0 | 0 | 0 | 0
NSR James Miller 3,4 - NOX Rate Annual v3.1, Unit 5355 and retrofits | 685 | 1871 | Rate Constraint in lbs/MMBtu | FALSE | L | Annual | Net Emissions Allowance Position | MTons | 2.2605 | 2.2605 | 1.9745 | 1.9745 | 1.6312 | 1.3749 | 1.6312
NSR James Miller 3,4 - NOX Rate Annual v3.1, Unit 5355 and retrofits | 685 | 1871 | Rate Constraint in lbs/MMBtu | FALSE | L | Annual | Fuel Consumed | TBtu | 45.2093 | 45.2093 | 39.4903 | 39.4903 | 32.6249 | 27.4986 | 32.6249
NSR James Miller 3,4 - NOX Rate Annual v3.1, Unit 5355 and retrofits | 685 | 1871 | Rate Constraint in lbs/MMBtu | FALSE | L | Annual | Rate | lb/MMBtu | 0.1 | 0.1 | 0.1 | 0.1 | 0.1 | 0.1 | 0.1
NSR James Miller 3,4 - NOX Rate Annual v3.1, Unit 5355 and retrofits | 685 | 1871 | Rate Constraint in lbs/MMBtu | FALSE | L | Annual | Generation | TWh | 4.8778 | 4.8778 | 4.2608 | 4.2608 | 3.52 | 2.9669 | 3.52
NSR James Miller 3,4 - NOX Rate Annual v3.1, Unit 5355 and retrofits | 685 | 1871 | Rate Constraint in lbs/MMBtu | FALSE | L | Annual | Qualifying Generation | TWh | 4.8778 | 4.8778 | 4.2608 | 4.2608 | 3.52 | 2.9669 | 3.52
NSR James Miller 3,4 - NOX Rate Annual v3.1, Unit 5355 and retrofits | 685 | 1871 | Rate Constraint in lbs/MMBtu | FALSE | L | Annual | Rate | lb/MWh | 0.46342 | 0.46342 | 0.46342 | 0.46342 | 0.46342 | 0.46342 | 0.46342
NSR James Miller 3,4 - NOX Rate Annual v3.1, Unit 5355 and retrofits | 685 | 1871 | Rate Constraint in lbs/MMBtu | FALSE | L | Annual | Constraint Shadow Price | US$/Ton | 0 | 0 | 0 | 0 | 0 | 0 | 0
NSR James Miller 3,4 - NOX Rate Annual v3.1, Unit 5356 and retrofits | 686 | 1871 | Rate Constraint in lbs/MMBtu | FALSE | L | Annual | Seasons Included | Seasons | Winter, Summer | Winter, Summer | Winter, Summer | Winter, Summer | Winter, Summer | Winter, Summer | Winter, Summer
NSR James Miller 3,4 - NOX Rate Annual v3.1, Unit 5356 and retrofits | 686 | 1871 | Rate Constraint in lbs/MMBtu | FALSE | L | Annual | Standard | lb/MMBtu | 0.1 | 0.1 | 0.1 | 0.1 | 0.1 | 0.1 | 0.1
NSR James Miller 3,4 - NOX Rate Annual v3.1, Unit 5356 and retrofits | 686 | 1871 | Rate Constraint in lbs/MMBtu | FALSE | L | Annual | Emissions at Affected Plants NOX | MTons | 1.7317 | 1.7317 | 1.5126 | 1.5126 | 1.2496 | 1.0533 | 1.395
NSR James Miller 3,4 - NOX Rate Annual v3.1, Unit 5356 and retrofits | 686 | 1871 | Rate Constraint in lbs/MMBtu | FALSE | L | Annual | Allowances Purchased NOX | MTons | 0 | 0 | 0 | 0 | 0 | 0 | 0
NSR James Miller 3,4 - NOX Rate Annual v3.1, Unit 5356 and retrofits | 686 | 1871 | Rate Constraint in lbs/MMBtu | FALSE | L | Annual | Allowances Sold NOX | MTons | 0 | 0 | 0 | 0 | 0 | 0 | 0
NSR James Miller 3,4 - NOX Rate Annual v3.1, Unit 5356 and retrofits | 686 | 1871 | Rate Constraint in lbs/MMBtu | FALSE | L | Annual | Allowances Banked | MTons | 0 | 0 | 0 | 0 | 0 | 0 | 0
NSR James Miller 3,4 - NOX Rate Annual v3.1, Unit 5356 and retrofits | 686 | 1871 | Rate Constraint in lbs/MMBtu | FALSE | L | Annual | Allowances Withdrawn (1:1) | MTons | 0 | 0 | 0 | 0 | 0 | 0 | 0
NSR James Miller 3,4 - NOX Rate Annual v3.1, Unit 5356 and retrofits | 686 | 1871 | Rate Constraint in lbs/MMBtu | FALSE | L | Annual | Allowances Withdrawn (n:1) | MTons | 0 | 0 | 0 | 0 | 0 | 0 | 0
NSR James Miller 3,4 - NOX Rate Annual v3.1, Unit 5356 and retrofits | 686 | 1871 | Rate Constraint in lbs/MMBtu | FALSE | L | Annual | Net Emissions Allowance Position | MTons | 1.7317 | 1.7317 | 1.5126 | 1.5126 | 1.2496 | 1.0533 | 1.395
NSR James Miller 3,4 - NOX Rate Annual v3.1, Unit 5356 and retrofits | 686 | 1871 | Rate Constraint in lbs/MMBtu | FALSE | L | Annual | Fuel Consumed | TBtu | 45.0813 | 45.0813 | 39.3785 | 39.3785 | 32.5326 | 27.4208 | 36.3164
NSR James Miller 3,4 - NOX Rate Annual v3.1, Unit 5356 and retrofits | 686 | 1871 | Rate Constraint in lbs/MMBtu | FALSE | L | Annual | Rate | lb/MMBtu | 0.076823 | 0.076823 | 0.076823 | 0.076823 | 0.076823 | 0.076823 | 0.076823
NSR James Miller 3,4 - NOX Rate Annual v3.1, Unit 5356 and retrofits | 686 | 1871 | Rate Constraint in lbs/MMBtu | FALSE | L | Annual | Generation | TWh | 4.8778 | 4.8778 | 4.2608 | 4.2608 | 3.52 | 2.9669 | 3.9294
NSR James Miller 3,4 - NOX Rate Annual v3.1, Unit 5356 and retrofits | 686 | 1871 | Rate Constraint in lbs/MMBtu | FALSE | L | Annual | Qualifying Generation | TWh | 4.8778 | 4.8778 | 4.2608 | 4.2608 | 3.52 | 2.9669 | 3.9294
NSR James Miller 3,4 - NOX Rate Annual v3.1, Unit 5356 and retrofits | 686 | 1871 | Rate Constraint in lbs/MMBtu | FALSE | L | Annual | Rate | lb/MWh | 0.35501 | 0.35501 | 0.35501 | 0.35501 | 0.35501 | 0.35501 | 0.35501
NSR James Miller 3,4 - NOX Rate Annual v3.1, Unit 5356 and retrofits | 686 | 1871 | Rate Constraint in lbs/MMBtu | FALSE | L | Annual | Constraint Shadow Price | US$/Ton | 0 | 0 | 0 | 0 | 0 | 0 | 0
NSR Kincaid 1 & 2- Hg Rate Annual v5.13 | 687 | 5982 | Rate Constraint in lbs/MMBtu | FALSE | L | Annual | Seasons Included | Seasons | Winter, Summer | Winter, Summer | Winter, Summer | Winter, Summer | Winter, Summer | Winter, Summer | Winter, Summer
NSR Kincaid 1 & 2- Hg Rate Annual v5.13 | 687 | 5982 | Rate Constraint in lbs/MMBtu | FALSE | L | Annual | Standard | lb/MMBtu | 0.015 | 0.015 | 0.015 | 0.015 | 0.015 | 0.015 | 0.015
NSR Kincaid 1 & 2- Hg Rate Annual v5.13 | 687 | 5982 | Rate Constraint in lbs/MMBtu | FALSE | L | Annual | Emissions at Affected Plants MER | lbs | 42.5977 | 44.2199 | 32.2457 | 33.5809 | 33.5809 | 34.4921 | 39.5754
NSR Kincaid 1 & 2- Hg Rate Annual v5.13 | 687 | 5982 | Rate Constraint in lbs/MMBtu | FALSE | L | Annual | Allowances Purchased MER | lbs | 0 | 0 | 0 | 0 | 0 | 0 | 0
NSR Kincaid 1 & 2- Hg Rate Annual v5.13 | 687 | 5982 | Rate Constraint in lbs/MMBtu | FALSE | L | Annual | Allowances Sold MER | lbs | 0 | 0 | 0 | 0 | 0 | 0 | 0
NSR Kincaid 1 & 2- Hg Rate Annual v5.13 | 687 | 5982 | Rate Constraint in lbs/MMBtu | FALSE | L | Annual | Allowances Banked | lbs | 0 | 0 | 0 | 0 | 0 | 0 | 0
NSR Kincaid 1 & 2- Hg Rate Annual v5.13 | 687 | 5982 | Rate Constraint in lbs/MMBtu | FALSE | L | Annual | Allowances Withdrawn (1:1) | lbs | 0 | 0 | 0 | 0 | 0 | 0 | 0
NSR Kincaid 1 & 2- Hg Rate Annual v5.13 | 687 | 5982 | Rate Constraint in lbs/MMBtu | FALSE | L | Annual | Allowances Withdrawn (n:1) | lbs | 0 | 0 | 0 | 0 | 0 | 0 | 0
NSR Kincaid 1 & 2- Hg Rate Annual v5.13 | 687 | 5982 | Rate Constraint in lbs/MMBtu | FALSE | L | Annual | Net Emissions Allowance Position | lbs | 42.5977 | 44.2199 | 32.2457 | 33.5809 | 33.5809 | 34.4921 | 39.5754
NSR Kincaid 1 & 2- Hg Rate Annual v5.13 | 687 | 5982 | Rate Constraint in lbs/MMBtu | FALSE | L | Annual | Fuel Consumed | TBtu | 79.0165 | 78.8234 | 59.814 | 62.2907 | 62.2907 | 63.981 | 73.4102
NSR Kincaid 1 & 2- Hg Rate Annual v5.13 | 687 | 5982 | Rate Constraint in lbs/MMBtu | FALSE | L | Annual | Rate | lb/MMBtu | 5.391e-07 | 5.61e-07 | 5.391e-07 | 5.391e-07 | 5.391e-07 | 5.391e-07 | 5.391e-07
NSR Kincaid 1 & 2- Hg Rate Annual v5.13 | 687 | 5982 | Rate Constraint in lbs/MMBtu | FALSE | L | Annual | Generation | TWh | 8.3083 | 8.3083 | 6.2892 | 6.5496 | 6.5496 | 6.7273 | 7.7188
NSR Kincaid 1 & 2- Hg Rate Annual v5.13 | 687 | 5982 | Rate Constraint in lbs/MMBtu | FALSE | L | Annual | Qualifying Generation | TWh | 8.3083 | 8.3083 | 6.2892 | 6.5496 | 6.5496 | 6.7273 | 7.7188
NSR Kincaid 1 & 2- Hg Rate Annual v5.13 | 687 | 5982 | Rate Constraint in lbs/MMBtu | FALSE | L | Annual | Rate | lb/MWh | 5.1271 | 5.3224 | 5.1271 | 5.1271 | 5.1271 | 5.1271 | 5.1271
NSR Kincaid 1 & 2- Hg Rate Annual v5.13 | 687 | 5982 | Rate Constraint in lbs/MMBtu | FALSE | L | Annual | Constraint Shadow Price | US$/Lb | 0 | 0 | 0 | 0 | 0 | 0 | 0
NSR Kincaid 1 & 2- NOx Cap Annual v5.13 | 688 | 5981 | Rate Constraint in MTons | FALSE | L | Annual | Seasons Included | Seasons | Winter, Summer | Winter, Summer | Winter, Summer | Winter, Summer | Winter, Summer | Winter, Summer | Winter, Summer
NSR Kincaid 1 & 2- NOx Cap Annual v5.13 | 688 | 5981 | Rate Constraint in MTons | FALSE | L | Annual | Standard | MTons | 3.5 | 3.5 | 3.5 | 3.5 | 3.5 | 3.5 | 3.5
NSR Kincaid 1 & 2- NOx Cap Annual v5.13 | 688 | 5981 | Rate Constraint in MTons | FALSE | L | Annual | Standard NOX | MTons | 3.5 | 3.5 | 3.5 | 3.5 | 3.5 | 3.5 | 3.5
NSR Kincaid 1 & 2- NOx Cap Annual v5.13 | 688 | 5981 | Rate Constraint in MTons | FALSE | L | Annual | Emissions at Affected Plants NOX | MTons | 2.949 | 2.9559 | 2.2324 | 2.3248 | 2.3248 | 2.3879 | 2.7398
NSR Kincaid 1 & 2- NOx Cap Annual v5.13 | 688 | 5981 | Rate Constraint in MTons | FALSE | L | Annual | Allowances Purchased NOX | MTons | 0 | 0 | 0 | 0 | 0 | 0 | 0
NSR Kincaid 1 & 2- NOx Cap Annual v5.13 | 688 | 5981 | Rate Constraint in MTons | FALSE | L | Annual | Allowances Sold NOX | MTons | 0 | 0 | 0 | 0 | 0 | 0 | 0
NSR Kincaid 1 & 2- NOx Cap Annual v5.13 | 688 | 5981 | Rate Constraint in MTons | FALSE | L | Annual | Allowances Banked | MTons | 0 | 0 | 0 | 0 | 0 | 0 | 0
NSR Kincaid 1 & 2- NOx Cap Annual v5.13 | 688 | 5981 | Rate Constraint in MTons | FALSE | L | Annual | Allowances Withdrawn (1:1) | MTons | 0 | 0 | 0 | 0 | 0 | 0 | 0
NSR Kincaid 1 & 2- NOx Cap Annual v5.13 | 688 | 5981 | Rate Constraint in MTons | FALSE | L | Annual | Allowances Withdrawn (n:1) | MTons | 0 | 0 | 0 | 0 | 0 | 0 | 0
NSR Kincaid 1 & 2- NOx Cap Annual v5.13 | 688 | 5981 | Rate Constraint in MTons | FALSE | L | Annual | Net Emissions Allowance Position | MTons | 2.949 | 2.9559 | 2.2324 | 2.3248 | 2.3248 | 2.3879 | 2.7398
NSR Kincaid 1 & 2- NOx Cap Annual v5.13 | 688 | 5981 | Rate Constraint in MTons | FALSE | L | Annual | Fuel Consumed | TBtu | 79.0165 | 78.8234 | 59.814 | 62.2907 | 62.2907 | 63.981 | 73.4102
NSR Kincaid 1 & 2- NOx Cap Annual v5.13 | 688 | 5981 | Rate Constraint in MTons | FALSE | L | Annual | Rate | lb/MMBtu | 0.074644 | 0.075 | 0.074644 | 0.074644 | 0.074644 | 0.074644 | 0.074644
NSR Kincaid 1 & 2- NOx Cap Annual v5.13 | 688 | 5981 | Rate Constraint in MTons | FALSE | L | Annual | Generation | TWh | 8.3083 | 8.3083 | 6.2892 | 6.5496 | 6.5496 | 6.7273 | 7.7188
NSR Kincaid 1 & 2- NOx Cap Annual v5.13 | 688 | 5981 | Rate Constraint in MTons | FALSE | L | Annual | Qualifying Generation | TWh | 8.3083 | 8.3083 | 6.2892 | 6.5496 | 6.5496 | 6.7273 | 7.7188
NSR Kincaid 1 & 2- NOx Cap Annual v5.13 | 688 | 5981 | Rate Constraint in MTons | FALSE | L | Annual | Rate | lb/MWh | 0.35495 | 0.35578 | 0.35495 | 0.35495 | 0.35495 | 0.35495 | 0.35495
NSR Kincaid 1 & 2- NOx Cap Annual v5.13 | 688 | 5981 | Rate Constraint in MTons | FALSE | L | Annual | Constraint Shadow Price | US$/Ton | 0 | 0 | 0 | 0 | 0 | 0 | 0
NSR Kincaid 1 & 2- NOx Rate Annual v5.13 | 689 | 5980 | Rate Constraint in lbs/MMBtu | FALSE | L | Annual | Seasons Included | Seasons | Winter, Summer | Winter, Summer | Winter, Summer | Winter, Summer | Winter, Summer | Winter, Summer | Winter, Summer
NSR Kincaid 1 & 2- NOx Rate Annual v5.13 | 689 | 5980 | Rate Constraint in lbs/MMBtu | FALSE | L | Annual | Standard | lb/MMBtu | 0.08 | 0.08 | 0.08 | 0.08 | 0.08 | 0.08 | 0.08
NSR Kincaid 1 & 2- NOx Rate Annual v5.13 | 689 | 5980 | Rate Constraint in lbs/MMBtu | FALSE | L | Annual | Emissions at Affected Plants NOX | MTons | 2.949 | 2.9559 | 2.2324 | 2.3248 | 2.3248 | 2.3879 | 2.7398
NSR Kincaid 1 & 2- NOx Rate Annual v5.13 | 689 | 5980 | Rate Constraint in lbs/MMBtu | FALSE | L | Annual | Allowances Purchased NOX | MTons | 0 | 0 | 0 | 0 | 0 | 0 | 0
NSR Kincaid 1 & 2- NOx Rate Annual v5.13 | 689 | 5980 | Rate Constraint in lbs/MMBtu | FALSE | L | Annual | Allowances Sold NOX | MTons | 0 | 0 | 0 | 0 | 0 | 0 | 0
NSR Kincaid 1 & 2- NOx Rate Annual v5.13 | 689 | 5980 | Rate Constraint in lbs/MMBtu | FALSE | L | Annual | Allowances Banked | MTons | 0 | 0 | 0 | 0 | 0 | 0 | 0
NSR Kincaid 1 & 2- NOx Rate Annual v5.13 | 689 | 5980 | Rate Constraint in lbs/MMBtu | FALSE | L | Annual | Allowances Withdrawn (1:1) | MTons | 0 | 0 | 0 | 0 | 0 | 0 | 0
NSR Kincaid 1 & 2- NOx Rate Annual v5.13 | 689 | 5980 | Rate Constraint in lbs/MMBtu | FALSE | L | Annual | Allowances Withdrawn (n:1) | MTons | 0 | 0 | 0 | 0 | 0 | 0 | 0
NSR Kincaid 1 & 2- NOx Rate Annual v5.13 | 689 | 5980 | Rate Constraint in lbs/MMBtu | FALSE | L | Annual | Net Emissions Allowance Position | MTons | 2.949 | 2.9559 | 2.2324 | 2.3248 | 2.3248 | 2.3879 | 2.7398
NSR Kincaid 1 & 2- NOx Rate Annual v5.13 | 689 | 5980 | Rate Constraint in lbs/MMBtu | FALSE | L | Annual | Fuel Consumed | TBtu | 79.0165 | 78.8234 | 59.814 | 62.2907 | 62.2907 | 63.981 | 73.4102
NSR Kincaid 1 & 2- NOx Rate Annual v5.13 | 689 | 5980 | Rate Constraint in lbs/MMBtu | FALSE | L | Annual | Rate | lb/MMBtu | 0.074644 | 0.075 | 0.074644 | 0.074644 | 0.074644 | 0.074644 | 0.074644
NSR Kincaid 1 & 2- NOx Rate Annual v5.13 | 689 | 5980 | Rate Constraint in lbs/MMBtu | FALSE | L | Annual | Generation | TWh | 8.3083 | 8.3083 | 6.2892 | 6.5496 | 6.5496 | 6.7273 | 7.7188
NSR Kincaid 1 & 2- NOx Rate Annual v5.13 | 689 | 5980 | Rate Constraint in lbs/MMBtu | FALSE | L | Annual | Qualifying Generation | TWh | 8.3083 | 8.3083 | 6.2892 | 6.5496 | 6.5496 | 6.7273 | 7.7188
NSR Kincaid 1 & 2- NOx Rate Annual v5.13 | 689 | 5980 | Rate Constraint in lbs/MMBtu | FALSE | L | Annual | Rate | lb/MWh | 0.35495 | 0.35578 | 0.35495 | 0.35495 | 0.35495 | 0.35495 | 0.35495
NSR Kincaid 1 & 2- NOx Rate Annual v5.13 | 689 | 5980 | Rate Constraint in lbs/MMBtu | FALSE | L | Annual | Constraint Shadow Price | US$/Ton | 0 | 0 | 0 | 0 | 0 | 0 | 0
NSR Kincaid 1 & 2- SO2 Cap Annual v5.13 | 690 | 5979 | Rate Constraint in MTons | FALSE | L | Annual | Seasons Included | Seasons | Winter, Summer | Winter, Summer | Winter, Summer | Winter, Summer | Winter, Summer | Winter, Summer | Winter, Summer
NSR Kincaid 1 & 2- SO2 Cap Annual v5.13 | 690 | 5979 | Rate Constraint in MTons | FALSE | L | Annual | Standard | MTons | 4.4 | 4.4 | 4.4 | 4.4 | 4.4 | 4.4 | 4.4
NSR Kincaid 1 & 2- SO2 Cap Annual v5.13 | 690 | 5979 | Rate Constraint in MTons | FALSE | L | Annual | Standard SO2 | MTons | 4.4 | 4.4 | 4.4 | 4.4 | 4.4 | 4.4 | 4.4
NSR Kincaid 1 & 2- SO2 Cap Annual v5.13 | 690 | 5979 | Rate Constraint in MTons | FALSE | L | Annual | Emissions at Affected Plants SO2 | MTons | 3.7492 | 3.886 | 2.8381 | 2.9556 | 2.9556 | 3.0358 | 3.4832
NSR Kincaid 1 & 2- SO2 Cap Annual v5.13 | 690 | 5979 | Rate Constraint in MTons | FALSE | L | Annual | Allowances Purchased SO2 | MTons | 0 | 0 | 0 | 0 | 0 | 0 | 0
NSR Kincaid 1 & 2- SO2 Cap Annual v5.13 | 690 | 5979 | Rate Constraint in MTons | FALSE | L | Annual | Allowances Sold SO2 | MTons | 0 | 0 | 0 | 0 | 0 | 0 | 0
NSR Kincaid 1 & 2- SO2 Cap Annual v5.13 | 690 | 5979 | Rate Constraint in MTons | FALSE | L | Annual | Allowances Banked | MTons | 0 | 0 | 0 | 0 | 0 | 0 | 0
NSR Kincaid 1 & 2- SO2 Cap Annual v5.13 | 690 | 5979 | Rate Constraint in MTons | FALSE | L | Annual | Allowances Withdrawn (1:1) | MTons | 0 | 0 | 0 | 0 | 0 | 0 | 0
NSR Kincaid 1 & 2- SO2 Cap Annual v5.13 | 690 | 5979 | Rate Constraint in MTons | FALSE | L | Annual | Allowances Withdrawn (n:1) | MTons | 0 | 0 | 0 | 0 | 0 | 0 | 0
NSR Kincaid 1 & 2- SO2 Cap Annual v5.13 | 690 | 5979 | Rate Constraint in MTons | FALSE | L | Annual | Net Emissions Allowance Position | MTons | 3.7492 | 3.886 | 2.8381 | 2.9556 | 2.9556 | 3.0358 | 3.4832
NSR Kincaid 1 & 2- SO2 Cap Annual v5.13 | 690 | 5979 | Rate Constraint in MTons | FALSE | L | Annual | Fuel Consumed | TBtu | 79.0165 | 78.8234 | 59.814 | 62.2907 | 62.2907 | 63.981 | 73.4102
NSR Kincaid 1 & 2- SO2 Cap Annual v5.13 | 690 | 5979 | Rate Constraint in MTons | FALSE | L | Annual | Rate | lb/MMBtu | 0.094897 | 0.0986 | 0.094897 | 0.094897 | 0.094897 | 0.094897 | 0.094897
NSR Kincaid 1 & 2- SO2 Cap Annual v5.13 | 690 | 5979 | Rate Constraint in MTons | FALSE | L | Annual | Generation | TWh | 8.3083 | 8.3083 | 6.2892 | 6.5496 | 6.5496 | 6.7273 | 7.7188
NSR Kincaid 1 & 2- SO2 Cap Annual v5.13 | 690 | 5979 | Rate Constraint in MTons | FALSE | L | Annual | Qualifying Generation | TWh | 8.3083 | 8.3083 | 6.2892 | 6.5496 | 6.5496 | 6.7273 | 7.7188
NSR Kincaid 1 & 2- SO2 Cap Annual v5.13 | 690 | 5979 | Rate Constraint in MTons | FALSE | L | Annual | Rate | lb/MWh | 0.45126 | 0.46773 | 0.45126 | 0.45126 | 0.45126 | 0.45126 | 0.45126
NSR Kincaid 1 & 2- SO2 Cap Annual v5.13 | 690 | 5979 | Rate Constraint in MTons | FALSE | L | Annual | Constraint Shadow Price | US$/Ton | 0 | 0 | 0 | 0 | 0 | 0 | 0
NSR Kincaid 1 & 2- SO2 Rate Annual v5.13 | 691 | 5978 | Rate Constraint in lbs/MMBtu | FALSE | L | Annual | Seasons Included | Seasons | Winter, Summer | Winter, Summer | Winter, Summer | Winter, Summer | Winter, Summer | Winter, Summer | Winter, Summer
NSR Kincaid 1 & 2- SO2 Rate Annual v5.13 | 691 | 5978 | Rate Constraint in lbs/MMBtu | FALSE | L | Annual | Standard | lb/MMBtu | 0.1 | 0.1 | 0.1 | 0.1 | 0.1 | 0.1 | 0.1
NSR Kincaid 1 & 2- SO2 Rate Annual v5.13 | 691 | 5978 | Rate Constraint in lbs/MMBtu | FALSE | L | Annual | Emissions at Affected Plants SO2 | MTons | 3.7492 | 3.886 | 2.8381 | 2.9556 | 2.9556 | 3.0358 | 3.4832
NSR Kincaid 1 & 2- SO2 Rate Annual v5.13 | 691 | 5978 | Rate Constraint in lbs/MMBtu | FALSE | L | Annual | Allowances Purchased SO2 | MTons | 0 | 0 | 0 | 0 | 0 | 0 | 0
NSR Kincaid 1 & 2- SO2 Rate Annual v5.13 | 691 | 5978 | Rate Constraint in lbs/MMBtu | FALSE | L | Annual | Allowances Sold SO2 | MTons | 0 | 0 | 0 | 0 | 0 | 0 | 0
NSR Kincaid 1 & 2- SO2 Rate Annual v5.13 | 691 | 5978 | Rate Constraint in lbs/MMBtu | FALSE | L | Annual | Allowances Banked | MTons | 0 | 0 | 0 | 0 | 0 | 0 | 0
NSR Kincaid 1 & 2- SO2 Rate Annual v5.13 | 691 | 5978 | Rate Constraint in lbs/MMBtu | FALSE | L | Annual | Allowances Withdrawn (1:1) | MTons | 0 | 0 | 0 | 0 | 0 | 0 | 0
NSR Kincaid 1 & 2- SO2 Rate Annual v5.13 | 691 | 5978 | Rate Constraint in lbs/MMBtu | FALSE | L | Annual | Allowances Withdrawn (n:1) | MTons | 0 | 0 | 0 | 0 | 0 | 0 | 0
NSR Kincaid 1 & 2- SO2 Rate Annual v5.13 | 691 | 5978 | Rate Constraint in lbs/MMBtu | FALSE | L | Annual | Net Emissions Allowance Position | MTons | 3.7492 | 3.886 | 2.8381 | 2.9556 | 2.9556 | 3.0358 | 3.4832
NSR Kincaid 1 & 2- SO2 Rate Annual v5.13 | 691 | 5978 | Rate Constraint in lbs/MMBtu | FALSE | L | Annual | Fuel Consumed | TBtu | 79.0165 | 78.8234 | 59.814 | 62.2907 | 62.2907 | 63.981 | 73.4102
NSR Kincaid 1 & 2- SO2 Rate Annual v5.13 | 691 | 5978 | Rate Constraint in lbs/MMBtu | FALSE | L | Annual | Rate | lb/MMBtu | 0.094897 | 0.0986 | 0.094897 | 0.094897 | 0.094897 | 0.094897 | 0.094897
NSR Kincaid 1 & 2- SO2 Rate Annual v5.13 | 691 | 5978 | Rate Constraint in lbs/MMBtu | FALSE | L | Annual | Generation | TWh | 8.3083 | 8.3083 | 6.2892 | 6.5496 | 6.5496 | 6.7273 | 7.7188
NSR Kincaid 1 & 2- SO2 Rate Annual v5.13 | 691 | 5978 | Rate Constraint in lbs/MMBtu | FALSE | L | Annual | Qualifying Generation | TWh | 8.3083 | 8.3083 | 6.2892 | 6.5496 | 6.5496 | 6.7273 | 7.7188
NSR Kincaid 1 & 2- SO2 Rate Annual v5.13 | 691 | 5978 | Rate Constraint in lbs/MMBtu | FALSE | L | Annual | Rate | lb/MWh | 0.45126 | 0.46773 | 0.45126 | 0.45126 | 0.45126 | 0.45126 | 0.45126
NSR Kincaid 1 & 2- SO2 Rate Annual v5.13 | 691 | 5978 | Rate Constraint in lbs/MMBtu | FALSE | L | Annual | Constraint Shadow Price | US$/Ton | 0 | 0 | 0 | 0 | 0 | 0 | 0
NSR KU Brown Unit 3 - SO2 Cap Annual v3.1 | 692 | 2113 | Rate Constraint in MTons | FALSE | L | Annual | Seasons Included | Seasons | Winter, Summer | Winter, Summer | Winter, Summer | Winter, Summer | Winter, Summer | Winter, Summer | Winter, Summer
NSR KU Brown Unit 3 - SO2 Cap Annual v3.1 | 692 | 2113 | Rate Constraint in MTons | FALSE | L | Annual | Standard | MTons | 2.3 | 2.3 | 2.3 | 2.3 | 2.3 | 2.3 | 2.3
NSR KU Brown Unit 3 - SO2 Cap Annual v3.1 | 692 | 2113 | Rate Constraint in MTons | FALSE | L | Annual | Standard SO2 | MTons | 2.3 | 2.3 | 2.3 | 2.3 | 2.3 | 2.3 | 2.3
NSR KU Brown Unit 3 - SO2 Cap Annual v3.1 | 692 | 2113 | Rate Constraint in MTons | FALSE | L | Annual | Emissions at Affected Plants SO2 | MTons | 1.0758 | 1.0758 | 1.0758 | 1.0758 | 1.0758 | 0.98111 | 1.2028
NSR KU Brown Unit 3 - SO2 Cap Annual v3.1 | 692 | 2113 | Rate Constraint in MTons | FALSE | L | Annual | Allowances Purchased SO2 | MTons | 0 | 0 | 0 | 0 | 0 | 0 | 0
NSR KU Brown Unit 3 - SO2 Cap Annual v3.1 | 692 | 2113 | Rate Constraint in MTons | FALSE | L | Annual | Allowances Sold SO2 | MTons | 0 | 0 | 0 | 0 | 0 | 0 | 0
NSR KU Brown Unit 3 - SO2 Cap Annual v3.1 | 692 | 2113 | Rate Constraint in MTons | FALSE | L | Annual | Allowances Banked | MTons | 0 | 0 | 0 | 0 | 0 | 0 | 0
NSR KU Brown Unit 3 - SO2 Cap Annual v3.1 | 692 | 2113 | Rate Constraint in MTons | FALSE | L | Annual | Allowances Withdrawn (1:1) | MTons | 0 | 0 | 0 | 0 | 0 | 0 | 0
NSR KU Brown Unit 3 - SO2 Cap Annual v3.1 | 692 | 2113 | Rate Constraint in MTons | FALSE | L | Annual | Allowances Withdrawn (n:1) | MTons | 0 | 0 | 0 | 0 | 0 | 0 | 0
NSR KU Brown Unit 3 - SO2 Cap Annual v3.1 | 692 | 2113 | Rate Constraint in MTons | FALSE | L | Annual | Net Emissions Allowance Position | MTons | 1.0758 | 1.0758 | 1.0758 | 1.0758 | 1.0758 | 0.98111 | 1.2028
NSR KU Brown Unit 3 - SO2 Cap Annual v3.1 | 692 | 2113 | Rate Constraint in MTons | FALSE | L | Annual | Fuel Consumed | TBtu | 21.5156 | 21.5156 | 21.5156 | 21.5156 | 21.5156 | 21.5156 | 24.0551
NSR KU Brown Unit 3 - SO2 Cap Annual v3.1 | 692 | 2113 | Rate Constraint in MTons | FALSE | L | Annual | Rate | lb/MMBtu | 0.1 | 0.1 | 0.1 | 0.1 | 0.1 | 0.0912 | 0.1
NSR KU Brown Unit 3 - SO2 Cap Annual v3.1 | 692 | 2113 | Rate Constraint in MTons | FALSE | L | Annual | Generation | TWh | 2.128 | 2.128 | 2.128 | 2.128 | 2.128 | 2.128 | 2.3791
NSR KU Brown Unit 3 - SO2 Cap Annual v3.1 | 692 | 2113 | Rate Constraint in MTons | FALSE | L | Annual | Qualifying Generation | TWh | 2.128 | 2.128 | 2.128 | 2.128 | 2.128 | 2.128 | 2.3791
NSR KU Brown Unit 3 - SO2 Cap Annual v3.1 | 692 | 2113 | Rate Constraint in MTons | FALSE | L | Annual | Rate | lb/MWh | 0.50554 | 0.50554 | 0.50554 | 0.50554 | 0.50554 | 0.46105 | 0.50554
NSR KU Brown Unit 3 - SO2 Cap Annual v3.1 | 692 | 2113 | Rate Constraint in MTons | FALSE | L | Annual | Constraint Shadow Price | US$/Ton | 0 | 0 | 0 | 0 | 0 | 0 | 0
NSR KU Brown Unit 3 - SO2 Rate Annual v3.1 | 693 | 2114 | Rate Constraint in lbs/MMBtu | FALSE | L | Annual | Seasons Included | Seasons | Winter, Summer | Winter, Summer | Winter, Summer | Winter, Summer | Winter, Summer | Winter, Summer | Winter, Summer
NSR KU Brown Unit 3 - SO2 Rate Annual v3.1 | 693 | 2114 | Rate Constraint in lbs/MMBtu | FALSE | L | Annual | Standard | lb/MMBtu | 0.1 | 0.1 | 0.1 | 0.1 | 0.1 | 0.1 | 0.1
NSR KU Brown Unit 3 - SO2 Rate Annual v3.1 | 693 | 2114 | Rate Constraint in lbs/MMBtu | FALSE | L | Annual | Emissions at Affected Plants SO2 | MTons | 1.0758 | 1.0758 | 1.0758 | 1.0758 | 1.0758 | 0.98111 | 1.2028
NSR KU Brown Unit 3 - SO2 Rate Annual v3.1 | 693 | 2114 | Rate Constraint in lbs/MMBtu | FALSE | L | Annual | Allowances Purchased SO2 | MTons | 0 | 0 | 0 | 0 | 0 | 0 | 0
NSR KU Brown Unit 3 - SO2 Rate Annual v3.1 | 693 | 2114 | Rate Constraint in lbs/MMBtu | FALSE | L | Annual | Allowances Sold SO2 | MTons | 0 | 0 | 0 | 0 | 0 | 0 | 0
NSR KU Brown Unit 3 - SO2 Rate Annual v3.1 | 693 | 2114 | Rate Constraint in lbs/MMBtu | FALSE | L | Annual | Allowances Banked | MTons | 0 | 0 | 0 | 0 | 0 | 0 | 0
NSR KU Brown Unit 3 - SO2 Rate Annual v3.1 | 693 | 2114 | Rate Constraint in lbs/MMBtu | FALSE | L | Annual | Allowances Withdrawn (1:1) | MTons | 0 | 0 | 0 | 0 | 0 | 0 | 0
NSR KU Brown Unit 3 - SO2 Rate Annual v3.1 | 693 | 2114 | Rate Constraint in lbs/MMBtu | FALSE | L | Annual | Allowances Withdrawn (n:1) | MTons | 0 | 0 | 0 | 0 | 0 | 0 | 0
NSR KU Brown Unit 3 - SO2 Rate Annual v3.1 | 693 | 2114 | Rate Constraint in lbs/MMBtu | FALSE | L | Annual | Net Emissions Allowance Position | MTons | 1.0758 | 1.0758 | 1.0758 | 1.0758 | 1.0758 | 0.98111 | 1.2028
NSR KU Brown Unit 3 - SO2 Rate Annual v3.1 | 693 | 2114 | Rate Constraint in lbs/MMBtu | FALSE | L | Annual | Fuel Consumed | TBtu | 21.5156 | 21.5156 | 21.5156 | 21.5156 | 21.5156 | 21.5156 | 24.0551
NSR KU Brown Unit 3 - SO2 Rate Annual v3.1 | 693 | 2114 | Rate Constraint in lbs/MMBtu | FALSE | L | Annual | Rate | lb/MMBtu | 0.1 | 0.1 | 0.1 | 0.1 | 0.1 | 0.0912 | 0.1
NSR KU Brown Unit 3 - SO2 Rate Annual v3.1 | 693 | 2114 | Rate Constraint in lbs/MMBtu | FALSE | L | Annual | Generation | TWh | 2.128 | 2.128 | 2.128 | 2.128 | 2.128 | 2.128 | 2.3791
NSR KU Brown Unit 3 - SO2 Rate Annual v3.1 | 693 | 2114 | Rate Constraint in lbs/MMBtu | FALSE | L | Annual | Qualifying Generation | TWh | 2.128 | 2.128 | 2.128 | 2.128 | 2.128 | 2.128 | 2.3791
NSR KU Brown Unit 3 - SO2 Rate Annual v3.1 | 693 | 2114 | Rate Constraint in lbs/MMBtu | FALSE | L | Annual | Rate | lb/MWh | 0.50554 | 0.50554 | 0.50554 | 0.50554 | 0.50554 | 0.46105 | 0.50554
NSR KU Brown Unit 3 - SO2 Rate Annual v3.1 | 693 | 2114 | Rate Constraint in lbs/MMBtu | FALSE | L | Annual | Constraint Shadow Price | US$/Ton | 0 | 225.9499 | 0 | 0 | 0 | 0 | 0
NSR Level Baldwin 3 - NOX Rate Annual v3.1, Unit 4132 and retrofits | 694 | 1862 | Rate Constraint in lbs/MMBtu | FALSE | L | Annual | Seasons Included | Seasons | Winter, Summer | Winter, Summer | Winter, Summer | Winter, Summer | Winter, Summer | Winter, Summer | Winter, Summer
NSR Level Baldwin 3 - NOX Rate Annual v3.1, Unit 4132 and retrofits | 694 | 1862 | Rate Constraint in lbs/MMBtu | FALSE | L | Annual | Standard | lb/MMBtu | 0.1 | 0.1 | 0.1 | 0.1 | 0.1 | 0.1 | 0.1
NSR Level Baldwin 3 - NOX Rate Annual v3.1, Unit 4132 and retrofits | 694 | 1862 | Rate Constraint in lbs/MMBtu | FALSE | L | Annual | Emissions at Affected Plants NOX | MTons | 1.0666 | 1.0666 | 0.93171 | 0.93171 | 0.93171 | 0.93171 | 1.0666
NSR Level Baldwin 3 - NOX Rate Annual v3.1, Unit 4132 and retrofits | 694 | 1862 | Rate Constraint in lbs/MMBtu | FALSE | L | Annual | Allowances Purchased NOX | MTons | 0 | 0 | 0 | 0 | 0 | 0 | 0
NSR Level Baldwin 3 - NOX Rate Annual v3.1, Unit 4132 and retrofits | 694 | 1862 | Rate Constraint in lbs/MMBtu | FALSE | L | Annual | Allowances Sold NOX | MTons | 0 | 0 | 0 | 0 | 0 | 0 | 0
NSR Level Baldwin 3 - NOX Rate Annual v3.1, Unit 4132 and retrofits | 694 | 1862 | Rate Constraint in lbs/MMBtu | FALSE | L | Annual | Allowances Banked | MTons | 0 | 0 | 0 | 0 | 0 | 0 | 0
NSR Level Baldwin 3 - NOX Rate Annual v3.1, Unit 4132 and retrofits | 694 | 1862 | Rate Constraint in lbs/MMBtu | FALSE | L | Annual | Allowances Withdrawn (1:1) | MTons | 0 | 0 | 0 | 0 | 0 | 0 | 0
NSR Level Baldwin 3 - NOX Rate Annual v3.1, Unit 4132 and retrofits | 694 | 1862 | Rate Constraint in lbs/MMBtu | FALSE | L | Annual | Allowances Withdrawn (n:1) | MTons | 0 | 0 | 0 | 0 | 0 | 0 | 0
NSR Level Baldwin 3 - NOX Rate Annual v3.1, Unit 4132 and retrofits | 694 | 1862 | Rate Constraint in lbs/MMBtu | FALSE | L | Annual | Net Emissions Allowance Position | MTons | 1.0666 | 1.0666 | 0.93171 | 0.93171 | 0.93171 | 0.93171 | 1.0666
NSR Level Baldwin 3 - NOX Rate Annual v3.1, Unit 4132 and retrofits | 694 | 1862 | Rate Constraint in lbs/MMBtu | FALSE | L | Annual | Fuel Consumed | TBtu | 42.6068 | 42.6068 | 37.217 | 37.217 | 37.217 | 37.217 | 42.6068
NSR Level Baldwin 3 - NOX Rate Annual v3.1, Unit 4132 and retrofits | 694 | 1862 | Rate Constraint in lbs/MMBtu | FALSE | L | Annual | Rate | lb/MMBtu | 0.050069 | 0.050069 | 0.050069 | 0.050069 | 0.050069 | 0.050069 | 0.050069
NSR Level Baldwin 3 - NOX Rate Annual v3.1, Unit 4132 and retrofits | 694 | 1862 | Rate Constraint in lbs/MMBtu | FALSE | L | Annual | Generation | TWh | 4.4082 | 4.4082 | 3.8505 | 3.8505 | 3.8505 | 3.8505 | 4.4082
NSR Level Baldwin 3 - NOX Rate Annual v3.1, Unit 4132 and retrofits | 694 | 1862 | Rate Constraint in lbs/MMBtu | FALSE | L | Annual | Qualifying Generation | TWh | 4.4082 | 4.4082 | 3.8505 | 3.8505 | 3.8505 | 3.8505 | 4.4082
NSR Level Baldwin 3 - NOX Rate Annual v3.1, Unit 4132 and retrofits | 694 | 1862 | Rate Constraint in lbs/MMBtu | FALSE | L | Annual | Rate | lb/MWh | 0.24197 | 0.24197 | 0.24197 | 0.24197 | 0.24197 | 0.24197 | 0.24197
NSR Level Baldwin 3 - NOX Rate Annual v3.1, Unit 4132 and retrofits | 694 | 1862 | Rate Constraint in lbs/MMBtu | FALSE | L | Annual | Constraint Shadow Price | US$/Ton | 0 | 0 | 0 | 0 | 0 | 0 | 0
NSR Level Havana 9 - SO2 Rate Annual v3.1, Unit 4101 and retrofits | 695 | 1868 | Rate Constraint in lbs/MMBtu | FALSE | L | Annual | Seasons Included | Seasons | Winter, Summer | Winter, Summer | Winter, Summer | Winter, Summer | Winter, Summer | Winter, Summer | Winter, Summer
NSR Level Havana 9 - SO2 Rate Annual v3.1, Unit 4101 and retrofits | 695 | 1868 | Rate Constraint in lbs/MMBtu | FALSE | L | Annual | Standard | lb/MMBtu | 0.1 | 0.1 | 0.1 | 0.1 | 0.1 | 0.1 | 0.1
NSR Level Havana 9 - SO2 Rate Annual v3.1, Unit 4101 and retrofits | 695 | 1868 | Rate Constraint in lbs/MMBtu | FALSE | L | Annual | Emissions at Affected Plants SO2 | MTons | 1.4006 | 1.3957 | 0.56835 | 0.56835 | 0.56835 | 0.60125 | 0.60125
NSR Level Havana 9 - SO2 Rate Annual v3.1, Unit 4101 and retrofits | 695 | 1868 | Rate Constraint in lbs/MMBtu | FALSE | L | Annual | Allowances Purchased SO2 | MTons | 0 | 0 | 0 | 0 | 0 | 0 | 0
NSR Level Havana 9 - SO2 Rate Annual v3.1, Unit 4101 and retrofits | 695 | 1868 | Rate Constraint in lbs/MMBtu | FALSE | L | Annual | Allowances Sold SO2 | MTons | 0 | 0 | 0 | 0 | 0 | 0 | 0
NSR Level Havana 9 - SO2 Rate Annual v3.1, Unit 4101 and retrofits | 695 | 1868 | Rate Constraint in lbs/MMBtu | FALSE | L | Annual | Allowances Banked | MTons | 0 | 0 | 0 | 0 | 0 | 0 | 0
NSR Level Havana 9 - SO2 Rate Annual v3.1, Unit 4101 and retrofits | 695 | 1868 | Rate Constraint in lbs/MMBtu | FALSE | L | Annual | Allowances Withdrawn (1:1) | MTons | 0 | 0 | 0 | 0 | 0 | 0 | 0
NSR Level Havana 9 - SO2 Rate Annual v3.1, Unit 4101 and retrofits | 695 | 1868 | Rate Constraint in lbs/MMBtu | FALSE | L | Annual | Allowances Withdrawn (n:1) | MTons | 0 | 0 | 0 | 0 | 0 | 0 | 0
NSR Level Havana 9 - SO2 Rate Annual v3.1, Unit 4101 and retrofits | 695 | 1868 | Rate Constraint in lbs/MMBtu | FALSE | L | Annual | Net Emissions Allowance Position | MTons | 1.4006 | 1.3957 | 0.56835 | 0.56835 | 0.56835 | 0.60125 | 0.60125
NSR Level Havana 9 - SO2 Rate Annual v3.1, Unit 4101 and retrofits | 695 | 1868 | Rate Constraint in lbs/MMBtu | FALSE | L | Annual | Fuel Consumed | TBtu | 35.0595 | 34.9363 | 14.2265 | 14.2265 | 14.2265 | 15.05 | 15.05
NSR Level Havana 9 - SO2 Rate Annual v3.1, Unit 4101 and retrofits | 695 | 1868 | Rate Constraint in lbs/MMBtu | FALSE | L | Annual | Rate | lb/MMBtu | 0.0799 | 0.0799 | 0.0799 | 0.0799 | 0.0799 | 0.0799 | 0.0799
NSR Level Havana 9 - SO2 Rate Annual v3.1, Unit 4101 and retrofits | 695 | 1868 | Rate Constraint in lbs/MMBtu | FALSE | L | Annual | Generation | TWh | 3.0636 | 3.0636 | 1.2506 | 1.2506 | 1.2506 | 1.3251 | 1.3251
NSR Level Havana 9 - SO2 Rate Annual v3.1, Unit 4101 and retrofits | 695 | 1868 | Rate Constraint in lbs/MMBtu | FALSE | L | Annual | Qualifying Generation | TWh | 3.0636 | 3.0636 | 1.2506 | 1.2506 | 1.2506 | 1.3251 | 1.3251
NSR Level Havana 9 - SO2 Rate Annual v3.1, Unit 4101 and retrofits | 695 | 1868 | Rate Constraint in lbs/MMBtu | FALSE | L | Annual | Rate | lb/MWh | 0.45719 | 0.45558 | 0.45446 | 0.45446 | 0.45446 | 0.45373 | 0.45373
NSR Level Havana 9 - SO2 Rate Annual v3.1, Unit 4101 and retrofits | 695 | 1868 | Rate Constraint in lbs/MMBtu | FALSE | L | Annual | Constraint Shadow Price | US$/Ton | 0 | 0 | 0 | 0 | 0 | 0 | 0
NSR Level Hudson 2 - NOX Rate Annual v3.1, Unit 4104 and retrofits | 696 | 1945 | Rate Constraint in lbs/MMBtu | FALSE | L | Annual | Seasons Included | Seasons | Winter, Summer | Winter, Summer | Winter, Summer | Winter, Summer | Winter, Summer | Winter, Summer | Winter, Summer
NSR Level Hudson 2 - NOX Rate Annual v3.1, Unit 4104 and retrofits | 696 | 1945 | Rate Constraint in lbs/MMBtu | FALSE | L | Annual | Standard | lb/MMBtu | 0.1 | 0.1 | 0.1 | 0.1 | 0.1 | 0.1 | 0.1
NSR Level Hudson 2 - NOX Rate Annual v3.1, Unit 4104 and retrofits | 696 | 1945 | Rate Constraint in lbs/MMBtu | FALSE | L | Annual | Emissions at Affected Plants NOX | MTons | 0 | 0 | 0 | 0 | 0 | 0 | 0
NSR Level Hudson 2 - NOX Rate Annual v3.1, Unit 4104 and retrofits | 696 | 1945 | Rate Constraint in lbs/MMBtu | FALSE | L | Annual | Allowances Purchased NOX | MTons | 0 | 0 | 0 | 0 | 0 | 0 | 0
NSR Level Hudson 2 - NOX Rate Annual v3.1, Unit 4104 and retrofits | 696 | 1945 | Rate Constraint in lbs/MMBtu | FALSE | L | Annual | Allowances Sold NOX | MTons | 0 | 0 | 0 | 0 | 0 | 0 | 0
NSR Level Hudson 2 - NOX Rate Annual v3.1, Unit 4104 and retrofits | 696 | 1945 | Rate Constraint in lbs/MMBtu | FALSE | L | Annual | Allowances Banked | MTons | 0 | 0 | 0 | 0 | 0 | 0 | 0
NSR Level Hudson 2 - NOX Rate Annual v3.1, Unit 4104 and retrofits | 696 | 1945 | Rate Constraint in lbs/MMBtu | FALSE | L | Annual | Allowances Withdrawn (1:1) | MTons | 0 | 0 | 0 | 0 | 0 | 0 | 0
NSR Level Hudson 2 - NOX Rate Annual v3.1, Unit 4104 and retrofits | 696 | 1945 | Rate Constraint in lbs/MMBtu | FALSE | L | Annual | Allowances Withdrawn (n:1) | MTons | 0 | 0 | 0 | 0 | 0 | 0 | 0
NSR Level Hudson 2 - NOX Rate Annual v3.1, Unit 4104 and retrofits | 696 | 1945 | Rate Constraint in lbs/MMBtu | FALSE | L | Annual | Net Emissions Allowance Position | MTons | 0 | 0 | 0 | 0 | 0 | 0 | 0
NSR Level Hudson 2 - NOX Rate Annual v3.1, Unit 4104 and retrofits | 696 | 1945 | Rate Constraint in lbs/MMBtu | FALSE | L | Annual | Fuel Consumed | TBtu | 0 | 0 | 0 | 0 | 0 | 0 | 0
NSR Level Hudson 2 - NOX Rate Annual v3.1, Unit 4104 and retrofits | 696 | 1945 | Rate Constraint in lbs/MMBtu | FALSE | L | Annual | Rate | lb/MMBtu | 0 | 0 | 0 | 0 | 0 | 0 | 0
NSR Level Hudson 2 - NOX Rate Annual v3.1, Unit 4104 and retrofits | 696 | 1945 | Rate Constraint in lbs/MMBtu | FALSE | L | Annual | Generation | TWh | 0 | 0 | 0 | 0 | 0 | 0 | 0
NSR Level Hudson 2 - NOX Rate Annual v3.1, Unit 4104 and retrofits | 696 | 1945 | Rate Constraint in lbs/MMBtu | FALSE | L | Annual | Qualifying Generation | TWh | 0 | 0 | 0 | 0 | 0 | 0 | 0
NSR Level Hudson 2 - NOX Rate Annual v3.1, Unit 4104 and retrofits | 696 | 1945 | Rate Constraint in lbs/MMBtu | FALSE | L | Annual | Rate | lb/MWh | 0 | 0 | 0 | 0 | 0 | 0 | 0
NSR Level Hudson 2 - NOX Rate Annual v3.1, Unit 4104 and retrofits | 696 | 1945 | Rate Constraint in lbs/MMBtu | FALSE | L | Annual | Constraint Shadow Price | US$/Ton | 0 | 0 | 0 | 0 | 0 | 0 | 0
NSR Level Hudson 2 - SO2 Rate Annual v3.1, Unit 4104 and retrofits | 697 | 1870 | Rate Constraint in lbs/MMBtu | FALSE | L | Annual | Seasons Included | Seasons | Winter, Summer | Winter, Summer | Winter, Summer | Winter, Summer | Winter, Summer | Winter, Summer | Winter, Summer
NSR Level Hudson 2 - SO2 Rate Annual v3.1, Unit 4104 and retrofits | 697 | 1870 | Rate Constraint in lbs/MMBtu | FALSE | L | Annual | Standard | lb/MMBtu | 0.15 | 0.15 | 0.15 | 0.15 | 0.15 | 0.15 | 0.15
NSR Level Hudson 2 - SO2 Rate Annual v3.1, Unit 4104 and retrofits | 697 | 1870 | Rate Constraint in lbs/MMBtu | FALSE | L | Annual | Emissions at Affected Plants SO2 | MTons | 0 | 0 | 0 | 0 | 0 | 0 | 0
NSR Level Hudson 2 - SO2 Rate Annual v3.1, Unit 4104 and retrofits | 697 | 1870 | Rate Constraint in lbs/MMBtu | FALSE | L | Annual | Allowances Purchased SO2 | MTons | 0 | 0 | 0 | 0 | 0 | 0 | 0
NSR Level Hudson 2 - SO2 Rate Annual v3.1, Unit 4104 and retrofits | 697 | 1870 | Rate Constraint in lbs/MMBtu | FALSE | L | Annual | Allowances Sold SO2 | MTons | 0 | 0 | 0 | 0 | 0 | 0 | 0
NSR Level Hudson 2 - SO2 Rate Annual v3.1, Unit 4104 and retrofits | 697 | 1870 | Rate Constraint in lbs/MMBtu | FALSE | L | Annual | Allowances Banked | MTons | 0 | 0 | 0 | 0 | 0 | 0 | 0
NSR Level Hudson 2 - SO2 Rate Annual v3.1, Unit 4104 and retrofits | 697 | 1870 | Rate Constraint in lbs/MMBtu | FALSE | L | Annual | Allowances Withdrawn (1:1) | MTons | 0 | 0 | 0 | 0 | 0 | 0 | 0
NSR Level Hudson 2 - SO2 Rate Annual v3.1, Unit 4104 and retrofits | 697 | 1870 | Rate Constraint in lbs/MMBtu | FALSE | L | Annual | Allowances Withdrawn (n:1) | MTons | 0 | 0 | 0 | 0 | 0 | 0 | 0
NSR Level Hudson 2 - SO2 Rate Annual v3.1, Unit 4104 and retrofits | 697 | 1870 | Rate Constraint in lbs/MMBtu | FALSE | L | Annual | Net Emissions Allowance Position | MTons | 0 | 0 | 0 | 0 | 0 | 0 | 0
NSR Level Hudson 2 - SO2 Rate Annual v3.1, Unit 4104 and retrofits | 697 | 1870 | Rate Constraint in lbs/MMBtu | FALSE | L | Annual | Fuel Consumed | TBtu | 0 | 0 | 0 | 0 | 0 | 0 | 0
NSR Level Hudson 2 - SO2 Rate Annual v3.1, Unit 4104 and retrofits | 697 | 1870 | Rate Constraint in lbs/MMBtu | FALSE | L | Annual | Rate | lb/MMBtu | 0 | 0 | 0 | 0 | 0 | 0 | 0
NSR Level Hudson 2 - SO2 Rate Annual v3.1, Unit 4104 and retrofits | 697 | 1870 | Rate Constraint in lbs/MMBtu | FALSE | L | Annual | Generation | TWh | 0 | 0 | 0 | 0 | 0 | 0 | 0
NSR Level Hudson 2 - SO2 Rate Annual v3.1, Unit 4104 and retrofits | 697 | 1870 | Rate Constraint in lbs/MMBtu | FALSE | L | Annual | Qualifying Generation | TWh | 0 | 0 | 0 | 0 | 0 | 0 | 0
NSR Level Hudson 2 - SO2 Rate Annual v3.1, Unit 4104 and retrofits | 697 | 1870 | Rate Constraint in lbs/MMBtu | FALSE | L | Annual | Rate | lb/MWh | 0 | 0 | 0 | 0 | 0 | 0 | 0
NSR Level Hudson 2 - SO2 Rate Annual v3.1, Unit 4104 and retrofits | 697 | 1870 | Rate Constraint in lbs/MMBtu | FALSE | L | Annual | Constraint Shadow Price | US$/Ton | 0 | 0 | 0 | 0 | 0 | 0 | 0
NSR Level Mercer 1 - SO2 Rate Annual v3.1, Unit 4105 and retrofits | 698 | 1932 | Rate Constraint in lbs/MMBtu | FALSE | L | Annual | Seasons Included | Seasons | Winter, Summer | Winter, Summer | Winter, Summer | Winter, Summer | Winter, Summer | Winter, Summer | Winter, Summer
NSR Level Mercer 1 - SO2 Rate Annual v3.1, Unit 4105 and retrofits | 698 | 1932 | Rate Constraint in lbs/MMBtu | FALSE | L | Annual | Standard | lb/MMBtu | 0.15 | 0.15 | 0.15 | 0.15 | 0.15 | 0.15 | 0.15
NSR Level Mercer 1 - SO2 Rate Annual v3.1, Unit 4105 and retrofits | 698 | 1932 | Rate Constraint in lbs/MMBtu | FALSE | L | Annual | Emissions at Affected Plants SO2 | MTons | 0 | 0 | 0 | 0 | 0 | 0 | 0
NSR Level Mercer 1 - SO2 Rate Annual v3.1, Unit 4105 and retrofits | 698 | 1932 | Rate Constraint in lbs/MMBtu | FALSE | L | Annual | Allowances Purchased SO2 | MTons | 0 | 0 | 0 | 0 | 0 | 0 | 0
NSR Level Mercer 1 - SO2 Rate Annual v3.1, Unit 4105 and retrofits | 698 | 1932 | Rate Constraint in lbs/MMBtu | FALSE | L | Annual | Allowances Sold SO2 | MTons | 0 | 0 | 0 | 0 | 0 | 0 | 0
NSR Level Mercer 1 - SO2 Rate Annual v3.1, Unit 4105 and retrofits | 698 | 1932 | Rate Constraint in lbs/MMBtu | FALSE | L | Annual | Allowances Banked | MTons | 0 | 0 | 0 | 0 | 0 | 0 | 0
NSR Level Mercer 1 - SO2 Rate Annual v3.1, Unit 4105 and retrofits | 698 | 1932 | Rate Constraint in lbs/MMBtu | FALSE | L | Annual | Allowances Withdrawn (1:1) | MTons | 0 | 0 | 0 | 0 | 0 | 0 | 0
NSR Level Mercer 1 - SO2 Rate Annual v3.1, Unit 4105 and retrofits | 698 | 1932 | Rate Constraint in lbs/MMBtu | FALSE | L | Annual | Allowances Withdrawn (n:1) | MTons | 0 | 0 | 0 | 0 | 0 | 0 | 0
NSR Level Mercer 1 - SO2 Rate Annual v3.1, Unit 4105 and retrofits | 698 | 1932 | Rate Constraint in lbs/MMBtu | FALSE | L | Annual | Net Emissions Allowance Position | MTons | 0 | 0 | 0 | 0 | 0 | 0 | 0
NSR Level Mercer 1 - SO2 Rate Annual v3.1, Unit 4105 and retrofits | 698 | 1932 | Rate Constraint in lbs/MMBtu | FALSE | L | Annual | Fuel Consumed | TBtu | 0 | 0 | 0 | 0 | 0 | 0 | 0
NSR Level Mercer 1 - SO2 Rate Annual v3.1, Unit 4105 and retrofits | 698 | 1932 | Rate Constraint in lbs/MMBtu | FALSE | L | Annual | Rate | lb/MMBtu | 0 | 0 | 0 | 0 | 0 | 0 | 0
NSR Level Mercer 1 - SO2 Rate Annual v3.1, Unit 4105 and retrofits | 698 | 1932 | Rate Constraint in lbs/MMBtu | FALSE | L | Annual | Generation | TWh | 0 | 0 | 0 | 0 | 0 | 0 | 0
NSR Level Mercer 1 - SO2 Rate Annual v3.1, Unit 4105 and retrofits | 698 | 1932 | Rate Constraint in lbs/MMBtu | FALSE | L | Annual | Qualifying Generation | TWh | 0 | 0 | 0 | 0 | 0 | 0 | 0
NSR Level Mercer 1 - SO2 Rate Annual v3.1, Unit 4105 and retrofits | 698 | 1932 | Rate Constraint in lbs/MMBtu | FALSE | L | Annual | Rate | lb/MWh | 0 | 0 | 0 | 0 | 0 | 0 | 0
NSR Level Mercer 1 - SO2 Rate Annual v3.1, Unit 4105 and retrofits | 698 | 1932 | Rate Constraint in lbs/MMBtu | FALSE | L | Annual | Constraint Shadow Price | US$/Ton | 0 | 0 | 0 | 0 | 0 | 0 | 0
NSR Level Mercer 1,2 - NOX Rate Annual v3.1, Unit 4105 and retrofits | 699 | 1934 | Rate Constraint in lbs/MMBtu | FALSE | L | Annual | Seasons Included | Seasons | Winter, Summer | Winter, Summer | Winter, Summer | Winter, Summer | Winter, Summer | Winter, Summer | Winter, Summer
NSR Level Mercer 1,2 - NOX Rate Annual v3.1, Unit 4105 and retrofits | 699 | 1934 | Rate Constraint in lbs/MMBtu | FALSE | L | Annual | Standard | lb/MMBtu | 0.1 | 0.1 | 0.1 | 0.1 | 0.1 | 0.1 | 0.1
NSR Level Mercer 1,2 - NOX Rate Annual v3.1, Unit 4105 and retrofits | 699 | 1934 | Rate Constraint in lbs/MMBtu | FALSE | L | Annual | Emissions at Affected Plants NOX | MTons | 0 | 0 | 0 | 0 | 0 | 0 | 0
NSR Level Mercer 1,2 - NOX Rate Annual v3.1, Unit 4105 and retrofits | 699 | 1934 | Rate Constraint in lbs/MMBtu | FALSE | L | Annual | Allowances Purchased NOX | MTons | 0 | 0 | 0 | 0 | 0 | 0 | 0
NSR Level Mercer 1,2 - NOX Rate Annual v3.1, Unit 4105 and retrofits | 699 | 1934 | Rate Constraint in lbs/MMBtu | FALSE | L | Annual | Allowances Sold NOX | MTons | 0 | 0 | 0 | 0 | 0 | 0 | 0
NSR Level Mercer 1,2 - NOX Rate Annual v3.1, Unit 4105 and retrofits | 699 | 1934 | Rate Constraint in lbs/MMBtu | FALSE | L | Annual | Allowances Banked | MTons | 0 | 0 | 0 | 0 | 0 | 0 | 0
NSR Level Mercer 1,2 - NOX Rate Annual v3.1, Unit 4105 and retrofits | 699 | 1934 | Rate Constraint in lbs/MMBtu | FALSE | L | Annual | Allowances Withdrawn (1:1) | MTons | 0 | 0 | 0 | 0 | 0 | 0 | 0
NSR Level Mercer 1,2 - NOX Rate Annual v3.1, Unit 4105 and retrofits | 699 | 1934 | Rate Constraint in lbs/MMBtu | FALSE | L | Annual | Allowances Withdrawn (n:1) | MTons | 0 | 0 | 0 | 0 | 0 | 0 | 0
NSR Level Mercer 1,2 - NOX Rate Annual v3.1, Unit 4105 and retrofits | 699 | 1934 | Rate Constraint in lbs/MMBtu | FALSE | L | Annual | Net Emissions Allowance Position | MTons | 0 | 0 | 0 | 0 | 0 | 0 | 0
NSR Level Mercer 1,2 - NOX Rate Annual v3.1, Unit 4105 and retrofits | 699 | 1934 | Rate Constraint in lbs/MMBtu | FALSE | L | Annual | Fuel Consumed | TBtu | 0 | 0 | 0 | 0 | 0 | 0 | 0
NSR Level Mercer 1,2 - NOX Rate Annual v3.1, Unit 4105 and retrofits | 699 | 1934 | Rate Constraint in lbs/MMBtu | FALSE | L | Annual | Rate | lb/MMBtu | 0 | 0 | 0 | 0 | 0 | 0 | 0
NSR Level Mercer 1,2 - NOX Rate Annual v3.1, Unit 4105 and retrofits | 699 | 1934 | Rate Constraint in lbs/MMBtu | FALSE | L | Annual | Generation | TWh | 0 | 0 | 0 | 0 | 0 | 0 | 0
NSR Level Mercer 1,2 - NOX Rate Annual v3.1, Unit 4105 and retrofits | 699 | 1934 | Rate Constraint in lbs/MMBtu | FALSE | L | Annual | Qualifying Generation | TWh | 0 | 0 | 0 | 0 | 0 | 0 | 0
NSR Level Mercer 1,2 - NOX Rate Annual v3.1, Unit 4105 and retrofits | 699 | 1934 | Rate Constraint in lbs/MMBtu | FALSE | L | Annual | Rate | lb/MWh | 0 | 0 | 0 | 0 | 0 | 0 | 0
NSR Level Mercer 1,2 - NOX Rate Annual v3.1, Unit 4105 and retrofits | 699 | 1934 | Rate Constraint in lbs/MMBtu | FALSE | L | Annual | Constraint Shadow Price | US$/Ton | 0 | 0 | 0 | 0 | 0 | 0 | 0
NSR Level Mercer 1,2 - NOX Rate Annual v3.1, Unit 4106 and retrofits | 700 | 1934 | Rate Constraint in lbs/MMBtu | FALSE | L | Annual | Seasons Included | Seasons | Winter, Summer | Winter, Summer | Winter, Summer | Winter, Summer | Winter, Summer | Winter, Summer | Winter, Summer
NSR Level Mercer 1,2 - NOX Rate Annual v3.1, Unit 4106 and retrofits | 700 | 1934 | Rate Constraint in lbs/MMBtu | FALSE | L | Annual | Standard | lb/MMBtu | 0.1 | 0.1 | 0.1 | 0.1 | 0.1 | 0.1 | 0.1
NSR Level Mercer 1,2 - NOX Rate Annual v3.1, Unit 4106 and retrofits | 700 | 1934 | Rate Constraint in lbs/MMBtu | FALSE | L | Annual | Emissions at Affected Plants NOX | MTons | 0 | 0 | 0 | 0 | 0 | 0 | 0
NSR Level Mercer 1,2 - NOX Rate Annual v3.1, Unit 4106 and retrofits | 700 | 1934 | Rate Constraint in lbs/MMBtu | FALSE | L | Annual | Allowances Purchased NOX | MTons | 0 | 0 | 0 | 0 | 0 | 0 | 0
NSR Level Mercer 1,2 - NOX Rate Annual v3.1, Unit 4106 and retrofits | 700 | 1934 | Rate Constraint in lbs/MMBtu | FALSE | L | Annual | Allowances Sold NOX | MTons | 0 | 0 | 0 | 0 | 0 | 0 | 0
NSR Level Mercer 1,2 - NOX Rate Annual v3.1, Unit 4106 and retrofits | 700 | 1934 | Rate Constraint in lbs/MMBtu | FALSE | L | Annual | Allowances Banked | MTons | 0 | 0 | 0 | 0 | 0 | 0 | 0
NSR Level Mercer 1,2 - NOX Rate Annual v3.1, Unit 4106 and retrofits | 700 | 1934 | Rate Constraint in lbs/MMBtu | FALSE | L | Annual | Allowances Withdrawn (1:1) | MTons | 0 | 0 | 0 | 0 | 0 | 0 | 0
NSR Level Mercer 1,2 - NOX Rate Annual v3.1, Unit 4106 and retrofits | 700 | 1934 | Rate Constraint in lbs/MMBtu | FALSE | L | Annual | Allowances Withdrawn (n:1) | MTons | 0 | 0 | 0 | 0 | 0 | 0 | 0
NSR Level Mercer 1,2 - NOX Rate Annual v3.1, Unit 4106 and retrofits | 700 | 1934 | Rate Constraint in lbs/MMBtu | FALSE | L | Annual | Net Emissions Allowance Position | MTons | 0 | 0 | 0 | 0 | 0 | 0 | 0
NSR Level Mercer 1,2 - NOX Rate Annual v3.1, Unit 4106 and retrofits | 700 | 1934 | Rate Constraint in lbs/MMBtu | FALSE | L | Annual | Fuel Consumed | TBtu | 0 | 0 | 0 | 0 | 0 | 0 | 0
NSR Level Mercer 1,2 - NOX Rate Annual v3.1, Unit 4106 and retrofits | 700 | 1934 | Rate Constraint in lbs/MMBtu | FALSE | L | Annual | Rate | lb/MMBtu | 0 | 0 | 0 | 0 | 0 | 0 | 0
NSR Level Mercer 1,2 - NOX Rate Annual v3.1, Unit 4106 and retrofits | 700 | 1934 | Rate Constraint in lbs/MMBtu | FALSE | L | Annual | Generation | TWh | 0 | 0 | 0 | 0 | 0 | 0 | 0
NSR Level Mercer 1,2 - NOX Rate Annual v3.1, Unit 4106 and retrofits | 700 | 1934 | Rate Constraint in lbs/MMBtu | FALSE | L | Annual | Qualifying Generation | TWh | 0 | 0 | 0 | 0 | 0 | 0 | 0
NSR Level Mercer 1,2 - NOX Rate Annual v3.1, Unit 4106 and retrofits | 700 | 1934 | Rate Constraint in lbs/MMBtu | FALSE | L | Annual | Rate | lb/MWh | 0 | 0 | 0 | 0 | 0 | 0 | 0
NSR Level Mercer 1,2 - NOX Rate Annual v3.1, Unit 4106 and retrofits | 700 | 1934 | Rate Constraint in lbs/MMBtu | FALSE | L | Annual | Constraint Shadow Price | US$/Ton | 0 | 0 | 0 | 0 | 0 | 0 | 0
NSR Level Mercer 2 - SO2 Rate Annual v3.1, Unit 4106 and retrofits | 701 | 1933 | Rate Constraint in lbs/MMBtu | FALSE | L | Annual | Seasons Included | Seasons | Winter, Summer | Winter, Summer | Winter, Summer | Winter, Summer | Winter, Summer | Winter, Summer | Winter, Summer
NSR Level Mercer 2 - SO2 Rate Annual v3.1, Unit 4106 and retrofits | 701 | 1933 | Rate Constraint in lbs/MMBtu | FALSE | L | Annual | Standard | lb/MMBtu | 0.15 | 0.15 | 0.15 | 0.15 | 0.15 | 0.15 | 0.15
NSR Level Mercer 2 - SO2 Rate Annual v3.1, Unit 4106 and retrofits | 701 | 1933 | Rate Constraint in lbs/MMBtu | FALSE | L | Annual | Emissions at Affected Plants SO2 | MTons | 0 | 0 | 0 | 0 | 0 | 0 | 0
NSR Level Mercer 2 - SO2 Rate Annual v3.1, Unit 4106 and retrofits | 701 | 1933 | Rate Constraint in lbs/MMBtu | FALSE | L | Annual | Allowances Purchased SO2 | MTons | 0 | 0 | 0 | 0 | 0 | 0 | 0
NSR Level Mercer 2 - SO2 Rate Annual v3.1, Unit 4106 and retrofits | 701 | 1933 | Rate Constraint in lbs/MMBtu | FALSE | L | Annual | Allowances Sold SO2 | MTons | 0 | 0 | 0 | 0 | 0 | 0 | 0
NSR Level Mercer 2 - SO2 Rate Annual v3.1, Unit 4106 and retrofits | 701 | 1933 | Rate Constraint in lbs/MMBtu | FALSE | L | Annual | Allowances Banked | MTons | 0 | 0 | 0 | 0 | 0 | 0 | 0
NSR Level Mercer 2 - SO2 Rate Annual v3.1, Unit 4106 and retrofits | 701 | 1933 | Rate Constraint in lbs/MMBtu | FALSE | L | Annual | Allowances Withdrawn (1:1) | MTons | 0 | 0 | 0 | 0 | 0 | 0 | 0
NSR Level Mercer 2 - SO2 Rate Annual v3.1, Unit 4106 and retrofits | 701 | 1933 | Rate Constraint in lbs/MMBtu | FALSE | L | Annual | Allowances Withdrawn (n:1) | MTons | 0 | 0 | 0 | 0 | 0 | 0 | 0
NSR Level Mercer 2 - SO2 Rate Annual v3.1, Unit 4106 and retrofits | 701 | 1933 | Rate Constraint in lbs/MMBtu | FALSE | L | Annual | Net Emissions Allowance Position | MTons | 0 | 0 | 0 | 0 | 0 | 0 | 0
NSR Level Mercer 2 - SO2 Rate Annual v3.1, Unit 4106 and retrofits | 701 | 1933 | Rate Constraint in lbs/MMBtu | FALSE | L | Annual | Fuel Consumed | TBtu | 0 | 0 | 0 | 0 | 0 | 0 | 0
NSR Level Mercer 2 - SO2 Rate Annual v3.1, Unit 4106 and retrofits | 701 | 1933 | Rate Constraint in lbs/MMBtu | FALSE | L | Annual | Rate | lb/MMBtu | 0 | 0 | 0 | 0 | 0 | 0 | 0
NSR Level Mercer 2 - SO2 Rate Annual v3.1, Unit 4106 and retrofits | 701 | 1933 | Rate Constraint in lbs/MMBtu | FALSE | L | Annual | Generation | TWh | 0 | 0 | 0 | 0 | 0 | 0 | 0
NSR Level Mercer 2 - SO2 Rate Annual v3.1, Unit 4106 and retrofits | 701 | 1933 | Rate Constraint in lbs/MMBtu | FALSE | L | Annual | Qualifying Generation | TWh | 0 | 0 | 0 | 0 | 0 | 0 | 0
NSR Level Mercer 2 - SO2 Rate Annual v3.1, Unit 4106 and retrofits | 701 | 1933 | Rate Constraint in lbs/MMBtu | FALSE | L | Annual | Rate | lb/MWh | 0 | 0 | 0 | 0 | 0 | 0 | 0
NSR Level Mercer 2 - SO2 Rate Annual v3.1, Unit 4106 and retrofits | 701 | 1933 | Rate Constraint in lbs/MMBtu | FALSE | L | Annual | Constraint Shadow Price | US$/Ton | 0 | 0 | 0 | 0 | 0 | 0 | 0
NSR Merom 1&2 - Hg Rate Annual -v5.13 | 702 | 6040 | Rate Constraint in lbs/MMBtu | FALSE | L | Annual | Seasons Included | Seasons | Winter, Summer | Winter, Summer | Winter, Summer | Winter, Summer | Winter, Summer | Winter, Summer | Winter, Summer
NSR Merom 1&2 - Hg Rate Annual -v5.13 | 702 | 6040 | Rate Constraint in lbs/MMBtu | FALSE | L | Annual | Standard | lb/MMBtu | 0.007 | 0.007 | 0.007 | 0.007 | 0.007 | 0.007 | 0.007
NSR Merom 1&2 - Hg Rate Annual -v5.13 | 702 | 6040 | Rate Constraint in lbs/MMBtu | FALSE | L | Annual | Emissions at Affected Plants MER | lbs | 50.9129 | 38.6679 | 36.5199 | 51.2724 | 36.5199 | 35.5113 | 50.6315
NSR Merom 1&2 - Hg Rate Annual -v5.13 | 702 | 6040 | Rate Constraint in lbs/MMBtu | FALSE | L | Annual | Allowances Purchased MER | lbs | 0 | 0 | 0 | 0 | 0 | 0 | 0
NSR Merom 1&2 - Hg Rate Annual -v5.13 | 702 | 6040 | Rate Constraint in lbs/MMBtu | FALSE | L | Annual | Allowances Sold MER | lbs | 0 | 0 | 0 | 0 | 0 | 0 | 0
NSR Merom 1&2 - Hg Rate Annual -v5.13 | 702 | 6040 | Rate Constraint in lbs/MMBtu | FALSE | L | Annual | Allowances Banked | lbs | 0 | 0 | 0 | 0 | 0 | 0 | 0
NSR Merom 1&2 - Hg Rate Annual -v5.13 | 702 | 6040 | Rate Constraint in lbs/MMBtu | FALSE | L | Annual | Allowances Withdrawn (1:1) | lbs | 0 | 0 | 0 | 0 | 0 | 0 | 0
NSR Merom 1&2 - Hg Rate Annual -v5.13 | 702 | 6040 | Rate Constraint in lbs/MMBtu | FALSE | L | Annual | Allowances Withdrawn (n:1) | lbs | 0 | 0 | 0 | 0 | 0 | 0 | 0
NSR Merom 1&2 - Hg Rate Annual -v5.13 | 702 | 6040 | Rate Constraint in lbs/MMBtu | FALSE | L | Annual | Net Emissions Allowance Position | lbs | 50.9129 | 38.6679 | 36.5199 | 51.2724 | 36.5199 | 35.5113 | 50.6315
NSR Merom 1&2 - Hg Rate Annual -v5.13 | 702 | 6040 | Rate Constraint in lbs/MMBtu | FALSE | L | Annual | Fuel Consumed | TBtu | 71.2116 | 71.2116 | 67.2559 | 71.2116 | 67.2559 | 65.3983 | 71.2116
NSR Merom 1&2 - Hg Rate Annual -v5.13 | 702 | 6040 | Rate Constraint in lbs/MMBtu | FALSE | L | Annual | Rate | lb/MMBtu | 7.1495e-07 | 5.43e-07 | 5.43e-07 | 7.2e-07 | 5.43e-07 | 5.43e-07 | 7.11e-07
NSR Merom 1&2 - Hg Rate Annual -v5.13 | 702 | 6040 | Rate Constraint in lbs/MMBtu | FALSE | L | Annual | Generation | TWh | 7.2105 | 7.2105 | 6.81 | 7.2105 | 6.81 | 6.6219 | 7.2105
NSR Merom 1&2 - Hg Rate Annual -v5.13 | 702 | 6040 | Rate Constraint in lbs/MMBtu | FALSE | L | Annual | Qualifying Generation | TWh | 7.2105 | 7.2105 | 6.81 | 7.2105 | 6.81 | 6.6219 | 7.2105
NSR Merom 1&2 - Hg Rate Annual -v5.13 | 702 | 6040 | Rate Constraint in lbs/MMBtu | FALSE | L | Annual | Rate | lb/MWh | 7.0609 | 5.3627 | 5.3627 | 7.1107 | 5.3627 | 5.3627 | 7.0219
NSR Merom 1&2 - Hg Rate Annual -v5.13 | 702 | 6040 | Rate Constraint in lbs/MMBtu | FALSE | L | Annual | Constraint Shadow Price | US$/Lb | 0 | 0 | 0 | 0 | 0 | 0 | 0
NSR Merom 1&2 - NOx Rate Annual -v5.13 | 703 | 6039 | Rate Constraint in lbs/MMBtu | FALSE | L | Annual | Seasons Included | Seasons | Winter, Summer | Winter, Summer | Winter, Summer | Winter, Summer | Winter, Summer | Winter, Summer | Winter, Summer
NSR Merom 1&2 - NOx Rate Annual -v5.13 | 703 | 6039 | Rate Constraint in lbs/MMBtu | FALSE | L | Annual | Standard | lb/MMBtu | 0.12 | 0.12 | 0.12 | 0.12 | 0.12 | 0.12 | 0.12
NSR Merom 1&2 - NOx Rate Annual -v5.13 | 703 | 6039 | Rate Constraint in lbs/MMBtu | FALSE | L | Annual | Emissions at Affected Plants NOX | MTons | 3.209 | 3.209 | 3.0307 | 3.209 | 3.0307 | 2.947 | 3.209
NSR Merom 1&2 - NOx Rate Annual -v5.13 | 703 | 6039 | Rate Constraint in lbs/MMBtu | FALSE | L | Annual | Allowances Purchased NOX | MTons | 0 | 0 | 0 | 0 | 0 | 0 | 0
NSR Merom 1&2 - NOx Rate Annual -v5.13 | 703 | 6039 | Rate Constraint in lbs/MMBtu | FALSE | L | Annual | Allowances Sold NOX | MTons | 0 | 0 | 0 | 0 | 0 | 0 | 0
NSR Merom 1&2 - NOx Rate Annual -v5.13 | 703 | 6039 | Rate Constraint in lbs/MMBtu | FALSE | L | Annual | Allowances Banked | MTons | 0 | 0 | 0 | 0 | 0 | 0 | 0
NSR Merom 1&2 - NOx Rate Annual -v5.13 | 703 | 6039 | Rate Constraint in lbs/MMBtu | FALSE | L | Annual | Allowances Withdrawn (1:1) | MTons | 0 | 0 | 0 | 0 | 0 | 0 | 0
NSR Merom 1&2 - NOx Rate Annual -v5.13 | 703 | 6039 | Rate Constraint in lbs/MMBtu | FALSE | L | Annual | Allowances Withdrawn (n:1) | MTons | 0 | 0 | 0 | 0 | 0 | 0 | 0
NSR Merom 1&2 - NOx Rate Annual -v5.13 | 703 | 6039 | Rate Constraint in lbs/MMBtu | FALSE | L | Annual | Net Emissions Allowance Position | MTons | 3.209 | 3.209 | 3.0307 | 3.209 | 3.0307 | 2.947 | 3.209
NSR Merom 1&2 - NOx Rate Annual -v5.13 | 703 | 6039 | Rate Constraint in lbs/MMBtu | FALSE | L | Annual | Fuel Consumed | TBtu | 71.2116 | 71.2116 | 67.2559 | 71.2116 | 67.2559 | 65.3983 | 71.2116
NSR Merom 1&2 - NOx Rate Annual -v5.13 | 703 | 6039 | Rate Constraint in lbs/MMBtu | FALSE | L | Annual | Rate | lb/MMBtu | 0.090125 | 0.090125 | 0.090125 | 0.090125 | 0.090125 | 0.090125 | 0.090125
NSR Merom 1&2 - NOx Rate Annual -v5.13 | 703 | 6039 | Rate Constraint in lbs/MMBtu | FALSE | L | Annual | Generation | TWh | 7.2105 | 7.2105 | 6.81 | 7.2105 | 6.81 | 6.6219 | 7.2105
NSR Merom 1&2 - NOx Rate Annual -v5.13 | 703 | 6039 | Rate Constraint in lbs/MMBtu | FALSE | L | Annual | Qualifying Generation | TWh | 7.2105 | 7.2105 | 6.81 | 7.2105 | 6.81 | 6.6219 | 7.2105
NSR Merom 1&2 - NOx Rate Annual -v5.13 | 703 | 6039 | Rate Constraint in lbs/MMBtu | FALSE | L | Annual | Rate | lb/MWh | 0.44504 | 0.44504 | 0.44504 | 0.44504 | 0.44504 | 0.44504 | 0.44504
NSR Merom 1&2 - NOx Rate Annual -v5.13 | 703 | 6039 | Rate Constraint in lbs/MMBtu | FALSE | L | Annual | Constraint Shadow Price | US$/Ton | 0 | 0 | 0 | 0 | 0 | 0 | 0
NSR Michigan City 12 - NOX Rate Annual v4.11, Unit 4178 and retrofits | 704 | 2303 | Rate Constraint in lbs/MMBtu | FALSE | L | Annual | Seasons Included | Seasons | Winter, Summer | Winter, Summer | Winter, Summer | Winter, Summer | Winter, Summer | Winter, Summer | Winter, Summer
NSR Michigan City 12 - NOX Rate Annual v4.11, Unit 4178 and retrofits | 704 | 2303 | Rate Constraint in lbs/MMBtu | FALSE | L | Annual | Standard | lb/MMBtu | 0.1 | 0.1 | 0.1 | 0.1 | 0.1 | 0.1 | 0.1
NSR Michigan City 12 - NOX Rate Annual v4.11, Unit 4178 and retrofits | 704 | 2303 | Rate Constraint in lbs/MMBtu | FALSE | L | Annual | Emissions at Affected Plants NOX | MTons | 1.5946 | 1.5946 | 1.569 | 1.5939 | 1.5939 | 1.5942 | 1.5946
NSR Michigan City 12 - NOX Rate Annual v4.11, Unit 4178 and retrofits | 704 | 2303 | Rate Constraint in lbs/MMBtu | FALSE | L | Annual | Allowances Purchased NOX | MTons | 0 | 0 | 0 | 0 | 0 | 0 | 0
NSR Michigan City 12 - NOX Rate Annual v4.11, Unit 4178 and retrofits | 704 | 2303 | Rate Constraint in lbs/MMBtu | FALSE | L | Annual | Allowances Sold NOX | MTons | 0 | 0 | 0 | 0 | 0 | 0 | 0
NSR Michigan City 12 - NOX Rate Annual v4.11, Unit 4178 and retrofits | 704 | 2303 | Rate Constraint in lbs/MMBtu | FALSE | L | Annual | Allowances Banked | MTons | 0 | 0 | 0 | 0 | 0 | 0 | 0
NSR Michigan City 12 - NOX Rate Annual v4.11, Unit 4178 and retrofits | 704 | 2303 | Rate Constraint in lbs/MMBtu | FALSE | L | Annual | Allowances Withdrawn (1:1) | MTons | 0 | 0 | 0 | 0 | 0 | 0 | 0
NSR Michigan City 12 - NOX Rate Annual v4.11, Unit 4178 and retrofits | 704 | 2303 | Rate Constraint in lbs/MMBtu | FALSE | L | Annual | Allowances Withdrawn (n:1) | MTons | 0 | 0 | 0 | 0 | 0 | 0 | 0
NSR Michigan City 12 - NOX Rate Annual v4.11, Unit 4178 and retrofits | 704 | 2303 | Rate Constraint in lbs/MMBtu | FALSE | L | Annual | Net Emissions Allowance Position | MTons | 1.5946 | 1.5946 | 1.569 | 1.5939 | 1.5939 | 1.5942 | 1.5946
NSR Michigan City 12 - NOX Rate Annual v4.11, Unit 4178 and retrofits | 704 | 2303 | Rate Constraint in lbs/MMBtu | FALSE | L | Annual | Fuel Consumed | TBtu | 31.8918 | 31.8918 | 31.3796 | 31.8774 | 31.8774 | 31.8832 | 31.8918
NSR Michigan City 12 - NOX Rate Annual v4.11, Unit 4178 and retrofits | 704 | 2303 | Rate Constraint in lbs/MMBtu | FALSE | L | Annual | Rate | lb/MMBtu | 0.1 | 0.1 | 0.1 | 0.1 | 0.1 | 0.1 | 0.1
NSR Michigan City 12 - NOX Rate Annual v4.11, Unit 4178 and retrofits | 704 | 2303 | Rate Constraint in lbs/MMBtu | FALSE | L | Annual | Generation | TWh | 3.3194 | 3.3194 | 3.2661 | 3.3179 | 3.3179 | 3.3185 | 3.3194
NSR Michigan City 12 - NOX Rate Annual v4.11, Unit 4178 and retrofits | 704 | 2303 | Rate Constraint in lbs/MMBtu | FALSE | L | Annual | Qualifying Generation | TWh | 3.3194 | 3.3194 | 3.2661 | 3.3179 | 3.3179 | 3.3185 | 3.3194
NSR Michigan City 12 - NOX Rate Annual v4.11, Unit 4178 and retrofits | 704 | 2303 | Rate Constraint in lbs/MMBtu | FALSE | L | Annual | Rate | lb/MWh | 0.48038 | 0.48038 | 0.48038 | 0.48038 | 0.48038 | 0.48038 | 0.48038
NSR Michigan City 12 - NOX Rate Annual v4.11, Unit 4178 and retrofits | 704 | 2303 | Rate Constraint in lbs/MMBtu | FALSE | L | Annual | Constraint Shadow Price | US$/Ton | 0 | 0 | 0 | 0 | 0 | 0 | 0
NSR Michigan City 12 - SO2 Rate Annual v4.11, Unit 4178 and retrofits | 705 | 2297 | Rate Constraint in lbs/MMBtu | FALSE | L | Annual | Seasons Included | Seasons |  |  | Winter, Summer | Winter, Summer | Winter, Summer | Winter, Summer | Winter, Summer
NSR Michigan City 12 - SO2 Rate Annual v4.11, Unit 4178 and retrofits | 705 | 2297 | Rate Constraint in lbs/MMBtu | FALSE | L | Annual | Standard | lb/MMBtu | 0 | 0 | 0.1 | 0.1 | 0.1 | 0.1 | 0.1
NSR Michigan City 12 - SO2 Rate Annual v4.11, Unit 4178 and retrofits | 705 | 2297 | Rate Constraint in lbs/MMBtu | FALSE | L | Annual | Emissions at Affected Plants SO2 | MTons | 0 | 0 | 1.2674 | 1.2875 | 1.2875 | 1.288 | 1.2773
NSR Michigan City 12 - SO2 Rate Annual v4.11, Unit 4178 and retrofits | 705 | 2297 | Rate Constraint in lbs/MMBtu | FALSE | L | Annual | Allowances Purchased SO2 | MTons | 0 | 0 | 0 | 0 | 0 | 0 | 0
NSR Michigan City 12 - SO2 Rate Annual v4.11, Unit 4178 and retrofits | 705 | 2297 | Rate Constraint in lbs/MMBtu | FALSE | L | Annual | Allowances Sold SO2 | MTons | 0 | 0 | 0 | 0 | 0 | 0 | 0
NSR Michigan City 12 - SO2 Rate Annual v4.11, Unit 4178 and retrofits | 705 | 2297 | Rate Constraint in lbs/MMBtu | FALSE | L | Annual | Allowances Banked | MTons | 0 | 0 | 0 | 0 | 0 | 0 | 0
NSR Michigan City 12 - SO2 Rate Annual v4.11, Unit 4178 and retrofits | 705 | 2297 | Rate Constraint in lbs/MMBtu | FALSE | L | Annual | Allowances Withdrawn (1:1) | MTons | 0 | 0 | 0 | 0 | 0 | 0 | 0
NSR Michigan City 12 - SO2 Rate Annual v4.11, Unit 4178 and retrofits | 705 | 2297 | Rate Constraint in lbs/MMBtu | FALSE | L | Annual | Allowances Withdrawn (n:1) | MTons | 0 | 0 | 0 | 0 | 0 | 0 | 0
NSR Michigan City 12 - SO2 Rate Annual v4.11, Unit 4178 and retrofits | 705 | 2297 | Rate Constraint in lbs/MMBtu | FALSE | L | Annual | Net Emissions Allowance Position | MTons | 0 | 0 | 1.2674 | 1.2875 | 1.2875 | 1.288 | 1.2773
NSR Michigan City 12 - SO2 Rate Annual v4.11, Unit 4178 and retrofits | 705 | 2297 | Rate Constraint in lbs/MMBtu | FALSE | L | Annual | Fuel Consumed | TBtu | 0 | 0 | 31.3796 | 31.8774 | 31.8774 | 31.8832 | 31.8918
NSR Michigan City 12 - SO2 Rate Annual v4.11, Unit 4178 and retrofits | 705 | 2297 | Rate Constraint in lbs/MMBtu | FALSE | L | Annual | Rate | lb/MMBtu | 0 | 0 | 0.080779 | 0.080776 | 0.080776 | 0.080793 | 0.080101
NSR Michigan City 12 - SO2 Rate Annual v4.11, Unit 4178 and retrofits | 705 | 2297 | Rate Constraint in lbs/MMBtu | FALSE | L | Annual | Generation | TWh | 0 | 0 | 3.2661 | 3.3179 | 3.3179 | 3.3185 | 3.3194
NSR Michigan City 12 - SO2 Rate Annual v4.11, Unit 4178 and retrofits | 705 | 2297 | Rate Constraint in lbs/MMBtu | FALSE | L | Annual | Qualifying Generation | TWh | 0 | 0 | 3.2661 | 3.3179 | 3.3179 | 3.3185 | 3.3194
NSR Michigan City 12 - SO2 Rate Annual v4.11, Unit 4178 and retrofits | 705 | 2297 | Rate Constraint in lbs/MMBtu | FALSE | L | Annual | Rate | lb/MWh | 0 | 0 | 0.38805 | 0.38803 | 0.38803 | 0.38812 | 0.38479
NSR Michigan City 12 - SO2 Rate Annual v4.11, Unit 4178 and retrofits | 705 | 2297 | Rate Constraint in lbs/MMBtu | FALSE | L | Annual | Constraint Shadow Price | US$/Ton | 0 | 0 | 0 | 0 | 0 | 0 | 0
NSR Milton Young 1,2 - NOX Rate Annual v3.1, Unit 5435 and retrofits | 706 | 1873 | Rate Constraint in lbs/MMBtu | FALSE | L | Annual | Seasons Included | Seasons | Winter, Summer | Winter, Summer | Winter, Summer | Winter, Summer | Winter, Summer | Winter, Summer | Winter, Summer
NSR Milton Young 1,2 - NOX Rate Annual v3.1, Unit 5435 and retrofits | 706 | 1873 | Rate Constraint in lbs/MMBtu | FALSE | L | Annual | Standard | lb/MMBtu | 0.36 | 0.36 | 0.36 | 0.36 | 0.36 | 0.36 | 0.36
NSR Milton Young 1,2 - NOX Rate Annual v3.1, Unit 5435 and retrofits | 706 | 1873 | Rate Constraint in lbs/MMBtu | FALSE | L | Annual | Emissions at Affected Plants NOX | MTons | 5.4308 | 5.4308 | 5.4308 | 5.4308 | 5.4308 | 5.4308 | 5.4308
NSR Milton Young 1,2 - NOX Rate Annual v3.1, Unit 5435 and retrofits | 706 | 1873 | Rate Constraint in lbs/MMBtu | FALSE | L | Annual | Allowances Purchased NOX | MTons | 0 | 0 | 0 | 0 | 0 | 0 | 0
NSR Milton Young 1,2 - NOX Rate Annual v3.1, Unit 5435 and retrofits | 706 | 1873 | Rate Constraint in lbs/MMBtu | FALSE | L | Annual | Allowances Sold NOX | MTons | 0 | 0 | 0 | 0 | 0 | 0 | 0
NSR Milton Young 1,2 - NOX Rate Annual v3.1, Unit 5435 and retrofits | 706 | 1873 | Rate Constraint in lbs/MMBtu | FALSE | L | Annual | Allowances Banked | MTons | 0 | 0 | 0 | 0 | 0 | 0 | 0
NSR Milton Young 1,2 - NOX Rate Annual v3.1, Unit 5435 and retrofits | 706 | 1873 | Rate Constraint in lbs/MMBtu | FALSE | L | Annual | Allowances Withdrawn (1:1) | MTons | 0 | 0 | 0 | 0 | 0 | 0 | 0
NSR Milton Young 1,2 - NOX Rate Annual v3.1, Unit 5435 and retrofits | 706 | 1873 | Rate Constraint in lbs/MMBtu | FALSE | L | Annual | Allowances Withdrawn (n:1) | MTons | 0 | 0 | 0 | 0 | 0 | 0 | 0
NSR Milton Young 1,2 - NOX Rate Annual v3.1, Unit 5435 and retrofits | 706 | 1873 | Rate Constraint in lbs/MMBtu | FALSE | L | Annual | Net Emissions Allowance Position | MTons | 5.4308 | 5.4308 | 5.4308 | 5.4308 | 5.4308 | 5.4308 | 5.4308
NSR Milton Young 1,2 - NOX Rate Annual v3.1, Unit 5435 and retrofits | 706 | 1873 | Rate Constraint in lbs/MMBtu | FALSE | L | Annual | Fuel Consumed | TBtu | 33.7425 | 33.7425 | 33.7425 | 33.7425 | 33.7425 | 33.7425 | 33.7425
NSR Milton Young 1,2 - NOX Rate Annual v3.1, Unit 5435 and retrofits | 706 | 1873 | Rate Constraint in lbs/MMBtu | FALSE | L | Annual | Rate | lb/MMBtu | 0.3219 | 0.3219 | 0.3219 | 0.3219 | 0.3219 | 0.3219 | 0.3219
NSR Milton Young 1,2 - NOX Rate Annual v3.1, Unit 5435 and retrofits | 706 | 1873 | Rate Constraint in lbs/MMBtu | FALSE | L | Annual | Generation | TWh | 3.2071 | 3.2071 | 3.2071 | 3.2071 | 3.2071 | 3.2071 | 3.2071
NSR Milton Young 1,2 - NOX Rate Annual v3.1, Unit 5435 and retrofits | 706 | 1873 | Rate Constraint in lbs/MMBtu | FALSE | L | Annual | Qualifying Generation | TWh | 3.2071 | 3.2071 | 3.2071 | 3.2071 | 3.2071 | 3.2071 | 3.2071
NSR Milton Young 1,2 - NOX Rate Annual v3.1, Unit 5435 and retrofits | 706 | 1873 | Rate Constraint in lbs/MMBtu | FALSE | L | Annual | Rate | lb/MWh | 1.6934 | 1.6934 | 1.6934 | 1.6934 | 1.6934 | 1.6934 | 1.6934
NSR Milton Young 1,2 - NOX Rate Annual v3.1, Unit 5435 and retrofits | 706 | 1873 | Rate Constraint in lbs/MMBtu | FALSE | L | Annual | Constraint Shadow Price | US$/Ton | 0 | 0 | 0 | 0 | 0 | 0 | 0
NSR Milton Young 1,2 - NOX Rate Annual v3.1, Unit 5436 and retrofits | 707 | 1873 | Rate Constraint in lbs/MMBtu | FALSE | L | Annual | Seasons Included | Seasons | Winter, Summer | Winter, Summer | Winter, Summer | Winter, Summer | Winter, Summer | Winter, Summer | Winter, Summer
NSR Milton Young 1,2 - NOX Rate Annual v3.1, Unit 5436 and retrofits | 707 | 1873 | Rate Constraint in lbs/MMBtu | FALSE | L | Annual | Standard | lb/MMBtu | 0.36 | 0.36 | 0.36 | 0.36 | 0.36 | 0.36 | 0.36
NSR Milton Young 1,2 - NOX Rate Annual v3.1, Unit 5436 and retrofits | 707 | 1873 | Rate Constraint in lbs/MMBtu | FALSE | L | Annual | Emissions at Affected Plants NOX | MTons | 3.4303 | 3.4303 | 3.4303 | 3.4303 | 3.4303 | 3.4303 | 3.4303
NSR Milton Young 1,2 - NOX Rate Annual v3.1, Unit 5436 and retrofits | 707 | 1873 | Rate Constraint in lbs/MMBtu | FALSE | L | Annual | Allowances Purchased NOX | MTons | 0 | 0 | 0 | 0 | 0 | 0 | 0
NSR Milton Young 1,2 - NOX Rate Annual v3.1, Unit 5436 and retrofits | 707 | 1873 | Rate Constraint in lbs/MMBtu | FALSE | L | Annual | Allowances Sold NOX | MTons | 0 | 0 | 0 | 0 | 0 | 0 | 0
NSR Milton Young 1,2 - NOX Rate Annual v3.1, Unit 5436 and retrofits | 707 | 1873 | Rate Constraint in lbs/MMBtu | FALSE | L | Annual | Allowances Banked | MTons | 0 | 0 | 0 | 0 | 0 | 0 | 0
NSR Milton Young 1,2 - NOX Rate Annual v3.1, Unit 5436 and retrofits | 707 | 1873 | Rate Constraint in lbs/MMBtu | FALSE | L | Annual | Allowances Withdrawn (1:1) | MTons | 0 | 0 | 0 | 0 | 0 | 0 | 0
NSR Milton Young 1,2 - NOX Rate Annual v3.1, Unit 5436 and retrofits | 707 | 1873 | Rate Constraint in lbs/MMBtu | FALSE | L | Annual | Allowances Withdrawn (n:1) | MTons | 0 | 0 | 0 | 0 | 0 | 0 | 0
NSR Milton Young 1,2 - NOX Rate Annual v3.1, Unit 5436 and retrofits | 707 | 1873 | Rate Constraint in lbs/MMBtu | FALSE | L | Annual | Net Emissions Allowance Position | MTons | 3.4303 | 3.4303 | 3.4303 | 3.4303 | 3.4303 | 3.4303 | 3.4303
NSR Milton Young 1,2 - NOX Rate Annual v3.1, Unit 5436 and retrofits | 707 | 1873 | Rate Constraint in lbs/MMBtu | FALSE | L | Annual | Fuel Consumed | TBtu | 19.0574 | 19.0574 | 19.0574 | 19.0574 | 19.0574 | 19.0574 | 19.0574
NSR Milton Young 1,2 - NOX Rate Annual v3.1, Unit 5436 and retrofits | 707 | 1873 | Rate Constraint in lbs/MMBtu | FALSE | L | Annual | Rate | lb/MMBtu | 0.36 | 0.36 | 0.36 | 0.36 | 0.36 | 0.36 | 0.36
NSR Milton Young 1,2 - NOX Rate Annual v3.1, Unit 5436 and retrofits | 707 | 1873 | Rate Constraint in lbs/MMBtu | FALSE | L | Annual | Generation | TWh | 1.809 | 1.809 | 1.809 | 1.809 | 1.809 | 1.809 | 1.809
NSR Milton Young 1,2 - NOX Rate Annual v3.1, Unit 5436 and retrofits | 707 | 1873 | Rate Constraint in lbs/MMBtu | FALSE | L | Annual | Qualifying Generation | TWh | 1.809 | 1.809 | 1.809 | 1.809 | 1.809 | 1.809 | 1.809
NSR Milton Young 1,2 - NOX Rate Annual v3.1, Unit 5436 and retrofits | 707 | 1873 | Rate Constraint in lbs/MMBtu | FALSE | L | Annual | Rate | lb/MWh | 1.8962 | 1.8962 | 1.8962 | 1.8962 | 1.8962 | 1.8962 | 1.8962
NSR Milton Young 1,2 - NOX Rate Annual v3.1, Unit 5436 and retrofits | 707 | 1873 | Rate Constraint in lbs/MMBtu | FALSE | L | Annual | Constraint Shadow Price | US$/Ton | 0 | 0 | 0 | 0 | 0 | 0 | 0
NSR Minnkota Power - SO2 Cap Annual v3.1 | 708 | 1846 | Rate Constraint in MTons | FALSE | L | Annual | Seasons Included | Seasons | Winter, Summer | Winter, Summer | Winter, Summer | Winter, Summer | Winter, Summer | Winter, Summer | Winter, Summer
NSR Minnkota Power - SO2 Cap Annual v3.1 | 708 | 1846 | Rate Constraint in MTons | FALSE | L | Annual | Standard | MTons | 8.5 | 8.5 | 8.5 | 8.5 | 8.5 | 8.5 | 8.5
NSR Minnkota Power - SO2 Cap Annual v3.1 | 708 | 1846 | Rate Constraint in MTons | FALSE | L | Annual | Standard SO2 | MTons | 8.5 | 8.5 | 8.5 | 8.5 | 8.5 | 8.5 | 8.5
NSR Minnkota Power - SO2 Cap Annual v3.1 | 708 | 1846 | Rate Constraint in MTons | FALSE | L | Annual | Emissions at Affected Plants SO2 | MTons | 1.6168 | 1.6168 | 1.6168 | 1.6168 | 1.6168 | 3.0846 | 3.0846
NSR Minnkota Power - SO2 Cap Annual v3.1 | 708 | 1846 | Rate Constraint in MTons | FALSE | L | Annual | Allowances Purchased SO2 | MTons | 0 | 0 | 0 | 0 | 0 | 0 | 0
NSR Minnkota Power - SO2 Cap Annual v3.1 | 708 | 1846 | Rate Constraint in MTons | FALSE | L | Annual | Allowances Sold SO2 | MTons | 0 | 0 | 0 | 0 | 0 | 0 | 0
NSR Minnkota Power - SO2 Cap Annual v3.1 | 708 | 1846 | Rate Constraint in MTons | FALSE | L | Annual | Allowances Banked | MTons | 0 | 0 | 0 | 0 | 0 | 0 | 0
NSR Minnkota Power - SO2 Cap Annual v3.1 | 708 | 1846 | Rate Constraint in MTons | FALSE | L | Annual | Allowances Withdrawn (1:1) | MTons | 0 | 0 | 0 | 0 | 0 | 0 | 0
NSR Minnkota Power - SO2 Cap Annual v3.1 | 708 | 1846 | Rate Constraint in MTons | FALSE | L | Annual | Allowances Withdrawn (n:1) | MTons | 0 | 0 | 0 | 0 | 0 | 0 | 0
NSR Minnkota Power - SO2 Cap Annual v3.1 | 708 | 1846 | Rate Constraint in MTons | FALSE | L | Annual | Net Emissions Allowance Position | MTons | 1.6168 | 1.6168 | 1.6168 | 1.6168 | 1.6168 | 3.0846 | 3.0846
NSR Minnkota Power - SO2 Cap Annual v3.1 | 708 | 1846 | Rate Constraint in MTons | FALSE | L | Annual | Fuel Consumed | TBtu | 52.7999 | 52.7999 | 52.7999 | 52.7999 | 52.7999 | 52.7999 | 52.7999
NSR Minnkota Power - SO2 Cap Annual v3.1 | 708 | 1846 | Rate Constraint in MTons | FALSE | L | Annual | Rate | lb/MMBtu | 0.061242 | 0.061242 | 0.061242 | 0.061242 | 0.061242 | 0.11684 | 0.11684
NSR Minnkota Power - SO2 Cap Annual v3.1 | 708 | 1846 | Rate Constraint in MTons | FALSE | L | Annual | Generation | TWh | 5.0161 | 5.0161 | 5.0161 | 5.0161 | 5.0161 | 5.0161 | 5.0161
NSR Minnkota Power - SO2 Cap Annual v3.1 | 708 | 1846 | Rate Constraint in MTons | FALSE | L | Annual | Qualifying Generation | TWh | 5.0161 | 5.0161 | 5.0161 | 5.0161 | 5.0161 | 5.0161 | 5.0161
NSR Minnkota Power - SO2 Cap Annual v3.1 | 708 | 1846 | Rate Constraint in MTons | FALSE | L | Annual | Rate | lb/MWh | 0.32232 | 0.32232 | 0.32232 | 0.32232 | 0.32232 | 0.61493 | 0.61493
NSR Minnkota Power - SO2 Cap Annual v3.1 | 708 | 1846 | Rate Constraint in MTons | FALSE | L | Annual | Constraint Shadow Price | US$/Ton | 0 | 0 | 0 | 0 | 0 | 0 | 0
NSR Mirant Settlement - NOX Cap Annual v3.1 | 709 | 1847 | Rate Constraint in MTons | FALSE | L | Annual | Seasons Included | Seasons | Winter, Summer | Winter, Summer | Winter, Summer | Winter, Summer | Winter, Summer | Winter, Summer | Winter, Summer
NSR Mirant Settlement - NOX Cap Annual v3.1 | 709 | 1847 | Rate Constraint in MTons | FALSE | L | Annual | Standard | MTons | 16 | 16 | 16 | 16 | 16 | 16 | 16
NSR Mirant Settlement - NOX Cap Annual v3.1 | 709 | 1847 | Rate Constraint in MTons | FALSE | L | Annual | Standard NOX | MTons | 16 | 16 | 16 | 16 | 16 | 16 | 16
NSR Mirant Settlement - NOX Cap Annual v3.1 | 709 | 1847 | Rate Constraint in MTons | FALSE | L | Annual | Emissions at Affected Plants NOX | MTons | 8.298 | 8.298 | 7.8781 | 8.2842 | 7.506 | 4.8689 | 7.1153
NSR Mirant Settlement - NOX Cap Annual v3.1 | 709 | 1847 | Rate Constraint in MTons | FALSE | L | Annual | Allowances Purchased NOX | MTons | 0 | 0 | 0 | 0 | 0 | 0 | 0
NSR Mirant Settlement - NOX Cap Annual v3.1 | 709 | 1847 | Rate Constraint in MTons | FALSE | L | Annual | Allowances Sold NOX | MTons | 0 | 0 | 0 | 0 | 0 | 0 | 0
NSR Mirant Settlement - NOX Cap Annual v3.1 | 709 | 1847 | Rate Constraint in MTons | FALSE | L | Annual | Allowances Banked | MTons | 0 | 0 | 0 | 0 | 0 | 0 | 0
NSR Mirant Settlement - NOX Cap Annual v3.1 | 709 | 1847 | Rate Constraint in MTons | FALSE | L | Annual | Allowances Withdrawn (1:1) | MTons | 0 | 0 | 0 | 0 | 0 | 0 | 0
NSR Mirant Settlement - NOX Cap Annual v3.1 | 709 | 1847 | Rate Constraint in MTons | FALSE | L | Annual | Allowances Withdrawn (n:1) | MTons | 0 | 0 | 0 | 0 | 0 | 0 | 0
NSR Mirant Settlement - NOX Cap Annual v3.1 | 709 | 1847 | Rate Constraint in MTons | FALSE | L | Annual | Net Emissions Allowance Position | MTons | 8.298 | 8.298 | 7.8781 | 8.2842 | 7.506 | 4.8689 | 7.1153
NSR Mirant Settlement - NOX Cap Annual v3.1 | 709 | 1847 | Rate Constraint in MTons | FALSE | L | Annual | Fuel Consumed | TBtu | 141.8366 | 139.4848 | 127.8591 | 129.0033 | 118.6189 | 96.6761 | 117.4837
NSR Mirant Settlement - NOX Cap Annual v3.1 | 709 | 1847 | Rate Constraint in MTons | FALSE | L | Annual | Rate | lb/MMBtu | 0.11701 | 0.11898 | 0.12323 | 0.12843 | 0.12656 | 0.10073 | 0.12113
NSR Mirant Settlement - NOX Cap Annual v3.1 | 709 | 1847 | Rate Constraint in MTons | FALSE | L | Annual | Generation | TWh | 14.7492 | 14.4999 | 13.2819 | 13.3817 | 12.3084 | 10.0825 | 12.2182
NSR Mirant Settlement - NOX Cap Annual v3.1 | 709 | 1847 | Rate Constraint in MTons | FALSE | L | Annual | Qualifying Generation | TWh | 14.7492 | 14.4999 | 13.2819 | 13.3817 | 12.3084 | 10.0825 | 12.2182
NSR Mirant Settlement - NOX Cap Annual v3.1 | 709 | 1847 | Rate Constraint in MTons | FALSE | L | Annual | Rate | lb/MWh | 0.56261 | 0.57228 | 0.59315 | 0.61907 | 0.60983 | 0.48291 | 0.58236
NSR Mirant Settlement - NOX Cap Annual v3.1 | 709 | 1847 | Rate Constraint in MTons | FALSE | L | Annual | Constraint Shadow Price | US$/Ton | 0 | 0 | 0 | 0 | 0 | 0 | 0
NSR Mirant Settlement - NOX Cap Summer v3.1 | 710 | 1848 | Rate Constraint in MTons | FALSE | L | Annual | Seasons Included | Seasons | Summer | Summer | Summer | Summer | Summer | Summer | Summer
NSR Mirant Settlement - NOX Cap Summer v3.1 | 710 | 1848 | Rate Constraint in MTons | FALSE | L | Annual | Standard | MTons | 5.2 | 5.2 | 5.2 | 5.2 | 5.2 | 5.2 | 5.2
NSR Mirant Settlement - NOX Cap Summer v3.1 | 710 | 1848 | Rate Constraint in MTons | FALSE | L | Annual | Standard NOX | MTons | 5.2 | 5.2 | 5.2 | 5.2 | 5.2 | 5.2 | 5.2
NSR Mirant Settlement - NOX Cap Summer v3.1 | 710 | 1848 | Rate Constraint in MTons | FALSE | L | Annual | Emissions at Affected Plants NOX | MTons | 3.567 | 3.567 | 3.567 | 3.5556 | 3.567 | 3.567 | 3.567
NSR Mirant Settlement - NOX Cap Summer v3.1 | 710 | 1848 | Rate Constraint in MTons | FALSE | L | Annual | Allowances Purchased NOX | MTons | 0 | 0 | 0 | 0 | 0 | 0 | 0
NSR Mirant Settlement - NOX Cap Summer v3.1 | 710 | 1848 | Rate Constraint in MTons | FALSE | L | Annual | Allowances Sold NOX | MTons | 0 | 0 | 0 | 0 | 0 | 0 | 0
NSR Mirant Settlement - NOX Cap Summer v3.1 | 710 | 1848 | Rate Constraint in MTons | FALSE | L | Annual | Allowances Banked | MTons | 0 | 0 | 0 | 0 | 0 | 0 | 0
NSR Mirant Settlement - NOX Cap Summer v3.1 | 710 | 1848 | Rate Constraint in MTons | FALSE | L | Annual | Allowances Withdrawn (1:1) | MTons | 0 | 0 | 0 | 0 | 0 | 0 | 0
NSR Mirant Settlement - NOX Cap Summer v3.1 | 710 | 1848 | Rate Constraint in MTons | FALSE | L | Annual | Allowances Withdrawn (n:1) | MTons | 0 | 0 | 0 | 0 | 0 | 0 | 0
NSR Mirant Settlement - NOX Cap Summer v3.1 | 710 | 1848 | Rate Constraint in MTons | FALSE | L | Annual | Net Emissions Allowance Position | MTons | 3.567 | 3.567 | 3.567 | 3.5556 | 3.567 | 3.567 | 3.567
NSR Mirant Settlement - NOX Cap Summer v3.1 | 710 | 1848 | Rate Constraint in MTons | FALSE | L | Annual | Fuel Consumed | TBtu | 61.8936 | 59.5419 | 55.0893 | 54.5428 | 54.3479 | 54.3694 | 54.4465
NSR Mirant Settlement - NOX Cap Summer v3.1 | 710 | 1848 | Rate Constraint in MTons | FALSE | L | Annual | Rate | lb/MMBtu | 0.11526 | 0.11981 | 0.1295 | 0.13038 | 0.13127 | 0.13121 | 0.13103
NSR Mirant Settlement - NOX Cap Summer v3.1 | 710 | 1848 | Rate Constraint in MTons | FALSE | L | Annual | Generation | TWh | 6.4076 | 6.1584 | 5.6866 | 5.6273 | 5.6273 | 5.624 | 5.6273
NSR Mirant Settlement - NOX Cap Summer v3.1 | 710 | 1848 | Rate Constraint in MTons | FALSE | L | Annual | Qualifying Generation | TWh | 6.4076 | 6.1584 | 5.6866 | 5.6273 | 5.6273 | 5.624 | 5.6273
NSR Mirant Settlement - NOX Cap Summer v3.1 | 710 | 1848 | Rate Constraint in MTons | FALSE | L | Annual | Rate | lb/MWh | 0.55668 | 0.57921 | 0.62726 | 0.63186 | 0.63388 | 0.63424 | 0.63388
NSR Mirant Settlement - NOX Cap Summer v3.1 | 710 | 1848 | Rate Constraint in MTons | FALSE | L | Annual | Constraint Shadow Price | US$/Ton | 0 | 0 | 0 | 0 | 0 | 0 | 0
NSR Mirant Settlement - NOX Rate Summer v3.1 | 711 | 1849 | Rate Constraint in lbs/MMBtu | FALSE | L | Annual | Seasons Included | Seasons | Summer | Summer | Summer | Summer | Summer | Summer | Summer
NSR Mirant Settlement - NOX Rate Summer v3.1 | 711 | 1849 | Rate Constraint in lbs/MMBtu | FALSE | L | Annual | Standard | lb/MMBtu | 0.15 | 0.15 | 0.15 | 0.15 | 0.15 | 0.15 | 0.15
NSR Mirant Settlement - NOX Rate Summer v3.1 | 711 | 1849 | Rate Constraint in lbs/MMBtu | FALSE | L | Annual | Emissions at Affected Plants NOX | MTons | 3.567 | 3.567 | 3.567 | 3.5556 | 3.567 | 3.567 | 3.567
NSR Mirant Settlement - NOX Rate Summer v3.1 | 711 | 1849 | Rate Constraint in lbs/MMBtu | FALSE | L | Annual | Allowances Purchased NOX | MTons | 0 | 0 | 0 | 0 | 0 | 0 | 0
NSR Mirant Settlement - NOX Rate Summer v3.1 | 711 | 1849 | Rate Constraint in lbs/MMBtu | FALSE | L | Annual | Allowances Sold NOX | MTons | 0 | 0 | 0 | 0 | 0 | 0 | 0
NSR Mirant Settlement - NOX Rate Summer v3.1 | 711 | 1849 | Rate Constraint in lbs/MMBtu | FALSE | L | Annual | Allowances Banked | MTons | 0 | 0 | 0 | 0 | 0 | 0 | 0
NSR Mirant Settlement - NOX Rate Summer v3.1 | 711 | 1849 | Rate Constraint in lbs/MMBtu | FALSE | L | Annual | Allowances Withdrawn (1:1) | MTons | 0 | 0 | 0 | 0 | 0 | 0 | 0
NSR Mirant Settlement - NOX Rate Summer v3.1 | 711 | 1849 | Rate Constraint in lbs/MMBtu | FALSE | L | Annual | Allowances Withdrawn (n:1) | MTons | 0 | 0 | 0 | 0 | 0 | 0 | 0
NSR Mirant Settlement - NOX Rate Summer v3.1 | 711 | 1849 | Rate Constraint in lbs/MMBtu | FALSE | L | Annual | Net Emissions Allowance Position | MTons | 3.567 | 3.567 | 3.567 | 3.5556 | 3.567 | 3.567 | 3.567
NSR Mirant Settlement - NOX Rate Summer v3.1 | 711 | 1849 | Rate Constraint in lbs/MMBtu | FALSE | L | Annual | Fuel Consumed | TBtu | 61.8936 | 59.5419 | 55.0893 | 54.5428 | 54.3479 | 54.3694 | 54.4465
NSR Mirant Settlement - NOX Rate Summer v3.1 | 711 | 1849 | Rate Constraint in lbs/MMBtu | FALSE | L | Annual | Rate | lb/MMBtu | 0.11526 | 0.11981 | 0.1295 | 0.13038 | 0.13127 | 0.13121 | 0.13103
NSR Mirant Settlement - NOX Rate Summer v3.1 | 711 | 1849 | Rate Constraint in lbs/MMBtu | FALSE | L | Annual | Generation | TWh | 6.4076 | 6.1584 | 5.6866 | 5.6273 | 5.6273 | 5.624 | 5.6273
NSR Mirant Settlement - NOX Rate Summer v3.1 | 711 | 1849 | Rate Constraint in lbs/MMBtu | FALSE | L | Annual | Qualifying Generation | TWh | 6.4076 | 6.1584 | 5.6866 | 5.6273 | 5.6273 | 5.624 | 5.6273
NSR Mirant Settlement - NOX Rate Summer v3.1 | 711 | 1849 | Rate Constraint in lbs/MMBtu | FALSE | L | Annual | Rate | lb/MWh | 0.55668 | 0.57921 | 0.62726 | 0.63186 | 0.63388 | 0.63424 | 0.63388
NSR Mirant Settlement - NOX Rate Summer v3.1 | 711 | 1849 | Rate Constraint in lbs/MMBtu | FALSE | L | Annual | Constraint Shadow Price | US$/Ton | 0 | 0 | 0 | 0 | 0 | 0 | 0
NSR Morgantown G P 1,2 - NOX Rate Annual v3.1, Unit 5286 and retrofits | 712 | 1954 | Rate Constraint in lbs/MMBtu | FALSE | L | Annual | Seasons Included | Seasons | Winter, Summer | Winter, Summer | Winter, Summer | Winter, Summer | Winter, Summer | Winter, Summer | Winter, Summer
NSR Morgantown G P 1,2 - NOX Rate Annual v3.1, Unit 5286 and retrofits | 712 | 1954 | Rate Constraint in lbs/MMBtu | FALSE | L | Annual | Standard | lb/MMBtu | 0.1 | 0.1 | 0.1 | 0.1 | 0.1 | 0.1 | 0.1
NSR Morgantown G P 1,2 - NOX Rate Annual v3.1, Unit 5286 and retrofits | 712 | 1954 | Rate Constraint in lbs/MMBtu | FALSE | L | Annual | Emissions at Affected Plants NOX | MTons | 0.69784 | 0.65903 | 0.57215 | 0.56297 | 0.50359 | 0.50359 | 0.53483
NSR Morgantown G P 1,2 - NOX Rate Annual v3.1, Unit 5286 and retrofits | 712 | 1954 | Rate Constraint in lbs/MMBtu | FALSE | L | Annual | Allowances Purchased NOX | MTons | 0 | 0 | 0 | 0 | 0 | 0 | 0
NSR Morgantown G P 1,2 - NOX Rate Annual v3.1, Unit 5286 and retrofits | 712 | 1954 | Rate Constraint in lbs/MMBtu | FALSE | L | Annual | Allowances Sold NOX | MTons | 0 | 0 | 0 | 0 | 0 | 0 | 0
NSR Morgantown G P 1,2 - NOX Rate Annual v3.1, Unit 5286 and retrofits | 712 | 1954 | Rate Constraint in lbs/MMBtu | FALSE | L | Annual | Allowances Banked | MTons | 0 | 0 | 0 | 0 | 0 | 0 | 0
NSR Morgantown G P 1,2 - NOX Rate Annual v3.1, Unit 5286 and retrofits | 712 | 1954 | Rate Constraint in lbs/MMBtu | FALSE | L | Annual | Allowances Withdrawn (1:1) | MTons | 0 | 0 | 0 | 0 | 0 | 0 | 0
NSR Morgantown G P 1,2 - NOX Rate Annual v3.1, Unit 5286 and retrofits | 712 | 1954 | Rate Constraint in lbs/MMBtu | FALSE | L | Annual | Allowances Withdrawn (n:1) | MTons | 0 | 0 | 0 | 0 | 0 | 0 | 0
NSR Morgantown G P 1,2 - NOX Rate Annual v3.1, Unit 5286 and retrofits | 712 | 1954 | Rate Constraint in lbs/MMBtu | FALSE | L | Annual | Net Emissions Allowance Position | MTons | 0.69784 | 0.65903 | 0.57215 | 0.56297 | 0.50359 | 0.50359 | 0.53483
NSR Morgantown G P 1,2 - NOX Rate Annual v3.1, Unit 5286 and retrofits | 712 | 1954 | Rate Constraint in lbs/MMBtu | FALSE | L | Annual | Fuel Consumed | TBtu | 42.6083 | 40.2383 | 34.9338 | 34.3733 | 30.748 | 30.748 | 32.655
NSR Morgantown G P 1,2 - NOX Rate Annual v3.1, Unit 5286 and retrofits | 712 | 1954 | Rate Constraint in lbs/MMBtu | FALSE | L | Annual | Rate | lb/MMBtu | 0.032756 | 0.032756 | 0.032756 | 0.032756 | 0.032756 | 0.032756 | 0.032756
NSR Morgantown G P 1,2 - NOX Rate Annual v3.1, Unit 5286 and retrofits | 712 | 1954 | Rate Constraint in lbs/MMBtu | FALSE | L | Annual | Generation | TWh | 4.5132 | 4.2622 | 3.7003 | 3.641 | 3.2569 | 3.2569 | 3.4589
NSR Morgantown G P 1,2 - NOX Rate Annual v3.1, Unit 5286 and retrofits | 712 | 1954 | Rate Constraint in lbs/MMBtu | FALSE | L | Annual | Qualifying Generation | TWh | 4.5132 | 4.2622 | 3.7003 | 3.641 | 3.2569 | 3.2569 | 3.4589
NSR Morgantown G P 1,2 - NOX Rate Annual v3.1, Unit 5286 and retrofits | 712 | 1954 | Rate Constraint in lbs/MMBtu | FALSE | L | Annual | Rate | lb/MWh | 0.15462 | 0.15462 | 0.15462 | 0.15462 | 0.15462 | 0.15462 | 0.15462
NSR Morgantown G P 1,2 - NOX Rate Annual v3.1, Unit 5286 and retrofits | 712 | 1954 | Rate Constraint in lbs/MMBtu | FALSE | L | Annual | Constraint Shadow Price | US$/Ton | 0 | 0 | 0 | 0 | 0 | 0 | 0
NSR Morgantown G P 1,2 - NOX Rate Annual v3.1, Unit 5287 and retrofits | 713 | 1954 | Rate Constraint in lbs/MMBtu | FALSE | L | Annual | Seasons Included | Seasons | Winter, Summer | Winter, Summer | Winter, Summer | Winter, Summer | Winter, Summer | Winter, Summer | Winter, Summer
NSR Morgantown G P 1,2 - NOX Rate Annual v3.1, Unit 5287 and retrofits | 713 | 1954 | Rate Constraint in lbs/MMBtu | FALSE | L | Annual | Standard | lb/MMBtu | 0.1 | 0.1 | 0.1 | 0.1 | 0.1 | 0.1 | 0.1
NSR Morgantown G P 1,2 - NOX Rate Annual v3.1, Unit 5287 and retrofits | 713 | 1954 | Rate Constraint in lbs/MMBtu | FALSE | L | Annual | Emissions at Affected Plants NOX | MTons | 0.71248 | 0.70633 | 0.64128 | 0.60903 | 0.58354 | 0.55429 | 0.58354
NSR Morgantown G P 1,2 - NOX Rate Annual v3.1, Unit 5287 and retrofits | 713 | 1954 | Rate Constraint in lbs/MMBtu | FALSE | L | Annual | Allowances Purchased NOX | MTons | 0 | 0 | 0 | 0 | 0 | 0 | 0
NSR Morgantown G P 1,2 - NOX Rate Annual v3.1, Unit 5287 and retrofits | 713 | 1954 | Rate Constraint in lbs/MMBtu | FALSE | L | Annual | Allowances Sold NOX | MTons | 0 | 0 | 0 | 0 | 0 | 0 | 0
NSR Morgantown G P 1,2 - NOX Rate Annual v3.1, Unit 5287 and retrofits | 713 | 1954 | Rate Constraint in lbs/MMBtu | FALSE | L | Annual | Allowances Banked | MTons | 0 | 0 | 0 | 0 | 0 | 0 | 0
NSR Morgantown G P 1,2 - NOX Rate Annual v3.1, Unit 5287 and retrofits | 713 | 1954 | Rate Constraint in lbs/MMBtu | FALSE | L | Annual | Allowances Withdrawn (1:1) | MTons | 0 | 0 | 0 | 0 | 0 | 0 | 0
NSR Morgantown G P 1,2 - NOX Rate Annual v3.1, Unit 5287 and retrofits | 713 | 1954 | Rate Constraint in lbs/MMBtu | FALSE | L | Annual | Allowances Withdrawn (n:1) | MTons | 0 | 0 | 0 | 0 | 0 | 0 | 0
NSR Morgantown G P 1,2 - NOX Rate Annual v3.1, Unit 5287 and retrofits | 713 | 1954 | Rate Constraint in lbs/MMBtu | FALSE | L | Annual | Net Emissions Allowance Position | MTons | 0.71248 | 0.70633 | 0.64128 | 0.60903 | 0.58354 | 0.55429 | 0.58354
NSR Morgantown G P 1,2 - NOX Rate Annual v3.1, Unit 5287 and retrofits | 713 | 1954 | Rate Constraint in lbs/MMBtu | FALSE | L | Annual | Fuel Consumed | TBtu | 37.2007 | 36.8797 | 33.4833 | 31.7991 | 30.4682 | 28.9412 | 30.4682
NSR Morgantown G P 1,2 - NOX Rate Annual v3.1, Unit 5287 and retrofits | 713 | 1954 | Rate Constraint in lbs/MMBtu | FALSE | L | Annual | Rate | lb/MMBtu | 0.038305 | 0.038305 | 0.038305 | 0.038305 | 0.038305 | 0.038305 | 0.038305
NSR Morgantown G P 1,2 - NOX Rate Annual v3.1, Unit 5287 and retrofits | 713 | 1954 | Rate Constraint in lbs/MMBtu | FALSE | L | Annual | Generation | TWh | 3.9188 | 3.885 | 3.5272 | 3.3498 | 3.2096 | 3.0487 | 3.2096
NSR Morgantown G P 1,2 - NOX Rate Annual v3.1, Unit 5287 and retrofits | 713 | 1954 | Rate Constraint in lbs/MMBtu | FALSE | L | Annual | Qualifying Generation | TWh | 3.9188 | 3.885 | 3.5272 | 3.3498 | 3.2096 | 3.0487 | 3.2096
NSR Morgantown G P 1,2 - NOX Rate Annual v3.1, Unit 5287 and retrofits | 713 | 1954 | Rate Constraint in lbs/MMBtu | FALSE | L | Annual | Rate | lb/MWh | 0.18181 | 0.18181 | 0.18181 | 0.18181 | 0.18181 | 0.18181 | 0.18181
NSR Morgantown G P 1,2 - NOX Rate Annual v3.1, Unit 5287 and retrofits | 713 | 1954 | Rate Constraint in lbs/MMBtu | FALSE | L | Annual | Constraint Shadow Price | US$/Ton | 0 | 0 | 0 | 0 | 0 | 0 | 0
NSR Mt Storm 1-3 - NOX Rate Annual v3.1, Unit 5406 and retrofits | 714 | 1948 | Rate Constraint in lbs/MMBtu | FALSE | L | Annual | Seasons Included | Seasons | Winter, Summer | Winter, Summer | Winter, Summer | Winter, Summer | Winter, Summer | Winter, Summer | Winter, Summer
NSR Mt Storm 1-3 - NOX Rate Annual v3.1, Unit 5406 and retrofits | 714 | 1948 | Rate Constraint in lbs/MMBtu | FALSE | L | Annual | Standard | lb/MMBtu | 0.11 | 0.11 | 0.11 | 0.11 | 0.11 | 0.11 | 0.11
NSR Mt Storm 1-3 - NOX Rate Annual v3.1, Unit 5406 and retrofits | 714 | 1948 | Rate Constraint in lbs/MMBtu | FALSE | L | Annual | Emissions at Affected Plants NOX | MTons | 1.4602 | 1.4602 | 1.4602 | 1.4602 | 1.4602 | 1.4602 | 1.4602
NSR Mt Storm 1-3 - NOX Rate Annual v3.1, Unit 5406 and retrofits | 714 | 1948 | Rate Constraint in lbs/MMBtu | FALSE | L | Annual | Allowances Purchased NOX | MTons | 0 | 0 | 0 | 0 | 0 | 0 | 0
NSR Mt Storm 1-3 - NOX Rate Annual v3.1, Unit 5406 and retrofits | 714 | 1948 | Rate Constraint in lbs/MMBtu | FALSE | L | Annual | Allowances Sold NOX | MTons | 0 | 0 | 0 | 0 | 0 | 0 | 0
NSR Mt Storm 1-3 - NOX Rate Annual v3.1, Unit 5406 and retrofits | 714 | 1948 | Rate Constraint in lbs/MMBtu | FALSE | L | Annual | Allowances Banked | MTons | 0 | 0 | 0 | 0 | 0 | 0 | 0
NSR Mt Storm 1-3 - NOX Rate Annual v3.1, Unit 5406 and retrofits | 714 | 1948 | Rate Constraint in lbs/MMBtu | FALSE | L | Annual | Allowances Withdrawn (1:1) | MTons | 0 | 0 | 0 | 0 | 0 | 0 | 0
NSR Mt Storm 1-3 - NOX Rate Annual v3.1, Unit 5406 and retrofits | 714 | 1948 | Rate Constraint in lbs/MMBtu | FALSE | L | Annual | Allowances Withdrawn (n:1) | MTons | 0 | 0 | 0 | 0 | 0 | 0 | 0
NSR Mt Storm 1-3 - NOX Rate Annual v3.1, Unit 5406 and retrofits | 714 | 1948 | Rate Constraint in lbs/MMBtu | FALSE | L | Annual | Net Emissions Allowance Position | MTons | 1.4602 | 1.4602 | 1.4602 | 1.4602 | 1.4602 | 1.4602 | 1.4602
NSR Mt Storm 1-3 - NOX Rate Annual v3.1, Unit 5406 and retrofits | 714 | 1948 | Rate Constraint in lbs/MMBtu | FALSE | L | Annual | Fuel Consumed | TBtu | 38.0397 | 38.0397 | 38.0397 | 38.0397 | 38.0397 | 38.0397 | 38.0397
NSR Mt Storm 1-3 - NOX Rate Annual v3.1, Unit 5406 and retrofits | 714 | 1948 | Rate Constraint in lbs/MMBtu | FALSE | L | Annual | Rate | lb/MMBtu | 0.076773 | 0.076773 | 0.076773 | 0.076773 | 0.076773 | 0.076773 | 0.076773
NSR Mt Storm 1-3 - NOX Rate Annual v3.1, Unit 5406 and retrofits | 714 | 1948 | Rate Constraint in lbs/MMBtu | FALSE | L | Annual | Generation | TWh | 3.9748 | 3.9748 | 3.9748 | 3.9748 | 3.9748 | 3.9748 | 3.9748
NSR Mt Storm 1-3 - NOX Rate Annual v3.1, Unit 5406 and retrofits | 714 | 1948 | Rate Constraint in lbs/MMBtu | FALSE | L | Annual | Qualifying Generation | TWh | 3.9748 | 3.9748 | 3.9748 | 3.9748 | 3.9748 | 3.9748 | 3.9748
NSR Mt Storm 1-3 - NOX Rate Annual v3.1, Unit 5406 and retrofits | 714 | 1948 | Rate Constraint in lbs/MMBtu | FALSE | L | Annual | Rate | lb/MWh | 0.36737 | 0.36737 | 0.36737 | 0.36737 | 0.36737 | 0.36737 | 0.36737
NSR Mt Storm 1-3 - NOX Rate Annual v3.1, Unit 5406 and retrofits | 714 | 1948 | Rate Constraint in lbs/MMBtu | FALSE | L | Annual | Constraint Shadow Price | US$/Ton | 0 | 0 | 0 | 0 | 0 | 0 | 0
NSR Mt Storm 1-3 - NOX Rate Annual v3.1, Unit 5407 and retrofits | 715 | 1948 | Rate Constraint in lbs/MMBtu | FALSE | L | Annual | Seasons Included | Seasons | Winter, Summer | Winter, Summer | Winter, Summer | Winter, Summer | Winter, Summer | Winter, Summer | Winter, Summer
NSR Mt Storm 1-3 - NOX Rate Annual v3.1, Unit 5407 and retrofits | 715 | 1948 | Rate Constraint in lbs/MMBtu | FALSE | L | Annual | Standard | lb/MMBtu | 0.11 | 0.11 | 0.11 | 0.11 | 0.11 | 0.11 | 0.11
NSR Mt Storm 1-3 - NOX Rate Annual v3.1, Unit 5407 and retrofits | 715 | 1948 | Rate Constraint in lbs/MMBtu | FALSE | L | Annual | Emissions at Affected Plants NOX | MTons | 1.5331 | 1.5331 | 1.5331 | 1.5331 | 1.5331 | 1.5331 | 1.5331
NSR Mt Storm 1-3 - NOX Rate Annual v3.1, Unit 5407 and retrofits | 715 | 1948 | Rate Constraint in lbs/MMBtu | FALSE | L | Annual | Allowances Purchased NOX | MTons | 0 | 0 | 0 | 0 | 0 | 0 | 0
NSR Mt Storm 1-3 - NOX Rate Annual v3.1, Unit 5407 and retrofits | 715 | 1948 | Rate Constraint in lbs/MMBtu | FALSE | L | Annual | Allowances Sold NOX | MTons | 0 | 0 | 0 | 0 | 0 | 0 | 0
NSR Mt Storm 1-3 - NOX Rate Annual v3.1, Unit 5407 and retrofits | 715 | 1948 | Rate Constraint in lbs/MMBtu | FALSE | L | Annual | Allowances Banked | MTons | 0 | 0 | 0 | 0 | 0 | 0 | 0
NSR Mt Storm 1-3 - NOX Rate Annual v3.1, Unit 5407 and retrofits | 715 | 1948 | Rate Constraint in lbs/MMBtu | FALSE | L | Annual | Allowances Withdrawn (1:1) | MTons | 0 | 0 | 0 | 0 | 0 | 0 | 0
NSR Mt Storm 1-3 - NOX Rate Annual v3.1, Unit 5407 and retrofits | 715 | 1948 | Rate Constraint in lbs/MMBtu | FALSE | L | Annual | Allowances Withdrawn (n:1) | MTons | 0 | 0 | 0 | 0 | 0 | 0 | 0
NSR Mt Storm 1-3 - NOX Rate Annual v3.1, Unit 5407 and retrofits | 715 | 1948 | Rate Constraint in lbs/MMBtu | FALSE | L | Annual | Net Emissions Allowance Position | MTons | 1.5331 | 1.5331 | 1.5331 | 1.5331 | 1.5331 | 1.5331 | 1.5331
NSR Mt Storm 1-3 - NOX Rate Annual v3.1, Unit 5407 and retrofits | 715 | 1948 | Rate Constraint in lbs/MMBtu | FALSE | L | Annual | Fuel Consumed | TBtu | 37.9647 | 37.9647 | 37.9647 | 37.9647 | 37.9647 | 37.9647 | 37.9647
NSR Mt Storm 1-3 - NOX Rate Annual v3.1, Unit 5407 and retrofits | 715 | 1948 | Rate Constraint in lbs/MMBtu | FALSE | L | Annual | Rate | lb/MMBtu | 0.080763 | 0.080763 | 0.080763 | 0.080763 | 0.080763 | 0.080763 | 0.080763
NSR Mt Storm 1-3 - NOX Rate Annual v3.1, Unit 5407 and retrofits | 715 | 1948 | Rate Constraint in lbs/MMBtu | FALSE | L | Annual | Generation | TWh | 3.9819 | 3.9819 | 3.9819 | 3.9819 | 3.9819 | 3.9819 | 3.9819
NSR Mt Storm 1-3 - NOX Rate Annual v3.1, Unit 5407 and retrofits | 715 | 1948 | Rate Constraint in lbs/MMBtu | FALSE | L | Annual | Qualifying Generation | TWh | 3.9819 | 3.9819 | 3.9819 | 3.9819 | 3.9819 | 3.9819 | 3.9819
NSR Mt Storm 1-3 - NOX Rate Annual v3.1, Unit 5407 and retrofits | 715 | 1948 | Rate Constraint in lbs/MMBtu | FALSE | L | Annual | Rate | lb/MWh | 0.38501 | 0.38501 | 0.38501 | 0.38501 | 0.38501 | 0.38501 | 0.38501
NSR Mt Storm 1-3 - NOX Rate Annual v3.1, Unit 5407 and retrofits | 715 | 1948 | Rate Constraint in lbs/MMBtu | FALSE | L | Annual | Constraint Shadow Price | US$/Ton | 0 | 0 | 0 | 0 | 0 | 0 | 0
NSR Mt Storm 1-3 - NOX Rate Annual v3.1, Unit 5408 and retrofits | 716 | 1948 | Rate Constraint in lbs/MMBtu | FALSE | L | Annual | Seasons Included | Seasons | Winter, Summer | Winter, Summer | Winter, Summer | Winter, Summer | Winter, Summer | Winter, Summer | Winter, Summer
NSR Mt Storm 1-3 - NOX Rate Annual v3.1, Unit 5408 and retrofits | 716 | 1948 | Rate Constraint in lbs/MMBtu | FALSE | L | Annual | Standard | lb/MMBtu | 0.11 | 0.11 | 0.11 | 0.11 | 0.11 | 0.11 | 0.11
NSR Mt Storm 1-3 - NOX Rate Annual v3.1, Unit 5408 and retrofits | 716 | 1948 | Rate Constraint in lbs/MMBtu | FALSE | L | Annual | Emissions at Affected Plants NOX | MTons | 0.13278 | 0.13278 | 0.096761 | 0.096761 | 0.096761 | 0.098915 | 0.10169
NSR Mt Storm 1-3 - NOX Rate Annual v3.1, Unit 5408 and retrofits | 716 | 1948 | Rate Constraint in lbs/MMBtu | FALSE | L | Annual | Allowances Purchased NOX | MTons | 0 | 0 | 0 | 0 | 0 | 0 | 0
NSR Mt Storm 1-3 - NOX Rate Annual v3.1, Unit 5408 and retrofits | 716 | 1948 | Rate Constraint in lbs/MMBtu | FALSE | L | Annual | Allowances Sold NOX | MTons | 0 | 0 | 0 | 0 | 0 | 0 | 0
NSR Mt Storm 1-3 - NOX Rate Annual v3.1, Unit 5408 and retrofits | 716 | 1948 | Rate Constraint in lbs/MMBtu | FALSE | L | Annual | Allowances Banked | MTons | 0 | 0 | 0 | 0 | 0 | 0 | 0
NSR Mt Storm 1-3 - NOX Rate Annual v3.1, Unit 5408 and retrofits | 716 | 1948 | Rate Constraint in lbs/MMBtu | FALSE | L | Annual | Allowances Withdrawn (1:1) | MTons | 0 | 0 | 0 | 0 | 0 | 0 | 0
NSR Mt Storm 1-3 - NOX Rate Annual v3.1, Unit 5408 and retrofits | 716 | 1948 | Rate Constraint in lbs/MMBtu | FALSE | L | Annual | Allowances Withdrawn (n:1) | MTons | 0 | 0 | 0 | 0 | 0 | 0 | 0
NSR Mt Storm 1-3 - NOX Rate Annual v3.1, Unit 5408 and retrofits | 716 | 1948 | Rate Constraint in lbs/MMBtu | FALSE | L | Annual | Net Emissions Allowance Position | MTons | 0.13278 | 0.13278 | 0.096761 | 0.096761 | 0.096761 | 0.098915 | 0.10169
NSR Mt Storm 1-3 - NOX Rate Annual v3.1, Unit 5408 and retrofits | 716 | 1948 | Rate Constraint in lbs/MMBtu | FALSE | L | Annual | Fuel Consumed | TBtu | 3.0875 | 3.0875 | 2.2499 | 2.2499 | 2.2499 | 2.3 | 2.3724
NSR Mt Storm 1-3 - NOX Rate Annual v3.1, Unit 5408 and retrofits | 716 | 1948 | Rate Constraint in lbs/MMBtu | FALSE | L | Annual | Rate | lb/MMBtu | 0.086013 | 0.086013 | 0.086013 | 0.086013 | 0.086013 | 0.086013 | 0.085724
NSR Mt Storm 1-3 - NOX Rate Annual v3.1, Unit 5408 and retrofits | 716 | 1948 | Rate Constraint in lbs/MMBtu | FALSE | L | Annual | Generation | TWh | 0.31314 | 0.31314 | 0.22818 | 0.22818 | 0.22818 | 0.23326 | 0.24019
NSR Mt Storm 1-3 - NOX Rate Annual v3.1, Unit 5408 and retrofits | 716 | 1948 | Rate Constraint in lbs/MMBtu | FALSE | L | Annual | Qualifying Generation | TWh | 0.31314 | 0.31314 | 0.22818 | 0.22818 | 0.22818 | 0.23326 | 0.24019
NSR Mt Storm 1-3 - NOX Rate Annual v3.1, Unit 5408 and retrofits | 716 | 1948 | Rate Constraint in lbs/MMBtu | FALSE | L | Annual | Rate | lb/MWh | 0.42405 | 0.42405 | 0.42405 | 0.42405 | 0.42405 | 0.42405 | 0.42336
NSR Mt Storm 1-3 - NOX Rate Annual v3.1, Unit 5408 and retrofits | 716 | 1948 | Rate Constraint in lbs/MMBtu | FALSE | L | Annual | Constraint Shadow Price | US$/Ton | 0 | 0 | 0 | 0 | 0 | 0 | 0
NSR NIPSCO System - SO2 Cap Annual v4.11 | 717 | 2301 | Rate Constraint in MTons | FALSE | L | Annual | Seasons Included | Seasons | Winter, Summer | Winter, Summer | Winter, Summer | Winter, Summer | Winter, Summer | Winter, Summer | Winter, Summer
NSR NIPSCO System - SO2 Cap Annual v4.11 | 717 | 2301 | Rate Constraint in MTons | FALSE | L | Annual | Standard | MTons | 25.3 | 25.3 | 11.6 | 11.6 | 11.6 | 11.6 | 11.6
NSR NIPSCO System - SO2 Cap Annual v4.11 | 717 | 2301 | Rate Constraint in MTons | FALSE | L | Annual | Standard SO2 | MTons | 25.3 | 25.3 | 11.6 | 11.6 | 11.6 | 11.6 | 11.6
NSR NIPSCO System - SO2 Cap Annual v4.11 | 717 | 2301 | Rate Constraint in MTons | FALSE | L | Annual | Emissions at Affected Plants SO2 | MTons | 3.3642 | 5.2666 | 3.1935 | 3.2851 | 3.2136 | 3.4546 | 3.4689
NSR NIPSCO System - SO2 Cap Annual v4.11 | 717 | 2301 | Rate Constraint in MTons | FALSE | L | Annual | Allowances Purchased SO2 | MTons | 0 | 0 | 0 | 0 | 0 | 0 | 0
NSR NIPSCO System - SO2 Cap Annual v4.11 | 717 | 2301 | Rate Constraint in MTons | FALSE | L | Annual | Allowances Sold SO2 | MTons | 0 | 0 | 0 | 0 | 0 | 0 | 0
NSR NIPSCO System - SO2 Cap Annual v4.11 | 717 | 2301 | Rate Constraint in MTons | FALSE | L | Annual | Allowances Banked | MTons | 0 | 0 | 0 | 0 | 0 | 0 | 0
NSR NIPSCO System - SO2 Cap Annual v4.11 | 717 | 2301 | Rate Constraint in MTons | FALSE | L | Annual | Allowances Withdrawn (1:1) | MTons | 0 | 0 | 0 | 0 | 0 | 0 | 0
NSR NIPSCO System - SO2 Cap Annual v4.11 | 717 | 2301 | Rate Constraint in MTons | FALSE | L | Annual | Allowances Withdrawn (n:1) | MTons | 0 | 0 | 0 | 0 | 0 | 0 | 0
NSR NIPSCO System - SO2 Cap Annual v4.11 | 717 | 2301 | Rate Constraint in MTons | FALSE | L | Annual | Net Emissions Allowance Position | MTons | 3.3642 | 5.2666 | 3.1935 | 3.2851 | 3.2136 | 3.4546 | 3.4689
NSR NIPSCO System - SO2 Cap Annual v4.11 | 717 | 2301 | Rate Constraint in MTons | FALSE | L | Annual | Fuel Consumed | TBtu | 101.5672 | 101.5672 | 67.8686 | 69.4115 | 68.3664 | 73.0017 | 73.6352
NSR NIPSCO System - SO2 Cap Annual v4.11 | 717 | 2301 | Rate Constraint in MTons | FALSE | L | Annual | Rate | lb/MMBtu | 0.066245 | 0.10371 | 0.09411 | 0.094656 | 0.094011 | 0.094644 | 0.094218
NSR NIPSCO System - SO2 Cap Annual v4.11 | 717 | 2301 | Rate Constraint in MTons | FALSE | L | Annual | Generation | TWh | 9.8685 | 9.8685 | 6.7356 | 6.8822 | 6.7874 | 7.2278 | 7.29
NSR NIPSCO System - SO2 Cap Annual v4.11 | 717 | 2301 | Rate Constraint in MTons | FALSE | L | Annual | Qualifying Generation | TWh | 9.8685 | 9.8685 | 6.7356 | 6.8822 | 6.7874 | 7.2278 | 7.29
NSR NIPSCO System - SO2 Cap Annual v4.11 | 717 | 2301 | Rate Constraint in MTons | FALSE | L | Annual | Rate | lb/MWh | 0.3409 | 0.53367 | 0.47413 | 0.47733 | 0.47347 | 0.47796 | 0.47584
NSR NIPSCO System - SO2 Cap Annual v4.11 | 717 | 2301 | Rate Constraint in MTons | FALSE | L | Annual | Constraint Shadow Price | US$/Ton | 0 | 0 | 0 | 0 | 0 | 0 | 0
NSR NIPSCO System - NOx Cap Annual 4.11 | 718 | 2300 | Rate Constraint in MTons | FALSE | L | Annual | Seasons Included | Seasons | Winter, Summer | Winter, Summer | Winter, Summer | Winter, Summer | Winter, Summer | Winter, Summer | Winter, Summer
NSR NIPSCO System - NOx Cap Annual 4.11 | 718 | 2300 | Rate Constraint in MTons | FALSE | L | Annual | Standard | MTons | 11.704 | 11.704 | 11.704 | 11.704 | 11.704 | 11.704 | 11.704
NSR NIPSCO System - NOx Cap Annual 4.11 | 718 | 2300 | Rate Constraint in MTons | FALSE | L | Annual | Standard NOX | MTons | 11.704 | 11.704 | 11.704 | 11.704 | 11.704 | 11.704 | 11.704
NSR NIPSCO System - NOx Cap Annual 4.11 | 718 | 2300 | Rate Constraint in MTons | FALSE | L | Annual | Emissions at Affected Plants NOX | MTons | 6.8572 | 6.8572 | 4.0882 | 4.2087 | 4.1131 | 4.4256 | 4.4573
NSR NIPSCO System - NOx Cap Annual 4.11 | 718 | 2300 | Rate Constraint in MTons | FALSE | L | Annual | Allowances Purchased NOX | MTons | 0 | 0 | 0 | 0 | 0 | 0 | 0
NSR NIPSCO System - NOx Cap Annual 4.11 | 718 | 2300 | Rate Constraint in MTons | FALSE | L | Annual | Allowances Sold NOX | MTons | 0 | 0 | 0 | 0 | 0 | 0 | 0
NSR NIPSCO System - NOx Cap Annual 4.11 | 718 | 2300 | Rate Constraint in MTons | FALSE | L | Annual | Allowances Banked | MTons | 0 | 0 | 0 | 0 | 0 | 0 | 0
NSR NIPSCO System - NOx Cap Annual 4.11 | 718 | 2300 | Rate Constraint in MTons | FALSE | L | Annual | Allowances Withdrawn (1:1) | MTons | 0 | 0 | 0 | 0 | 0 | 0 | 0
NSR NIPSCO System - NOx Cap Annual 4.11 | 718 | 2300 | Rate Constraint in MTons | FALSE | L | Annual | Allowances Withdrawn (n:1) | MTons | 0 | 0 | 0 | 0 | 0 | 0 | 0
NSR NIPSCO System - NOx Cap Annual 4.11 | 718 | 2300 | Rate Constraint in MTons | FALSE | L | Annual | Net Emissions Allowance Position | MTons | 6.8572 | 6.8572 | 4.0882 | 4.2087 | 4.1131 | 4.4256 | 4.4573
NSR NIPSCO System - NOx Cap Annual 4.11 | 718 | 2300 | Rate Constraint in MTons | FALSE | L | Annual | Fuel Consumed | TBtu | 101.5672 | 101.5672 | 67.8686 | 69.4115 | 68.3664 | 73.0017 | 73.6352
NSR NIPSCO System - NOx Cap Annual 4.11 | 718 | 2300 | Rate Constraint in MTons | FALSE | L | Annual | Rate | lb/MMBtu | 0.13503 | 0.13503 | 0.12048 | 0.12127 | 0.12033 | 0.12125 | 0.12106
NSR NIPSCO System - NOx Cap Annual 4.11 | 718 | 2300 | Rate Constraint in MTons | FALSE | L | Annual | Generation | TWh | 9.8685 | 9.8685 | 6.7356 | 6.8822 | 6.7874 | 7.2278 | 7.29
NSR NIPSCO System - NOx Cap Annual 4.11 | 718 | 2300 | Rate Constraint in MTons | FALSE | L | Annual | Qualifying Generation | TWh | 9.8685 | 9.8685 | 6.7356 | 6.8822 | 6.7874 | 7.2278 | 7.29
NSR NIPSCO System - NOx Cap Annual 4.11 | 718 | 2300 | Rate Constraint in MTons | FALSE | L | Annual | Rate | lb/MWh | 0.69485 | 0.69485 | 0.60696 | 0.61154 | 0.60599 | 0.61231 | 0.61143
NSR NIPSCO System - NOx Cap Annual 4.11 | 718 | 2300 | Rate Constraint in MTons | FALSE | L | Annual | Constraint Shadow Price | US$/Ton | 0 | 0 | 0 | 0 | 0 | 0 | 0
NSR NV Power Consent - NOX Cap Annual v3.1 | 719 | 1852 | Rate Constraint in MTons | FALSE | L | Annual | Seasons Included | Seasons | Winter, Summer | Winter, Summer | Winter, Summer | Winter, Summer | Winter, Summer | Winter, Summer | Winter, Summer
NSR NV Power Consent - NOX Cap Annual v3.1 | 719 | 1852 | Rate Constraint in MTons | FALSE | L | Annual | Standard | MTons | 0.36 | 0.36 | 0.36 | 0.36 | 0.36 | 0.36 | 0.36
NSR NV Power Consent - NOX Cap Annual v3.1 | 719 | 1852 | Rate Constraint in MTons | FALSE | L | Annual | Standard NOX | MTons | 0.36 | 0.36 | 0.36 | 0.36 | 0.36 | 0.36 | 0.36
NSR NV Power Consent - NOX Cap Annual v3.1 | 719 | 1852 | Rate Constraint in MTons | FALSE | L | Annual | Emissions at Affected Plants NOX | MTons | 0.0029948 | 0.0029948 | 0.045754 | 0.045754 | 0.049652 | 0.13743 | 0.13743
NSR NV Power Consent - NOX Cap Annual v3.1 | 719 | 1852 | Rate Constraint in MTons | FALSE | L | Annual | Allowances Purchased NOX | MTons | 0 | 0 | 0 | 0 | 0 | 0 | 0
NSR NV Power Consent - NOX Cap Annual v3.1 | 719 | 1852 | Rate Constraint in MTons | FALSE | L | Annual | Allowances Sold NOX | MTons | 0 | 0 | 0 | 0 | 0 | 0 | 0
NSR NV Power Consent - NOX Cap Annual v3.1 | 719 | 1852 | Rate Constraint in MTons | FALSE | L | Annual | Allowances Banked | MTons | 0 | 0 | 0 | 0 | 0 | 0 | 0
NSR NV Power Consent - NOX Cap Annual v3.1 | 719 | 1852 | Rate Constraint in MTons | FALSE | L | Annual | Allowances Withdrawn (1:1) | MTons | 0 | 0 | 0 | 0 | 0 | 0 | 0
NSR NV Power Consent - NOX Cap Annual v3.1 | 719 | 1852 | Rate Constraint in MTons | FALSE | L | Annual | Allowances Withdrawn (n:1) | MTons | 0 | 0 | 0 | 0 | 0 | 0 | 0
NSR NV Power Consent - NOX Cap Annual v3.1 | 719 | 1852 | Rate Constraint in MTons | FALSE | L | Annual | Net Emissions Allowance Position | MTons | 0.0029948 | 0.0029948 | 0.045754 | 0.045754 | 0.049652 | 0.13743 | 0.13743
NSR NV Power Consent - NOX Cap Annual v3.1 | 719 | 1852 | Rate Constraint in MTons | FALSE | L | Annual | Fuel Consumed | TBtu | 0.086662 | 0.086662 | 1.324 | 1.324 | 1.4368 | 3.9768 | 3.9768
NSR NV Power Consent - NOX Cap Annual v3.1 | 719 | 1852 | Rate Constraint in MTons | FALSE | L | Annual | Rate | lb/MMBtu | 0.069114 | 0.069114 | 0.069114 | 0.069114 | 0.069114 | 0.069114 | 0.069114
NSR NV Power Consent - NOX Cap Annual v3.1 | 719 | 1852 | Rate Constraint in MTons | FALSE | L | Annual | Generation | TWh | 0.0095401 | 0.0095401 | 0.14575 | 0.14575 | 0.15817 | 0.43779 | 0.43779
NSR NV Power Consent - NOX Cap Annual v3.1 | 719 | 1852 | Rate Constraint in MTons | FALSE | L | Annual | Qualifying Generation | TWh | 0.0095401 | 0.0095401 | 0.14575 | 0.14575 | 0.15817 | 0.43779 | 0.43779
NSR NV Power Consent - NOX Cap Annual v3.1 | 719 | 1852 | Rate Constraint in MTons | FALSE | L | Annual | Rate | lb/MWh | 0.31391 | 0.31391 | 0.31391 | 0.31391 | 0.31391 | 0.31391 | 0.31391
NSR NV Power Consent - NOX Cap Annual v3.1 | 719 | 1852 | Rate Constraint in MTons | FALSE | L | Annual | Constraint Shadow Price | US$/Ton | 0 | 0 | 0 | 0 | 0 | 0 | 0
NSR Oak Creek 5-8 - NOX Rate Annual v3.1, Unit 5411 and retrofits | 720 | 1874 | Rate Constraint in lbs/MMBtu | FALSE | L | Annual | Seasons Included | Seasons | Winter, Summer | Winter, Summer | Winter, Summer | Winter, Summer | Winter, Summer | Winter, Summer | Winter, Summer
NSR Oak Creek 5-8 - NOX Rate Annual v3.1, Unit 5411 and retrofits | 720 | 1874 | Rate Constraint in lbs/MMBtu | FALSE | L | Annual | Standard | lb/MMBtu | 0.1 | 0.1 | 0.1 | 0.1 | 0.1 | 0.1 | 0.1
NSR Oak Creek 5-8 - NOX Rate Annual v3.1, Unit 5411 and retrofits | 720 | 1874 | Rate Constraint in lbs/MMBtu | FALSE | L | Annual | Emissions at Affected Plants NOX | MTons | 1.0301 | 1.0301 | 0.74335 | 0.83121 | 0.83121 | 0.89978 | 0.89978
NSR Oak Creek 5-8 - NOX Rate Annual v3.1, Unit 5411 and retrofits | 720 | 1874 | Rate Constraint in lbs/MMBtu | FALSE | L | Annual | Allowances Purchased NOX | MTons | 0 | 0 | 0 | 0 | 0 | 0 | 0
NSR Oak Creek 5-8 - NOX Rate Annual v3.1, Unit 5411 and retrofits | 720 | 1874 | Rate Constraint in lbs/MMBtu | FALSE | L | Annual | Allowances Sold NOX | MTons | 0 | 0 | 0 | 0 | 0 | 0 | 0
NSR Oak Creek 5-8 - NOX Rate Annual v3.1, Unit 5411 and retrofits | 720 | 1874 | Rate Constraint in lbs/MMBtu | FALSE | L | Annual | Allowances Banked | MTons | 0 | 0 | 0 | 0 | 0 | 0 | 0
NSR Oak Creek 5-8 - NOX Rate Annual v3.1, Unit 5411 and retrofits | 720 | 1874 | Rate Constraint in lbs/MMBtu | FALSE | L | Annual | Allowances Withdrawn (1:1) | MTons | 0 | 0 | 0 | 0 | 0 | 0 | 0
NSR Oak Creek 5-8 - NOX Rate Annual v3.1, Unit 5411 and retrofits | 720 | 1874 | Rate Constraint in lbs/MMBtu | FALSE | L | Annual | Allowances Withdrawn (n:1) | MTons | 0 | 0 | 0 | 0 | 0 | 0 | 0
NSR Oak Creek 5-8 - NOX Rate Annual v3.1, Unit 5411 and retrofits | 720 | 1874 | Rate Constraint in lbs/MMBtu | FALSE | L | Annual | Net Emissions Allowance Position | MTons | 1.0301 | 1.0301 | 0.74335 | 0.83121 | 0.83121 | 0.89978 | 0.89978
NSR Oak Creek 5-8 - NOX Rate Annual v3.1, Unit 5411 and retrofits | 720 | 1874 | Rate Constraint in lbs/MMBtu | FALSE | L | Annual | Fuel Consumed | TBtu | 20.7037 | 20.7037 | 14.9406 | 16.7065 | 16.7065 | 18.0847 | 18.0847
NSR Oak Creek 5-8 - NOX Rate Annual v3.1, Unit 5411 and retrofits | 720 | 1874 | Rate Constraint in lbs/MMBtu | FALSE | L | Annual | Rate | lb/MMBtu | 0.099508 | 0.099508 | 0.099508 | 0.099508 | 0.099508 | 0.099508 | 0.099508
NSR Oak Creek 5-8 - NOX Rate Annual v3.1, Unit 5411 and retrofits | 720 | 1874 | Rate Constraint in lbs/MMBtu | FALSE | L | Annual | Generation | TWh | 2.1248 | 2.1248 | 1.5334 | 1.7146 | 1.7146 | 1.856 | 1.856
NSR Oak Creek 5-8 - NOX Rate Annual v3.1, Unit 5411 and retrofits | 720 | 1874 | Rate Constraint in lbs/MMBtu | FALSE | L | Annual | Qualifying Generation | TWh | 2.1248 | 2.1248 | 1.5334 | 1.7146 | 1.7146 | 1.856 | 1.856
NSR Oak Creek 5-8 - NOX Rate Annual v3.1, Unit 5411 and retrofits | 720 | 1874 | Rate Constraint in lbs/MMBtu | FALSE | L | Annual | Rate | lb/MWh | 0.48479 | 0.48479 | 0.48479 | 0.48479 | 0.48479 | 0.48479 | 0.48479
NSR Oak Creek 5-8 - NOX Rate Annual v3.1, Unit 5411 and retrofits | 720 | 1874 | Rate Constraint in lbs/MMBtu | FALSE | L | Annual | Constraint Shadow Price | US$/Ton | 0 | 0 | 0 | 0 | 0 | 0 | 0
NSR Oak Creek 5-8 - NOX Rate Annual v3.1, Unit 5412 and retrofits | 721 | 1874 | Rate Constraint in lbs/MMBtu | FALSE | L | Annual | Seasons Included | Seasons | Winter, Summer | Winter, Summer | Winter, Summer | Winter, Summer | Winter, Summer | Winter, Summer | Winter, Summer
NSR Oak Creek 5-8 - NOX Rate Annual v3.1, Unit 5412 and retrofits | 721 | 1874 | Rate Constraint in lbs/MMBtu | FALSE | L | Annual | Standard | lb/MMBtu | 0.1 | 0.1 | 0.1 | 0.1 | 0.1 | 0.1 | 0.1
NSR Oak Creek 5-8 - NOX Rate Annual v3.1, Unit 5412 and retrofits | 721 | 1874 | Rate Constraint in lbs/MMBtu | FALSE | L | Annual | Emissions at Affected Plants NOX | MTons | 1.1062 | 1.1062 | 0.7983 | 0.89305 | 0.89305 | 0.96629 | 0.95181
NSR Oak Creek 5-8 - NOX Rate Annual v3.1, Unit 5412 and retrofits | 721 | 1874 | Rate Constraint in lbs/MMBtu | FALSE | L | Annual | Allowances Purchased NOX | MTons | 0 | 0 | 0 | 0 | 0 | 0 | 0
NSR Oak Creek 5-8 - NOX Rate Annual v3.1, Unit 5412 and retrofits | 721 | 1874 | Rate Constraint in lbs/MMBtu | FALSE | L | Annual | Allowances Sold NOX | MTons | 0 | 0 | 0 | 0 | 0 | 0 | 0
NSR Oak Creek 5-8 - NOX Rate Annual v3.1, Unit 5412 and retrofits | 721 | 1874 | Rate Constraint in lbs/MMBtu | FALSE | L | Annual | Allowances Banked | MTons | 0 | 0 | 0 | 0 | 0 | 0 | 0
NSR Oak Creek 5-8 - NOX Rate Annual v3.1, Unit 5412 and retrofits | 721 | 1874 | Rate Constraint in lbs/MMBtu | FALSE | L | Annual | Allowances Withdrawn (1:1) | MTons | 0 | 0 | 0 | 0 | 0 | 0 | 0
NSR Oak Creek 5-8 - NOX Rate Annual v3.1, Unit 5412 and retrofits | 721 | 1874 | Rate Constraint in lbs/MMBtu | FALSE | L | Annual | Allowances Withdrawn (n:1) | MTons | 0 | 0 | 0 | 0 | 0 | 0 | 0
NSR Oak Creek 5-8 - NOX Rate Annual v3.1, Unit 5412 and retrofits | 721 | 1874 | Rate Constraint in lbs/MMBtu | FALSE | L | Annual | Net Emissions Allowance Position | MTons | 1.1062 | 1.1062 | 0.7983 | 0.89305 | 0.89305 | 0.96629 | 0.95181
NSR Oak Creek 5-8 - NOX Rate Annual v3.1, Unit 5412 and retrofits | 721 | 1874 | Rate Constraint in lbs/MMBtu | FALSE | L | Annual | Fuel Consumed | TBtu | 22.234 | 22.234 | 16.045 | 17.9493 | 17.9493 | 19.4214 | 19.1305
NSR Oak Creek 5-8 - NOX Rate Annual v3.1, Unit 5412 and retrofits | 721 | 1874 | Rate Constraint in lbs/MMBtu | FALSE | L | Annual | Rate | lb/MMBtu | 0.099508 | 0.099508 | 0.099508 | 0.099508 | 0.099508 | 0.099508 | 0.099508
NSR Oak Creek 5-8 - NOX Rate Annual v3.1, Unit 5412 and retrofits | 721 | 1874 | Rate Constraint in lbs/MMBtu | FALSE | L | Annual | Generation | TWh | 2.2748 | 2.2748 | 1.6416 | 1.8364 | 1.8364 | 1.987 | 1.9572
NSR Oak Creek 5-8 - NOX Rate Annual v3.1, Unit 5412 and retrofits | 721 | 1874 | Rate Constraint in lbs/MMBtu | FALSE | L | Annual | Qualifying Generation | TWh | 2.2748 | 2.2748 | 1.6416 | 1.8364 | 1.8364 | 1.987 | 1.9572
NSR Oak Creek 5-8 - NOX Rate Annual v3.1, Unit 5412 and retrofits | 721 | 1874 | Rate Constraint in lbs/MMBtu | FALSE | L | Annual | Rate | lb/MWh | 0.48631 | 0.48631 | 0.48631 | 0.48631 | 0.48631 | 0.48631 | 0.48631
NSR Oak Creek 5-8 - NOX Rate Annual v3.1, Unit 5412 and retrofits | 721 | 1874 | Rate Constraint in lbs/MMBtu | FALSE | L | Annual | Constraint Shadow Price | US$/Ton | 0 | 0 | 0 | 0 | 0 | 0 | 0
NSR Oak Creek 5-8 - NOX Rate Annual v3.1, Unit 5413 and retrofits | 722 | 1874 | Rate Constraint in lbs/MMBtu | FALSE | L | Annual | Seasons Included | Seasons | Winter, Summer | Winter, Summer | Winter, Summer | Winter, Summer | Winter, Summer | Winter, Summer | Winter, Summer
NSR Oak Creek 5-8 - NOX Rate Annual v3.1, Unit 5413 and retrofits | 722 | 1874 | Rate Constraint in lbs/MMBtu | FALSE | L | Annual | Standard | lb/MMBtu | 0.1 | 0.1 | 0.1 | 0.1 | 0.1 | 0.1 | 0.1
NSR Oak Creek 5-8 - NOX Rate Annual v3.1, Unit 5413 and retrofits | 722 | 1874 | Rate Constraint in lbs/MMBtu | FALSE | L | Annual | Emissions at Affected Plants NOX | MTons | 0.88978 | 0.88978 | 0.77723 | 0.77723 | 0.77723 | 0.77723 | 0.88978
NSR Oak Creek 5-8 - NOX Rate Annual v3.1, Unit 5413 and retrofits | 722 | 1874 | Rate Constraint in lbs/MMBtu | FALSE | L | Annual | Allowances Purchased NOX | MTons | 0 | 0 | 0 | 0 | 0 | 0 | 0
NSR Oak Creek 5-8 - NOX Rate Annual v3.1, Unit 5413 and retrofits | 722 | 1874 | Rate Constraint in lbs/MMBtu | FALSE | L | Annual | Allowances Sold NOX | MTons | 0 | 0 | 0 | 0 | 0 | 0 | 0
NSR Oak Creek 5-8 - NOX Rate Annual v3.1, Unit 5413 and retrofits | 722 | 1874 | Rate Constraint in lbs/MMBtu | FALSE | L | Annual | Allowances Banked | MTons | 0 | 0 | 0 | 0 | 0 | 0 | 0
NSR Oak Creek 5-8 - NOX Rate Annual v3.1, Unit 5413 and retrofits | 722 | 1874 | Rate Constraint in lbs/MMBtu | FALSE | L | Annual | Allowances Withdrawn (1:1) | MTons | 0 | 0 | 0 | 0 | 0 | 0 | 0
NSR Oak Creek 5-8 - NOX Rate Annual v3.1, Unit 5413 and retrofits | 722 | 1874 | Rate Constraint in lbs/MMBtu | FALSE | L | Annual | Allowances Withdrawn (n:1) | MTons | 0 | 0 | 0 | 0 | 0 | 0 | 0
NSR Oak Creek 5-8 - NOX Rate Annual v3.1, Unit 5413 and retrofits | 722 | 1874 | Rate Constraint in lbs/MMBtu | FALSE | L | Annual | Net Emissions Allowance Position | MTons | 0.88978 | 0.88978 | 0.77723 | 0.77723 | 0.77723 | 0.77723 | 0.88978
NSR Oak Creek 5-8 - NOX Rate Annual v3.1, Unit 5413 and retrofits | 722 | 1874 | Rate Constraint in lbs/MMBtu | FALSE | L | Annual | Fuel Consumed | TBtu | 17.8837 | 17.8837 | 15.6214 | 15.6214 | 15.6214 | 15.6214 | 17.8837
NSR Oak Creek 5-8 - NOX Rate Annual v3.1, Unit 5413 and retrofits | 722 | 1874 | Rate Constraint in lbs/MMBtu | FALSE | L | Annual | Rate | lb/MMBtu | 0.099508 | 0.099508 | 0.099508 | 0.099508 | 0.099508 | 0.099508 | 0.099508
NSR Oak Creek 5-8 - NOX Rate Annual v3.1, Unit 5413 and retrofits | 722 | 1874 | Rate Constraint in lbs/MMBtu | FALSE | L | Annual | Generation | TWh | 1.8719 | 1.8719 | 1.6351 | 1.6351 | 1.6351 | 1.6351 | 1.8719
NSR Oak Creek 5-8 - NOX Rate Annual v3.1, Unit 5413 and retrofits | 722 | 1874 | Rate Constraint in lbs/MMBtu | FALSE | L | Annual | Qualifying Generation | TWh | 1.8719 | 1.8719 | 1.6351 | 1.6351 | 1.6351 | 1.6351 | 1.8719
NSR Oak Creek 5-8 - NOX Rate Annual v3.1, Unit 5413 and retrofits | 722 | 1874 | Rate Constraint in lbs/MMBtu | FALSE | L | Annual | Rate | lb/MWh | 0.47533 | 0.47533 | 0.47533 | 0.47533 | 0.47533 | 0.47533 | 0.47533
NSR Oak Creek 5-8 - NOX Rate Annual v3.1, Unit 5413 and retrofits | 722 | 1874 | Rate Constraint in lbs/MMBtu | FALSE | L | Annual | Constraint Shadow Price | US$/Ton | 0 | 0 | 0 | 0 | 0 | 0 | 0
NSR Oak Creek 5-8 - NOX Rate Annual v3.1, Unit 5414 and retrofits | 723 | 1874 | Rate Constraint in lbs/MMBtu | FALSE | L | Annual | Seasons Included | Seasons | Winter, Summer | Winter, Summer | Winter, Summer | Winter, Summer | Winter, Summer | Winter, Summer | Winter, Summer
NSR Oak Creek 5-8 - NOX Rate Annual v3.1, Unit 5414 and retrofits | 723 | 1874 | Rate Constraint in lbs/MMBtu | FALSE | L | Annual | Standard | lb/MMBtu | 0.1 | 0.1 | 0.1 | 0.1 | 0.1 | 0.1 | 0.1
NSR Oak Creek 5-8 - NOX Rate Annual v3.1, Unit 5414 and retrofits | 723 | 1874 | Rate Constraint in lbs/MMBtu | FALSE | L | Annual | Emissions at Affected Plants NOX | MTons | 0.88062 | 0.88062 | 0.7106 | 0.76922 | 0.76668 | 0.76922 | 0.77949
NSR Oak Creek 5-8 - NOX Rate Annual v3.1, Unit 5414 and retrofits | 723 | 1874 | Rate Constraint in lbs/MMBtu | FALSE | L | Annual | Allowances Purchased NOX | MTons | 0 | 0 | 0 | 0 | 0 | 0 | 0
NSR Oak Creek 5-8 - NOX Rate Annual v3.1, Unit 5414 and retrofits | 723 | 1874 | Rate Constraint in lbs/MMBtu | FALSE | L | Annual | Allowances Sold NOX | MTons | 0 | 0 | 0 | 0 | 0 | 0 | 0
NSR Oak Creek 5-8 - NOX Rate Annual v3.1, Unit 5414 and retrofits | 723 | 1874 | Rate Constraint in lbs/MMBtu | FALSE | L | Annual | Allowances Banked | MTons | 0 | 0 | 0 | 0 | 0 | 0 | 0
NSR Oak Creek 5-8 - NOX Rate Annual v3.1, Unit 5414 and retrofits | 723 | 1874 | Rate Constraint in lbs/MMBtu | FALSE | L | Annual | Allowances Withdrawn (1:1) | MTons | 0 | 0 | 0 | 0 | 0 | 0 | 0
NSR Oak Creek 5-8 - NOX Rate Annual v3.1, Unit 5414 and retrofits | 723 | 1874 | Rate Constraint in lbs/MMBtu | FALSE | L | Annual | Allowances Withdrawn (n:1) | MTons | 0 | 0 | 0 | 0 | 0 | 0 | 0
NSR Oak Creek 5-8 - NOX Rate Annual v3.1, Unit 5414 and retrofits | 723 | 1874 | Rate Constraint in lbs/MMBtu | FALSE | L | Annual | Net Emissions Allowance Position | MTons | 0.88062 | 0.88062 | 0.7106 | 0.76922 | 0.76668 | 0.76922 | 0.77949
NSR Oak Creek 5-8 - NOX Rate Annual v3.1, Unit 5414 and retrofits | 723 | 1874 | Rate Constraint in lbs/MMBtu | FALSE | L | Annual | Fuel Consumed | TBtu | 17.6995 | 17.6995 | 14.2824 | 15.4605 | 15.4096 | 15.4605 | 15.667
NSR Oak Creek 5-8 - NOX Rate Annual v3.1, Unit 5414 and retrofits | 723 | 1874 | Rate Constraint in lbs/MMBtu | FALSE | L | Annual | Rate | lb/MMBtu | 0.099508 | 0.099508 | 0.099508 | 0.099508 | 0.099508 | 0.099508 | 0.099508
NSR Oak Creek 5-8 - NOX Rate Annual v3.1, Unit 5414 and retrofits | 723 | 1874 | Rate Constraint in lbs/MMBtu | FALSE | L | Annual | Generation | TWh | 1.8502 | 1.8502 | 1.493 | 1.6162 | 1.6108 | 1.6162 | 1.6378
NSR Oak Creek 5-8 - NOX Rate Annual v3.1, Unit 5414 and retrofits | 723 | 1874 | Rate Constraint in lbs/MMBtu | FALSE | L | Annual | Qualifying Generation | TWh | 1.8502 | 1.8502 | 1.493 | 1.6162 | 1.6108 | 1.6162 | 1.6378
NSR Oak Creek 5-8 - NOX Rate Annual v3.1, Unit 5414 and retrofits | 723 | 1874 | Rate Constraint in lbs/MMBtu | FALSE | L | Annual | Rate | lb/MWh | 0.47595 | 0.47595 | 0.47595 | 0.47595 | 0.47595 | 0.47595 | 0.47595
NSR Oak Creek 5-8 - NOX Rate Annual v3.1, Unit 5414 and retrofits | 723 | 1874 | Rate Constraint in lbs/MMBtu | FALSE | L | Annual | Constraint Shadow Price | US$/Ton | 0 | 0 | 0 | 0 | 0 | 0 | 0
NSR OH Edison - NOX Cap Annual v3.1 | 724 | 1853 | Rate Constraint in MTons | FALSE | L | Annual | Seasons Included | Seasons | Winter, Summer | Winter, Summer | Winter, Summer | Winter, Summer | Winter, Summer | Winter, Summer | Winter, Summer
NSR OH Edison - NOX Cap Annual v3.1 | 724 | 1853 | Rate Constraint in MTons | FALSE | L | Annual | Standard | MTons | 11.86 | 11.86 | 11.86 | 11.86 | 11.86 | 11.86 | 11.86
NSR OH Edison - NOX Cap Annual v3.1 | 724 | 1853 | Rate Constraint in MTons | FALSE | L | Annual | Standard NOX | MTons | 11.86 | 11.86 | 11.86 | 11.86 | 11.86 | 11.86 | 11.86
NSR OH Edison - NOX Cap Annual v3.1 | 724 | 1853 | Rate Constraint in MTons | FALSE | L | Annual | Emissions at Affected Plants NOX | MTons | 11.86 | 11.86 | 10.3295 | 7.8577 | 8.0517 | 6.7936 | 5.9403
NSR OH Edison - NOX Cap Annual v3.1 | 724 | 1853 | Rate Constraint in MTons | FALSE | L | Annual | Allowances Purchased NOX | MTons | 0 | 0 | 0 | 0 | 0 | 0 | 0
NSR OH Edison - NOX Cap Annual v3.1 | 724 | 1853 | Rate Constraint in MTons | FALSE | L | Annual | Allowances Sold NOX | MTons | 0 | 0 | 0 | 0 | 0 | 0 | 0
NSR OH Edison - NOX Cap Annual v3.1 | 724 | 1853 | Rate Constraint in MTons | FALSE | L | Annual | Allowances Banked | MTons | 0 | 0 | 0 | 0 | 0 | 0 | 0
NSR OH Edison - NOX Cap Annual v3.1 | 724 | 1853 | Rate Constraint in MTons | FALSE | L | Annual | Allowances Withdrawn (1:1) | MTons | 0 | 0 | 0 | 0 | 0 | 0 | 0
NSR OH Edison - NOX Cap Annual v3.1 | 724 | 1853 | Rate Constraint in MTons | FALSE | L | Annual | Allowances Withdrawn (n:1) | MTons | 0 | 0 | 0 | 0 | 0 | 0 | 0
NSR OH Edison - NOX Cap Annual v3.1 | 724 | 1853 | Rate Constraint in MTons | FALSE | L | Annual | Net Emissions Allowance Position | MTons | 11.86 | 11.86 | 10.3295 | 7.8577 | 8.0517 | 6.7936 | 5.9403
NSR OH Edison - NOX Cap Annual v3.1 | 724 | 1853 | Rate Constraint in MTons | FALSE | L | Annual | Fuel Consumed | TBtu | 159.8783 | 159.8783 | 138.3076 | 107.9936 | 110.6308 | 99.045 | 90.1268
NSR OH Edison - NOX Cap Annual v3.1 | 724 | 1853 | Rate Constraint in MTons | FALSE | L | Annual | Rate | lb/MMBtu | 0.14836 | 0.14836 | 0.14937 | 0.14552 | 0.14556 | 0.13718 | 0.13182
NSR OH Edison - NOX Cap Annual v3.1 | 724 | 1853 | Rate Constraint in MTons | FALSE | L | Annual | Generation | TWh | 16.0847 | 16.0847 | 13.9097 | 10.8608 | 11.1195 | 9.9753 | 9.081
NSR OH Edison - NOX Cap Annual v3.1 | 724 | 1853 | Rate Constraint in MTons | FALSE | L | Annual | Qualifying Generation | TWh | 16.0847 | 16.0847 | 13.9097 | 10.8608 | 11.1195 | 9.9753 | 9.081
NSR OH Edison - NOX Cap Annual v3.1 | 724 | 1853 | Rate Constraint in MTons | FALSE | L | Annual | Rate | lb/MWh | 0.73735 | 0.73735 | 0.74261 | 0.72349 | 0.7241 | 0.68104 | 0.65414
NSR OH Edison - NOX Cap Annual v3.1 | 724 | 1853 | Rate Constraint in MTons | FALSE | L | Annual | Constraint Shadow Price | US$/Ton | 6116.2661 | 5981.6498 | 0 | 0 | 0 | 0 | 0
NSR OH Edison - SO2 Cap Annual v3.1 | 725 | 1854 | Rate Constraint in MTons | FALSE | L | Annual | Seasons Included | Seasons | Winter, Summer | Winter, Summer | Winter, Summer | Winter, Summer | Winter, Summer | Winter, Summer | Winter, Summer
NSR OH Edison - SO2 Cap Annual v3.1 | 725 | 1854 | Rate Constraint in MTons | FALSE | L | Annual | Standard | MTons | 29.9 | 29.9 | 29.9 | 29.9 | 29.9 | 29.9 | 29.9
NSR OH Edison - SO2 Cap Annual v3.1 | 725 | 1854 | Rate Constraint in MTons | FALSE | L | Annual | Standard SO2 | MTons | 29.9 | 29.9 | 29.9 | 29.9 | 29.9 | 29.9 | 29.9
NSR OH Edison - SO2 Cap Annual v3.1 | 725 | 1854 | Rate Constraint in MTons | FALSE | L | Annual | Emissions at Affected Plants SO2 | MTons | 7.1138 | 9.2537 | 8.5783 | 6.0446 | 4.3092 | 4.5932 | 4.3633
NSR OH Edison - SO2 Cap Annual v3.1 | 725 | 1854 | Rate Constraint in MTons | FALSE | L | Annual | Allowances Purchased SO2 | MTons | 0 | 0 | 0 | 0 | 0 | 0 | 0
NSR OH Edison - SO2 Cap Annual v3.1 | 725 | 1854 | Rate Constraint in MTons | FALSE | L | Annual | Allowances Sold SO2 | MTons | 0 | 0 | 0 | 0 | 0 | 0 | 0
NSR OH Edison - SO2 Cap Annual v3.1 | 725 | 1854 | Rate Constraint in MTons | FALSE | L | Annual | Allowances Banked | MTons | 0 | 0 | 0 | 0 | 0 | 0 | 0
NSR OH Edison - SO2 Cap Annual v3.1 | 725 | 1854 | Rate Constraint in MTons | FALSE | L | Annual | Allowances Withdrawn (1:1) | MTons | 0 | 0 | 0 | 0 | 0 | 0 | 0
NSR OH Edison - SO2 Cap Annual v3.1 | 725 | 1854 | Rate Constraint in MTons | FALSE | L | Annual | Allowances Withdrawn (n:1) | MTons | 0 | 0 | 0 | 0 | 0 | 0 | 0
NSR OH Edison - SO2 Cap Annual v3.1 | 725 | 1854 | Rate Constraint in MTons | FALSE | L | Annual | Net Emissions Allowance Position | MTons | 7.1138 | 9.2537 | 8.5783 | 6.0446 | 4.3092 | 4.5932 | 4.3633
NSR OH Edison - SO2 Cap Annual v3.1 | 725 | 1854 | Rate Constraint in MTons | FALSE | L | Annual | Fuel Consumed | TBtu | 159.8783 | 159.8783 | 138.3076 | 107.9936 | 110.6308 | 99.045 | 90.1268
NSR OH Edison - SO2 Cap Annual v3.1 | 725 | 1854 | Rate Constraint in MTons | FALSE | L | Annual | Rate | lb/MMBtu | 0.08899 | 0.11576 | 0.12405 | 0.11194 | 0.077902 | 0.092749 | 0.096826
NSR OH Edison - SO2 Cap Annual v3.1 | 725 | 1854 | Rate Constraint in MTons | FALSE | L | Annual | Generation | TWh | 16.0847 | 16.0847 | 13.9097 | 10.8608 | 11.1195 | 9.9753 | 9.081
NSR OH Edison - SO2 Cap Annual v3.1 | 725 | 1854 | Rate Constraint in MTons | FALSE | L | Annual | Qualifying Generation | TWh | 16.0847 | 16.0847 | 13.9097 | 10.8608 | 11.1195 | 9.9753 | 9.081
NSR OH Edison - SO2 Cap Annual v3.1 | 725 | 1854 | Rate Constraint in MTons | FALSE | L | Annual | Rate | lb/MWh | 0.44227 | 0.57531 | 0.61671 | 0.55655 | 0.38753 | 0.46045 | 0.48049
NSR OH Edison - SO2 Cap Annual v3.1 | 725 | 1854 | Rate Constraint in MTons | FALSE | L | Annual | Constraint Shadow Price | US$/Ton | 0 | 0 | 0 | 0 | 0 | 0 | 0
NSR Pleasant Prairie 1,2 - NOX Rate Annual v3.1, Unit 5409 and retrofits | 726 | 1947 | Rate Constraint in lbs/MMBtu | FALSE | L | Annual | Seasons Included | Seasons | Winter, Summer | Winter, Summer | Winter, Summer | Winter, Summer | Winter, Summer | Winter, Summer | Winter, Summer
NSR Pleasant Prairie 1,2 - NOX Rate Annual v3.1, Unit 5409 and retrofits | 726 | 1947 | Rate Constraint in lbs/MMBtu | FALSE | L | Annual | Standard | lb/MMBtu | 0.1 | 0.1 | 0.1 | 0.1 | 0.1 | 0.1 | 0.1
NSR Pleasant Prairie 1,2 - NOX Rate Annual v3.1, Unit 5409 and retrofits | 726 | 1947 | Rate Constraint in lbs/MMBtu | FALSE | L | Annual | Emissions at Affected Plants NOX | MTons | 1.4684 | 1.4712 | 1.0593 | 1.0593 | 1.125 | 1.0751 | 1.1744
NSR Pleasant Prairie 1,2 - NOX Rate Annual v3.1, Unit 5409 and retrofits | 726 | 1947 | Rate Constraint in lbs/MMBtu | FALSE | L | Annual | Allowances Purchased NOX | MTons | 0 | 0 | 0 | 0 | 0 | 0 | 0
NSR Pleasant Prairie 1,2 - NOX Rate Annual v3.1, Unit 5409 and retrofits | 726 | 1947 | Rate Constraint in lbs/MMBtu | FALSE | L | Annual | Allowances Sold NOX | MTons | 0 | 0 | 0 | 0 | 0 | 0 | 0
NSR Pleasant Prairie 1,2 - NOX Rate Annual v3.1, Unit 5409 and retrofits | 726 | 1947 | Rate Constraint in lbs/MMBtu | FALSE | L | Annual | Allowances Banked | MTons | 0 | 0 | 0 | 0 | 0 | 0 | 0
NSR Pleasant Prairie 1,2 - NOX Rate Annual v3.1, Unit 5409 and retrofits | 726 | 1947 | Rate Constraint in lbs/MMBtu | FALSE | L | Annual | Allowances Withdrawn (1:1) | MTons | 0 | 0 | 0 | 0 | 0 | 0 | 0
NSR Pleasant Prairie 1,2 - NOX Rate Annual v3.1, Unit 5409 and retrofits | 726 | 1947 | Rate Constraint in lbs/MMBtu | FALSE | L | Annual | Allowances Withdrawn (n:1) | MTons | 0 | 0 | 0 | 0 | 0 | 0 | 0
NSR Pleasant Prairie 1,2 - NOX Rate Annual v3.1, Unit 5409 and retrofits | 726 | 1947 | Rate Constraint in lbs/MMBtu | FALSE | L | Annual | Net Emissions Allowance Position | MTons | 1.4684 | 1.4712 | 1.0593 | 1.0593 | 1.125 | 1.0751 | 1.1744
NSR Pleasant Prairie 1,2 - NOX Rate Annual v3.1, Unit 5409 and retrofits | 726 | 1947 | Rate Constraint in lbs/MMBtu | FALSE | L | Annual | Fuel Consumed | TBtu | 44.5431 | 44.4544 | 32.1568 | 32.1568 | 34.1531 | 32.6373 | 35.4872
NSR Pleasant Prairie 1,2 - NOX Rate Annual v3.1, Unit 5409 and retrofits | 726 | 1947 | Rate Constraint in lbs/MMBtu | FALSE | L | Annual | Rate | lb/MMBtu | 0.065932 | 0.066189 | 0.065882 | 0.065882 | 0.065882 | 0.065882 | 0.066189
NSR Pleasant Prairie 1,2 - NOX Rate Annual v3.1, Unit 5409 and retrofits | 726 | 1947 | Rate Constraint in lbs/MMBtu | FALSE | L | Annual | Generation | TWh | 4.2339 | 4.2339 | 3.0554 | 3.0554 | 3.2451 | 3.101 | 3.3799
NSR Pleasant Prairie 1,2 - NOX Rate Annual v3.1, Unit 5409 and retrofits | 726 | 1947 | Rate Constraint in lbs/MMBtu | FALSE | L | Annual | Qualifying Generation | TWh | 4.2339 | 4.2339 | 3.0554 | 3.0554 | 3.2451 | 3.101 | 3.3799
NSR Pleasant Prairie 1,2 - NOX Rate Annual v3.1, Unit 5409 and retrofits | 726 | 1947 | Rate Constraint in lbs/MMBtu | FALSE | L | Annual | Rate | lb/MWh | 0.34682 | 0.34747 | 0.34669 | 0.34669 | 0.34669 | 0.34669 | 0.34747
NSR Pleasant Prairie 1,2 - NOX Rate Annual v3.1, Unit 5409 and retrofits | 726 | 1947 | Rate Constraint in lbs/MMBtu | FALSE | L | Annual | Constraint Shadow Price | US$/Ton | 0 | 0 | 0 | 0 | 0 | 0 | 0
NSR Pleasant Prairie 1,2 - NOX Rate Annual v3.1, Unit 5410 and retrofits | 727 | 1947 | Rate Constraint in lbs/MMBtu | FALSE | L | Annual | Seasons Included | Seasons | Winter, Summer | Winter, Summer | Winter, Summer | Winter, Summer | Winter, Summer | Winter, Summer | Winter, Summer
NSR Pleasant Prairie 1,2 - NOX Rate Annual v3.1, Unit 5410 and retrofits | 727 | 1947 | Rate Constraint in lbs/MMBtu | FALSE | L | Annual | Standard | lb/MMBtu | 0.1 | 0.1 | 0.1 | 0.1 | 0.1 | 0.1 | 0.1
NSR Pleasant Prairie 1,2 - NOX Rate Annual v3.1, Unit 5410 and retrofits | 727 | 1947 | Rate Constraint in lbs/MMBtu | FALSE | L | Annual | Emissions at Affected Plants NOX | MTons | 1.4828 | 1.4828 | 1.0677 | 1.0689 | 1.0677 | 1.0677 | 1.0701
NSR Pleasant Prairie 1,2 - NOX Rate Annual v3.1, Unit 5410 and retrofits | 727 | 1947 | Rate Constraint in lbs/MMBtu | FALSE | L | Annual | Allowances Purchased NOX | MTons | 0 | 0 | 0 | 0 | 0 | 0 | 0
NSR Pleasant Prairie 1,2 - NOX Rate Annual v3.1, Unit 5410 and retrofits | 727 | 1947 | Rate Constraint in lbs/MMBtu | FALSE | L | Annual | Allowances Sold NOX | MTons | 0 | 0 | 0 | 0 | 0 | 0 | 0
NSR Pleasant Prairie 1,2 - NOX Rate Annual v3.1, Unit 5410 and retrofits | 727 | 1947 | Rate Constraint in lbs/MMBtu | FALSE | L | Annual | Allowances Banked | MTons | 0 | 0 | 0 | 0 | 0 | 0 | 0
NSR Pleasant Prairie 1,2 - NOX Rate Annual v3.1, Unit 5410 and retrofits | 727 | 1947 | Rate Constraint in lbs/MMBtu | FALSE | L | Annual | Allowances Withdrawn (1:1) | MTons | 0 | 0 | 0 | 0 | 0 | 0 | 0
NSR Pleasant Prairie 1,2 - NOX Rate Annual v3.1, Unit 5410 and retrofits | 727 | 1947 | Rate Constraint in lbs/MMBtu | FALSE | L | Annual | Allowances Withdrawn (n:1) | MTons | 0 | 0 | 0 | 0 | 0 | 0 | 0
NSR Pleasant Prairie 1,2 - NOX Rate Annual v3.1, Unit 5410 and retrofits | 727 | 1947 | Rate Constraint in lbs/MMBtu | FALSE | L | Annual | Net Emissions Allowance Position | MTons | 1.4828 | 1.4828 | 1.0677 | 1.0689 | 1.0677 | 1.0677 | 1.0701
NSR Pleasant Prairie 1,2 - NOX Rate Annual v3.1, Unit 5410 and retrofits | 727 | 1947 | Rate Constraint in lbs/MMBtu | FALSE | L | Annual | Fuel Consumed | TBtu | 44.6325 | 44.6325 | 32.2856 | 32.2473 | 32.2856 | 32.2856 | 32.2087
NSR Pleasant Prairie 1,2 - NOX Rate Annual v3.1, Unit 5410 and retrofits | 727 | 1947 | Rate Constraint in lbs/MMBtu | FALSE | L | Annual | Rate | lb/MMBtu | 0.066447 | 0.066447 | 0.066139 | 0.066292 | 0.066139 | 0.066139 | 0.066447
NSR Pleasant Prairie 1,2 - NOX Rate Annual v3.1, Unit 5410 and retrofits | 727 | 1947 | Rate Constraint in lbs/MMBtu | FALSE | L | Annual | Generation | TWh | 4.2339 | 4.2339 | 3.0554 | 3.0554 | 3.0554 | 3.0554 | 3.0554
NSR Pleasant Prairie 1,2 - NOX Rate Annual v3.1, Unit 5410 and retrofits | 727 | 1947 | Rate Constraint in lbs/MMBtu | FALSE | L | Annual | Qualifying Generation | TWh | 4.2339 | 4.2339 | 3.0554 | 3.0554 | 3.0554 | 3.0554 | 3.0554
NSR Pleasant Prairie 1,2 - NOX Rate Annual v3.1, Unit 5410 and retrofits | 727 | 1947 | Rate Constraint in lbs/MMBtu | FALSE | L | Annual | Rate | lb/MWh | 0.35023 | 0.35023 | 0.34944 | 0.34983 | 0.34944 | 0.34944 | 0.35023
NSR Pleasant Prairie 1,2 - NOX Rate Annual v3.1, Unit 5410 and retrofits | 727 | 1947 | Rate Constraint in lbs/MMBtu | FALSE | L | Annual | Constraint Shadow Price | US$/Ton | 0 | 0 | 0 | 0 | 0 | 0 | 0
NSR PSEG Consent - NOX Cap Annual v3.1 | 728 | 1855 | Rate Constraint in MTons | FALSE | L | Annual | Seasons Included | Seasons | Winter, Summer | Winter, Summer | Winter, Summer | Winter, Summer | Winter, Summer | Winter, Summer | Winter, Summer
NSR PSEG Consent - NOX Cap Annual v3.1 | 728 | 1855 | Rate Constraint in MTons | FALSE | L | Annual | Standard | MTons | 3.49 | 3.49 | 3.49 | 3.49 | 3.49 | 3.49 | 3.49
NSR PSEG Consent - NOX Cap Annual v3.1 | 728 | 1855 | Rate Constraint in MTons | FALSE | L | Annual | Standard NOX | MTons | 3.49 | 3.49 | 3.49 | 3.49 | 3.49 | 3.49 | 3.49
NSR PSEG Consent - NOX Cap Annual v3.1 | 728 | 1855 | Rate Constraint in MTons | FALSE | L | Annual | Emissions at Affected Plants NOX | MTons | 0 | 0 | 0 | 0 | 0 | 0 | 0
NSR PSEG Consent - NOX Cap Annual v3.1 | 728 | 1855 | Rate Constraint in MTons | FALSE | L | Annual | Allowances Purchased NOX | MTons | 0 | 0 | 0 | 0 | 0 | 0 | 0
NSR PSEG Consent - NOX Cap Annual v3.1 | 728 | 1855 | Rate Constraint in MTons | FALSE | L | Annual | Allowances Sold NOX | MTons | 0 | 0 | 0 | 0 | 0 | 0 | 0
NSR PSEG Consent - NOX Cap Annual v3.1 | 728 | 1855 | Rate Constraint in MTons | FALSE | L | Annual | Allowances Banked | MTons | 0 | 0 | 0 | 0 | 0 | 0 | 0
NSR PSEG Consent - NOX Cap Annual v3.1 | 728 | 1855 | Rate Constraint in MTons | FALSE | L | Annual | Allowances Withdrawn (1:1) | MTons | 0 | 0 | 0 | 0 | 0 | 0 | 0
NSR PSEG Consent - NOX Cap Annual v3.1 | 728 | 1855 | Rate Constraint in MTons | FALSE | L | Annual | Allowances Withdrawn (n:1) | MTons | 0 | 0 | 0 | 0 | 0 | 0 | 0
NSR PSEG Consent - NOX Cap Annual v3.1 | 728 | 1855 | Rate Constraint in MTons | FALSE | L | Annual | Net Emissions Allowance Position | MTons | 0 | 0 | 0 | 0 | 0 | 0 | 0
NSR PSEG Consent - NOX Cap Annual v3.1 | 728 | 1855 | Rate Constraint in MTons | FALSE | L | Annual | Fuel Consumed | TBtu | 0 | 0 | 0 | 0 | 0 | 0 | 0
NSR PSEG Consent - NOX Cap Annual v3.1 | 728 | 1855 | Rate Constraint in MTons | FALSE | L | Annual | Rate | lb/MMBtu | 0 | 0 | 0 | 0 | 0 | 0 | 0
NSR PSEG Consent - NOX Cap Annual v3.1 | 728 | 1855 | Rate Constraint in MTons | FALSE | L | Annual | Generation | TWh | 0 | 0 | 0 | 0 | 0 | 0 | 0
NSR PSEG Consent - NOX Cap Annual v3.1 | 728 | 1855 | Rate Constraint in MTons | FALSE | L | Annual | Qualifying Generation | TWh | 0 | 0 | 0 | 0 | 0 | 0 | 0
NSR PSEG Consent - NOX Cap Annual v3.1 | 728 | 1855 | Rate Constraint in MTons | FALSE | L | Annual | Rate | lb/MWh | 0 | 0 | 0 | 0 | 0 | 0 | 0
NSR PSEG Consent - NOX Cap Annual v3.1 | 728 | 1855 | Rate Constraint in MTons | FALSE | L | Annual | Constraint Shadow Price | US$/Ton | 0 | 0 | 0 | 0 | 0 | 0 | 0
NSR PSEG Consent - SO2 Cap Annual v3.1 | 729 | 1856 | Rate Constraint in MTons | FALSE | L | Annual | Seasons Included | Seasons | Winter, Summer | Winter, Summer | Winter, Summer | Winter, Summer | Winter, Summer | Winter, Summer | Winter, Summer
NSR PSEG Consent - SO2 Cap Annual v3.1 | 729 | 1856 | Rate Constraint in MTons | FALSE | L | Annual | Standard | MTons | 5.27 | 5.27 | 5.27 | 5.27 | 5.27 | 5.27 | 5.27
NSR PSEG Consent - SO2 Cap Annual v3.1 | 729 | 1856 | Rate Constraint in MTons | FALSE | L | Annual | Standard SO2 | MTons | 5.27 | 5.27 | 5.27 | 5.27 | 5.27 | 5.27 | 5.27
NSR PSEG Consent - SO2 Cap Annual v3.1 | 729 | 1856 | Rate Constraint in MTons | FALSE | L | Annual | Emissions at Affected Plants SO2 | MTons | 0 | 0 | 0 | 0 | 0 | 0 | 0
NSR PSEG Consent - SO2 Cap Annual v3.1 | 729 | 1856 | Rate Constraint in MTons | FALSE | L | Annual | Allowances Purchased SO2 | MTons | 0 | 0 | 0 | 0 | 0 | 0 | 0
NSR PSEG Consent - SO2 Cap Annual v3.1 | 729 | 1856 | Rate Constraint in MTons | FALSE | L | Annual | Allowances Sold SO2 | MTons | 0 | 0 | 0 | 0 | 0 | 0 | 0
NSR PSEG Consent - SO2 Cap Annual v3.1 | 729 | 1856 | Rate Constraint in MTons | FALSE | L | Annual | Allowances Banked | MTons | 0 | 0 | 0 | 0 | 0 | 0 | 0
NSR PSEG Consent - SO2 Cap Annual v3.1 | 729 | 1856 | Rate Constraint in MTons | FALSE | L | Annual | Allowances Withdrawn (1:1) | MTons | 0 | 0 | 0 | 0 | 0 | 0 | 0
NSR PSEG Consent - SO2 Cap Annual v3.1 | 729 | 1856 | Rate Constraint in MTons | FALSE | L | Annual | Allowances Withdrawn (n:1) | MTons | 0 | 0 | 0 | 0 | 0 | 0 | 0
NSR PSEG Consent - SO2 Cap Annual v3.1 | 729 | 1856 | Rate Constraint in MTons | FALSE | L | Annual | Net Emissions Allowance Position | MTons | 0 | 0 | 0 | 0 | 0 | 0 | 0
NSR PSEG Consent - SO2 Cap Annual v3.1 | 729 | 1856 | Rate Constraint in MTons | FALSE | L | Annual | Fuel Consumed | TBtu | 0 | 0 | 0 | 0 | 0 | 0 | 0
NSR PSEG Consent - SO2 Cap Annual v3.1 | 729 | 1856 | Rate Constraint in MTons | FALSE | L | Annual | Rate | lb/MMBtu | 0 | 0 | 0 | 0 | 0 | 0 | 0
NSR PSEG Consent - SO2 Cap Annual v3.1 | 729 | 1856 | Rate Constraint in MTons | FALSE | L | Annual | Generation | TWh | 0 | 0 | 0 | 0 | 0 | 0 | 0
NSR PSEG Consent - SO2 Cap Annual v3.1 | 729 | 1856 | Rate Constraint in MTons | FALSE | L | Annual | Qualifying Generation | TWh | 0 | 0 | 0 | 0 | 0 | 0 | 0
NSR PSEG Consent - SO2 Cap Annual v3.1 | 729 | 1856 | Rate Constraint in MTons | FALSE | L | Annual | Rate | lb/MWh | 0 | 0 | 0 | 0 | 0 | 0 | 0
NSR PSEG Consent - SO2 Cap Annual v3.1 | 729 | 1856 | Rate Constraint in MTons | FALSE | L | Annual | Constraint Shadow Price | US$/Ton | 0 | 0 | 0 | 0 | 0 | 0 | 0
NSR Rockport 1 & 2 - SO2 Cap Annual v5.13 | 730 | 5898 | Rate Constraint in MTons | FALSE | L | Annual | Seasons Included | Seasons | Winter, Summer | Winter, Summer | Winter, Summer | Winter, Summer | Winter, Summer | Winter, Summer | Winter, Summer
NSR Rockport 1 & 2 - SO2 Cap Annual v5.13 | 730 | 5898 | Rate Constraint in MTons | FALSE | L | Annual | Standard | MTons | 28 | 26 | 23 | 20.4 | 11.3333 | 10 | 10
NSR Rockport 1 & 2 - SO2 Cap Annual v5.13 | 730 | 5898 | Rate Constraint in MTons | FALSE | L | Annual | Standard SO2 | MTons | 28 | 26 | 23 | 20.4 | 11.3333 | 10 | 10
NSR Rockport 1 & 2 - SO2 Cap Annual v5.13 | 730 | 5898 | Rate Constraint in MTons | FALSE | L | Annual | Emissions at Affected Plants SO2 | MTons | 15.7298 | 15.7284 | 13.7408 | 13.736 | 0.016676 | 0.016676 | 0.01809
NSR Rockport 1 & 2 - SO2 Cap Annual v5.13 | 730 | 5898 | Rate Constraint in MTons | FALSE | L | Annual | Allowances Purchased SO2 | MTons | 0 | 0 | 0 | 0 | 0 | 0 | 0
NSR Rockport 1 & 2 - SO2 Cap Annual v5.13 | 730 | 5898 | Rate Constraint in MTons | FALSE | L | Annual | Allowances Sold SO2 | MTons | 0 | 0 | 0 | 0 | 0 | 0 | 0
NSR Rockport 1 & 2 - SO2 Cap Annual v5.13 | 730 | 5898 | Rate Constraint in MTons | FALSE | L | Annual | Allowances Banked | MTons | 0 | 0 | 0 | 0 | 0 | 0 | 0
NSR Rockport 1 & 2 - SO2 Cap Annual v5.13 | 730 | 5898 | Rate Constraint in MTons | FALSE | L | Annual | Allowances Withdrawn (1:1) | MTons | 0 | 0 | 0 | 0 | 0 | 0 | 0
NSR Rockport 1 & 2 - SO2 Cap Annual v5.13 | 730 | 5898 | Rate Constraint in MTons | FALSE | L | Annual | Allowances Withdrawn (n:1) | MTons | 0 | 0 | 0 | 0 | 0 | 0 | 0
NSR Rockport 1 & 2 - SO2 Cap Annual v5.13 | 730 | 5898 | Rate Constraint in MTons | FALSE | L | Annual | Net Emissions Allowance Position | MTons | 15.7298 | 15.7284 | 13.7408 | 13.736 | 0.016676 | 0.016676 | 0.01809
NSR Rockport 1 & 2 - SO2 Cap Annual v5.13 | 730 | 5898 | Rate Constraint in MTons | FALSE | L | Annual | Fuel Consumed | TBtu | 171.0611 | 171.0606 | 149.4297 | 149.449 | 0.17389 | 0.17389 | 0.1901
NSR Rockport 1 & 2 - SO2 Cap Annual v5.13 | 730 | 5898 | Rate Constraint in MTons | FALSE | L | Annual | Rate | lb/MMBtu | 0.18391 | 0.18389 | 0.18391 | 0.18382 | 0.1918 | 0.1918 | 0.19033
NSR Rockport 1 & 2 - SO2 Cap Annual v5.13 | 730 | 5898 | Rate Constraint in MTons | FALSE | L | Annual | Generation | TWh | 18.1446 | 18.1446 | 15.8502 | 15.852 | 0.01903 | 0.01903 | 0.020789
NSR Rockport 1 & 2 - SO2 Cap Annual v5.13 | 730 | 5898 | Rate Constraint in MTons | FALSE | L | Annual | Qualifying Generation | TWh | 18.1446 | 18.1446 | 15.8502 | 15.852 | 0.01903 | 0.01903 | 0.020789
NSR Rockport 1 & 2 - SO2 Cap Annual v5.13 | 730 | 5898 | Rate Constraint in MTons | FALSE | L | Annual | Rate | lb/MWh | 0.86691 | 0.86683 | 0.86691 | 0.86651 | 0.87629 | 0.87629 | 0.87019
NSR Rockport 1 & 2 - SO2 Cap Annual v5.13 | 730 | 5898 | Rate Constraint in MTons | FALSE | L | Annual | Constraint Shadow Price | US$/Ton | 0 | 0 | 0 | 0 | 0 | 0 | 0
NSR Santee Cooper - NOX Cap Annual v3.1 | 731 | 1857 | Rate Constraint in MTons | FALSE | L | Annual | Seasons Included | Seasons | Winter, Summer | Winter, Summer | Winter, Summer | Winter, Summer | Winter, Summer | Winter, Summer | Winter, Summer
NSR Santee Cooper - NOX Cap Annual v3.1 | 731 | 1857 | Rate Constraint in MTons | FALSE | L | Annual | Standard | MTons | 20 | 20 | 20 | 20 | 20 | 20 | 20
NSR Santee Cooper - NOX Cap Annual v3.1 | 731 | 1857 | Rate Constraint in MTons | FALSE | L | Annual | Standard NOX | MTons | 20 | 20 | 20 | 20 | 20 | 20 | 20
NSR Santee Cooper - NOX Cap Annual v3.1 | 731 | 1857 | Rate Constraint in MTons | FALSE | L | Annual | Emissions at Affected Plants NOX | MTons | 5.0187 | 4.6231 | 2.0301 | 2.2891 | 2.0301 | 2.0266 | 3.5939
NSR Santee Cooper - NOX Cap Annual v3.1 | 731 | 1857 | Rate Constraint in MTons | FALSE | L | Annual | Allowances Purchased NOX | MTons | 0 | 0 | 0 | 0 | 0 | 0 | 0
NSR Santee Cooper - NOX Cap Annual v3.1 | 731 | 1857 | Rate Constraint in MTons | FALSE | L | Annual | Allowances Sold NOX | MTons | 0 | 0 | 0 | 0 | 0 | 0 | 0
NSR Santee Cooper - NOX Cap Annual v3.1 | 731 | 1857 | Rate Constraint in MTons | FALSE | L | Annual | Allowances Banked | MTons | 0 | 0 | 0 | 0 | 0 | 0 | 0
NSR Santee Cooper - NOX Cap Annual v3.1 | 731 | 1857 | Rate Constraint in MTons | FALSE | L | Annual | Allowances Withdrawn (1:1) | MTons | 0 | 0 | 0 | 0 | 0 | 0 | 0
NSR Santee Cooper - NOX Cap Annual v3.1 | 731 | 1857 | Rate Constraint in MTons | FALSE | L | Annual | Allowances Withdrawn (n:1) | MTons | 0 | 0 | 0 | 0 | 0 | 0 | 0
NSR Santee Cooper - NOX Cap Annual v3.1 | 731 | 1857 | Rate Constraint in MTons | FALSE | L | Annual | Net Emissions Allowance Position | MTons | 5.0187 | 4.6231 | 2.0301 | 2.2891 | 2.0301 | 2.0266 | 3.5939
NSR Santee Cooper - NOX Cap Annual v3.1 | 731 | 1857 | Rate Constraint in MTons | FALSE | L | Annual | Fuel Consumed | TBtu | 127.7148 | 119.059 | 52.2951 | 60.4928 | 52.2951 | 52.3674 | 94.6379
NSR Santee Cooper - NOX Cap Annual v3.1 | 731 | 1857 | Rate Constraint in MTons | FALSE | L | Annual | Rate | lb/MMBtu | 0.078592 | 0.077661 | 0.07764 | 0.075681 | 0.07764 | 0.077399 | 0.07595
NSR Santee Cooper - NOX Cap Annual v3.1 | 731 | 1857 | Rate Constraint in MTons | FALSE | L | Annual | Generation | TWh | 13.1906 | 12.295 | 5.4004 | 6.2518 | 5.4004 | 5.3997 | 9.7594
NSR Santee Cooper - NOX Cap Annual v3.1 | 731 | 1857 | Rate Constraint in MTons | FALSE | L | Annual | Qualifying Generation | TWh | 13.1906 | 12.295 | 5.4004 | 6.2518 | 5.4004 | 5.3997 | 9.7594
NSR Santee Cooper - NOX Cap Annual v3.1 | 731 | 1857 | Rate Constraint in MTons | FALSE | L | Annual | Rate | lb/MWh | 0.38048 | 0.37602 | 0.37591 | 0.36615 | 0.37591 | 0.37532 | 0.36825
NSR Santee Cooper - NOX Cap Annual v3.1 | 731 | 1857 | Rate Constraint in MTons | FALSE | L | Annual | Constraint Shadow Price | US$/Ton | 0 | 0 | 0 | 0 | 0 | 0 | 0
NSR Santee Cooper - NOX Rate Annual v3.1 | 732 | 1858 | Rate Constraint in lbs/MMBtu | FALSE | L | Annual | Seasons Included | Seasons | Winter, Summer | Winter, Summer | Winter, Summer | Winter, Summer | Winter, Summer | Winter, Summer | Winter, Summer
NSR Santee Cooper - NOX Rate Annual v3.1 | 732 | 1858 | Rate Constraint in lbs/MMBtu | FALSE | L | Annual | Standard | lb/MMBtu | 0.15 | 0.15 | 0.15 | 0.15 | 0.15 | 0.15 | 0.15
NSR Santee Cooper - NOX Rate Annual v3.1 | 732 | 1858 | Rate Constraint in lbs/MMBtu | FALSE | L | Annual | Emissions at Affected Plants NOX | MTons | 5.0187 | 4.6231 | 2.0301 | 2.2891 | 2.0301 | 2.0266 | 3.5939
NSR Santee Cooper - NOX Rate Annual v3.1 | 732 | 1858 | Rate Constraint in lbs/MMBtu | FALSE | L | Annual | Allowances Purchased NOX | MTons | 0 | 0 | 0 | 0 | 0 | 0 | 0
NSR Santee Cooper - NOX Rate Annual v3.1 | 732 | 1858 | Rate Constraint in lbs/MMBtu | FALSE | L | Annual | Allowances Sold NOX | MTons | 0 | 0 | 0 | 0 | 0 | 0 | 0
NSR Santee Cooper - NOX Rate Annual v3.1 | 732 | 1858 | Rate Constraint in lbs/MMBtu | FALSE | L | Annual | Allowances Banked | MTons | 0 | 0 | 0 | 0 | 0 | 0 | 0
NSR Santee Cooper - NOX Rate Annual v3.1 | 732 | 1858 | Rate Constraint in lbs/MMBtu | FALSE | L | Annual | Allowances Withdrawn (1:1) | MTons | 0 | 0 | 0 | 0 | 0 | 0 | 0
NSR Santee Cooper - NOX Rate Annual v3.1 | 732 | 1858 | Rate Constraint in lbs/MMBtu | FALSE | L | Annual | Allowances Withdrawn (n:1) | MTons | 0 | 0 | 0 | 0 | 0 | 0 | 0
NSR Santee Cooper - NOX Rate Annual v3.1 | 732 | 1858 | Rate Constraint in lbs/MMBtu | FALSE | L | Annual | Net Emissions Allowance Position | MTons | 5.0187 | 4.6231 | 2.0301 | 2.2891 | 2.0301 | 2.0266 | 3.5939
NSR Santee Cooper - NOX Rate Annual v3.1 | 732 | 1858 | Rate Constraint in lbs/MMBtu | FALSE | L | Annual | Fuel Consumed | TBtu | 127.7148 | 119.059 | 52.2951 | 60.4928 | 52.2951 | 52.3674 | 94.6379
NSR Santee Cooper - NOX Rate Annual v3.1 | 732 | 1858 | Rate Constraint in lbs/MMBtu | FALSE | L | Annual | Rate | lb/MMBtu | 0.078592 | 0.077661 | 0.07764 | 0.075681 | 0.07764 | 0.077399 | 0.07595
NSR Santee Cooper - NOX Rate Annual v3.1 | 732 | 1858 | Rate Constraint in lbs/MMBtu | FALSE | L | Annual | Generation | TWh | 13.1906 | 12.295 | 5.4004 | 6.2518 | 5.4004 | 5.3997 | 9.7594
NSR Santee Cooper - NOX Rate Annual v3.1 | 732 | 1858 | Rate Constraint in lbs/MMBtu | FALSE | L | Annual | Qualifying Generation | TWh | 13.1906 | 12.295 | 5.4004 | 6.2518 | 5.4004 | 5.3997 | 9.7594
NSR Santee Cooper - NOX Rate Annual v3.1 | 732 | 1858 | Rate Constraint in lbs/MMBtu | FALSE | L | Annual | Rate | lb/MWh | 0.38048 | 0.37602 | 0.37591 | 0.36615 | 0.37591 | 0.37532 | 0.36825
NSR Santee Cooper - NOX Rate Annual v3.1 | 732 | 1858 | Rate Constraint in lbs/MMBtu | FALSE | L | Annual | Constraint Shadow Price | US$/Ton | 0 | 0 | 0 | 0 | 0 | 0 | 0
NSR Santee Cooper - SO2 Cap Annual v3.1 | 733 | 1859 | Rate Constraint in MTons | FALSE | L | Annual | Seasons Included | Seasons | Winter, Summer | Winter, Summer | Winter, Summer | Winter, Summer | Winter, Summer | Winter, Summer | Winter, Summer
NSR Santee Cooper - SO2 Cap Annual v3.1 | 733 | 1859 | Rate Constraint in MTons | FALSE | L | Annual | Standard | MTons | 65 | 65 | 65 | 65 | 65 | 65 | 65
NSR Santee Cooper - SO2 Cap Annual v3.1 | 733 | 1859 | Rate Constraint in MTons | FALSE | L | Annual | Standard SO2 | MTons | 65 | 65 | 65 | 65 | 65 | 65 | 65
NSR Santee Cooper - SO2 Cap Annual v3.1 | 733 | 1859 | Rate Constraint in MTons | FALSE | L | Annual | Emissions at Affected Plants SO2 | MTons | 7.6673 | 6.8105 | 5.1285 | 5.6769 | 5.1285 | 5.0071 | 8.36
NSR Santee Cooper - SO2 Cap Annual v3.1 | 733 | 1859 | Rate Constraint in MTons | FALSE | L | Annual | Allowances Purchased SO2 | MTons | 0 | 0 | 0 | 0 | 0 | 0 | 0
NSR Santee Cooper - SO2 Cap Annual v3.1 | 733 | 1859 | Rate Constraint in MTons | FALSE | L | Annual | Allowances Sold SO2 | MTons | 0 | 0 | 0 | 0 | 0 | 0 | 0
NSR Santee Cooper - SO2 Cap Annual v3.1 | 733 | 1859 | Rate Constraint in MTons | FALSE | L | Annual | Allowances Banked | MTons | 0 | 0 | 0 | 0 | 0 | 0 | 0
NSR Santee Cooper - SO2 Cap Annual v3.1 | 733 | 1859 | Rate Constraint in MTons | FALSE | L | Annual | Allowances Withdrawn (1:1) | MTons | 0 | 0 | 0 | 0 | 0 | 0 | 0
NSR Santee Cooper - SO2 Cap Annual v3.1 | 733 | 1859 | Rate Constraint in MTons | FALSE | L | Annual | Allowances Withdrawn (n:1) | MTons | 0 | 0 | 0 | 0 | 0 | 0 | 0
NSR Santee Cooper - SO2 Cap Annual v3.1 | 733 | 1859 | Rate Constraint in MTons | FALSE | L | Annual | Net Emissions Allowance Position | MTons | 7.6673 | 6.8105 | 5.1285 | 5.6769 | 5.1285 | 5.0071 | 8.36
NSR Santee Cooper - SO2 Cap Annual v3.1 | 733 | 1859 | Rate Constraint in MTons | FALSE | L | Annual | Fuel Consumed | TBtu | 127.7148 | 119.059 | 52.2951 | 60.4928 | 52.2951 | 52.3674 | 94.6379
NSR Santee Cooper - SO2 Cap Annual v3.1 | 733 | 1859 | Rate Constraint in MTons | FALSE | L | Annual | Rate | lb/MMBtu | 0.12007 | 0.1144 | 0.19614 | 0.18769 | 0.19614 | 0.19123 | 0.17667
NSR Santee Cooper - SO2 Cap Annual v3.1 | 733 | 1859 | Rate Constraint in MTons | FALSE | L | Annual | Generation | TWh | 13.1906 | 12.295 | 5.4004 | 6.2518 | 5.4004 | 5.3997 | 9.7594
NSR Santee Cooper - SO2 Cap Annual v3.1 | 733 | 1859 | Rate Constraint in MTons | FALSE | L | Annual | Qualifying Generation | TWh | 13.1906 | 12.295 | 5.4004 | 6.2518 | 5.4004 | 5.3997 | 9.7594
NSR Santee Cooper - SO2 Cap Annual v3.1 | 733 | 1859 | Rate Constraint in MTons | FALSE | L | Annual | Rate | lb/MWh | 0.58127 | 0.55392 | 0.94964 | 0.90804 | 0.94964 | 0.92729 | 0.85662
NSR Santee Cooper - SO2 Cap Annual v3.1 | 733 | 1859 | Rate Constraint in MTons | FALSE | L | Annual | Constraint Shadow Price | US$/Ton | 0 | 0 | 0 | 0 | 0 | 0 | 0
NSR Santee Cooper - SO2 Rate Annual v3.1 | 734 | 1860 | Rate Constraint in lbs/MMBtu | FALSE | L | Annual | Seasons Included | Seasons | Winter, Summer | Winter, Summer | Winter, Summer | Winter, Summer | Winter, Summer | Winter, Summer | Winter, Summer
NSR Santee Cooper - SO2 Rate Annual v3.1 | 734 | 1860 | Rate Constraint in lbs/MMBtu | FALSE | L | Annual | Standard | lb/MMBtu | 0.5 | 0.5 | 0.5 | 0.5 | 0.5 | 0.5 | 0.5
NSR Santee Cooper - SO2 Rate Annual v3.1 | 734 | 1860 | Rate Constraint in lbs/MMBtu | FALSE | L | Annual | Emissions at Affected Plants SO2 | MTons | 7.6673 | 6.8105 | 5.1285 | 5.6769 | 5.1285 | 5.0071 | 8.36
NSR Santee Cooper - SO2 Rate Annual v3.1 | 734 | 1860 | Rate Constraint in lbs/MMBtu | FALSE | L | Annual | Allowances Purchased SO2 | MTons | 0 | 0 | 0 | 0 | 0 | 0 | 0
NSR Santee Cooper - SO2 Rate Annual v3.1 | 734 | 1860 | Rate Constraint in lbs/MMBtu | FALSE | L | Annual | Allowances Sold SO2 | MTons | 0 | 0 | 0 | 0 | 0 | 0 | 0
NSR Santee Cooper - SO2 Rate Annual v3.1 | 734 | 1860 | Rate Constraint in lbs/MMBtu | FALSE | L | Annual | Allowances Banked | MTons | 0 | 0 | 0 | 0 | 0 | 0 | 0
NSR Santee Cooper - SO2 Rate Annual v3.1 | 734 | 1860 | Rate Constraint in lbs/MMBtu | FALSE | L | Annual | Allowances Withdrawn (1:1) | MTons | 0 | 0 | 0 | 0 | 0 | 0 | 0
NSR Santee Cooper - SO2 Rate Annual v3.1 | 734 | 1860 | Rate Constraint in lbs/MMBtu | FALSE | L | Annual | Allowances Withdrawn (n:1) | MTons | 0 | 0 | 0 | 0 | 0 | 0 | 0
NSR Santee Cooper - SO2 Rate Annual v3.1 | 734 | 1860 | Rate Constraint in lbs/MMBtu | FALSE | L | Annual | Net Emissions Allowance Position | MTons | 7.6673 | 6.8105 | 5.1285 | 5.6769 | 5.1285 | 5.0071 | 8.36
NSR Santee Cooper - SO2 Rate Annual v3.1 | 734 | 1860 | Rate Constraint in lbs/MMBtu | FALSE | L | Annual | Fuel Consumed | TBtu | 127.7148 | 119.059 | 52.2951 | 60.4928 | 52.2951 | 52.3674 | 94.6379
NSR Santee Cooper - SO2 Rate Annual v3.1 | 734 | 1860 | Rate Constraint in lbs/MMBtu | FALSE | L | Annual | Rate | lb/MMBtu | 0.12007 | 0.1144 | 0.19614 | 0.18769 | 0.19614 | 0.19123 | 0.17667
NSR Santee Cooper - SO2 Rate Annual v3.1 | 734 | 1860 | Rate Constraint in lbs/MMBtu | FALSE | L | Annual | Generation | TWh | 13.1906 | 12.295 | 5.4004 | 6.2518 | 5.4004 | 5.3997 | 9.7594
NSR Santee Cooper - SO2 Rate Annual v3.1 | 734 | 1860 | Rate Constraint in lbs/MMBtu | FALSE | L | Annual | Qualifying Generation | TWh | 13.1906 | 12.295 | 5.4004 | 6.2518 | 5.4004 | 5.3997 | 9.7594
NSR Santee Cooper - SO2 Rate Annual v3.1 | 734 | 1860 | Rate Constraint in lbs/MMBtu | FALSE | L | Annual | Rate | lb/MWh | 0.58127 | 0.55392 | 0.94964 | 0.90804 | 0.94964 | 0.92729 | 0.85662
NSR Santee Cooper - SO2 Rate Annual v3.1 | 734 | 1860 | Rate Constraint in lbs/MMBtu | FALSE | L | Annual | Constraint Shadow Price | US$/Ton | 0 | 0 | 0 | 0 | 0 | 0 | 0
NSR Schahfer 14 - NOX Rate Annual v4.11, Unit 5323 and retrofits | 735 | 2304 | Rate Constraint in lbs/MMBtu | FALSE | L | Annual | Seasons Included | Seasons | Winter, Summer | Winter, Summer | Winter, Summer | Winter, Summer | Winter, Summer | Winter, Summer | Winter, Summer
NSR Schahfer 14 - NOX Rate Annual v4.11, Unit 5323 and retrofits | 735 | 2304 | Rate Constraint in lbs/MMBtu | FALSE | L | Annual | Standard | lb/MMBtu | 0.1 | 0.1 | 0.1 | 0.1 | 0.1 | 0.1 | 0.1
NSR Schahfer 14 - NOX Rate Annual v4.11, Unit 5323 and retrofits | 735 | 2304 | Rate Constraint in lbs/MMBtu | FALSE | L | Annual | Emissions at Affected Plants NOX | MTons | 1.3764 | 1.3764 | 1.003 | 1.003 | 1.003 | 1.1371 | 1.1684
NSR Schahfer 14 - NOX Rate Annual v4.11, Unit 5323 and retrofits | 735 | 2304 | Rate Constraint in lbs/MMBtu | FALSE | L | Annual | Allowances Purchased NOX | MTons | 0 | 0 | 0 | 0 | 0 | 0 | 0
NSR Schahfer 14 - NOX Rate Annual v4.11, Unit 5323 and retrofits | 735 | 2304 | Rate Constraint in lbs/MMBtu | FALSE | L | Annual | Allowances Sold NOX | MTons | 0 | 0 | 0 | 0 | 0 | 0 | 0
NSR Schahfer 14 - NOX Rate Annual v4.11, Unit 5323 and retrofits | 735 | 2304 | Rate Constraint in lbs/MMBtu | FALSE | L | Annual | Allowances Banked | MTons | 0 | 0 | 0 | 0 | 0 | 0 | 0
NSR Schahfer 14 - NOX Rate Annual v4.11, Unit 5323 and retrofits | 735 | 2304 | Rate Constraint in lbs/MMBtu | FALSE | L | Annual | Allowances Withdrawn (1:1) | MTons | 0 | 0 | 0 | 0 | 0 | 0 | 0
NSR Schahfer 14 - NOX Rate Annual v4.11, Unit 5323 and retrofits | 735 | 2304 | Rate Constraint in lbs/MMBtu | FALSE | L | Annual | Allowances Withdrawn (n:1) | MTons | 0 | 0 | 0 | 0 | 0 | 0 | 0
NSR Schahfer 14 - NOX Rate Annual v4.11, Unit 5323 and retrofits | 735 | 2304 | Rate Constraint in lbs/MMBtu | FALSE | L | Annual | Net Emissions Allowance Position | MTons | 1.3764 | 1.3764 | 1.003 | 1.003 | 1.003 | 1.1371 | 1.1684
NSR Schahfer 14 - NOX Rate Annual v4.11, Unit 5323 and retrofits | 735 | 2304 | Rate Constraint in lbs/MMBtu | FALSE | L | Annual | Fuel Consumed | TBtu | 27.5287 | 27.5287 | 20.0603 | 20.0603 | 20.0603 | 22.7428 | 23.3676
NSR Schahfer 14 - NOX Rate Annual v4.11, Unit 5323 and retrofits | 735 | 2304 | Rate Constraint in lbs/MMBtu | FALSE | L | Annual | Rate | lb/MMBtu | 0.1 | 0.1 | 0.1 | 0.1 | 0.1 | 0.1 | 0.1
NSR Schahfer 14 - NOX Rate Annual v4.11, Unit 5323 and retrofits | 735 | 2304 | Rate Constraint in lbs/MMBtu | FALSE | L | Annual | Generation | TWh | 2.7011 | 2.7011 | 1.9683 | 1.9683 | 1.9683 | 2.2315 | 2.2928
NSR Schahfer 14 - NOX Rate Annual v4.11, Unit 5323 and retrofits | 735 | 2304 | Rate Constraint in lbs/MMBtu | FALSE | L | Annual | Qualifying Generation | TWh | 2.7011 | 2.7011 | 1.9683 | 1.9683 | 1.9683 | 2.2315 | 2.2928
NSR Schahfer 14 - NOX Rate Annual v4.11, Unit 5323 and retrofits | 735 | 2304 | Rate Constraint in lbs/MMBtu | FALSE | L | Annual | Rate | lb/MWh | 0.50958 | 0.50958 | 0.50958 | 0.50958 | 0.50958 | 0.50958 | 0.50958
NSR Schahfer 14 - NOX Rate Annual v4.11, Unit 5323 and retrofits | 735 | 2304 | Rate Constraint in lbs/MMBtu | FALSE | L | Annual | Constraint Shadow Price | US$/Ton | 0 | 0 | 0 | 0 | 0 | 0 | 0
NSR Schahfer 14 - SO2 Rate Annual v4.11, Unit 5323 and retrofits | 736 | 2298 | Rate Constraint in lbs/MMBtu | FALSE | L | Annual | Seasons Included | Seasons | Winter, Summer | Winter, Summer | Winter, Summer | Winter, Summer | Winter, Summer | Winter, Summer | Winter, Summer
NSR Schahfer 14 - SO2 Rate Annual v4.11, Unit 5323 and retrofits | 736 | 2298 | Rate Constraint in lbs/MMBtu | FALSE | L | Annual | Standard | lb/MMBtu | 0.08 | 0.08 | 0.08 | 0.08 | 0.08 | 0.08 | 0.08
NSR Schahfer 14 - SO2 Rate Annual v4.11, Unit 5323 and retrofits | 736 | 2298 | Rate Constraint in lbs/MMBtu | FALSE | L | Annual | Emissions at Affected Plants SO2 | MTons | 0.82448 | 1.1011 | 0.80241 | 0.80241 | 0.80241 | 0.90971 | 0.93471
NSR Schahfer 14 - SO2 Rate Annual v4.11, Unit 5323 and retrofits | 736 | 2298 | Rate Constraint in lbs/MMBtu | FALSE | L | Annual | Allowances Purchased SO2 | MTons | 0 | 0 | 0 | 0 | 0 | 0 | 0
NSR Schahfer 14 - SO2 Rate Annual v4.11, Unit 5323 and retrofits | 736 | 2298 | Rate Constraint in lbs/MMBtu | FALSE | L | Annual | Allowances Sold SO2 | MTons | 0 | 0 | 0 | 0 | 0 | 0 | 0
NSR Schahfer 14 - SO2 Rate Annual v4.11, Unit 5323 and retrofits | 736 | 2298 | Rate Constraint in lbs/MMBtu | FALSE | L | Annual | Allowances Banked | MTons | 0 | 0 | 0 | 0 | 0 | 0 | 0
NSR Schahfer 14 - SO2 Rate Annual v4.11, Unit 5323 and retrofits | 736 | 2298 | Rate Constraint in lbs/MMBtu | FALSE | L | Annual | Allowances Withdrawn (1:1) | MTons | 0 | 0 | 0 | 0 | 0 | 0 | 0
NSR Schahfer 14 - SO2 Rate Annual v4.11, Unit 5323 and retrofits | 736 | 2298 | Rate Constraint in lbs/MMBtu | FALSE | L | Annual | Allowances Withdrawn (n:1) | MTons | 0 | 0 | 0 | 0 | 0 | 0 | 0
NSR Schahfer 14 - SO2 Rate Annual v4.11, Unit 5323 and retrofits | 736 | 2298 | Rate Constraint in lbs/MMBtu | FALSE | L | Annual | Net Emissions Allowance Position | MTons | 0.82448 | 1.1011 | 0.80241 | 0.80241 | 0.80241 | 0.90971 | 0.93471
NSR Schahfer 14 - SO2 Rate Annual v4.11, Unit 5323 and retrofits | 736 | 2298 | Rate Constraint in lbs/MMBtu | FALSE | L | Annual | Fuel Consumed | TBtu | 27.5287 | 27.5287 | 20.0603 | 20.0603 | 20.0603 | 22.7428 | 23.3676
NSR Schahfer 14 - SO2 Rate Annual v4.11, Unit 5323 and retrofits | 736 | 2298 | Rate Constraint in lbs/MMBtu | FALSE | L | Annual | Rate | lb/MMBtu | 0.0599 | 0.08 | 0.08 | 0.08 | 0.08 | 0.08 | 0.08
NSR Schahfer 14 - SO2 Rate Annual v4.11, Unit 5323 and retrofits | 736 | 2298 | Rate Constraint in lbs/MMBtu | FALSE | L | Annual | Generation | TWh | 2.7011 | 2.7011 | 1.9683 | 1.9683 | 1.9683 | 2.2315 | 2.2928
NSR Schahfer 14 - SO2 Rate Annual v4.11, Unit 5323 and retrofits | 736 | 2298 | Rate Constraint in lbs/MMBtu | FALSE | L | Annual | Qualifying Generation | TWh | 2.7011 | 2.7011 | 1.9683 | 1.9683 | 1.9683 | 2.2315 | 2.2928
NSR Schahfer 14 - SO2 Rate Annual v4.11, Unit 5323 and retrofits | 736 | 2298 | Rate Constraint in lbs/MMBtu | FALSE | L | Annual | Rate | lb/MWh | 0.30524 | 0.40766 | 0.40766 | 0.40766 | 0.40766 | 0.40766 | 0.40766
NSR Schahfer 14 - SO2 Rate Annual v4.11, Unit 5323 and retrofits | 736 | 2298 | Rate Constraint in lbs/MMBtu | FALSE | L | Annual | Constraint Shadow Price | US$/Ton | 0 | 77.2193 | 2617.0796 | 3615.4274 | 5800.9711 | 8036.7934 | 5457.3094
NSR Schahfer 15 - NOX Rate Annual v4.11, Unit 5437 and retrofits | 737 | 2305 | Rate Constraint in lbs/MMBtu | FALSE | L | Annual | Seasons Included | Seasons | Winter, Summer | Winter, Summer | Winter, Summer | Winter, Summer | Winter, Summer | Winter, Summer | Winter, Summer
NSR Schahfer 15 - NOX Rate Annual v4.11, Unit 5437 and retrofits | 737 | 2305 | Rate Constraint in lbs/MMBtu | FALSE | L | Annual | Standard | lb/MMBtu | 0.08 | 0.08 | 0.08 | 0.08 | 0.08 | 0.08 | 0.08
NSR Schahfer 15 - NOX Rate Annual v4.11, Unit 5437 and retrofits | 737 | 2305 | Rate Constraint in lbs/MMBtu | FALSE | L | Annual | Emissions at Affected Plants NOX | MTons | 0 | 0 | 0 | 0 | 0 | 0 | 0
NSR Schahfer 15 - NOX Rate Annual v4.11, Unit 5437 and retrofits | 737 | 2305 | Rate Constraint in lbs/MMBtu | FALSE | L | Annual | Allowances Purchased NOX | MTons | 0 | 0 | 0 | 0 | 0 | 0 | 0
NSR Schahfer 15 - NOX Rate Annual v4.11, Unit 5437 and retrofits | 737 | 2305 | Rate Constraint in lbs/MMBtu | FALSE | L | Annual | Allowances Sold NOX | MTons | 0 | 0 | 0 | 0 | 0 | 0 | 0
NSR Schahfer 15 - NOX Rate Annual v4.11, Unit 5437 and retrofits | 737 | 2305 | Rate Constraint in lbs/MMBtu | FALSE | L | Annual | Allowances Banked | MTons | 0 | 0 | 0 | 0 | 0 | 0 | 0
NSR Schahfer 15 - NOX Rate Annual v4.11, Unit 5437 and retrofits | 737 | 2305 | Rate Constraint in lbs/MMBtu | FALSE | L | Annual | Allowances Withdrawn (1:1) | MTons | 0 | 0 | 0 | 0 | 0 | 0 | 0
NSR Schahfer 15 - NOX Rate Annual v4.11, Unit 5437 and retrofits | 737 | 2305 | Rate Constraint in lbs/MMBtu | FALSE | L | Annual | Allowances Withdrawn (n:1) | MTons | 0 | 0 | 0 | 0 | 0 | 0 | 0
NSR Schahfer 15 - NOX Rate Annual v4.11, Unit 5437 and retrofits | 737 | 2305 | Rate Constraint in lbs/MMBtu | FALSE | L | Annual | Net Emissions Allowance Position | MTons | 0 | 0 | 0 | 0 | 0 | 0 | 0
NSR Schahfer 15 - NOX Rate Annual v4.11, Unit 5437 and retrofits | 737 | 2305 | Rate Constraint in lbs/MMBtu | FALSE | L | Annual | Fuel Consumed | TBtu | 0 | 0 | 0 | 0 | 0 | 0 | 0
NSR Schahfer 15 - NOX Rate Annual v4.11, Unit 5437 and retrofits | 737 | 2305 | Rate Constraint in lbs/MMBtu | FALSE | L | Annual | Rate | lb/MMBtu | 0 | 0 | 0 | 0 | 0 | 0 | 0
NSR Schahfer 15 - NOX Rate Annual v4.11, Unit 5437 and retrofits | 737 | 2305 | Rate Constraint in lbs/MMBtu | FALSE | L | Annual | Generation | TWh | 0 | 0 | 0 | 0 | 0 | 0 | 0
NSR Schahfer 15 - NOX Rate Annual v4.11, Unit 5437 and retrofits | 737 | 2305 | Rate Constraint in lbs/MMBtu | FALSE | L | Annual | Qualifying Generation | TWh | 0 | 0 | 0 | 0 | 0 | 0 | 0
NSR Schahfer 15 - NOX Rate Annual v4.11, Unit 5437 and retrofits | 737 | 2305 | Rate Constraint in lbs/MMBtu | FALSE | L | Annual | Rate | lb/MWh | 0 | 0 | 0 | 0 | 0 | 0 | 0
NSR Schahfer 15 - NOX Rate Annual v4.11, Unit 5437 and retrofits | 737 | 2305 | Rate Constraint in lbs/MMBtu | FALSE | L | Annual | Constraint Shadow Price | US$/Ton | 26116.3336 | 34438.8498 | 6659.8886 | 4321.8908 | 5502.3455 | 7118.1176 | 4430.5481
NSR Schahfer 15 - SO2 Rate Annual v4.11, Unit 5437 and retrofits | 738 | 2299 | Rate Constraint in lbs/MMBtu | FALSE | L | Annual | Seasons Included | Seasons | Winter, Summer | Winter, Summer | Winter, Summer | Winter, Summer | Winter, Summer | Winter, Summer | Winter, Summer
NSR Schahfer 15 - SO2 Rate Annual v4.11, Unit 5437 and retrofits | 738 | 2299 | Rate Constraint in lbs/MMBtu | FALSE | L | Annual | Standard | lb/MMBtu | 0.08 | 0.08 | 0.08 | 0.08 | 0.08 | 0.08 | 0.08
NSR Schahfer 15 - SO2 Rate Annual v4.11, Unit 5437 and retrofits | 738 | 2299 | Rate Constraint in lbs/MMBtu | FALSE | L | Annual | Emissions at Affected Plants SO2 | MTons | 0 | 0 | 0 | 0 | 0 | 0 | 0
NSR Schahfer 15 - SO2 Rate Annual v4.11, Unit 5437 and retrofits | 738 | 2299 | Rate Constraint in lbs/MMBtu | FALSE | L | Annual | Allowances Purchased SO2 | MTons | 0 | 0 | 0 | 0 | 0 | 0 | 0
NSR Schahfer 15 - SO2 Rate Annual v4.11, Unit 5437 and retrofits | 738 | 2299 | Rate Constraint in lbs/MMBtu | FALSE | L | Annual | Allowances Sold SO2 | MTons | 0 | 0 | 0 | 0 | 0 | 0 | 0
NSR Schahfer 15 - SO2 Rate Annual v4.11, Unit 5437 and retrofits | 738 | 2299 | Rate Constraint in lbs/MMBtu | FALSE | L | Annual | Allowances Banked | MTons | 0 | 0 | 0 | 0 | 0 | 0 | 0
NSR Schahfer 15 - SO2 Rate Annual v4.11, Unit 5437 and retrofits | 738 | 2299 | Rate Constraint in lbs/MMBtu | FALSE | L | Annual | Allowances Withdrawn (1:1) | MTons | 0 | 0 | 0 | 0 | 0 | 0 | 0
NSR Schahfer 15 - SO2 Rate Annual v4.11, Unit 5437 and retrofits | 738 | 2299 | Rate Constraint in lbs/MMBtu | FALSE | L | Annual | Allowances Withdrawn (n:1) | MTons | 0 | 0 | 0 | 0 | 0 | 0 | 0
NSR Schahfer 15 - SO2 Rate Annual v4.11, Unit 5437 and retrofits | 738 | 2299 | Rate Constraint in lbs/MMBtu | FALSE | L | Annual | Net Emissions Allowance Position | MTons | 0 | 0 | 0 | 0 | 0 | 0 | 0
NSR Schahfer 15 - SO2 Rate Annual v4.11, Unit 5437 and retrofits | 738 | 2299 | Rate Constraint in lbs/MMBtu | FALSE | L | Annual | Fuel Consumed | TBtu | 0 | 0 | 0 | 0 | 0 | 0 | 0
NSR Schahfer 15 - SO2 Rate Annual v4.11, Unit 5437 and retrofits | 738 | 2299 | Rate Constraint in lbs/MMBtu | FALSE | L | Annual | Rate | lb/MMBtu | 0 | 0 | 0 | 0 | 0 | 0 | 0
NSR Schahfer 15 - SO2 Rate Annual v4.11, Unit 5437 and retrofits | 738 | 2299 | Rate Constraint in lbs/MMBtu | FALSE | L | Annual | Generation | TWh | 0 | 0 | 0 | 0 | 0 | 0 | 0
NSR Schahfer 15 - SO2 Rate Annual v4.11, Unit 5437 and retrofits | 738 | 2299 | Rate Constraint in lbs/MMBtu | FALSE | L | Annual | Qualifying Generation | TWh | 0 | 0 | 0 | 0 | 0 | 0 | 0
NSR Schahfer 15 - SO2 Rate Annual v4.11, Unit 5437 and retrofits | 738 | 2299 | Rate Constraint in lbs/MMBtu | FALSE | L | Annual | Rate | lb/MWh | 0 | 0 | 0 | 0 | 0 | 0 | 0
NSR Schahfer 15 - SO2 Rate Annual v4.11, Unit 5437 and retrofits | 738 | 2299 | Rate Constraint in lbs/MMBtu | FALSE | L | Annual | Constraint Shadow Price | US$/Ton | 0 | 0 | 0 | 0 | 0 | 0 | 0
NSR Schahfer 17 & 18 - NOX Rate Annual v4.11, Unit 5227 and retrofits | 739 | 2306 | Rate Constraint in lbs/MMBtu | FALSE | L | Annual | Seasons Included | Seasons | Winter, Summer | Winter, Summer | Winter, Summer | Winter, Summer | Winter, Summer | Winter, Summer | Winter, Summer
NSR Schahfer 17 & 18 - NOX Rate Annual v4.11, Unit 5227 and retrofits | 739 | 2306 | Rate Constraint in lbs/MMBtu | FALSE | L | Annual | Standard | lb/MMBtu | 0.2 | 0.2 | 0.2 | 0.2 | 0.2 | 0.2 | 0.2
NSR Schahfer 17 & 18 - NOX Rate Annual v4.11, Unit 5227 and retrofits | 739 | 2306 | Rate Constraint in lbs/MMBtu | FALSE | L | Annual | Emissions at Affected Plants NOX | MTons | 1.9411 | 1.9411 | 0.66823 | 0.76383 | 0.66823 | 0.84632 | 0.84632
NSR Schahfer 17 & 18 - NOX Rate Annual v4.11, Unit 5227 and retrofits | 739 | 2306 | Rate Constraint in lbs/MMBtu | FALSE | L | Annual | Allowances Purchased NOX | MTons | 0 | 0 | 0 | 0 | 0 | 0 | 0
NSR Schahfer 17 & 18 - NOX Rate Annual v4.11, Unit 5227 and retrofits | 739 | 2306 | Rate Constraint in lbs/MMBtu | FALSE | L | Annual | Allowances Sold NOX | MTons | 0 | 0 | 0 | 0 | 0 | 0 | 0
NSR Schahfer 17 & 18 - NOX Rate Annual v4.11, Unit 5227 and retrofits | 739 | 2306 | Rate Constraint in lbs/MMBtu | FALSE | L | Annual | Allowances Banked | MTons | 0 | 0 | 0 | 0 | 0 | 0 | 0
NSR Schahfer 17 & 18 - NOX Rate Annual v4.11, Unit 5227 and retrofits | 739 | 2306 | Rate Constraint in lbs/MMBtu | FALSE | L | Annual | Allowances Withdrawn (1:1) | MTons | 0 | 0 | 0 | 0 | 0 | 0 | 0
NSR Schahfer 17 & 18 - NOX Rate Annual v4.11, Unit 5227 and retrofits | 739 | 2306 | Rate Constraint in lbs/MMBtu | FALSE | L | Annual | Allowances Withdrawn (n:1) | MTons | 0 | 0 | 0 | 0 | 0 | 0 | 0
NSR Schahfer 17 & 18 - NOX Rate Annual v4.11, Unit 5227 and retrofits | 739 | 2306 | Rate Constraint in lbs/MMBtu | FALSE | L | Annual | Net Emissions Allowance Position | MTons | 1.9411 | 1.9411 | 0.66823 | 0.76383 | 0.66823 | 0.84632 | 0.84632
NSR Schahfer 17 & 18 - NOX Rate Annual v4.11, Unit 5227 and retrofits | 739 | 2306 | Rate Constraint in lbs/MMBtu | FALSE | L | Annual | Fuel Consumed | TBtu | 21.2216 | 21.2216 | 7.3055 | 8.3506 | 7.3055 | 9.2525 | 9.2525
NSR Schahfer 17 & 18 - NOX Rate Annual v4.11, Unit 5227 and retrofits | 739 | 2306 | Rate Constraint in lbs/MMBtu | FALSE | L | Annual | Rate | lb/MMBtu | 0.18294 | 0.18294 | 0.18294 | 0.18294 | 0.18294 | 0.18294 | 0.18294
NSR Schahfer 17 & 18 - NOX Rate Annual v4.11, Unit 5227 and retrofits | 739 | 2306 | Rate Constraint in lbs/MMBtu | FALSE | L | Annual | Generation | TWh | 1.924 | 1.924 | 0.66233 | 0.75708 | 0.66233 | 0.83884 | 0.83884
NSR Schahfer 17 & 18 - NOX Rate Annual v4.11, Unit 5227 and retrofits | 739 | 2306 | Rate Constraint in lbs/MMBtu | FALSE | L | Annual | Qualifying Generation | TWh | 1.924 | 1.924 | 0.66233 | 0.75708 | 0.66233 | 0.83884 | 0.83884
NSR Schahfer 17 & 18 - NOX Rate Annual v4.11, Unit 5227 and retrofits | 739 | 2306 | Rate Constraint in lbs/MMBtu | FALSE | L | Annual | Rate | lb/MWh | 1.0089 | 1.0089 | 1.0089 | 1.0089 | 1.0089 | 1.0089 | 1.0089
NSR Schahfer 17 & 18 - NOX Rate Annual v4.11, Unit 5227 and retrofits | 739 | 2306 | Rate Constraint in lbs/MMBtu | FALSE | L | Annual | Constraint Shadow Price | US$/Ton | 0 | 0 | 0 | 0 | 0 | 0 | 0
NSR Schahfer 17 & 18 - NOX Rate Annual v4.11, Unit 5228 and retrofits | 740 | 2306 | Rate Constraint in lbs/MMBtu | FALSE | L | Annual | Seasons Included | Seasons | Winter, Summer | Winter, Summer | Winter, Summer | Winter, Summer | Winter, Summer | Winter, Summer | Winter, Summer
NSR Schahfer 17 & 18 - NOX Rate Annual v4.11, Unit 5228 and retrofits | 740 | 2306 | Rate Constraint in lbs/MMBtu | FALSE | L | Annual | Standard | lb/MMBtu | 0.2 | 0.2 | 0.2 | 0.2 | 0.2 | 0.2 | 0.2
NSR Schahfer 17 & 18 - NOX Rate Annual v4.11, Unit 5228 and retrofits | 740 | 2306 | Rate Constraint in lbs/MMBtu | FALSE | L | Annual | Emissions at Affected Plants NOX | MTons | 1.945 | 1.945 | 0.84802 | 0.84802 | 0.84802 | 0.84802 | 0.84802
NSR Schahfer 17 & 18 - NOX Rate Annual v4.11, Unit 5228 and retrofits | 740 | 2306 | Rate Constraint in lbs/MMBtu | FALSE | L | Annual | Allowances Purchased NOX | MTons | 0 | 0 | 0 | 0 | 0 | 0 | 0
NSR Schahfer 17 & 18 - NOX Rate Annual v4.11, Unit 5228 and retrofits | 740 | 2306 | Rate Constraint in lbs/MMBtu | FALSE | L | Annual | Allowances Sold NOX | MTons | 0 | 0 | 0 | 0 | 0 | 0 | 0
NSR Schahfer 17 & 18 - NOX Rate Annual v4.11, Unit 5228 and retrofits | 740 | 2306 | Rate Constraint in lbs/MMBtu | FALSE | L | Annual | Allowances Banked | MTons | 0 | 0 | 0 | 0 | 0 | 0 | 0
NSR Schahfer 17 & 18 - NOX Rate Annual v4.11, Unit 5228 and retrofits | 740 | 2306 | Rate Constraint in lbs/MMBtu | FALSE | L | Annual | Allowances Withdrawn (1:1) | MTons | 0 | 0 | 0 | 0 | 0 | 0 | 0
NSR Schahfer 17 & 18 - NOX Rate Annual v4.11, Unit 5228 and retrofits | 740 | 2306 | Rate Constraint in lbs/MMBtu | FALSE | L | Annual | Allowances Withdrawn (n:1) | MTons | 0 | 0 | 0 | 0 | 0 | 0 | 0
NSR Schahfer 17 & 18 - NOX Rate Annual v4.11, Unit 5228 and retrofits | 740 | 2306 | Rate Constraint in lbs/MMBtu | FALSE | L | Annual | Net Emissions Allowance Position | MTons | 1.945 | 1.945 | 0.84802 | 0.84802 | 0.84802 | 0.84802 | 0.84802
NSR Schahfer 17 & 18 - NOX Rate Annual v4.11, Unit 5228 and retrofits | 740 | 2306 | Rate Constraint in lbs/MMBtu | FALSE | L | Annual | Fuel Consumed | TBtu | 20.9252 | 20.9252 | 9.1233 | 9.1233 | 9.1233 | 9.1233 | 9.1233
NSR Schahfer 17 & 18 - NOX Rate Annual v4.11, Unit 5228 and retrofits | 740 | 2306 | Rate Constraint in lbs/MMBtu | FALSE | L | Annual | Rate | lb/MMBtu | 0.1859 | 0.1859 | 0.1859 | 0.1859 | 0.1859 | 0.1859 | 0.1859
NSR Schahfer 17 & 18 - NOX Rate Annual v4.11, Unit 5228 and retrofits | 740 | 2306 | Rate Constraint in lbs/MMBtu | FALSE | L | Annual | Generation | TWh | 1.924 | 1.924 | 0.83886 | 0.83886 | 0.83886 | 0.83886 | 0.83886
NSR Schahfer 17 & 18 - NOX Rate Annual v4.11, Unit 5228 and retrofits | 740 | 2306 | Rate Constraint in lbs/MMBtu | FALSE | L | Annual | Qualifying Generation | TWh | 1.924 | 1.924 | 0.83886 | 0.83886 | 0.83886 | 0.83886 | 0.83886
NSR Schahfer 17 & 18 - NOX Rate Annual v4.11, Unit 5228 and retrofits | 740 | 2306 | Rate Constraint in lbs/MMBtu | FALSE | L | Annual | Rate | lb/MWh | 1.0109 | 1.0109 | 1.0109 | 1.0109 | 1.0109 | 1.0109 | 1.0109
NSR Schahfer 17 & 18 - NOX Rate Annual v4.11, Unit 5228 and retrofits | 740 | 2306 | Rate Constraint in lbs/MMBtu | FALSE | L | Annual | Constraint Shadow Price | US$/Ton | 0 | 0 | 0 | 0 | 0 | 0 | 0
NSR Shawnee 1& 4 - SO2 Rate Annual v4.11 | 741 | 2437 | Rate Constraint in lbs/MMBtu | FALSE | L | Annual | Seasons Included | Seasons |  | Winter, Summer | Winter, Summer | Winter, Summer | Winter, Summer | Winter, Summer | Winter, Summer
NSR Shawnee 1& 4 - SO2 Rate Annual v4.11 | 741 | 2437 | Rate Constraint in lbs/MMBtu | FALSE | L | Annual | Standard | lb/MMBtu | 1.2 | 1.2 | 1.2 | 1.2 | 1.2 | 1.2 | 1.2
NSR Shawnee 1& 4 - SO2 Rate Annual v4.11 | 741 | 2437 | Rate Constraint in lbs/MMBtu | FALSE | L | Annual | Emissions at Affected Plants SO2 | MTons | 0 | 0 | 0 | 0 | 0 | 0 | 0
NSR Shawnee 1& 4 - SO2 Rate Annual v4.11 | 741 | 2437 | Rate Constraint in lbs/MMBtu | FALSE | L | Annual | Allowances Purchased SO2 | MTons | 0 | 0 | 0 | 0 | 0 | 0 | 0
NSR Shawnee 1& 4 - SO2 Rate Annual v4.11 | 741 | 2437 | Rate Constraint in lbs/MMBtu | FALSE | L | Annual | Allowances Sold SO2 | MTons | 0 | 0 | 0 | 0 | 0 | 0 | 0
NSR Shawnee 1& 4 - SO2 Rate Annual v4.11 | 741 | 2437 | Rate Constraint in lbs/MMBtu | FALSE | L | Annual | Allowances Banked | MTons | 0 | 0 | 0 | 0 | 0 | 0 | 0
NSR Shawnee 1& 4 - SO2 Rate Annual v4.11 | 741 | 2437 | Rate Constraint in lbs/MMBtu | FALSE | L | Annual | Allowances Withdrawn (1:1) | MTons | 0 | 0 | 0 | 0 | 0 | 0 | 0
NSR Shawnee 1& 4 - SO2 Rate Annual v4.11 | 741 | 2437 | Rate Constraint in lbs/MMBtu | FALSE | L | Annual | Allowances Withdrawn (n:1) | MTons | 0 | 0 | 0 | 0 | 0 | 0 | 0
NSR Shawnee 1& 4 - SO2 Rate Annual v4.11 | 741 | 2437 | Rate Constraint in lbs/MMBtu | FALSE | L | Annual | Net Emissions Allowance Position | MTons | 0 | 0 | 0 | 0 | 0 | 0 | 0
NSR Shawnee 1& 4 - SO2 Rate Annual v4.11 | 741 | 2437 | Rate Constraint in lbs/MMBtu | FALSE | L | Annual | Fuel Consumed | TBtu | 0 | 0 | 0 | 0 | 0 | 0 | 0
NSR Shawnee 1& 4 - SO2 Rate Annual v4.11 | 741 | 2437 | Rate Constraint in lbs/MMBtu | FALSE | L | Annual | Rate | lb/MMBtu | 0 | 0 | 0 | 0 | 0 | 0 | 0
NSR Shawnee 1& 4 - SO2 Rate Annual v4.11 | 741 | 2437 | Rate Constraint in lbs/MMBtu | FALSE | L | Annual | Generation | TWh | 0 | 0 | 0 | 0 | 0 | 0 | 0
NSR Shawnee 1& 4 - SO2 Rate Annual v4.11 | 741 | 2437 | Rate Constraint in lbs/MMBtu | FALSE | L | Annual | Qualifying Generation | TWh | 0 | 0 | 0 | 0 | 0 | 0 | 0
NSR Shawnee 1& 4 - SO2 Rate Annual v4.11 | 741 | 2437 | Rate Constraint in lbs/MMBtu | FALSE | L | Annual | Rate | lb/MWh | 0 | 0 | 0 | 0 | 0 | 0 | 0
NSR Shawnee 1& 4 - SO2 Rate Annual v4.11 | 741 | 2437 | Rate Constraint in lbs/MMBtu | FALSE | L | Annual | Constraint Shadow Price | US$/Ton | 0 | 0 | 0 | 0 | 0 | 0 | 0
NSR Shawnee 5-10 - SO2 Rate Annual v4.11 | 742 | 2436 | Rate Constraint in lbs/MMBtu | FALSE | L | Annual | Seasons Included | Seasons | Winter, Summer | Winter, Summer | Winter, Summer | Winter, Summer | Winter, Summer | Winter, Summer | Winter, Summer
NSR Shawnee 5-10 - SO2 Rate Annual v4.11 | 742 | 2436 | Rate Constraint in lbs/MMBtu | FALSE | L | Annual | Standard | lb/MMBtu | 1.2 | 1.2 | 1.2 | 1.2 | 1.2 | 1.2 | 1.2
NSR Shawnee 5-10 - SO2 Rate Annual v4.11 | 742 | 2436 | Rate Constraint in lbs/MMBtu | FALSE | L | Annual | Emissions at Affected Plants SO2 | MTons | 1.0305 | 3.1159 | 3.1623 | 3.2886 | 3.2886 | 3.2886 | 3.2886
NSR Shawnee 5-10 - SO2 Rate Annual v4.11 | 742 | 2436 | Rate Constraint in lbs/MMBtu | FALSE | L | Annual | Allowances Purchased SO2 | MTons | 0 | 0 | 0 | 0 | 0 | 0 | 0
NSR Shawnee 5-10 - SO2 Rate Annual v4.11 | 742 | 2436 | Rate Constraint in lbs/MMBtu | FALSE | L | Annual | Allowances Sold SO2 | MTons | 0 | 0 | 0 | 0 | 0 | 0 | 0
NSR Shawnee 5-10 - SO2 Rate Annual v4.11 | 742 | 2436 | Rate Constraint in lbs/MMBtu | FALSE | L | Annual | Allowances Banked | MTons | 0 | 0 | 0 | 0 | 0 | 0 | 0
NSR Shawnee 5-10 - SO2 Rate Annual v4.11 | 742 | 2436 | Rate Constraint in lbs/MMBtu | FALSE | L | Annual | Allowances Withdrawn (1:1) | MTons | 0 | 0 | 0 | 0 | 0 | 0 | 0
NSR Shawnee 5-10 - SO2 Rate Annual v4.11 | 742 | 2436 | Rate Constraint in lbs/MMBtu | FALSE | L | Annual | Allowances Withdrawn (n:1) | MTons | 0 | 0 | 0 | 0 | 0 | 0 | 0
NSR Shawnee 5-10 - SO2 Rate Annual v4.11 | 742 | 2436 | Rate Constraint in lbs/MMBtu | FALSE | L | Annual | Net Emissions Allowance Position | MTons | 1.0305 | 3.1159 | 3.1623 | 3.2886 | 3.2886 | 3.2886 | 3.2886
NSR Shawnee 5-10 - SO2 Rate Annual v4.11 | 742 | 2436 | Rate Constraint in lbs/MMBtu | FALSE | L | Annual | Fuel Consumed | TBtu | 16.837 | 16.837 | 15.9035 | 16.837 | 16.837 | 16.837 | 16.837
NSR Shawnee 5-10 - SO2 Rate Annual v4.11 | 742 | 2436 | Rate Constraint in lbs/MMBtu | FALSE | L | Annual | Rate | lb/MMBtu | 0.12241 | 0.37013 | 0.39768 | 0.39064 | 0.39064 | 0.39064 | 0.39064
NSR Shawnee 5-10 - SO2 Rate Annual v4.11 | 742 | 2436 | Rate Constraint in lbs/MMBtu | FALSE | L | Annual | Generation | TWh | 1.6305 | 1.6305 | 1.541 | 1.6305 | 1.6305 | 1.6305 | 1.6305
NSR Shawnee 5-10 - SO2 Rate Annual v4.11 | 742 | 2436 | Rate Constraint in lbs/MMBtu | FALSE | L | Annual | Qualifying Generation | TWh | 1.6305 | 1.6305 | 1.541 | 1.6305 | 1.6305 | 1.6305 | 1.6305
NSR Shawnee 5-10 - SO2 Rate Annual v4.11 | 742 | 2436 | Rate Constraint in lbs/MMBtu | FALSE | L | Annual | Rate | lb/MWh | 0.63201 | 1.911 | 2.0521 | 2.0169 | 2.0169 | 2.0169 | 2.0169
NSR Shawnee 5-10 - SO2 Rate Annual v4.11 | 742 | 2436 | Rate Constraint in lbs/MMBtu | FALSE | L | Annual | Constraint Shadow Price | US$/Ton | 0 | 0 | 0 | 0 | 0 | 0 | 0
NSR Stuart Gen Station 1-4 - NOx Annual Rate v3.1, Unit 5331 and retrofits | 743 | 2175 | Rate Constraint in lbs/MMBtu | FALSE | L | Annual | Seasons Included | Seasons | Winter, Summer | Winter, Summer | Winter, Summer | Winter, Summer | Winter, Summer | Winter, Summer | Winter, Summer
NSR Stuart Gen Station 1-4 - NOx Annual Rate v3.1, Unit 5331 and retrofits | 743 | 2175 | Rate Constraint in lbs/MMBtu | FALSE | L | Annual | Standard | lb/MMBtu | 0.1 | 0.1 | 0.1 | 0.1 | 0.1 | 0.1 | 0.1
NSR Stuart Gen Station 1-4 - NOx Annual Rate v3.1, Unit 5331 and retrofits | 743 | 2175 | Rate Constraint in lbs/MMBtu | FALSE | L | Annual | Emissions at Affected Plants NOX | MTons | 1.9641 | 1.9664 | 1.855 | 1.5484 | 1.5484 | 1.5484 | 1.5484
NSR Stuart Gen Station 1-4 - NOx Annual Rate v3.1, Unit 5331 and retrofits | 743 | 2175 | Rate Constraint in lbs/MMBtu | FALSE | L | Annual | Allowances Purchased NOX | MTons | 0 | 0 | 0 | 0 | 0 | 0 | 0
NSR Stuart Gen Station 1-4 - NOx Annual Rate v3.1, Unit 5331 and retrofits | 743 | 2175 | Rate Constraint in lbs/MMBtu | FALSE | L | Annual | Allowances Sold NOX | MTons | 0 | 0 | 0 | 0 | 0 | 0 | 0
NSR Stuart Gen Station 1-4 - NOx Annual Rate v3.1, Unit 5331 and retrofits | 743 | 2175 | Rate Constraint in lbs/MMBtu | FALSE | L | Annual | Allowances Banked | MTons | 0 | 0 | 0 | 0 | 0 | 0 | 0
NSR Stuart Gen Station 1-4 - NOx Annual Rate v3.1, Unit 5331 and retrofits | 743 | 2175 | Rate Constraint in lbs/MMBtu | FALSE | L | Annual | Allowances Withdrawn (1:1) | MTons | 0 | 0 | 0 | 0 | 0 | 0 | 0
NSR Stuart Gen Station 1-4 - NOx Annual Rate v3.1, Unit 5331 and retrofits | 743 | 2175 | Rate Constraint in lbs/MMBtu | FALSE | L | Annual | Allowances Withdrawn (n:1) | MTons | 0 | 0 | 0 | 0 | 0 | 0 | 0
NSR Stuart Gen Station 1-4 - NOx Annual Rate v3.1, Unit 5331 and retrofits | 743 | 2175 | Rate Constraint in lbs/MMBtu | FALSE | L | Annual | Net Emissions Allowance Position | MTons | 1.9641 | 1.9664 | 1.855 | 1.5484 | 1.5484 | 1.5484 | 1.5484
NSR Stuart Gen Station 1-4 - NOx Annual Rate v3.1, Unit 5331 and retrofits | 743 | 2175 | Rate Constraint in lbs/MMBtu | FALSE | L | Annual | Fuel Consumed | TBtu | 39.3763 | 39.328 | 37.1889 | 31.0413 | 31.0413 | 31.0413 | 31.0413
NSR Stuart Gen Station 1-4 - NOx Annual Rate v3.1, Unit 5331 and retrofits | 743 | 2175 | Rate Constraint in lbs/MMBtu | FALSE | L | Annual | Rate | lb/MMBtu | 0.099762 | 0.1 | 0.099762 | 0.099762 | 0.099762 | 0.099762 | 0.099762
NSR Stuart Gen Station 1-4 - NOx Annual Rate v3.1, Unit 5331 and retrofits | 743 | 2175 | Rate Constraint in lbs/MMBtu | FALSE | L | Annual | Generation | TWh | 4.1398 | 4.1398 | 3.9098 | 3.2635 | 3.2635 | 3.2635 | 3.2635
NSR Stuart Gen Station 1-4 - NOx Annual Rate v3.1, Unit 5331 and retrofits | 743 | 2175 | Rate Constraint in lbs/MMBtu | FALSE | L | Annual | Qualifying Generation | TWh | 4.1398 | 4.1398 | 3.9098 | 3.2635 | 3.2635 | 3.2635 | 3.2635
NSR Stuart Gen Station 1-4 - NOx Annual Rate v3.1, Unit 5331 and retrofits | 743 | 2175 | Rate Constraint in lbs/MMBtu | FALSE | L | Annual | Rate | lb/MWh | 0.47445 | 0.475 | 0.47445 | 0.47445 | 0.47445 | 0.47445 | 0.47445
NSR Stuart Gen Station 1-4 - NOx Annual Rate v3.1, Unit 5331 and retrofits | 743 | 2175 | Rate Constraint in lbs/MMBtu | FALSE | L | Annual | Constraint Shadow Price | US$/Ton | 0 | 0 | 0 | 0 | 0 | 0 | 0
NSR Stuart Gen Station 1-4 - NOx Annual Rate v3.1, Unit 5332 and retrofits | 744 | 2175 | Rate Constraint in lbs/MMBtu | FALSE | L | Annual | Seasons Included | Seasons | Winter, Summer | Winter, Summer | Winter, Summer | Winter, Summer | Winter, Summer | Winter, Summer | Winter, Summer
NSR Stuart Gen Station 1-4 - NOx Annual Rate v3.1, Unit 5332 and retrofits | 744 | 2175 | Rate Constraint in lbs/MMBtu | FALSE | L | Annual | Standard | lb/MMBtu | 0.1 | 0.1 | 0.1 | 0.1 | 0.1 | 0.1 | 0.1
NSR Stuart Gen Station 1-4 - NOx Annual Rate v3.1, Unit 5332 and retrofits | 744 | 2175 | Rate Constraint in lbs/MMBtu | FALSE | L | Annual | Emissions at Affected Plants NOX | MTons | 2.0317 | 1.9664 | 1.855 | 1.5484 | 1.5484 | 1.5484 | 1.5484
NSR Stuart Gen Station 1-4 - NOx Annual Rate v3.1, Unit 5332 and retrofits | 744 | 2175 | Rate Constraint in lbs/MMBtu | FALSE | L | Annual | Allowances Purchased NOX | MTons | 0 | 0 | 0 | 0 | 0 | 0 | 0
NSR Stuart Gen Station 1-4 - NOx Annual Rate v3.1, Unit 5332 and retrofits | 744 | 2175 | Rate Constraint in lbs/MMBtu | FALSE | L | Annual | Allowances Sold NOX | MTons | 0 | 0 | 0 | 0 | 0 | 0 | 0
NSR Stuart Gen Station 1-4 - NOx Annual Rate v3.1, Unit 5332 and retrofits | 744 | 2175 | Rate Constraint in lbs/MMBtu | FALSE | L | Annual | Allowances Banked | MTons | 0 | 0 | 0 | 0 | 0 | 0 | 0
NSR Stuart Gen Station 1-4 - NOx Annual Rate v3.1, Unit 5332 and retrofits | 744 | 2175 | Rate Constraint in lbs/MMBtu | FALSE | L | Annual | Allowances Withdrawn (1:1) | MTons | 0 | 0 | 0 | 0 | 0 | 0 | 0
NSR Stuart Gen Station 1-4 - NOx Annual Rate v3.1, Unit 5332 and retrofits | 744 | 2175 | Rate Constraint in lbs/MMBtu | FALSE | L | Annual | Allowances Withdrawn (n:1) | MTons | 0 | 0 | 0 | 0 | 0 | 0 | 0
NSR Stuart Gen Station 1-4 - NOx Annual Rate v3.1, Unit 5332 and retrofits | 744 | 2175 | Rate Constraint in lbs/MMBtu | FALSE | L | Annual | Net Emissions Allowance Position | MTons | 2.0317 | 1.9664 | 1.855 | 1.5484 | 1.5484 | 1.5484 | 1.5484
NSR Stuart Gen Station 1-4 - NOx Annual Rate v3.1, Unit 5332 and retrofits | 744 | 2175 | Rate Constraint in lbs/MMBtu | FALSE | L | Annual | Fuel Consumed | TBtu | 40.7316 | 39.328 | 37.1889 | 31.0413 | 31.0413 | 31.0413 | 31.0413
NSR Stuart Gen Station 1-4 - NOx Annual Rate v3.1, Unit 5332 and retrofits | 744 | 2175 | Rate Constraint in lbs/MMBtu | FALSE | L | Annual | Rate | lb/MMBtu | 0.099762 | 0.1 | 0.099762 | 0.099762 | 0.099762 | 0.099762 | 0.099762
NSR Stuart Gen Station 1-4 - NOx Annual Rate v3.1, Unit 5332 and retrofits | 744 | 2175 | Rate Constraint in lbs/MMBtu | FALSE | L | Annual | Generation | TWh | 4.1398 | 4.1398 | 3.9098 | 3.2635 | 3.2635 | 3.2635 | 3.2635
NSR Stuart Gen Station 1-4 - NOx Annual Rate v3.1, Unit 5332 and retrofits | 744 | 2175 | Rate Constraint in lbs/MMBtu | FALSE | L | Annual | Qualifying Generation | TWh | 4.1398 | 4.1398 | 3.9098 | 3.2635 | 3.2635 | 3.2635 | 3.2635
NSR Stuart Gen Station 1-4 - NOx Annual Rate v3.1, Unit 5332 and retrofits | 744 | 2175 | Rate Constraint in lbs/MMBtu | FALSE | L | Annual | Rate | lb/MWh | 0.49078 | 0.475 | 0.47445 | 0.47445 | 0.47445 | 0.47445 | 0.47445
NSR Stuart Gen Station 1-4 - NOx Annual Rate v3.1, Unit 5332 and retrofits | 744 | 2175 | Rate Constraint in lbs/MMBtu | FALSE | L | Annual | Constraint Shadow Price | US$/Ton | 0 | 0 | 0 | 0 | 0 | 0 | 0
NSR Stuart Gen Station 1-4 - NOx Annual Rate v3.1, Unit 5333 and retrofits | 745 | 2175 | Rate Constraint in lbs/MMBtu | FALSE | L | Annual | Seasons Included | Seasons | Winter, Summer | Winter, Summer | Winter, Summer | Winter, Summer | Winter, Summer | Winter, Summer | Winter, Summer
NSR Stuart Gen Station 1-4 - NOx Annual Rate v3.1, Unit 5333 and retrofits | 745 | 2175 | Rate Constraint in lbs/MMBtu | FALSE | L | Annual | Standard | lb/MMBtu | 0.1 | 0.1 | 0.1 | 0.1 | 0.1 | 0.1 | 0.1
NSR Stuart Gen Station 1-4 - NOx Annual Rate v3.1, Unit 5333 and retrofits | 745 | 2175 | Rate Constraint in lbs/MMBtu | FALSE | L | Annual | Emissions at Affected Plants NOX | MTons | 1.9641 | 1.9664 | 1.855 | 1.5484 | 1.5484 | 1.5484 | 1.5484
NSR Stuart Gen Station 1-4 - NOx Annual Rate v3.1, Unit 5333 and retrofits | 745 | 2175 | Rate Constraint in lbs/MMBtu | FALSE | L | Annual | Allowances Purchased NOX | MTons | 0 | 0 | 0 | 0 | 0 | 0 | 0
NSR Stuart Gen Station 1-4 - NOx Annual Rate v3.1, Unit 5333 and retrofits | 745 | 2175 | Rate Constraint in lbs/MMBtu | FALSE | L | Annual | Allowances Sold NOX | MTons | 0 | 0 | 0 | 0 | 0 | 0 | 0
NSR Stuart Gen Station 1-4 - NOx Annual Rate v3.1, Unit 5333 and retrofits | 745 | 2175 | Rate Constraint in lbs/MMBtu | FALSE | L | Annual | Allowances Banked | MTons | 0 | 0 | 0 | 0 | 0 | 0 | 0
NSR Stuart Gen Station 1-4 - NOx Annual Rate v3.1, Unit 5333 and retrofits | 745 | 2175 | Rate Constraint in lbs/MMBtu | FALSE | L | Annual | Allowances Withdrawn (1:1) | MTons | 0 | 0 | 0 | 0 | 0 | 0 | 0
NSR Stuart Gen Station 1-4 - NOx Annual Rate v3.1, Unit 5333 and retrofits | 745 | 2175 | Rate Constraint in lbs/MMBtu | FALSE | L | Annual | Allowances Withdrawn (n:1) | MTons | 0 | 0 | 0 | 0 | 0 | 0 | 0
NSR Stuart Gen Station 1-4 - NOx Annual Rate v3.1, Unit 5333 and retrofits | 745 | 2175 | Rate Constraint in lbs/MMBtu | FALSE | L | Annual | Net Emissions Allowance Position | MTons | 1.9641 | 1.9664 | 1.855 | 1.5484 | 1.5484 | 1.5484 | 1.5484
NSR Stuart Gen Station 1-4 - NOx Annual Rate v3.1, Unit 5333 and retrofits | 745 | 2175 | Rate Constraint in lbs/MMBtu | FALSE | L | Annual | Fuel Consumed | TBtu | 39.3763 | 39.328 | 37.1889 | 31.0413 | 31.0413 | 31.0413 | 31.0413
NSR Stuart Gen Station 1-4 - NOx Annual Rate v3.1, Unit 5333 and retrofits | 745 | 2175 | Rate Constraint in lbs/MMBtu | FALSE | L | Annual | Rate | lb/MMBtu | 0.099762 | 0.1 | 0.099762 | 0.099762 | 0.099762 | 0.099762 | 0.099762
NSR Stuart Gen Station 1-4 - NOx Annual Rate v3.1, Unit 5333 and retrofits | 745 | 2175 | Rate Constraint in lbs/MMBtu | FALSE | L | Annual | Generation | TWh | 4.1398 | 4.1398 | 3.9098 | 3.2635 | 3.2635 | 3.2635 | 3.2635
NSR Stuart Gen Station 1-4 - NOx Annual Rate v3.1, Unit 5333 and retrofits | 745 | 2175 | Rate Constraint in lbs/MMBtu | FALSE | L | Annual | Qualifying Generation | TWh | 4.1398 | 4.1398 | 3.9098 | 3.2635 | 3.2635 | 3.2635 | 3.2635
NSR Stuart Gen Station 1-4 - NOx Annual Rate v3.1, Unit 5333 and retrofits | 745 | 2175 | Rate Constraint in lbs/MMBtu | FALSE | L | Annual | Rate | lb/MWh | 0.47445 | 0.475 | 0.47445 | 0.47445 | 0.47445 | 0.47445 | 0.47445
NSR Stuart Gen Station 1-4 - NOx Annual Rate v3.1, Unit 5333 and retrofits | 745 | 2175 | Rate Constraint in lbs/MMBtu | FALSE | L | Annual | Constraint Shadow Price | US$/Ton | 0 | 0 | 0 | 0 | 0 | 0 | 0
NSR Stuart Gen Station 1-4 - NOx Annual Rate v3.1, Unit 5334 and retrofits | 746 | 2175 | Rate Constraint in lbs/MMBtu | FALSE | L | Annual | Seasons Included | Seasons | Winter, Summer | Winter, Summer | Winter, Summer | Winter, Summer | Winter, Summer | Winter, Summer | Winter, Summer
NSR Stuart Gen Station 1-4 - NOx Annual Rate v3.1, Unit 5334 and retrofits | 746 | 2175 | Rate Constraint in lbs/MMBtu | FALSE | L | Annual | Standard | lb/MMBtu | 0.1 | 0.1 | 0.1 | 0.1 | 0.1 | 0.1 | 0.1
NSR Stuart Gen Station 1-4 - NOx Annual Rate v3.1, Unit 5334 and retrofits | 746 | 2175 | Rate Constraint in lbs/MMBtu | FALSE | L | Annual | Emissions at Affected Plants NOX | MTons | 1.9641 | 1.9664 | 1.855 | 1.5484 | 1.5484 | 1.5484 | 1.4571
NSR Stuart Gen Station 1-4 - NOx Annual Rate v3.1, Unit 5334 and retrofits | 746 | 2175 | Rate Constraint in lbs/MMBtu | FALSE | L | Annual | Allowances Purchased NOX | MTons | 0 | 0 | 0 | 0 | 0 | 0 | 0
NSR Stuart Gen Station 1-4 - NOx Annual Rate v3.1, Unit 5334 and retrofits | 746 | 2175 | Rate Constraint in lbs/MMBtu | FALSE | L | Annual | Allowances Sold NOX | MTons | 0 | 0 | 0 | 0 | 0 | 0 | 0
NSR Stuart Gen Station 1-4 - NOx Annual Rate v3.1, Unit 5334 and retrofits | 746 | 2175 | Rate Constraint in lbs/MMBtu | FALSE | L | Annual | Allowances Banked | MTons | 0 | 0 | 0 | 0 | 0 | 0 | 0
NSR Stuart Gen Station 1-4 - NOx Annual Rate v3.1, Unit 5334 and retrofits | 746 | 2175 | Rate Constraint in lbs/MMBtu | FALSE | L | Annual | Allowances Withdrawn (1:1) | MTons | 0 | 0 | 0 | 0 | 0 | 0 | 0
NSR Stuart Gen Station 1-4 - NOx Annual Rate v3.1, Unit 5334 and retrofits | 746 | 2175 | Rate Constraint in lbs/MMBtu | FALSE | L | Annual | Allowances Withdrawn (n:1) | MTons | 0 | 0 | 0 | 0 | 0 | 0 | 0
NSR Stuart Gen Station 1-4 - NOx Annual Rate v3.1, Unit 5334 and retrofits | 746 | 2175 | Rate Constraint in lbs/MMBtu | FALSE | L | Annual | Net Emissions Allowance Position | MTons | 1.9641 | 1.9664 | 1.855 | 1.5484 | 1.5484 | 1.5484 | 1.4571
NSR Stuart Gen Station 1-4 - NOx Annual Rate v3.1, Unit 5334 and retrofits | 746 | 2175 | Rate Constraint in lbs/MMBtu | FALSE | L | Annual | Fuel Consumed | TBtu | 39.3763 | 39.328 | 37.1889 | 31.0413 | 31.0413 | 31.0413 | 29.2124
NSR Stuart Gen Station 1-4 - NOx Annual Rate v3.1, Unit 5334 and retrofits | 746 | 2175 | Rate Constraint in lbs/MMBtu | FALSE | L | Annual | Rate | lb/MMBtu | 0.099762 | 0.1 | 0.099762 | 0.099762 | 0.099762 | 0.099762 | 0.099762
NSR Stuart Gen Station 1-4 - NOx Annual Rate v3.1, Unit 5334 and retrofits | 746 | 2175 | Rate Constraint in lbs/MMBtu | FALSE | L | Annual | Generation | TWh | 4.1398 | 4.1398 | 3.9098 | 3.2635 | 3.2635 | 3.2635 | 3.0712
NSR Stuart Gen Station 1-4 - NOx Annual Rate v3.1, Unit 5334 and retrofits | 746 | 2175 | Rate Constraint in lbs/MMBtu | FALSE | L | Annual | Qualifying Generation | TWh | 4.1398 | 4.1398 | 3.9098 | 3.2635 | 3.2635 | 3.2635 | 3.0712
NSR Stuart Gen Station 1-4 - NOx Annual Rate v3.1, Unit 5334 and retrofits | 746 | 2175 | Rate Constraint in lbs/MMBtu | FALSE | L | Annual | Rate | lb/MWh | 0.47445 | 0.475 | 0.47445 | 0.47445 | 0.47445 | 0.47445 | 0.47445
NSR Stuart Gen Station 1-4 - NOx Annual Rate v3.1, Unit 5334 and retrofits | 746 | 2175 | Rate Constraint in lbs/MMBtu | FALSE | L | Annual | Constraint Shadow Price | US$/Ton | 0 | 0 | 0 | 0 | 0 | 0 | 0
NSR Stuart Gen Station 1-4 - SO2 Annual Rate v4.12 | 747 | 2418 | Rate Constraint in lbs/MMBtu | FALSE | L | Annual | Seasons Included | Seasons | Winter, Summer | Winter, Summer | Winter, Summer | Winter, Summer | Winter, Summer | Winter, Summer | Winter, Summer
NSR Stuart Gen Station 1-4 - SO2 Annual Rate v4.12 | 747 | 2418 | Rate Constraint in lbs/MMBtu | FALSE | L | Annual | Standard | lb/MMBtu | 0.1 | 0.1 | 0.1 | 0.1 | 0.1 | 0.1 | 0.1
NSR Stuart Gen Station 1-4 - SO2 Annual Rate v4.12 | 747 | 2418 | Rate Constraint in lbs/MMBtu | FALSE | L | Annual | Emissions at Affected Plants SO2 | MTons | 7.9489 | 7.8656 | 7.4433 | 6.2128 | 6.2128 | 6.2128 | 6.1213
NSR Stuart Gen Station 1-4 - SO2 Annual Rate v4.12 | 747 | 2418 | Rate Constraint in lbs/MMBtu | FALSE | L | Annual | Allowances Purchased SO2 | MTons | 0 | 0 | 0 | 0 | 0 | 0 | 0
NSR Stuart Gen Station 1-4 - SO2 Annual Rate v4.12 | 747 | 2418 | Rate Constraint in lbs/MMBtu | FALSE | L | Annual | Allowances Sold SO2 | MTons | 0 | 0 | 0 | 0 | 0 | 0 | 0
NSR Stuart Gen Station 1-4 - SO2 Annual Rate v4.12 | 747 | 2418 | Rate Constraint in lbs/MMBtu | FALSE | L | Annual | Allowances Banked | MTons | 0 | 0 | 0 | 0 | 0 | 0 | 0
NSR Stuart Gen Station 1-4 - SO2 Annual Rate v4.12 | 747 | 2418 | Rate Constraint in lbs/MMBtu | FALSE | L | Annual | Allowances Withdrawn (1:1) | MTons | 0 | 0 | 0 | 0 | 0 | 0 | 0
NSR Stuart Gen Station 1-4 - SO2 Annual Rate v4.12 | 747 | 2418 | Rate Constraint in lbs/MMBtu | FALSE | L | Annual | Allowances Withdrawn (n:1) | MTons | 0 | 0 | 0 | 0 | 0 | 0 | 0
NSR Stuart Gen Station 1-4 - SO2 Annual Rate v4.12 | 747 | 2418 | Rate Constraint in lbs/MMBtu | FALSE | L | Annual | Net Emissions Allowance Position | MTons | 7.9489 | 7.8656 | 7.4433 | 6.2128 | 6.2128 | 6.2128 | 6.1213
NSR Stuart Gen Station 1-4 - SO2 Annual Rate v4.12 | 747 | 2418 | Rate Constraint in lbs/MMBtu | FALSE | L | Annual | Fuel Consumed | TBtu | 158.8604 | 157.3119 | 148.7558 | 124.1653 | 124.1653 | 124.1653 | 122.3363
NSR Stuart Gen Station 1-4 - SO2 Annual Rate v4.12 | 747 | 2418 | Rate Constraint in lbs/MMBtu | FALSE | L | Annual | Rate | lb/MMBtu | 0.10007 | 0.1 | 0.10007 | 0.10007 | 0.10007 | 0.10007 | 0.10007
NSR Stuart Gen Station 1-4 - SO2 Annual Rate v4.12 | 747 | 2418 | Rate Constraint in lbs/MMBtu | FALSE | L | Annual | Generation | TWh | 16.5592 | 16.5592 | 15.6393 | 13.054 | 13.054 | 13.054 | 12.8617
NSR Stuart Gen Station 1-4 - SO2 Annual Rate v4.12 | 747 | 2418 | Rate Constraint in lbs/MMBtu | FALSE | L | Annual | Qualifying Generation | TWh | 16.5592 | 16.5592 | 15.6393 | 13.054 | 13.054 | 13.054 | 12.8617
NSR Stuart Gen Station 1-4 - SO2 Annual Rate v4.12 | 747 | 2418 | Rate Constraint in lbs/MMBtu | FALSE | L | Annual | Rate | lb/MWh | 0.48003 | 0.475 | 0.47593 | 0.47593 | 0.47593 | 0.47593 | 0.47593
NSR Stuart Gen Station 1-4 - SO2 Annual Rate v4.12 | 747 | 2418 | Rate Constraint in lbs/MMBtu | FALSE | L | Annual | Constraint Shadow Price | US$/Ton | 9.6046 | 63.0373 | 4265.3524 | 4742.5595 | 5037.3457 | 4757.7106 | 4745.955
NSR Tucson Electric - SO2 Cap Annual v4.0 | 748 | 2171 | Rate Constraint in MTons | FALSE | L | Annual | Seasons Included | Seasons | Winter, Summer | Winter, Summer | Winter, Summer | Winter, Summer | Winter, Summer | Winter, Summer | Winter, Summer
NSR Tucson Electric - SO2 Cap Annual v4.0 | 748 | 2171 | Rate Constraint in MTons | FALSE | L | Annual | Standard | MTons | 10.66 | 10.66 | 10.66 | 10.66 | 10.66 | 10.66 | 10.66
NSR Tucson Electric - SO2 Cap Annual v4.0 | 748 | 2171 | Rate Constraint in MTons | FALSE | L | Annual | Standard SO2 | MTons | 10.66 | 10.66 | 10.66 | 10.66 | 10.66 | 10.66 | 10.66
NSR Tucson Electric - SO2 Cap Annual v4.0 | 748 | 2171 | Rate Constraint in MTons | FALSE | L | Annual | Emissions at Affected Plants SO2 | MTons | 8.3177 | 8.3177 | 0.70946 | 2.3497 | 2.1038 | 1.9154 | 7.6018
NSR Tucson Electric - SO2 Cap Annual v4.0 | 748 | 2171 | Rate Constraint in MTons | FALSE | L | Annual | Allowances Purchased SO2 | MTons | 0 | 0 | 0 | 0 | 0 | 0 | 0
NSR Tucson Electric - SO2 Cap Annual v4.0 | 748 | 2171 | Rate Constraint in MTons | FALSE | L | Annual | Allowances Sold SO2 | MTons | 0 | 0 | 0 | 0 | 0 | 0 | 0
NSR Tucson Electric - SO2 Cap Annual v4.0 | 748 | 2171 | Rate Constraint in MTons | FALSE | L | Annual | Allowances Banked | MTons | 0 | 0 | 0 | 0 | 0 | 0 | 0
NSR Tucson Electric - SO2 Cap Annual v4.0 | 748 | 2171 | Rate Constraint in MTons | FALSE | L | Annual | Allowances Withdrawn (1:1) | MTons | 0 | 0 | 0 | 0 | 0 | 0 | 0
NSR Tucson Electric - SO2 Cap Annual v4.0 | 748 | 2171 | Rate Constraint in MTons | FALSE | L | Annual | Allowances Withdrawn (n:1) | MTons | 0 | 0 | 0 | 0 | 0 | 0 | 0
NSR Tucson Electric - SO2 Cap Annual v4.0 | 748 | 2171 | Rate Constraint in MTons | FALSE | L | Annual | Net Emissions Allowance Position | MTons | 8.3177 | 8.3177 | 0.70946 | 2.3497 | 2.1038 | 1.9154 | 7.6018
NSR Tucson Electric - SO2 Cap Annual v4.0 | 748 | 2171 | Rate Constraint in MTons | FALSE | L | Annual | Fuel Consumed | TBtu | 114.5828 | 114.5828 | 15.9428 | 32.8275 | 36.1856 | 36.1968 | 103.7453
NSR Tucson Electric - SO2 Cap Annual v4.0 | 748 | 2171 | Rate Constraint in MTons | FALSE | L | Annual | Rate | lb/MMBtu | 0.14518 | 0.14518 | 0.089 | 0.14315 | 0.11628 | 0.10583 | 0.14655
NSR Tucson Electric - SO2 Cap Annual v4.0 | 748 | 2171 | Rate Constraint in MTons | FALSE | L | Annual | Generation | TWh | 11.7117 | 11.7117 | 1.6649 | 3.3646 | 3.6983 | 3.6983 | 10.9851
NSR Tucson Electric - SO2 Cap Annual v4.0 | 748 | 2171 | Rate Constraint in MTons | FALSE | L | Annual | Qualifying Generation | TWh | 11.7117 | 11.7117 | 1.6649 | 3.3646 | 3.6983 | 3.6983 | 10.9851
NSR Tucson Electric - SO2 Cap Annual v4.0 | 748 | 2171 | Rate Constraint in MTons | FALSE | L | Annual | Rate | lb/MWh | 0.7102 | 0.7102 | 0.42613 | 0.69836 | 0.56886 | 0.51791 | 0.69201
NSR Tucson Electric - SO2 Cap Annual v4.0 | 748 | 2171 | Rate Constraint in MTons | FALSE | L | Annual | Constraint Shadow Price | US$/Ton | 0 | 0 | 0 | 0 | 0 | 0 | 0
NSR Tucson Electric NOx Cap Annual - v4.0 | 749 | 2170 | Rate Constraint in MTons | FALSE | L | Annual | Seasons Included | Seasons | Winter, Summer | Winter, Summer | Winter, Summer | Winter, Summer | Winter, Summer | Winter, Summer | Winter, Summer
NSR Tucson Electric NOx Cap Annual - v4.0 | 749 | 2170 | Rate Constraint in MTons | FALSE | L | Annual | Standard | MTons | 8.94 | 8.94 | 8.94 | 8.94 | 8.94 | 8.94 | 8.94
NSR Tucson Electric NOx Cap Annual - v4.0 | 749 | 2170 | Rate Constraint in MTons | FALSE | L | Annual | Standard NOX | MTons | 8.94 | 8.94 | 8.94 | 8.94 | 8.94 | 8.94 | 8.94
NSR Tucson Electric NOx Cap Annual - v4.0 | 749 | 2170 | Rate Constraint in MTons | FALSE | L | Annual | Emissions at Affected Plants NOX | MTons | 7.0547 | 7.0547 | 1.0397 | 2.0338 | 2.224 | 2.2231 | 6.2288
NSR Tucson Electric NOx Cap Annual - v4.0 | 749 | 2170 | Rate Constraint in MTons | FALSE | L | Annual | Allowances Purchased NOX | MTons | 0 | 0 | 0 | 0 | 0 | 0 | 0
NSR Tucson Electric NOx Cap Annual - v4.0 | 749 | 2170 | Rate Constraint in MTons | FALSE | L | Annual | Allowances Sold NOX | MTons | 0 | 0 | 0 | 0 | 0 | 0 | 0
NSR Tucson Electric NOx Cap Annual - v4.0 | 749 | 2170 | Rate Constraint in MTons | FALSE | L | Annual | Allowances Banked | MTons | 0 | 0 | 0 | 0 | 0 | 0 | 0
NSR Tucson Electric NOx Cap Annual - v4.0 | 749 | 2170 | Rate Constraint in MTons | FALSE | L | Annual | Allowances Withdrawn (1:1) | MTons | 0 | 0 | 0 | 0 | 0 | 0 | 0
NSR Tucson Electric NOx Cap Annual - v4.0 | 749 | 2170 | Rate Constraint in MTons | FALSE | L | Annual | Allowances Withdrawn (n:1) | MTons | 0 | 0 | 0 | 0 | 0 | 0 | 0
NSR Tucson Electric NOx Cap Annual - v4.0 | 749 | 2170 | Rate Constraint in MTons | FALSE | L | Annual | Net Emissions Allowance Position | MTons | 7.0547 | 7.0547 | 1.0397 | 2.0338 | 2.224 | 2.2231 | 6.2288
NSR Tucson Electric NOx Cap Annual - v4.0 | 749 | 2170 | Rate Constraint in MTons | FALSE | L | Annual | Fuel Consumed | TBtu | 114.5828 | 114.5828 | 15.9428 | 32.8275 | 36.1856 | 36.1968 | 103.7453
NSR Tucson Electric NOx Cap Annual - v4.0 | 749 | 2170 | Rate Constraint in MTons | FALSE | L | Annual | Rate | lb/MMBtu | 0.12314 | 0.12314 | 0.13042 | 0.12391 | 0.12292 | 0.12283 | 0.12008
NSR Tucson Electric NOx Cap Annual - v4.0 | 749 | 2170 | Rate Constraint in MTons | FALSE | L | Annual | Generation | TWh | 11.7117 | 11.7117 | 1.6649 | 3.3646 | 3.6983 | 3.6983 | 10.9851
NSR Tucson Electric NOx Cap Annual - v4.0 | 749 | 2170 | Rate Constraint in MTons | FALSE | L | Annual | Qualifying Generation | TWh | 11.7117 | 11.7117 | 1.6649 | 3.3646 | 3.6983 | 3.6983 | 10.9851
NSR Tucson Electric NOx Cap Annual - v4.0 | 749 | 2170 | Rate Constraint in MTons | FALSE | L | Annual | Rate | lb/MWh | 0.60237 | 0.60237 | 0.62447 | 0.60448 | 0.60136 | 0.60109 | 0.56703
NSR Tucson Electric NOx Cap Annual - v4.0 | 749 | 2170 | Rate Constraint in MTons | FALSE | L | Annual | Constraint Shadow Price | US$/Ton | 0 | 0 | 0 | 0 | 0 | 0 | 0
NSR TVA System - NOX Cap Annual v4.11 | 750 | 2308 | Rate Constraint in MTons | FALSE | L | Annual | Seasons Included | Seasons | Winter, Summer | Winter, Summer | Winter, Summer | Winter, Summer | Winter, Summer | Winter, Summer | Winter, Summer
NSR TVA System - NOX Cap Annual v4.11 | 750 | 2308 | Rate Constraint in MTons | FALSE | L | Annual | Standard | MTons | 70.667 | 52 | 52 | 52 | 52 | 52 | 52
NSR TVA System - NOX Cap Annual v4.11 | 750 | 2308 | Rate Constraint in MTons | FALSE | L | Annual | Standard NOX | MTons | 70.667 | 52 | 52 | 52 | 52 | 52 | 52
NSR TVA System - NOX Cap Annual v4.11 | 750 | 2308 | Rate Constraint in MTons | FALSE | L | Annual | Emissions at Affected Plants NOX | MTons | 29.8464 | 29.8464 | 28.6042 | 28.9217 | 28.4313 | 27.6234 | 28.2961
NSR TVA System - NOX Cap Annual v4.11 | 750 | 2308 | Rate Constraint in MTons | FALSE | L | Annual | Allowances Purchased NOX | MTons | 0 | 0 | 0 | 0 | 0 | 0 | 0
NSR TVA System - NOX Cap Annual v4.11 | 750 | 2308 | Rate Constraint in MTons | FALSE | L | Annual | Allowances Sold NOX | MTons | 0 | 0 | 0 | 0 | 0 | 0 | 0
NSR TVA System - NOX Cap Annual v4.11 | 750 | 2308 | Rate Constraint in MTons | FALSE | L | Annual | Allowances Banked | MTons | 0 | 0 | 0 | 0 | 0 | 0 | 0
NSR TVA System - NOX Cap Annual v4.11 | 750 | 2308 | Rate Constraint in MTons | FALSE | L | Annual | Allowances Withdrawn (1:1) | MTons | 0 | 0 | 0 | 0 | 0 | 0 | 0
NSR TVA System - NOX Cap Annual v4.11 | 750 | 2308 | Rate Constraint in MTons | FALSE | L | Annual | Allowances Withdrawn (n:1) | MTons | 0 | 0 | 0 | 0 | 0 | 0 | 0
NSR TVA System - NOX Cap Annual v4.11 | 750 | 2308 | Rate Constraint in MTons | FALSE | L | Annual | Net Emissions Allowance Position | MTons | 29.8464 | 29.8464 | 28.6042 | 28.9217 | 28.4313 | 27.6234 | 28.2961
NSR TVA System - NOX Cap Annual v4.11 | 750 | 2308 | Rate Constraint in MTons | FALSE | L | Annual | Fuel Consumed | TBtu | 550.574 | 550.574 | 516.5961 | 519.7961 | 503.7524 | 480.3453 | 499.6626
NSR TVA System - NOX Cap Annual v4.11 | 750 | 2308 | Rate Constraint in MTons | FALSE | L | Annual | Rate | lb/MMBtu | 0.10842 | 0.10842 | 0.11074 | 0.11128 | 0.11288 | 0.11501 | 0.11326
NSR TVA System - NOX Cap Annual v4.11 | 750 | 2308 | Rate Constraint in MTons | FALSE | L | Annual | Generation | TWh | 57.4933 | 57.4933 | 53.9366 | 54.2878 | 52.6113 | 50.1346 | 52.1667
NSR TVA System - NOX Cap Annual v4.11 | 750 | 2308 | Rate Constraint in MTons | FALSE | L | Annual | Qualifying Generation | TWh | 57.4933 | 57.4933 | 53.9366 | 54.2878 | 52.6113 | 50.1346 | 52.1667
NSR TVA System - NOX Cap Annual v4.11 | 750 | 2308 | Rate Constraint in MTons | FALSE | L | Annual | Rate | lb/MWh | 0.51913 | 0.51913 | 0.53033 | 0.53275 | 0.5404 | 0.55099 | 0.54242
NSR TVA System - NOX Cap Annual v4.11 | 750 | 2308 | Rate Constraint in MTons | FALSE | L | Annual | Constraint Shadow Price | US$/Ton | 0 | 0 | 0 | 0 | 0 | 0 | 0
NSR TVA System - SO2 Cap Annual v4.11 | 751 | 2307 | Rate Constraint in MTons | FALSE | L | Annual | Seasons Included | Seasons | Winter, Summer | Winter, Summer | Winter, Summer | Winter, Summer | Winter, Summer | Winter, Summer | Winter, Summer
NSR TVA System - SO2 Cap Annual v4.11 | 751 | 2307 | Rate Constraint in MTons | FALSE | L | Annual | Standard | MTons | 175.626 | 121.699 | 100 | 100 | 100 | 100 | 100
NSR TVA System - SO2 Cap Annual v4.11 | 751 | 2307 | Rate Constraint in MTons | FALSE | L | Annual | Standard SO2 | MTons | 175.626 | 121.699 | 100 | 100 | 100 | 100 | 100
NSR TVA System - SO2 Cap Annual v4.11 | 751 | 2307 | Rate Constraint in MTons | FALSE | L | Annual | Emissions at Affected Plants SO2 | MTons | 58.8858 | 61.5824 | 59.4277 | 59.5224 | 59.106 | 56.4551 | 59.3798
NSR TVA System - SO2 Cap Annual v4.11 | 751 | 2307 | Rate Constraint in MTons | FALSE | L | Annual | Allowances Purchased SO2 | MTons | 0 | 0 | 0 | 0 | 0 | 0 | 0
NSR TVA System - SO2 Cap Annual v4.11 | 751 | 2307 | Rate Constraint in MTons | FALSE | L | Annual | Allowances Sold SO2 | MTons | 0 | 0 | 0 | 0 | 0 | 0 | 0
NSR TVA System - SO2 Cap Annual v4.11 | 751 | 2307 | Rate Constraint in MTons | FALSE | L | Annual | Allowances Banked | MTons | 0 | 0 | 0 | 0 | 0 | 0 | 0
NSR TVA System - SO2 Cap Annual v4.11 | 751 | 2307 | Rate Constraint in MTons | FALSE | L | Annual | Allowances Withdrawn (1:1) | MTons | 0 | 0 | 0 | 0 | 0 | 0 | 0
NSR TVA System - SO2 Cap Annual v4.11 | 751 | 2307 | Rate Constraint in MTons | FALSE | L | Annual | Allowances Withdrawn (n:1) | MTons | 0 | 0 | 0 | 0 | 0 | 0 | 0
NSR TVA System - SO2 Cap Annual v4.11 | 751 | 2307 | Rate Constraint in MTons | FALSE | L | Annual | Net Emissions Allowance Position | MTons | 58.8858 | 61.5824 | 59.4277 | 59.5224 | 59.106 | 56.4551 | 59.3798
NSR TVA System - SO2 Cap Annual v4.11 | 751 | 2307 | Rate Constraint in MTons | FALSE | L | Annual | Fuel Consumed | TBtu | 550.574 | 550.574 | 516.5961 | 519.7961 | 503.7524 | 480.3453 | 499.6626
NSR TVA System - SO2 Cap Annual v4.11 | 751 | 2307 | Rate Constraint in MTons | FALSE | L | Annual | Rate | lb/MMBtu | 0.21391 | 0.2237 | 0.23007 | 0.22902 | 0.23466 | 0.23506 | 0.23768
NSR TVA System - SO2 Cap Annual v4.11 | 751 | 2307 | Rate Constraint in MTons | FALSE | L | Annual | Generation | TWh | 57.4933 | 57.4933 | 53.9366 | 54.2878 | 52.6113 | 50.1346 | 52.1667
NSR TVA System - SO2 Cap Annual v4.11 | 751 | 2307 | Rate Constraint in MTons | FALSE | L | Annual | Qualifying Generation | TWh | 57.4933 | 57.4933 | 53.9366 | 54.2878 | 52.6113 | 50.1346 | 52.1667
NSR TVA System - SO2 Cap Annual v4.11 | 751 | 2307 | Rate Constraint in MTons | FALSE | L | Annual | Rate | lb/MWh | 1.0242 | 1.0711 | 1.1018 | 1.0964 | 1.1234 | 1.1261 | 1.1383
NSR TVA System - SO2 Cap Annual v4.11 | 751 | 2307 | Rate Constraint in MTons | FALSE | L | Annual | Constraint Shadow Price | US$/Ton | 0 | 0 | 0 | 0 | 0 | 0 | 0
NSR W H Sammis 1-4 - NOX Rate Annual v3.1, Unit 5456 and retrofits | 752 | 1942 | Rate Constraint in lbs/MMBtu | FALSE | L | Annual | Seasons Included | Seasons | Winter, Summer | Winter, Summer | Winter, Summer | Winter, Summer | Winter, Summer | Winter, Summer | Winter, Summer
NSR W H Sammis 1-4 - NOX Rate Annual v3.1, Unit 5456 and retrofits | 752 | 1942 | Rate Constraint in lbs/MMBtu | FALSE | L | Annual | Standard | lb/MMBtu | 0.25 | 0.25 | 0.25 | 0.25 | 0.25 | 0.25 | 0.25
NSR W H Sammis 1-4 - NOX Rate Annual v3.1, Unit 5456 and retrofits | 752 | 1942 | Rate Constraint in lbs/MMBtu | FALSE | L | Annual | Emissions at Affected Plants NOX | MTons | 1.4893 | 1.4893 | 1.3766 | 1.0022 | 1.001 | 1.0478 | 0.49423
NSR W H Sammis 1-4 - NOX Rate Annual v3.1, Unit 5456 and retrofits | 752 | 1942 | Rate Constraint in lbs/MMBtu | FALSE | L | Annual | Allowances Purchased NOX | MTons | 0 | 0 | 0 | 0 | 0 | 0 | 0
NSR W H Sammis 1-4 - NOX Rate Annual v3.1, Unit 5456 and retrofits | 752 | 1942 | Rate Constraint in lbs/MMBtu | FALSE | L | Annual | Allowances Sold NOX | MTons | 0 | 0 | 0 | 0 | 0 | 0 | 0
NSR W H Sammis 1-4 - NOX Rate Annual v3.1, Unit 5456 and retrofits | 752 | 1942 | Rate Constraint in lbs/MMBtu | FALSE | L | Annual | Allowances Banked | MTons | 0 | 0 | 0 | 0 | 0 | 0 | 0
NSR W H Sammis 1-4 - NOX Rate Annual v3.1, Unit 5456 and retrofits | 752 | 1942 | Rate Constraint in lbs/MMBtu | FALSE | L | Annual | Allowances Withdrawn (1:1) | MTons | 0 | 0 | 0 | 0 | 0 | 0 | 0
NSR W H Sammis 1-4 - NOX Rate Annual v3.1, Unit 5456 and retrofits | 752 | 1942 | Rate Constraint in lbs/MMBtu | FALSE | L | Annual | Allowances Withdrawn (n:1) | MTons | 0 | 0 | 0 | 0 | 0 | 0 | 0
NSR W H Sammis 1-4 - NOX Rate Annual v3.1, Unit 5456 and retrofits | 752 | 1942 | Rate Constraint in lbs/MMBtu | FALSE | L | Annual | Net Emissions Allowance Position | MTons | 1.4893 | 1.4893 | 1.3766 | 1.0022 | 1.001 | 1.0478 | 0.49423
NSR W H Sammis 1-4 - NOX Rate Annual v3.1, Unit 5456 and retrofits | 752 | 1942 | Rate Constraint in lbs/MMBtu | FALSE | L | Annual | Fuel Consumed | TBtu | 12.7178 | 12.7178 | 11.756 | 8.5584 | 8.5693 | 8.97 | 4.231
NSR W H Sammis 1-4 - NOX Rate Annual v3.1, Unit 5456 and retrofits | 752 | 1942 | Rate Constraint in lbs/MMBtu | FALSE | L | Annual | Rate | lb/MMBtu | 0.2342 | 0.2342 | 0.2342 | 0.2342 | 0.23362 | 0.23362 | 0.23362
NSR W H Sammis 1-4 - NOX Rate Annual v3.1, Unit 5456 and retrofits | 752 | 1942 | Rate Constraint in lbs/MMBtu | FALSE | L | Annual | Generation | TWh | 1.2663 | 1.2663 | 1.1705 | 0.85216 | 0.85216 | 0.89201 | 0.42074
NSR W H Sammis 1-4 - NOX Rate Annual v3.1, Unit 5456 and retrofits | 752 | 1942 | Rate Constraint in lbs/MMBtu | FALSE | L | Annual | Qualifying Generation | TWh | 1.2663 | 1.2663 | 1.1705 | 0.85216 | 0.85216 | 0.89201 | 0.42074
NSR W H Sammis 1-4 - NOX Rate Annual v3.1, Unit 5456 and retrofits | 752 | 1942 | Rate Constraint in lbs/MMBtu | FALSE | L | Annual | Rate | lb/MWh | 1.1761 | 1.1761 | 1.1761 | 1.1761 | 1.1747 | 1.1747 | 1.1747
NSR W H Sammis 1-4 - NOX Rate Annual v3.1, Unit 5456 and retrofits | 752 | 1942 | Rate Constraint in lbs/MMBtu | FALSE | L | Annual | Constraint Shadow Price | US$/Ton | 0 | 0 | 0 | 0 | 0 | 0 | 0
NSR W H Sammis 1-4 - NOX Rate Annual v3.1, Unit 5457 and retrofits | 753 | 1942 | Rate Constraint in lbs/MMBtu | FALSE | L | Annual | Seasons Included | Seasons | Winter, Summer | Winter, Summer | Winter, Summer | Winter, Summer | Winter, Summer | Winter, Summer | Winter, Summer
NSR W H Sammis 1-4 - NOX Rate Annual v3.1, Unit 5457 and retrofits | 753 | 1942 | Rate Constraint in lbs/MMBtu | FALSE | L | Annual | Standard | lb/MMBtu | 0.25 | 0.25 | 0.25 | 0.25 | 0.25 | 0.25 | 0.25
NSR W H Sammis 1-4 - NOX Rate Annual v3.1, Unit 5457 and retrofits | 753 | 1942 | Rate Constraint in lbs/MMBtu | FALSE | L | Annual | Emissions at Affected Plants NOX | MTons | 1.4872 | 1.4872 | 1.3747 | 1.0008 | 0.99959 | 0.49354 | 0.49354
NSR W H Sammis 1-4 - NOX Rate Annual v3.1, Unit 5457 and retrofits | 753 | 1942 | Rate Constraint in lbs/MMBtu | FALSE | L | Annual | Allowances Purchased NOX | MTons | 0 | 0 | 0 | 0 | 0 | 0 | 0
NSR W H Sammis 1-4 - NOX Rate Annual v3.1, Unit 5457 and retrofits | 753 | 1942 | Rate Constraint in lbs/MMBtu | FALSE | L | Annual | Allowances Sold NOX | MTons | 0 | 0 | 0 | 0 | 0 | 0 | 0
NSR W H Sammis 1-4 - NOX Rate Annual v3.1, Unit 5457 and retrofits | 753 | 1942 | Rate Constraint in lbs/MMBtu | FALSE | L | Annual | Allowances Banked | MTons | 0 | 0 | 0 | 0 | 0 | 0 | 0
NSR W H Sammis 1-4 - NOX Rate Annual v3.1, Unit 5457 and retrofits | 753 | 1942 | Rate Constraint in lbs/MMBtu | FALSE | L | Annual | Allowances Withdrawn (1:1) | MTons | 0 | 0 | 0 | 0 | 0 | 0 | 0
NSR W H Sammis 1-4 - NOX Rate Annual v3.1, Unit 5457 and retrofits | 753 | 1942 | Rate Constraint in lbs/MMBtu | FALSE | L | Annual | Allowances Withdrawn (n:1) | MTons | 0 | 0 | 0 | 0 | 0 | 0 | 0
NSR W H Sammis 1-4 - NOX Rate Annual v3.1, Unit 5457 and retrofits | 753 | 1942 | Rate Constraint in lbs/MMBtu | FALSE | L | Annual | Net Emissions Allowance Position | MTons | 1.4872 | 1.4872 | 1.3747 | 1.0008 | 0.99959 | 0.49354 | 0.49354
NSR W H Sammis 1-4 - NOX Rate Annual v3.1, Unit 5457 and retrofits | 753 | 1942 | Rate Constraint in lbs/MMBtu | FALSE | L | Annual | Fuel Consumed | TBtu | 12.7712 | 12.7712 | 11.8054 | 8.5943 | 8.6053 | 4.2487 | 4.2487
NSR W H Sammis 1-4 - NOX Rate Annual v3.1, Unit 5457 and retrofits | 753 | 1942 | Rate Constraint in lbs/MMBtu | FALSE | L | Annual | Rate | lb/MMBtu | 0.2329 | 0.2329 | 0.2329 | 0.2329 | 0.23232 | 0.23232 | 0.23232
NSR W H Sammis 1-4 - NOX Rate Annual v3.1, Unit 5457 and retrofits | 753 | 1942 | Rate Constraint in lbs/MMBtu | FALSE | L | Annual | Generation | TWh | 1.2663 | 1.2663 | 1.1705 | 0.85216 | 0.85216 | 0.42074 | 0.42074
NSR W H Sammis 1-4 - NOX Rate Annual v3.1, Unit 5457 and retrofits | 753 | 1942 | Rate Constraint in lbs/MMBtu | FALSE | L | Annual | Qualifying Generation | TWh | 1.2663 | 1.2663 | 1.1705 | 0.85216 | 0.85216 | 0.42074 | 0.42074
NSR W H Sammis 1-4 - NOX Rate Annual v3.1, Unit 5457 and retrofits | 753 | 1942 | Rate Constraint in lbs/MMBtu | FALSE | L | Annual | Rate | lb/MWh | 1.1744 | 1.1744 | 1.1744 | 1.1744 | 1.173 | 1.173 | 1.173
NSR W H Sammis 1-4 - NOX Rate Annual v3.1, Unit 5457 and retrofits | 753 | 1942 | Rate Constraint in lbs/MMBtu | FALSE | L | Annual | Constraint Shadow Price | US$/Ton | 0 | 0 | 0 | 0 | 0 | 0 | 0
NSR W H Sammis 1-4 - NOX Rate Annual v3.1, Unit 5458 and retrofits | 754 | 1942 | Rate Constraint in lbs/MMBtu | FALSE | L | Annual | Seasons Included | Seasons | Winter, Summer | Winter, Summer | Winter, Summer | Winter, Summer | Winter, Summer | Winter, Summer | Winter, Summer
NSR W H Sammis 1-4 - NOX Rate Annual v3.1, Unit 5458 and retrofits | 754 | 1942 | Rate Constraint in lbs/MMBtu | FALSE | L | Annual | Standard | lb/MMBtu | 0.25 | 0.25 | 0.25 | 0.25 | 0.25 | 0.25 | 0.25
NSR W H Sammis 1-4 - NOX Rate Annual v3.1, Unit 5458 and retrofits | 754 | 1942 | Rate Constraint in lbs/MMBtu | FALSE | L | Annual | Emissions at Affected Plants NOX | MTons | 1.5039 | 1.5039 | 1.3902 | 1.0121 | 1.0108 | 0.49909 | 0.49909
NSR W H Sammis 1-4 - NOX Rate Annual v3.1, Unit 5458 and retrofits | 754 | 1942 | Rate Constraint in lbs/MMBtu | FALSE | L | Annual | Allowances Purchased NOX | MTons | 0 | 0 | 0 | 0 | 0 | 0 | 0
NSR W H Sammis 1-4 - NOX Rate Annual v3.1, Unit 5458 and retrofits | 754 | 1942 | Rate Constraint in lbs/MMBtu | FALSE | L | Annual | Allowances Sold NOX | MTons | 0 | 0 | 0 | 0 | 0 | 0 | 0
NSR W H Sammis 1-4 - NOX Rate Annual v3.1, Unit 5458 and retrofits | 754 | 1942 | Rate Constraint in lbs/MMBtu | FALSE | L | Annual | Allowances Banked | MTons | 0 | 0 | 0 | 0 | 0 | 0 | 0
NSR W H Sammis 1-4 - NOX Rate Annual v3.1, Unit 5458 and retrofits | 754 | 1942 | Rate Constraint in lbs/MMBtu | FALSE | L | Annual | Allowances Withdrawn (1:1) | MTons | 0 | 0 | 0 | 0 | 0 | 0 | 0
NSR W H Sammis 1-4 - NOX Rate Annual v3.1, Unit 5458 and retrofits | 754 | 1942 | Rate Constraint in lbs/MMBtu | FALSE | L | Annual | Allowances Withdrawn (n:1) | MTons | 0 | 0 | 0 | 0 | 0 | 0 | 0
NSR W H Sammis 1-4 - NOX Rate Annual v3.1, Unit 5458 and retrofits | 754 | 1942 | Rate Constraint in lbs/MMBtu | FALSE | L | Annual | Net Emissions Allowance Position | MTons | 1.5039 | 1.5039 | 1.3902 | 1.0121 | 1.0108 | 0.49909 | 0.49909
NSR W H Sammis 1-4 - NOX Rate Annual v3.1, Unit 5458 and retrofits | 754 | 1942 | Rate Constraint in lbs/MMBtu | FALSE | L | Annual | Fuel Consumed | TBtu | 12.7842 | 12.7842 | 11.8174 | 8.6031 | 8.6141 | 4.2531 | 4.2531
NSR W H Sammis 1-4 - NOX Rate Annual v3.1, Unit 5458 and retrofits | 754 | 1942 | Rate Constraint in lbs/MMBtu | FALSE | L | Annual | Rate | lb/MMBtu | 0.23528 | 0.23528 | 0.23528 | 0.23528 | 0.23469 | 0.23469 | 0.23469
NSR W H Sammis 1-4 - NOX Rate Annual v3.1, Unit 5458 and retrofits | 754 | 1942 | Rate Constraint in lbs/MMBtu | FALSE | L | Annual | Generation | TWh | 1.2663 | 1.2663 | 1.1705 | 0.85216 | 0.85216 | 0.42074 | 0.42074
NSR W H Sammis 1-4 - NOX Rate Annual v3.1, Unit 5458 and retrofits | 754 | 1942 | Rate Constraint in lbs/MMBtu | FALSE | L | Annual | Qualifying Generation | TWh | 1.2663 | 1.2663 | 1.1705 | 0.85216 | 0.85216 | 0.42074 | 0.42074
NSR W H Sammis 1-4 - NOX Rate Annual v3.1, Unit 5458 and retrofits | 754 | 1942 | Rate Constraint in lbs/MMBtu | FALSE | L | Annual | Rate | lb/MWh | 1.1876 | 1.1876 | 1.1876 | 1.1876 | 1.1862 | 1.1862 | 1.1862
NSR W H Sammis 1-4 - NOX Rate Annual v3.1, Unit 5458 and retrofits | 754 | 1942 | Rate Constraint in lbs/MMBtu | FALSE | L | Annual | Constraint Shadow Price | US$/Ton | 0 | 0 | 0 | 0 | 0 | 0 | 0
NSR W H Sammis 1-4 - NOX Rate Annual v3.1, Unit 5459 and retrofits | 755 | 1942 | Rate Constraint in lbs/MMBtu | FALSE | L | Annual | Seasons Included | Seasons | Winter, Summer | Winter, Summer | Winter, Summer | Winter, Summer | Winter, Summer | Winter, Summer | Winter, Summer
NSR W H Sammis 1-4 - NOX Rate Annual v3.1, Unit 5459 and retrofits | 755 | 1942 | Rate Constraint in lbs/MMBtu | FALSE | L | Annual | Standard | lb/MMBtu | 0.25 | 0.25 | 0.25 | 0.25 | 0.25 | 0.25 | 0.25
NSR W H Sammis 1-4 - NOX Rate Annual v3.1, Unit 5459 and retrofits | 755 | 1942 | Rate Constraint in lbs/MMBtu | FALSE | L | Annual | Emissions at Affected Plants NOX | MTons | 1.5705 | 1.5705 | 1.3718 | 0.99747 | 0.99747 | 1.132 | 0.95262
NSR W H Sammis 1-4 - NOX Rate Annual v3.1, Unit 5459 and retrofits | 755 | 1942 | Rate Constraint in lbs/MMBtu | FALSE | L | Annual | Allowances Purchased NOX | MTons | 0 | 0 | 0 | 0 | 0 | 0 | 0
NSR W H Sammis 1-4 - NOX Rate Annual v3.1, Unit 5459 and retrofits | 755 | 1942 | Rate Constraint in lbs/MMBtu | FALSE | L | Annual | Allowances Sold NOX | MTons | 0 | 0 | 0 | 0 | 0 | 0 | 0
NSR W H Sammis 1-4 - NOX Rate Annual v3.1, Unit 5459 and retrofits | 755 | 1942 | Rate Constraint in lbs/MMBtu | FALSE | L | Annual | Allowances Banked | MTons | 0 | 0 | 0 | 0 | 0 | 0 | 0
NSR W H Sammis 1-4 - NOX Rate Annual v3.1, Unit 5459 and retrofits | 755 | 1942 | Rate Constraint in lbs/MMBtu | FALSE | L | Annual | Allowances Withdrawn (1:1) | MTons | 0 | 0 | 0 | 0 | 0 | 0 | 0
NSR W H Sammis 1-4 - NOX Rate Annual v3.1, Unit 5459 and retrofits | 755 | 1942 | Rate Constraint in lbs/MMBtu | FALSE | L | Annual | Allowances Withdrawn (n:1) | MTons | 0 | 0 | 0 | 0 | 0 | 0 | 0
NSR W H Sammis 1-4 - NOX Rate Annual v3.1, Unit 5459 and retrofits | 755 | 1942 | Rate Constraint in lbs/MMBtu | FALSE | L | Annual | Net Emissions Allowance Position | MTons | 1.5705 | 1.5705 | 1.3718 | 0.99747 | 0.99747 | 1.132 | 0.95262
NSR W H Sammis 1-4 - NOX Rate Annual v3.1, Unit 5459 and retrofits | 755 | 1942 | Rate Constraint in lbs/MMBtu | FALSE | L | Annual | Fuel Consumed | TBtu | 13.3204 | 13.3204 | 11.6354 | 8.4814 | 8.4814 | 9.6248 | 8.1
NSR W H Sammis 1-4 - NOX Rate Annual v3.1, Unit 5459 and retrofits | 755 | 1942 | Rate Constraint in lbs/MMBtu | FALSE | L | Annual | Rate | lb/MMBtu | 0.2358 | 0.2358 | 0.2358 | 0.23521 | 0.23521 | 0.23521 | 0.23521
NSR W H Sammis 1-4 - NOX Rate Annual v3.1, Unit 5459 and retrofits | 755 | 1942 | Rate Constraint in lbs/MMBtu | FALSE | L | Annual | Generation | TWh | 1.3401 | 1.3401 | 1.1705 | 0.85216 | 0.85216 | 0.96705 | 0.81384
NSR W H Sammis 1-4 - NOX Rate Annual v3.1, Unit 5459 and retrofits | 755 | 1942 | Rate Constraint in lbs/MMBtu | FALSE | L | Annual | Qualifying Generation | TWh | 1.3401 | 1.3401 | 1.1705 | 0.85216 | 0.85216 | 0.96705 | 0.81384
NSR W H Sammis 1-4 - NOX Rate Annual v3.1, Unit 5459 and retrofits | 755 | 1942 | Rate Constraint in lbs/MMBtu | FALSE | L | Annual | Rate | lb/MWh | 1.1719 | 1.1719 | 1.1719 | 1.1705 | 1.1705 | 1.1705 | 1.1705
NSR W H Sammis 1-4 - NOX Rate Annual v3.1, Unit 5459 and retrofits | 755 | 1942 | Rate Constraint in lbs/MMBtu | FALSE | L | Annual | Constraint Shadow Price | US$/Ton | 0 | 0 | 0 | 0 | 0 | 0 | 0
NSR W H Sammis 1-5 - SO2 Rate Annual v3.1, Unit 5456 and retrofits | 756 | 1877 | Rate Constraint in lbs/MMBtu | FALSE | L | Annual | Seasons Included | Seasons | Winter, Summer | Winter, Summer | Winter, Summer | Winter, Summer | Winter, Summer | Winter, Summer | Winter, Summer
NSR W H Sammis 1-5 - SO2 Rate Annual v3.1, Unit 5456 and retrofits | 756 | 1877 | Rate Constraint in lbs/MMBtu | FALSE | L | Annual | Standard | lb/MMBtu | 1.1 | 1.1 | 1.1 | 1.1 | 1.1 | 1.1 | 1.1
NSR W H Sammis 1-5 - SO2 Rate Annual v3.1, Unit 5456 and retrofits | 756 | 1877 | Rate Constraint in lbs/MMBtu | FALSE | L | Annual | Emissions at Affected Plants SO2 | MTons | 0.46929 | 0.77451 | 0.71594 | 0.50335 | 0.25665 | 0.32959 | 0.22488
NSR W H Sammis 1-5 - SO2 Rate Annual v3.1, Unit 5456 and retrofits | 756 | 1877 | Rate Constraint in lbs/MMBtu | FALSE | L | Annual | Allowances Purchased SO2 | MTons | 0 | 0 | 0 | 0 | 0 | 0 | 0
NSR W H Sammis 1-5 - SO2 Rate Annual v3.1, Unit 5456 and retrofits | 756 | 1877 | Rate Constraint in lbs/MMBtu | FALSE | L | Annual | Allowances Sold SO2 | MTons | 0 | 0 | 0 | 0 | 0 | 0 | 0
NSR W H Sammis 1-5 - SO2 Rate Annual v3.1, Unit 5456 and retrofits | 756 | 1877 | Rate Constraint in lbs/MMBtu | FALSE | L | Annual | Allowances Banked | MTons | 0 | 0 | 0 | 0 | 0 | 0 | 0
NSR W H Sammis 1-5 - SO2 Rate Annual v3.1, Unit 5456 and retrofits | 756 | 1877 | Rate Constraint in lbs/MMBtu | FALSE | L | Annual | Allowances Withdrawn (1:1) | MTons | 0 | 0 | 0 | 0 | 0 | 0 | 0
NSR W H Sammis 1-5 - SO2 Rate Annual v3.1, Unit 5456 and retrofits | 756 | 1877 | Rate Constraint in lbs/MMBtu | FALSE | L | Annual | Allowances Withdrawn (n:1) | MTons | 0 | 0 | 0 | 0 | 0 | 0 | 0
NSR W H Sammis 1-5 - SO2 Rate Annual v3.1, Unit 5456 and retrofits | 756 | 1877 | Rate Constraint in lbs/MMBtu | FALSE | L | Annual | Net Emissions Allowance Position | MTons | 0.46929 | 0.77451 | 0.71594 | 0.50335 | 0.25665 | 0.32959 | 0.22488
NSR W H Sammis 1-5 - SO2 Rate Annual v3.1, Unit 5456 and retrofits | 756 | 1877 | Rate Constraint in lbs/MMBtu | FALSE | L | Annual | Fuel Consumed | TBtu | 12.7178 | 12.7178 | 11.756 | 8.5584 | 8.5693 | 8.97 | 4.231
NSR W H Sammis 1-5 - SO2 Rate Annual v3.1, Unit 5456 and retrofits | 756 | 1877 | Rate Constraint in lbs/MMBtu | FALSE | L | Annual | Rate | lb/MMBtu | 0.0738 | 0.1218 | 0.1218 | 0.11763 | 0.0599 | 0.073487 | 0.1063
NSR W H Sammis 1-5 - SO2 Rate Annual v3.1, Unit 5456 and retrofits | 756 | 1877 | Rate Constraint in lbs/MMBtu | FALSE | L | Annual | Generation | TWh | 1.2663 | 1.2663 | 1.1705 | 0.85216 | 0.85216 | 0.89201 | 0.42074
NSR W H Sammis 1-5 - SO2 Rate Annual v3.1, Unit 5456 and retrofits | 756 | 1877 | Rate Constraint in lbs/MMBtu | FALSE | L | Annual | Qualifying Generation | TWh | 1.2663 | 1.2663 | 1.1705 | 0.85216 | 0.85216 | 0.89201 | 0.42074
NSR W H Sammis 1-5 - SO2 Rate Annual v3.1, Unit 5456 and retrofits | 756 | 1877 | Rate Constraint in lbs/MMBtu | FALSE | L | Annual | Rate | lb/MWh | 0.37059 | 0.61163 | 0.61163 | 0.59068 | 0.30118 | 0.36949 | 0.53449
NSR W H Sammis 1-5 - SO2 Rate Annual v3.1, Unit 5456 and retrofits | 756 | 1877 | Rate Constraint in lbs/MMBtu | FALSE | L | Annual | Constraint Shadow Price | US$/Ton | 0 | 0 | 0 | 0 | 0 | 0 | 0
NSR W H Sammis 1-5 - SO2 Rate Annual v3.1, Unit 5457 and retrofits | 757 | 1877 | Rate Constraint in lbs/MMBtu | FALSE | L | Annual | Seasons Included | Seasons | Winter, Summer | Winter, Summer | Winter, Summer | Winter, Summer | Winter, Summer | Winter, Summer | Winter, Summer
NSR W H Sammis 1-5 - SO2 Rate Annual v3.1, Unit 5457 and retrofits | 757 | 1877 | Rate Constraint in lbs/MMBtu | FALSE | L | Annual | Standard | lb/MMBtu | 1.1 | 1.1 | 1.1 | 1.1 | 1.1 | 1.1 | 1.1
NSR W H Sammis 1-5 - SO2 Rate Annual v3.1, Unit 5457 and retrofits | 757 | 1877 | Rate Constraint in lbs/MMBtu | FALSE | L | Annual | Emissions at Affected Plants SO2 | MTons | 0.47126 | 0.77777 | 0.71895 | 0.50546 | 0.25773 | 0.15611 | 0.15611
NSR W H Sammis 1-5 - SO2 Rate Annual v3.1, Unit 5457 and retrofits | 757 | 1877 | Rate Constraint in lbs/MMBtu | FALSE | L | Annual | Allowances Purchased SO2 | MTons | 0 | 0 | 0 | 0 | 0 | 0 | 0
NSR W H Sammis 1-5 - SO2 Rate Annual v3.1, Unit 5457 and retrofits | 757 | 1877 | Rate Constraint in lbs/MMBtu | FALSE | L | Annual | Allowances Sold SO2 | MTons | 0 | 0 | 0 | 0 | 0 | 0 | 0
NSR W H Sammis 1-5 - SO2 Rate Annual v3.1, Unit 5457 and retrofits | 757 | 1877 | Rate Constraint in lbs/MMBtu | FALSE | L | Annual | Allowances Banked | MTons | 0 | 0 | 0 | 0 | 0 | 0 | 0
NSR W H Sammis 1-5 - SO2 Rate Annual v3.1, Unit 5457 and retrofits | 757 | 1877 | Rate Constraint in lbs/MMBtu | FALSE | L | Annual | Allowances Withdrawn (1:1) | MTons | 0 | 0 | 0 | 0 | 0 | 0 | 0
NSR W H Sammis 1-5 - SO2 Rate Annual v3.1, Unit 5457 and retrofits | 757 | 1877 | Rate Constraint in lbs/MMBtu | FALSE | L | Annual | Allowances Withdrawn (n:1) | MTons | 0 | 0 | 0 | 0 | 0 | 0 | 0
NSR W H Sammis 1-5 - SO2 Rate Annual v3.1, Unit 5457 and retrofits | 757 | 1877 | Rate Constraint in lbs/MMBtu | FALSE | L | Annual | Net Emissions Allowance Position | MTons | 0.47126 | 0.77777 | 0.71895 | 0.50546 | 0.25773 | 0.15611 | 0.15611
NSR W H Sammis 1-5 - SO2 Rate Annual v3.1, Unit 5457 and retrofits | 757 | 1877 | Rate Constraint in lbs/MMBtu | FALSE | L | Annual | Fuel Consumed | TBtu | 12.7712 | 12.7712 | 11.8054 | 8.5943 | 8.6053 | 4.2487 | 4.2487
NSR W H Sammis 1-5 - SO2 Rate Annual v3.1, Unit 5457 and retrofits | 757 | 1877 | Rate Constraint in lbs/MMBtu | FALSE | L | Annual | Rate | lb/MMBtu | 0.0738 | 0.1218 | 0.1218 | 0.11763 | 0.0599 | 0.073487 | 0.073487
NSR W H Sammis 1-5 - SO2 Rate Annual v3.1, Unit 5457 and retrofits | 757 | 1877 | Rate Constraint in lbs/MMBtu | FALSE | L | Annual | Generation | TWh | 1.2663 | 1.2663 | 1.1705 | 0.85216 | 0.85216 | 0.42074 | 0.42074
NSR W H Sammis 1-5 - SO2 Rate Annual v3.1, Unit 5457 and retrofits | 757 | 1877 | Rate Constraint in lbs/MMBtu | FALSE | L | Annual | Qualifying Generation | TWh | 1.2663 | 1.2663 | 1.1705 | 0.85216 | 0.85216 | 0.42074 | 0.42074
NSR W H Sammis 1-5 - SO2 Rate Annual v3.1, Unit 5457 and retrofits | 757 | 1877 | Rate Constraint in lbs/MMBtu | FALSE | L | Annual | Rate | lb/MWh | 0.37215 | 0.6142 | 0.6142 | 0.59316 | 0.30244 | 0.37104 | 0.37104
NSR W H Sammis 1-5 - SO2 Rate Annual v3.1, Unit 5457 and retrofits | 757 | 1877 | Rate Constraint in lbs/MMBtu | FALSE | L | Annual | Constraint Shadow Price | US$/Ton | 0 | 0 | 0 | 0 | 0 | 0 | 0
NSR W H Sammis 1-5 - SO2 Rate Annual v3.1, Unit 5458 and retrofits | 758 | 1877 | Rate Constraint in lbs/MMBtu | FALSE | L | Annual | Seasons Included | Seasons | Winter, Summer | Winter, Summer | Winter, Summer | Winter, Summer | Winter, Summer | Winter, Summer | Winter, Summer
NSR W H Sammis 1-5 - SO2 Rate Annual v3.1, Unit 5458 and retrofits | 758 | 1877 | Rate Constraint in lbs/MMBtu | FALSE | L | Annual | Standard | lb/MMBtu | 1.1 | 1.1 | 1.1 | 1.1 | 1.1 | 1.1 | 1.1
NSR W H Sammis 1-5 - SO2 Rate Annual v3.1, Unit 5458 and retrofits | 758 | 1877 | Rate Constraint in lbs/MMBtu | FALSE | L | Annual | Emissions at Affected Plants SO2 | MTons | 0.47174 | 0.77856 | 0.71968 | 0.50598 | 0.25799 | 0.15627 | 0.18626
NSR W H Sammis 1-5 - SO2 Rate Annual v3.1, Unit 5458 and retrofits | 758 | 1877 | Rate Constraint in lbs/MMBtu | FALSE | L | Annual | Allowances Purchased SO2 | MTons | 0 | 0 | 0 | 0 | 0 | 0 | 0
NSR W H Sammis 1-5 - SO2 Rate Annual v3.1, Unit 5458 and retrofits | 758 | 1877 | Rate Constraint in lbs/MMBtu | FALSE | L | Annual | Allowances Sold SO2 | MTons | 0 | 0 | 0 | 0 | 0 | 0 | 0
NSR W H Sammis 1-5 - SO2 Rate Annual v3.1, Unit 5458 and retrofits | 758 | 1877 | Rate Constraint in lbs/MMBtu | FALSE | L | Annual | Allowances Banked | MTons | 0 | 0 | 0 | 0 | 0 | 0 | 0
NSR W H Sammis 1-5 - SO2 Rate Annual v3.1, Unit 5458 and retrofits | 758 | 1877 | Rate Constraint in lbs/MMBtu | FALSE | L | Annual | Allowances Withdrawn (1:1) | MTons | 0 | 0 | 0 | 0 | 0 | 0 | 0
NSR W H Sammis 1-5 - SO2 Rate Annual v3.1, Unit 5458 and retrofits | 758 | 1877 | Rate Constraint in lbs/MMBtu | FALSE | L | Annual | Allowances Withdrawn (n:1) | MTons | 0 | 0 | 0 | 0 | 0 | 0 | 0
NSR W H Sammis 1-5 - SO2 Rate Annual v3.1, Unit 5458 and retrofits | 758 | 1877 | Rate Constraint in lbs/MMBtu | FALSE | L | Annual | Net Emissions Allowance Position | MTons | 0.47174 | 0.77856 | 0.71968 | 0.50598 | 0.25799 | 0.15627 | 0.18626
NSR W H Sammis 1-5 - SO2 Rate Annual v3.1, Unit 5458 and retrofits | 758 | 1877 | Rate Constraint in lbs/MMBtu | FALSE | L | Annual | Fuel Consumed | TBtu | 12.7842 | 12.7842 | 11.8174 | 8.6031 | 8.6141 | 4.2531 | 4.2531
NSR W H Sammis 1-5 - SO2 Rate Annual v3.1, Unit 5458 and retrofits | 758 | 1877 | Rate Constraint in lbs/MMBtu | FALSE | L | Annual | Rate | lb/MMBtu | 0.0738 | 0.1218 | 0.1218 | 0.11763 | 0.0599 | 0.073487 | 0.087589
NSR W H Sammis 1-5 - SO2 Rate Annual v3.1, Unit 5458 and retrofits | 758 | 1877 | Rate Constraint in lbs/MMBtu | FALSE | L | Annual | Generation | TWh | 1.2663 | 1.2663 | 1.1705 | 0.85216 | 0.85216 | 0.42074 | 0.42074
NSR W H Sammis 1-5 - SO2 Rate Annual v3.1, Unit 5458 and retrofits | 758 | 1877 | Rate Constraint in lbs/MMBtu | FALSE | L | Annual | Qualifying Generation | TWh | 1.2663 | 1.2663 | 1.1705 | 0.85216 | 0.85216 | 0.42074 | 0.42074
NSR W H Sammis 1-5 - SO2 Rate Annual v3.1, Unit 5458 and retrofits | 758 | 1877 | Rate Constraint in lbs/MMBtu | FALSE | L | Annual | Rate | lb/MWh | 0.37253 | 0.61482 | 0.61482 | 0.59376 | 0.30275 | 0.37142 | 0.4427
NSR W H Sammis 1-5 - SO2 Rate Annual v3.1, Unit 5458 and retrofits | 758 | 1877 | Rate Constraint in lbs/MMBtu | FALSE | L | Annual | Constraint Shadow Price | US$/Ton | 0 | 0 | 0 | 0 | 0 | 0 | 0
NSR W H Sammis 1-5 - SO2 Rate Annual v3.1, Unit 5459 and retrofits | 759 | 1877 | Rate Constraint in lbs/MMBtu | FALSE | L | Annual | Seasons Included | Seasons | Winter, Summer | Winter, Summer | Winter, Summer | Winter, Summer | Winter, Summer | Winter, Summer | Winter, Summer
NSR W H Sammis 1-5 - SO2 Rate Annual v3.1, Unit 5459 and retrofits | 759 | 1877 | Rate Constraint in lbs/MMBtu | FALSE | L | Annual | Standard | lb/MMBtu | 1.1 | 1.1 | 1.1 | 1.1 | 1.1 | 1.1 | 1.1
NSR W H Sammis 1-5 - SO2 Rate Annual v3.1, Unit 5459 and retrofits | 759 | 1877 | Rate Constraint in lbs/MMBtu | FALSE | L | Annual | Emissions at Affected Plants SO2 | MTons | 0.4979 | 0.67212 | 0.70859 | 0.38674 | 0.25402 | 0.35365 | 0.32972
NSR W H Sammis 1-5 - SO2 Rate Annual v3.1, Unit 5459 and retrofits | 759 | 1877 | Rate Constraint in lbs/MMBtu | FALSE | L | Annual | Allowances Purchased SO2 | MTons | 0 | 0 | 0 | 0 | 0 | 0 | 0
NSR W H Sammis 1-5 - SO2 Rate Annual v3.1, Unit 5459 and retrofits | 759 | 1877 | Rate Constraint in lbs/MMBtu | FALSE | L | Annual | Allowances Sold SO2 | MTons | 0 | 0 | 0 | 0 | 0 | 0 | 0
NSR W H Sammis 1-5 - SO2 Rate Annual v3.1, Unit 5459 and retrofits | 759 | 1877 | Rate Constraint in lbs/MMBtu | FALSE | L | Annual | Allowances Banked | MTons | 0 | 0 | 0 | 0 | 0 | 0 | 0
NSR W H Sammis 1-5 - SO2 Rate Annual v3.1, Unit 5459 and retrofits | 759 | 1877 | Rate Constraint in lbs/MMBtu | FALSE | L | Annual | Allowances Withdrawn (1:1) | MTons | 0 | 0 | 0 | 0 | 0 | 0 | 0
NSR W H Sammis 1-5 - SO2 Rate Annual v3.1, Unit 5459 and retrofits | 759 | 1877 | Rate Constraint in lbs/MMBtu | FALSE | L | Annual | Allowances Withdrawn (n:1) | MTons | 0 | 0 | 0 | 0 | 0 | 0 | 0
NSR W H Sammis 1-5 - SO2 Rate Annual v3.1, Unit 5459 and retrofits | 759 | 1877 | Rate Constraint in lbs/MMBtu | FALSE | L | Annual | Net Emissions Allowance Position | MTons | 0.4979 | 0.67212 | 0.70859 | 0.38674 | 0.25402 | 0.35365 | 0.32972
NSR W H Sammis 1-5 - SO2 Rate Annual v3.1, Unit 5459 and retrofits | 759 | 1877 | Rate Constraint in lbs/MMBtu | FALSE | L | Annual | Fuel Consumed | TBtu | 13.3204 | 13.3204 | 11.6354 | 8.4814 | 8.4814 | 9.6248 | 8.1
NSR W H Sammis 1-5 - SO2 Rate Annual v3.1, Unit 5459 and retrofits | 759 | 1877 | Rate Constraint in lbs/MMBtu | FALSE | L | Annual | Rate | lb/MMBtu | 0.074757 | 0.10092 | 0.1218 | 0.091198 | 0.0599 | 0.073487 | 0.081412
NSR W H Sammis 1-5 - SO2 Rate Annual v3.1, Unit 5459 and retrofits | 759 | 1877 | Rate Constraint in lbs/MMBtu | FALSE | L | Annual | Generation | TWh | 1.3401 | 1.3401 | 1.1705 | 0.85216 | 0.85216 | 0.96705 | 0.81384
NSR W H Sammis 1-5 - SO2 Rate Annual v3.1, Unit 5459 and retrofits | 759 | 1877 | Rate Constraint in lbs/MMBtu | FALSE | L | Annual | Qualifying Generation | TWh | 1.3401 | 1.3401 | 1.1705 | 0.85216 | 0.85216 | 0.96705 | 0.81384
NSR W H Sammis 1-5 - SO2 Rate Annual v3.1, Unit 5459 and retrofits | 759 | 1877 | Rate Constraint in lbs/MMBtu | FALSE | L | Annual | Rate | lb/MWh | 0.37155 | 0.50156 | 0.60535 | 0.45384 | 0.29809 | 0.3657 | 0.40514
NSR W H Sammis 1-5 - SO2 Rate Annual v3.1, Unit 5459 and retrofits | 759 | 1877 | Rate Constraint in lbs/MMBtu | FALSE | L | Annual | Constraint Shadow Price | US$/Ton | 0 | 0 | 0 | 0 | 0 | 0 | 0
NSR W H Sammis 1-5 - SO2 Rate Annual v3.1, Unit 5460 and retrofits | 760 | 1877 | Rate Constraint in lbs/MMBtu | FALSE | L | Annual | Seasons Included | Seasons | Winter, Summer | Winter, Summer | Winter, Summer | Winter, Summer | Winter, Summer | Winter, Summer | Winter, Summer
NSR W H Sammis 1-5 - SO2 Rate Annual v3.1, Unit 5460 and retrofits | 760 | 1877 | Rate Constraint in lbs/MMBtu | FALSE | L | Annual | Standard | lb/MMBtu | 1.1 | 1.1 | 1.1 | 1.1 | 1.1 | 1.1 | 1.1
NSR W H Sammis 1-5 - SO2 Rate Annual v3.1, Unit 5460 and retrofits | 760 | 1877 | Rate Constraint in lbs/MMBtu | FALSE | L | Annual | Emissions at Affected Plants SO2 | MTons | 0.81025 | 1.3372 | 0.96501 | 0.60245 | 0.41883 | 0.25417 | 0.29558
NSR W H Sammis 1-5 - SO2 Rate Annual v3.1, Unit 5460 and retrofits | 760 | 1877 | Rate Constraint in lbs/MMBtu | FALSE | L | Annual | Allowances Purchased SO2 | MTons | 0 | 0 | 0 | 0 | 0 | 0 | 0
NSR W H Sammis 1-5 - SO2 Rate Annual v3.1, Unit 5460 and retrofits | 760 | 1877 | Rate Constraint in lbs/MMBtu | FALSE | L | Annual | Allowances Sold SO2 | MTons | 0 | 0 | 0 | 0 | 0 | 0 | 0
NSR W H Sammis 1-5 - SO2 Rate Annual v3.1, Unit 5460 and retrofits | 760 | 1877 | Rate Constraint in lbs/MMBtu | FALSE | L | Annual | Allowances Banked | MTons | 0 | 0 | 0 | 0 | 0 | 0 | 0
NSR W H Sammis 1-5 - SO2 Rate Annual v3.1, Unit 5460 and retrofits | 760 | 1877 | Rate Constraint in lbs/MMBtu | FALSE | L | Annual | Allowances Withdrawn (1:1) | MTons | 0 | 0 | 0 | 0 | 0 | 0 | 0
NSR W H Sammis 1-5 - SO2 Rate Annual v3.1, Unit 5460 and retrofits | 760 | 1877 | Rate Constraint in lbs/MMBtu | FALSE | L | Annual | Allowances Withdrawn (n:1) | MTons | 0 | 0 | 0 | 0 | 0 | 0 | 0
NSR W H Sammis 1-5 - SO2 Rate Annual v3.1, Unit 5460 and retrofits | 760 | 1877 | Rate Constraint in lbs/MMBtu | FALSE | L | Annual | Net Emissions Allowance Position | MTons | 0.81025 | 1.3372 | 0.96501 | 0.60245 | 0.41883 | 0.25417 | 0.29558
NSR W H Sammis 1-5 - SO2 Rate Annual v3.1, Unit 5460 and retrofits | 760 | 1877 | Rate Constraint in lbs/MMBtu | FALSE | L | Annual | Fuel Consumed | TBtu | 21.958 | 21.958 | 15.8459 | 11.3799 | 13.9842 | 6.9175 | 6.9175
NSR W H Sammis 1-5 - SO2 Rate Annual v3.1, Unit 5460 and retrofits | 760 | 1877 | Rate Constraint in lbs/MMBtu | FALSE | L | Annual | Rate | lb/MMBtu | 0.0738 | 0.1218 | 0.1218 | 0.10588 | 0.0599 | 0.073487 | 0.08546
NSR W H Sammis 1-5 - SO2 Rate Annual v3.1, Unit 5460 and retrofits | 760 | 1877 | Rate Constraint in lbs/MMBtu | FALSE | L | Annual | Generation | TWh | 2.1963 | 2.1963 | 1.5849 | 1.1382 | 1.3969 | 0.69102 | 0.69102
NSR W H Sammis 1-5 - SO2 Rate Annual v3.1, Unit 5460 and retrofits | 760 | 1877 | Rate Constraint in lbs/MMBtu | FALSE | L | Annual | Qualifying Generation | TWh | 2.1963 | 2.1963 | 1.5849 | 1.1382 | 1.3969 | 0.69102 | 0.69102
NSR W H Sammis 1-5 - SO2 Rate Annual v3.1, Unit 5460 and retrofits | 760 | 1877 | Rate Constraint in lbs/MMBtu | FALSE | L | Annual | Rate | lb/MWh | 0.36892 | 0.60887 | 0.60887 | 0.52929 | 0.29982 | 0.36783 | 0.42775
NSR W H Sammis 1-5 - SO2 Rate Annual v3.1, Unit 5460 and retrofits | 760 | 1877 | Rate Constraint in lbs/MMBtu | FALSE | L | Annual | Constraint Shadow Price | US$/Ton | 0 | 0 | 0 | 0 | 0 | 0 | 0
NSR W H Sammis 5 - NOX Rate Annual v3.1, Unit 5460 and retrofits | 761 | 1878 | Rate Constraint in lbs/MMBtu | FALSE | L | Annual | Seasons Included | Seasons | Winter, Summer | Winter, Summer | Winter, Summer | Winter, Summer | Winter, Summer | Winter, Summer | Winter, Summer
NSR W H Sammis 5 - NOX Rate Annual v3.1, Unit 5460 and retrofits | 761 | 1878 | Rate Constraint in lbs/MMBtu | FALSE | L | Annual | Standard | lb/MMBtu | 0.29 | 0.29 | 0.29 | 0.29 | 0.29 | 0.29 | 0.29
NSR W H Sammis 5 - NOX Rate Annual v3.1, Unit 5460 and retrofits | 761 | 1878 | Rate Constraint in lbs/MMBtu | FALSE | L | Annual | Emissions at Affected Plants NOX | MTons | 1.6881 | 1.6881 | 1.2182 | 0.87486 | 1.0724 | 0.53049 | 0.53049
NSR W H Sammis 5 - NOX Rate Annual v3.1, Unit 5460 and retrofits | 761 | 1878 | Rate Constraint in lbs/MMBtu | FALSE | L | Annual | Allowances Purchased NOX | MTons | 0 | 0 | 0 | 0 | 0 | 0 | 0
NSR W H Sammis 5 - NOX Rate Annual v3.1, Unit 5460 and retrofits | 761 | 1878 | Rate Constraint in lbs/MMBtu | FALSE | L | Annual | Allowances Sold NOX | MTons | 0 | 0 | 0 | 0 | 0 | 0 | 0
NSR W H Sammis 5 - NOX Rate Annual v3.1, Unit 5460 and retrofits | 761 | 1878 | Rate Constraint in lbs/MMBtu | FALSE | L | Annual | Allowances Banked | MTons | 0 | 0 | 0 | 0 | 0 | 0 | 0
NSR W H Sammis 5 - NOX Rate Annual v3.1, Unit 5460 and retrofits | 761 | 1878 | Rate Constraint in lbs/MMBtu | FALSE | L | Annual | Allowances Withdrawn (1:1) | MTons | 0 | 0 | 0 | 0 | 0 | 0 | 0
NSR W H Sammis 5 - NOX Rate Annual v3.1, Unit 5460 and retrofits | 761 | 1878 | Rate Constraint in lbs/MMBtu | FALSE | L | Annual | Allowances Withdrawn (n:1) | MTons | 0 | 0 | 0 | 0 | 0 | 0 | 0
NSR W H Sammis 5 - NOX Rate Annual v3.1, Unit 5460 and retrofits | 761 | 1878 | Rate Constraint in lbs/MMBtu | FALSE | L | Annual | Net Emissions Allowance Position | MTons | 1.6881 | 1.6881 | 1.2182 | 0.87486 | 1.0724 | 0.53049 | 0.53049
NSR W H Sammis 5 - NOX Rate Annual v3.1, Unit 5460 and retrofits | 761 | 1878 | Rate Constraint in lbs/MMBtu | FALSE | L | Annual | Fuel Consumed | TBtu | 21.958 | 21.958 | 15.8459 | 11.3799 | 13.9842 | 6.9175 | 6.9175
NSR W H Sammis 5 - NOX Rate Annual v3.1, Unit 5460 and retrofits | 761 | 1878 | Rate Constraint in lbs/MMBtu | FALSE | L | Annual | Rate | lb/MMBtu | 0.15376 | 0.15376 | 0.15376 | 0.15376 | 0.15338 | 0.15338 | 0.15338
NSR W H Sammis 5 - NOX Rate Annual v3.1, Unit 5460 and retrofits | 761 | 1878 | Rate Constraint in lbs/MMBtu | FALSE | L | Annual | Generation | TWh | 2.1963 | 2.1963 | 1.5849 | 1.1382 | 1.3969 | 0.69102 | 0.69102
NSR W H Sammis 5 - NOX Rate Annual v3.1, Unit 5460 and retrofits | 761 | 1878 | Rate Constraint in lbs/MMBtu | FALSE | L | Annual | Qualifying Generation | TWh | 2.1963 | 2.1963 | 1.5849 | 1.1382 | 1.3969 | 0.69102 | 0.69102
NSR W H Sammis 5 - NOX Rate Annual v3.1, Unit 5460 and retrofits | 761 | 1878 | Rate Constraint in lbs/MMBtu | FALSE | L | Annual | Rate | lb/MWh | 0.76862 | 0.76862 | 0.76862 | 0.76862 | 0.76769 | 0.76769 | 0.76769
NSR W H Sammis 5 - NOX Rate Annual v3.1, Unit 5460 and retrofits | 761 | 1878 | Rate Constraint in lbs/MMBtu | FALSE | L | Annual | Constraint Shadow Price | US$/Ton | 0 | 0 | 0 | 0 | 0 | 0 | 0
NSR W H Sammis 6 - SO2 Rate Annual v3.1, Unit 5424 and retrofits | 762 | 1879 | Rate Constraint in lbs/MMBtu | FALSE | L | Annual | Seasons Included | Seasons | Winter, Summer | Winter, Summer | Winter, Summer | Winter, Summer | Winter, Summer | Winter, Summer | Winter, Summer
NSR W H Sammis 6 - SO2 Rate Annual v3.1, Unit 5424 and retrofits | 762 | 1879 | Rate Constraint in lbs/MMBtu | FALSE | L | Annual | Standard | lb/MMBtu | 0.13 | 0.13 | 0.13 | 0.13 | 0.13 | 0.13 | 0.13
NSR W H Sammis 6 - SO2 Rate Annual v3.1, Unit 5424 and retrofits | 762 | 1879 | Rate Constraint in lbs/MMBtu | FALSE | L | Annual | Emissions at Affected Plants SO2 | MTons | 2.794 | 2.794 | 2.4445 | 1.926 | 1.926 | 2.1927 | 2.02
NSR W H Sammis 6 - SO2 Rate Annual v3.1, Unit 5424 and retrofits | 762 | 1879 | Rate Constraint in lbs/MMBtu | FALSE | L | Annual | Allowances Purchased SO2 | MTons | 0 | 0 | 0 | 0 | 0 | 0 | 0
NSR W H Sammis 6 - SO2 Rate Annual v3.1, Unit 5424 and retrofits | 762 | 1879 | Rate Constraint in lbs/MMBtu | FALSE | L | Annual | Allowances Sold SO2 | MTons | 0 | 0 | 0 | 0 | 0 | 0 | 0
NSR W H Sammis 6 - SO2 Rate Annual v3.1, Unit 5424 and retrofits | 762 | 1879 | Rate Constraint in lbs/MMBtu | FALSE | L | Annual | Allowances Banked | MTons | 0 | 0 | 0 | 0 | 0 | 0 | 0
NSR W H Sammis 6 - SO2 Rate Annual v3.1, Unit 5424 and retrofits | 762 | 1879 | Rate Constraint in lbs/MMBtu | FALSE | L | Annual | Allowances Withdrawn (1:1) | MTons | 0 | 0 | 0 | 0 | 0 | 0 | 0
NSR W H Sammis 6 - SO2 Rate Annual v3.1, Unit 5424 and retrofits | 762 | 1879 | Rate Constraint in lbs/MMBtu | FALSE | L | Annual | Allowances Withdrawn (n:1) | MTons | 0 | 0 | 0 | 0 | 0 | 0 | 0
NSR W H Sammis 6 - SO2 Rate Annual v3.1, Unit 5424 and retrofits | 762 | 1879 | Rate Constraint in lbs/MMBtu | FALSE | L | Annual | Net Emissions Allowance Position | MTons | 2.794 | 2.794 | 2.4445 | 1.926 | 1.926 | 2.1927 | 2.02
NSR W H Sammis 6 - SO2 Rate Annual v3.1, Unit 5424 and retrofits | 762 | 1879 | Rate Constraint in lbs/MMBtu | FALSE | L | Annual | Fuel Consumed | TBtu | 42.985 | 42.985 | 37.5886 | 31.0594 | 31.0594 | 33.7137 | 31.0594
NSR W H Sammis 6 - SO2 Rate Annual v3.1, Unit 5424 and retrofits | 762 | 1879 | Rate Constraint in lbs/MMBtu | FALSE | L | Annual | Rate | lb/MMBtu | 0.13 | 0.13 | 0.13007 | 0.12402 | 0.12402 | 0.13008 | 0.13008
NSR W H Sammis 6 - SO2 Rate Annual v3.1, Unit 5424 and retrofits | 762 | 1879 | Rate Constraint in lbs/MMBtu | FALSE | L | Annual | Generation | TWh | 4.3747 | 4.3747 | 3.8213 | 3.157 | 3.157 | 3.4268 | 3.157
NSR W H Sammis 6 - SO2 Rate Annual v3.1, Unit 5424 and retrofits | 762 | 1879 | Rate Constraint in lbs/MMBtu | FALSE | L | Annual | Qualifying Generation | TWh | 4.3747 | 4.3747 | 3.8213 | 3.157 | 3.157 | 3.4268 | 3.157
NSR W H Sammis 6 - SO2 Rate Annual v3.1, Unit 5424 and retrofits | 762 | 1879 | Rate Constraint in lbs/MMBtu | FALSE | L | Annual | Rate | lb/MWh | 0.63868 | 0.63868 | 0.6397 | 0.61009 | 0.61009 | 0.63987 | 0.63987
NSR W H Sammis 6 - SO2 Rate Annual v3.1, Unit 5424 and retrofits | 762 | 1879 | Rate Constraint in lbs/MMBtu | FALSE | L | Annual | Constraint Shadow Price | US$/Ton | 44.9124 | 144.6264 | 3.7681 | 0 | 0 | 167.262 | 12.2499
NSR W H Sammis 6,7 - NOX Rate Annual v3.1, Unit 5424 and retrofits | 763 | 1880 | Rate Constraint in lbs/MMBtu | FALSE | L | Annual | Seasons Included | Seasons | Winter, Summer | Winter, Summer | Winter, Summer | Winter, Summer | Winter, Summer | Winter, Summer | Winter, Summer
NSR W H Sammis 6,7 - NOX Rate Annual v3.1, Unit 5424 and retrofits | 763 | 1880 | Rate Constraint in lbs/MMBtu | FALSE | L | Annual | Standard | lb/MMBtu | 0.1 | 0.1 | 0.1 | 0.1 | 0.1 | 0.1 | 0.1
NSR W H Sammis 6,7 - NOX Rate Annual v3.1, Unit 5424 and retrofits | 763 | 1880 | Rate Constraint in lbs/MMBtu | FALSE | L | Annual | Emissions at Affected Plants NOX | MTons | 1.954 | 1.954 | 1.705 | 1.4084 | 1.4084 | 1.5287 | 1.4084
NSR W H Sammis 6,7 - NOX Rate Annual v3.1, Unit 5424 and retrofits | 763 | 1880 | Rate Constraint in lbs/MMBtu | FALSE | L | Annual | Allowances Purchased NOX | MTons | 0 | 0 | 0 | 0 | 0 | 0 | 0
NSR W H Sammis 6,7 - NOX Rate Annual v3.1, Unit 5424 and retrofits | 763 | 1880 | Rate Constraint in lbs/MMBtu | FALSE | L | Annual | Allowances Sold NOX | MTons | 0 | 0 | 0 | 0 | 0 | 0 | 0
NSR W H Sammis 6,7 - NOX Rate Annual v3.1, Unit 5424 and retrofits | 763 | 1880 | Rate Constraint in lbs/MMBtu | FALSE | L | Annual | Allowances Banked | MTons | 0 | 0 | 0 | 0 | 0 | 0 | 0
NSR W H Sammis 6,7 - NOX Rate Annual v3.1, Unit 5424 and retrofits | 763 | 1880 | Rate Constraint in lbs/MMBtu | FALSE | L | Annual | Allowances Withdrawn (1:1) | MTons | 0 | 0 | 0 | 0 | 0 | 0 | 0
NSR W H Sammis 6,7 - NOX Rate Annual v3.1, Unit 5424 and retrofits | 763 | 1880 | Rate Constraint in lbs/MMBtu | FALSE | L | Annual | Allowances Withdrawn (n:1) | MTons | 0 | 0 | 0 | 0 | 0 | 0 | 0
NSR W H Sammis 6,7 - NOX Rate Annual v3.1, Unit 5424 and retrofits | 763 | 1880 | Rate Constraint in lbs/MMBtu | FALSE | L | Annual | Net Emissions Allowance Position | MTons | 1.954 | 1.954 | 1.705 | 1.4084 | 1.4084 | 1.5287 | 1.4084
NSR W H Sammis 6,7 - NOX Rate Annual v3.1, Unit 5424 and retrofits | 763 | 1880 | Rate Constraint in lbs/MMBtu | FALSE | L | Annual | Fuel Consumed | TBtu | 42.985 | 42.985 | 37.5886 | 31.0594 | 31.0594 | 33.7137 | 31.0594
NSR W H Sammis 6,7 - NOX Rate Annual v3.1, Unit 5424 and retrofits | 763 | 1880 | Rate Constraint in lbs/MMBtu | FALSE | L | Annual | Rate | lb/MMBtu | 0.090914 | 0.090914 | 0.09072 | 0.090689 | 0.090689 | 0.090689 | 0.090689
NSR W H Sammis 6,7 - NOX Rate Annual v3.1, Unit 5424 and retrofits | 763 | 1880 | Rate Constraint in lbs/MMBtu | FALSE | L | Annual | Generation | TWh | 4.3747 | 4.3747 | 3.8213 | 3.157 | 3.157 | 3.4268 | 3.157
NSR W H Sammis 6,7 - NOX Rate Annual v3.1, Unit 5424 and retrofits | 763 | 1880 | Rate Constraint in lbs/MMBtu | FALSE | L | Annual | Qualifying Generation | TWh | 4.3747 | 4.3747 | 3.8213 | 3.157 | 3.157 | 3.4268 | 3.157
NSR W H Sammis 6,7 - NOX Rate Annual v3.1, Unit 5424 and retrofits | 763 | 1880 | Rate Constraint in lbs/MMBtu | FALSE | L | Annual | Rate | lb/MWh | 0.44665 | 0.44665 | 0.44619 | 0.44611 | 0.44611 | 0.44611 | 0.44611
NSR W H Sammis 6,7 - NOX Rate Annual v3.1, Unit 5424 and retrofits | 763 | 1880 | Rate Constraint in lbs/MMBtu | FALSE | L | Annual | Constraint Shadow Price | US$/Ton | 0 | 0 | 0 | 0 | 0 | 0 | 0
NSR W H Sammis 6,7 - NOX Rate Annual v3.1, Unit 5425 and retrofits | 764 | 1880 | Rate Constraint in lbs/MMBtu | FALSE | L | Annual | Seasons Included | Seasons | Winter, Summer | Winter, Summer | Winter, Summer | Winter, Summer | Winter, Summer | Winter, Summer | Winter, Summer
NSR W H Sammis 6,7 - NOX Rate Annual v3.1, Unit 5425 and retrofits | 764 | 1880 | Rate Constraint in lbs/MMBtu | FALSE | L | Annual | Standard | lb/MMBtu | 0.1 | 0.1 | 0.1 | 0.1 | 0.1 | 0.1 | 0.1
NSR W H Sammis 6,7 - NOX Rate Annual v3.1, Unit 5425 and retrofits | 764 | 1880 | Rate Constraint in lbs/MMBtu | FALSE | L | Annual | Emissions at Affected Plants NOX | MTons | 2.1671 | 2.1671 | 1.8929 | 1.562 | 1.562 | 1.562 | 1.562
NSR W H Sammis 6,7 - NOX Rate Annual v3.1, Unit 5425 and retrofits | 764 | 1880 | Rate Constraint in lbs/MMBtu | FALSE | L | Annual | Allowances Purchased NOX | MTons | 0 | 0 | 0 | 0 | 0 | 0 | 0
NSR W H Sammis 6,7 - NOX Rate Annual v3.1, Unit 5425 and retrofits | 764 | 1880 | Rate Constraint in lbs/MMBtu | FALSE | L | Annual | Allowances Sold NOX | MTons | 0 | 0 | 0 | 0 | 0 | 0 | 0
NSR W H Sammis 6,7 - NOX Rate Annual v3.1, Unit 5425 and retrofits | 764 | 1880 | Rate Constraint in lbs/MMBtu | FALSE | L | Annual | Allowances Banked | MTons | 0 | 0 | 0 | 0 | 0 | 0 | 0
NSR W H Sammis 6,7 - NOX Rate Annual v3.1, Unit 5425 and retrofits | 764 | 1880 | Rate Constraint in lbs/MMBtu | FALSE | L | Annual | Allowances Withdrawn (1:1) | MTons | 0 | 0 | 0 | 0 | 0 | 0 | 0
NSR W H Sammis 6,7 - NOX Rate Annual v3.1, Unit 5425 and retrofits | 764 | 1880 | Rate Constraint in lbs/MMBtu | FALSE | L | Annual | Allowances Withdrawn (n:1) | MTons | 0 | 0 | 0 | 0 | 0 | 0 | 0
NSR W H Sammis 6,7 - NOX Rate Annual v3.1, Unit 5425 and retrofits | 764 | 1880 | Rate Constraint in lbs/MMBtu | FALSE | L | Annual | Net Emissions Allowance Position | MTons | 2.1671 | 2.1671 | 1.8929 | 1.562 | 1.562 | 1.562 | 1.562
NSR W H Sammis 6,7 - NOX Rate Annual v3.1, Unit 5425 and retrofits | 764 | 1880 | Rate Constraint in lbs/MMBtu | FALSE | L | Annual | Fuel Consumed | TBtu | 43.3416 | 43.3416 | 37.8589 | 31.3171 | 31.3171 | 31.3171 | 31.3171
NSR W H Sammis 6,7 - NOX Rate Annual v3.1, Unit 5425 and retrofits | 764 | 1880 | Rate Constraint in lbs/MMBtu | FALSE | L | Annual | Rate | lb/MMBtu | 0.1 | 0.1 | 0.1 | 0.099752 | 0.099752 | 0.099752 | 0.099752
NSR W H Sammis 6,7 - NOX Rate Annual v3.1, Unit 5425 and retrofits | 764 | 1880 | Rate Constraint in lbs/MMBtu | FALSE | L | Annual | Generation | TWh | 4.3747 | 4.3747 | 3.8213 | 3.157 | 3.157 | 3.157 | 3.157
NSR W H Sammis 6,7 - NOX Rate Annual v3.1, Unit 5425 and retrofits | 764 | 1880 | Rate Constraint in lbs/MMBtu | FALSE | L | Annual | Qualifying Generation | TWh | 4.3747 | 4.3747 | 3.8213 | 3.157 | 3.157 | 3.157 | 3.157
NSR W H Sammis 6,7 - NOX Rate Annual v3.1, Unit 5425 and retrofits | 764 | 1880 | Rate Constraint in lbs/MMBtu | FALSE | L | Annual | Rate | lb/MWh | 0.49537 | 0.49537 | 0.49537 | 0.49477 | 0.49477 | 0.49477 | 0.49477
NSR W H Sammis 6,7 - NOX Rate Annual v3.1, Unit 5425 and retrofits | 764 | 1880 | Rate Constraint in lbs/MMBtu | FALSE | L | Annual | Constraint Shadow Price | US$/Ton | 0 | 0 | 0 | 0 | 0 | 0 | 0
NSR W H Sammis 7 - SO2 Rate Annual v3.1, Unit 5425 and retrofits | 765 | 1881 | Rate Constraint in lbs/MMBtu | FALSE | L | Annual | Seasons Included | Seasons | Winter, Summer | Winter, Summer | Winter, Summer | Winter, Summer | Winter, Summer | Winter, Summer | Winter, Summer
NSR W H Sammis 7 - SO2 Rate Annual v3.1, Unit 5425 and retrofits | 765 | 1881 | Rate Constraint in lbs/MMBtu | FALSE | L | Annual | Standard | lb/MMBtu | 0.13 | 0.13 | 0.13 | 0.13 | 0.13 | 0.13 | 0.13
NSR W H Sammis 7 - SO2 Rate Annual v3.1, Unit 5425 and retrofits | 765 | 1881 | Rate Constraint in lbs/MMBtu | FALSE | L | Annual | Emissions at Affected Plants SO2 | MTons | 1.5993 | 2.1194 | 2.3056 | 1.6146 | 0.93795 | 1.1507 | 1.1507
NSR W H Sammis 7 - SO2 Rate Annual v3.1, Unit 5425 and retrofits | 765 | 1881 | Rate Constraint in lbs/MMBtu | FALSE | L | Annual | Allowances Purchased SO2 | MTons | 0 | 0 | 0 | 0 | 0 | 0 | 0
NSR W H Sammis 7 - SO2 Rate Annual v3.1, Unit 5425 and retrofits | 765 | 1881 | Rate Constraint in lbs/MMBtu | FALSE | L | Annual | Allowances Sold SO2 | MTons | 0 | 0 | 0 | 0 | 0 | 0 | 0
NSR W H Sammis 7 - SO2 Rate Annual v3.1, Unit 5425 and retrofits | 765 | 1881 | Rate Constraint in lbs/MMBtu | FALSE | L | Annual | Allowances Banked | MTons | 0 | 0 | 0 | 0 | 0 | 0 | 0
NSR W H Sammis 7 - SO2 Rate Annual v3.1, Unit 5425 and retrofits | 765 | 1881 | Rate Constraint in lbs/MMBtu | FALSE | L | Annual | Allowances Withdrawn (1:1) | MTons | 0 | 0 | 0 | 0 | 0 | 0 | 0
NSR W H Sammis 7 - SO2 Rate Annual v3.1, Unit 5425 and retrofits | 765 | 1881 | Rate Constraint in lbs/MMBtu | FALSE | L | Annual | Allowances Withdrawn (n:1) | MTons | 0 | 0 | 0 | 0 | 0 | 0 | 0
NSR W H Sammis 7 - SO2 Rate Annual v3.1, Unit 5425 and retrofits | 765 | 1881 | Rate Constraint in lbs/MMBtu | FALSE | L | Annual | Net Emissions Allowance Position | MTons | 1.5993 | 2.1194 | 2.3056 | 1.6146 | 0.93795 | 1.1507 | 1.1507
NSR W H Sammis 7 - SO2 Rate Annual v3.1, Unit 5425 and retrofits | 765 | 1881 | Rate Constraint in lbs/MMBtu | FALSE | L | Annual | Fuel Consumed | TBtu | 43.3416 | 43.3416 | 37.8589 | 31.3171 | 31.3171 | 31.3171 | 31.3171
NSR W H Sammis 7 - SO2 Rate Annual v3.1, Unit 5425 and retrofits | 765 | 1881 | Rate Constraint in lbs/MMBtu | FALSE | L | Annual | Rate | lb/MMBtu | 0.0738 | 0.097801 | 0.1218 | 0.10311 | 0.0599 | 0.073487 | 0.073487
NSR W H Sammis 7 - SO2 Rate Annual v3.1, Unit 5425 and retrofits | 765 | 1881 | Rate Constraint in lbs/MMBtu | FALSE | L | Annual | Generation | TWh | 4.3747 | 4.3747 | 3.8213 | 3.157 | 3.157 | 3.157 | 3.157
NSR W H Sammis 7 - SO2 Rate Annual v3.1, Unit 5425 and retrofits | 765 | 1881 | Rate Constraint in lbs/MMBtu | FALSE | L | Annual | Qualifying Generation | TWh | 4.3747 | 4.3747 | 3.8213 | 3.157 | 3.157 | 3.157 | 3.157
NSR W H Sammis 7 - SO2 Rate Annual v3.1, Unit 5425 and retrofits | 765 | 1881 | Rate Constraint in lbs/MMBtu | FALSE | L | Annual | Rate | lb/MWh | 0.36558 | 0.48447 | 0.60336 | 0.51144 | 0.2971 | 0.36449 | 0.36449
NSR W H Sammis 7 - SO2 Rate Annual v3.1, Unit 5425 and retrofits | 765 | 1881 | Rate Constraint in lbs/MMBtu | FALSE | L | Annual | Constraint Shadow Price | US$/Ton | 0 | 0 | 0 | 0 | 0 | 0 | 0
NSR WEPCO Settlement - NOX Cap Annual v3.1 | 766 | 1883 | Rate Constraint in MTons | FALSE | L | Annual | Seasons Included | Seasons | Winter, Summer | Winter, Summer | Winter, Summer | Winter, Summer | Winter, Summer | Winter, Summer | Winter, Summer
NSR WEPCO Settlement - NOX Cap Annual v3.1 | 766 | 1883 | Rate Constraint in MTons | FALSE | L | Annual | Standard | MTons | 17.4 | 17.4 | 17.4 | 17.4 | 17.4 | 17.4 | 17.4
NSR WEPCO Settlement - NOX Cap Annual v3.1 | 766 | 1883 | Rate Constraint in MTons | FALSE | L | Annual | Standard NOX | MTons | 17.4 | 17.4 | 17.4 | 17.4 | 17.4 | 17.4 | 17.4
NSR WEPCO Settlement - NOX Cap Annual v3.1 | 766 | 1883 | Rate Constraint in MTons | FALSE | L | Annual | Emissions at Affected Plants NOX | MTons | 11.1186 | 6.8607 | 5.1564 | 5.3989 | 5.4609 | 5.5553 | 5.7654
NSR WEPCO Settlement - NOX Cap Annual v3.1 | 766 | 1883 | Rate Constraint in MTons | FALSE | L | Annual | Allowances Purchased NOX | MTons | 0 | 0 | 0 | 0 | 0 | 0 | 0
NSR WEPCO Settlement - NOX Cap Annual v3.1 | 766 | 1883 | Rate Constraint in MTons | FALSE | L | Annual | Allowances Sold NOX | MTons | 0 | 0 | 0 | 0 | 0 | 0 | 0
NSR WEPCO Settlement - NOX Cap Annual v3.1 | 766 | 1883 | Rate Constraint in MTons | FALSE | L | Annual | Allowances Banked | MTons | 0 | 0 | 0 | 0 | 0 | 0 | 0
NSR WEPCO Settlement - NOX Cap Annual v3.1 | 766 | 1883 | Rate Constraint in MTons | FALSE | L | Annual | Allowances Withdrawn (1:1) | MTons | 0 | 0 | 0 | 0 | 0 | 0 | 0
NSR WEPCO Settlement - NOX Cap Annual v3.1 | 766 | 1883 | Rate Constraint in MTons | FALSE | L | Annual | Allowances Withdrawn (n:1) | MTons | 0 | 0 | 0 | 0 | 0 | 0 | 0
NSR WEPCO Settlement - NOX Cap Annual v3.1 | 766 | 1883 | Rate Constraint in MTons | FALSE | L | Annual | Net Emissions Allowance Position | MTons | 11.1186 | 6.8607 | 5.1564 | 5.3989 | 5.4609 | 5.5553 | 5.7654
NSR WEPCO Settlement - NOX Cap Annual v3.1 | 766 | 1883 | Rate Constraint in MTons | FALSE | L | Annual | Fuel Consumed | TBtu | 190.1447 | 167.6078 | 125.3319 | 130.142 | 132.1256 | 133.511 | 138.4618
NSR WEPCO Settlement - NOX Cap Annual v3.1 | 766 | 1883 | Rate Constraint in MTons | FALSE | L | Annual | Rate | lb/MMBtu | 0.11695 | 0.081867 | 0.082284 | 0.082969 | 0.082662 | 0.083219 | 0.083277
NSR WEPCO Settlement - NOX Cap Annual v3.1 | 766 | 1883 | Rate Constraint in MTons | FALSE | L | Annual | Generation | TWh | 18.4666 | 16.5896 | 12.4138 | 12.9131 | 13.0974 | 13.2508 | 13.7582
NSR WEPCO Settlement - NOX Cap Annual v3.1 | 766 | 1883 | Rate Constraint in MTons | FALSE | L | Annual | Qualifying Generation | TWh | 18.4666 | 16.5896 | 12.4138 | 12.9131 | 13.0974 | 13.2508 | 13.7582
NSR WEPCO Settlement - NOX Cap Annual v3.1 | 766 | 1883 | Rate Constraint in MTons | FALSE | L | Annual | Rate | lb/MWh | 0.60209 | 0.41356 | 0.41538 | 0.41809 | 0.41694 | 0.41924 | 0.41905
NSR WEPCO Settlement - NOX Cap Annual v3.1 | 766 | 1883 | Rate Constraint in MTons | FALSE | L | Annual | Constraint Shadow Price | US$/Ton | 0 | 0 | 0 | 0 | 0 | 0 | 0
NSR WEPCO Settlement - NOX Rate Annual v3.1 | 767 | 1884 | Rate Constraint in lbs/MMBtu | FALSE | L | Annual | Seasons Included | Seasons | Winter, Summer | Winter, Summer | Winter, Summer | Winter, Summer | Winter, Summer | Winter, Summer | Winter, Summer
NSR WEPCO Settlement - NOX Rate Annual v3.1 | 767 | 1884 | Rate Constraint in lbs/MMBtu | FALSE | L | Annual | Standard | lb/MMBtu | 0.17 | 0.17 | 0.17 | 0.17 | 0.17 | 0.17 | 0.17
NSR WEPCO Settlement - NOX Rate Annual v3.1 | 767 | 1884 | Rate Constraint in lbs/MMBtu | FALSE | L | Annual | Emissions at Affected Plants NOX | MTons | 11.1186 | 6.8607 | 5.1564 | 5.3989 | 5.4609 | 5.5553 | 5.7654
NSR WEPCO Settlement - NOX Rate Annual v3.1 | 767 | 1884 | Rate Constraint in lbs/MMBtu | FALSE | L | Annual | Allowances Purchased NOX | MTons | 0 | 0 | 0 | 0 | 0 | 0 | 0
NSR WEPCO Settlement - NOX Rate Annual v3.1 | 767 | 1884 | Rate Constraint in lbs/MMBtu | FALSE | L | Annual | Allowances Sold NOX | MTons | 0 | 0 | 0 | 0 | 0 | 0 | 0
NSR WEPCO Settlement - NOX Rate Annual v3.1 | 767 | 1884 | Rate Constraint in lbs/MMBtu | FALSE | L | Annual | Allowances Banked | MTons | 0 | 0 | 0 | 0 | 0 | 0 | 0
NSR WEPCO Settlement - NOX Rate Annual v3.1 | 767 | 1884 | Rate Constraint in lbs/MMBtu | FALSE | L | Annual | Allowances Withdrawn (1:1) | MTons | 0 | 0 | 0 | 0 | 0 | 0 | 0
NSR WEPCO Settlement - NOX Rate Annual v3.1 | 767 | 1884 | Rate Constraint in lbs/MMBtu | FALSE | L | Annual | Allowances Withdrawn (n:1) | MTons | 0 | 0 | 0 | 0 | 0 | 0 | 0
NSR WEPCO Settlement - NOX Rate Annual v3.1 | 767 | 1884 | Rate Constraint in lbs/MMBtu | FALSE | L | Annual | Net Emissions Allowance Position | MTons | 11.1186 | 6.8607 | 5.1564 | 5.3989 | 5.4609 | 5.5553 | 5.7654
NSR WEPCO Settlement - NOX Rate Annual v3.1 | 767 | 1884 | Rate Constraint in lbs/MMBtu | FALSE | L | Annual | Fuel Consumed | TBtu | 190.1447 | 167.6078 | 125.3319 | 130.142 | 132.1256 | 133.511 | 138.4618
NSR WEPCO Settlement - NOX Rate Annual v3.1 | 767 | 1884 | Rate Constraint in lbs/MMBtu | FALSE | L | Annual | Rate | lb/MMBtu | 0.11695 | 0.081867 | 0.082284 | 0.082969 | 0.082662 | 0.083219 | 0.083277
NSR WEPCO Settlement - NOX Rate Annual v3.1 | 767 | 1884 | Rate Constraint in lbs/MMBtu | FALSE | L | Annual | Generation | TWh | 18.4666 | 16.5896 | 12.4138 | 12.9131 | 13.0974 | 13.2508 | 13.7582
NSR WEPCO Settlement - NOX Rate Annual v3.1 | 767 | 1884 | Rate Constraint in lbs/MMBtu | FALSE | L | Annual | Qualifying Generation | TWh | 18.4666 | 16.5896 | 12.4138 | 12.9131 | 13.0974 | 13.2508 | 13.7582
NSR WEPCO Settlement - NOX Rate Annual v3.1 | 767 | 1884 | Rate Constraint in lbs/MMBtu | FALSE | L | Annual | Rate | lb/MWh | 0.60209 | 0.41356 | 0.41538 | 0.41809 | 0.41694 | 0.41924 | 0.41905
NSR WEPCO Settlement - NOX Rate Annual v3.1 | 767 | 1884 | Rate Constraint in lbs/MMBtu | FALSE | L | Annual | Constraint Shadow Price | US$/Ton | 0 | 0 | 0 | 0 | 0 | 0 | 0
NSR WEPCO Settlement - SO2 Cap Annual v3.1 | 768 | 1885 | Rate Constraint in MTons | FALSE | L | Annual | Seasons Included | Seasons | Winter, Summer | Winter, Summer | Winter, Summer | Winter, Summer | Winter, Summer | Winter, Summer | Winter, Summer
NSR WEPCO Settlement - SO2 Cap Annual v3.1 | 768 | 1885 | Rate Constraint in MTons | FALSE | L | Annual | Standard | MTons | 33.3 | 33.3 | 33.3 | 33.3 | 33.3 | 33.3 | 33.3
NSR WEPCO Settlement - SO2 Cap Annual v3.1 | 768 | 1885 | Rate Constraint in MTons | FALSE | L | Annual | Standard SO2 | MTons | 33.3 | 33.3 | 33.3 | 33.3 | 33.3 | 33.3 | 33.3
NSR WEPCO Settlement - SO2 Cap Annual v3.1 | 768 | 1885 | Rate Constraint in MTons | FALSE | L | Annual | Emissions at Affected Plants SO2 | MTons | 11.9815 | 5.0199 | 3.7537 | 3.8978 | 3.9572 | 3.9987 | 4.1469
NSR WEPCO Settlement - SO2 Cap Annual v3.1 | 768 | 1885 | Rate Constraint in MTons | FALSE | L | Annual | Allowances Purchased SO2 | MTons | 0 | 0 | 0 | 0 | 0 | 0 | 0
NSR WEPCO Settlement - SO2 Cap Annual v3.1 | 768 | 1885 | Rate Constraint in MTons | FALSE | L | Annual | Allowances Sold SO2 | MTons | 0 | 0 | 0 | 0 | 0 | 0 | 0
NSR WEPCO Settlement - SO2 Cap Annual v3.1 | 768 | 1885 | Rate Constraint in MTons | FALSE | L | Annual | Allowances Banked | MTons | 0 | 0 | 0 | 0 | 0 | 0 | 0
NSR WEPCO Settlement - SO2 Cap Annual v3.1 | 768 | 1885 | Rate Constraint in MTons | FALSE | L | Annual | Allowances Withdrawn (1:1) | MTons | 0 | 0 | 0 | 0 | 0 | 0 | 0
NSR WEPCO Settlement - SO2 Cap Annual v3.1 | 768 | 1885 | Rate Constraint in MTons | FALSE | L | Annual | Allowances Withdrawn (n:1) | MTons | 0 | 0 | 0 | 0 | 0 | 0 | 0
NSR WEPCO Settlement - SO2 Cap Annual v3.1 | 768 | 1885 | Rate Constraint in MTons | FALSE | L | Annual | Net Emissions Allowance Position | MTons | 11.9815 | 5.0199 | 3.7537 | 3.8978 | 3.9572 | 3.9987 | 4.1469
NSR WEPCO Settlement - SO2 Cap Annual v3.1 | 768 | 1885 | Rate Constraint in MTons | FALSE | L | Annual | Fuel Consumed | TBtu | 190.1447 | 167.6078 | 125.3319 | 130.142 | 132.1256 | 133.511 | 138.4618
NSR WEPCO Settlement - SO2 Cap Annual v3.1 | 768 | 1885 | Rate Constraint in MTons | FALSE | L | Annual | Rate | lb/MMBtu | 0.12602 | 0.0599 | 0.0599 | 0.0599 | 0.0599 | 0.0599 | 0.0599
NSR WEPCO Settlement - SO2 Cap Annual v3.1 | 768 | 1885 | Rate Constraint in MTons | FALSE | L | Annual | Generation | TWh | 18.4666 | 16.5896 | 12.4138 | 12.9131 | 13.0974 | 13.2508 | 13.7582
NSR WEPCO Settlement - SO2 Cap Annual v3.1 | 768 | 1885 | Rate Constraint in MTons | FALSE | L | Annual | Qualifying Generation | TWh | 18.4666 | 16.5896 | 12.4138 | 12.9131 | 13.0974 | 13.2508 | 13.7582
NSR WEPCO Settlement - SO2 Cap Annual v3.1 | 768 | 1885 | Rate Constraint in MTons | FALSE | L | Annual | Rate | lb/MWh | 0.64882 | 0.30259 | 0.30238 | 0.30185 | 0.30213 | 0.30177 | 0.30142
NSR WEPCO Settlement - SO2 Cap Annual v3.1 | 768 | 1885 | Rate Constraint in MTons | FALSE | L | Annual | Constraint Shadow Price | US$/Ton | 0 | 0 | 0 | 0 | 0 | 0 | 0
NSR WEPCO Settlement - SO2 Rate Annual v3.1 | 769 | 1886 | Rate Constraint in lbs/MMBtu | FALSE | L | Annual | Seasons Included | Seasons | Winter, Summer | Winter, Summer | Winter, Summer | Winter, Summer | Winter, Summer | Winter, Summer | Winter, Summer
NSR WEPCO Settlement - SO2 Rate Annual v3.1 | 769 | 1886 | Rate Constraint in lbs/MMBtu | FALSE | L | Annual | Standard | lb/MMBtu | 0.32 | 0.32 | 0.32 | 0.32 | 0.32 | 0.32 | 0.32
NSR WEPCO Settlement - SO2 Rate Annual v3.1 | 769 | 1886 | Rate Constraint in lbs/MMBtu | FALSE | L | Annual | Emissions at Affected Plants SO2 | MTons | 11.9815 | 5.0199 | 3.7537 | 3.8978 | 3.9572 | 3.9987 | 4.1469
NSR WEPCO Settlement - SO2 Rate Annual v3.1 | 769 | 1886 | Rate Constraint in lbs/MMBtu | FALSE | L | Annual | Allowances Purchased SO2 | MTons | 0 | 0 | 0 | 0 | 0 | 0 | 0
NSR WEPCO Settlement - SO2 Rate Annual v3.1 | 769 | 1886 | Rate Constraint in lbs/MMBtu | FALSE | L | Annual | Allowances Sold SO2 | MTons | 0 | 0 | 0 | 0 | 0 | 0 | 0
NSR WEPCO Settlement - SO2 Rate Annual v3.1 | 769 | 1886 | Rate Constraint in lbs/MMBtu | FALSE | L | Annual | Allowances Banked | MTons | 0 | 0 | 0 | 0 | 0 | 0 | 0
NSR WEPCO Settlement - SO2 Rate Annual v3.1 | 769 | 1886 | Rate Constraint in lbs/MMBtu | FALSE | L | Annual | Allowances Withdrawn (1:1) | MTons | 0 | 0 | 0 | 0 | 0 | 0 | 0
NSR WEPCO Settlement - SO2 Rate Annual v3.1 | 769 | 1886 | Rate Constraint in lbs/MMBtu | FALSE | L | Annual | Allowances Withdrawn (n:1) | MTons | 0 | 0 | 0 | 0 | 0 | 0 | 0
NSR WEPCO Settlement - SO2 Rate Annual v3.1 | 769 | 1886 | Rate Constraint in lbs/MMBtu | FALSE | L | Annual | Net Emissions Allowance Position | MTons | 11.9815 | 5.0199 | 3.7537 | 3.8978 | 3.9572 | 3.9987 | 4.1469
NSR WEPCO Settlement - SO2 Rate Annual v3.1 | 769 | 1886 | Rate Constraint in lbs/MMBtu | FALSE | L | Annual | Fuel Consumed | TBtu | 190.1447 | 167.6078 | 125.3319 | 130.142 | 132.1256 | 133.511 | 138.4618
NSR WEPCO Settlement - SO2 Rate Annual v3.1 | 769 | 1886 | Rate Constraint in lbs/MMBtu | FALSE | L | Annual | Rate | lb/MMBtu | 0.12602 | 0.0599 | 0.0599 | 0.0599 | 0.0599 | 0.0599 | 0.0599
NSR WEPCO Settlement - SO2 Rate Annual v3.1 | 769 | 1886 | Rate Constraint in lbs/MMBtu | FALSE | L | Annual | Generation | TWh | 18.4666 | 16.5896 | 12.4138 | 12.9131 | 13.0974 | 13.2508 | 13.7582
NSR WEPCO Settlement - SO2 Rate Annual v3.1 | 769 | 1886 | Rate Constraint in lbs/MMBtu | FALSE | L | Annual | Qualifying Generation | TWh | 18.4666 | 16.5896 | 12.4138 | 12.9131 | 13.0974 | 13.2508 | 13.7582
NSR WEPCO Settlement - SO2 Rate Annual v3.1 | 769 | 1886 | Rate Constraint in lbs/MMBtu | FALSE | L | Annual | Rate | lb/MWh | 0.64882 | 0.30259 | 0.30238 | 0.30185 | 0.30213 | 0.30177 | 0.30142
NSR WEPCO Settlement - SO2 Rate Annual v3.1 | 769 | 1886 | Rate Constraint in lbs/MMBtu | FALSE | L | Annual | Constraint Shadow Price | US$/Ton | 0 | 0 | 0 | 0 | 0 | 0 | 0
NSR Westar Consent - Nox Cap Annual v4.10 | 770 | 2220 | Rate Constraint in MTons | FALSE | L | Annual | Seasons Included | Seasons | Winter, Summer | Winter, Summer | Winter, Summer | Winter, Summer | Winter, Summer | Winter, Summer | Winter, Summer
NSR Westar Consent - Nox Cap Annual v4.10 | 770 | 2220 | Rate Constraint in MTons | FALSE | L | Annual | Standard | MTons | 9.6 | 9.6 | 9.6 | 9.6 | 9.6 | 9.6 | 9.6
NSR Westar Consent - Nox Cap Annual v4.10 | 770 | 2220 | Rate Constraint in MTons | FALSE | L | Annual | Standard NOX | MTons | 9.6 | 9.6 | 9.6 | 9.6 | 9.6 | 9.6 | 9.6
NSR Westar Consent - Nox Cap Annual v4.10 | 770 | 2220 | Rate Constraint in MTons | FALSE | L | Annual | Emissions at Affected Plants NOX | MTons | 8.3629 | 8.3629 | 8.3629 | 8.3629 | 8.3629 | 8.3629 | 8.3629
NSR Westar Consent - Nox Cap Annual v4.10 | 770 | 2220 | Rate Constraint in MTons | FALSE | L | Annual | Allowances Purchased NOX | MTons | 0 | 0 | 0 | 0 | 0 | 0 | 0
NSR Westar Consent - Nox Cap Annual v4.10 | 770 | 2220 | Rate Constraint in MTons | FALSE | L | Annual | Allowances Sold NOX | MTons | 0 | 0 | 0 | 0 | 0 | 0 | 0
NSR Westar Consent - Nox Cap Annual v4.10 | 770 | 2220 | Rate Constraint in MTons | FALSE | L | Annual | Allowances Banked | MTons | 0 | 0 | 0 | 0 | 0 | 0 | 0
NSR Westar Consent - Nox Cap Annual v4.10 | 770 | 2220 | Rate Constraint in MTons | FALSE | L | Annual | Allowances Withdrawn (1:1) | MTons | 0 | 0 | 0 | 0 | 0 | 0 | 0
NSR Westar Consent - Nox Cap Annual v4.10 | 770 | 2220 | Rate Constraint in MTons | FALSE | L | Annual | Allowances Withdrawn (n:1) | MTons | 0 | 0 | 0 | 0 | 0 | 0 | 0
NSR Westar Consent - Nox Cap Annual v4.10 | 770 | 2220 | Rate Constraint in MTons | FALSE | L | Annual | Net Emissions Allowance Position | MTons | 8.3629 | 8.3629 | 8.3629 | 8.3629 | 8.3629 | 8.3629 | 8.3629
NSR Westar Consent - Nox Cap Annual v4.10 | 770 | 2220 | Rate Constraint in MTons | FALSE | L | Annual | Fuel Consumed | TBtu | 167.259 | 167.259 | 167.259 | 167.259 | 167.259 | 167.259 | 167.259
NSR Westar Consent - Nox Cap Annual v4.10 | 770 | 2220 | Rate Constraint in MTons | FALSE | L | Annual | Rate | lb/MMBtu | 0.1 | 0.1 | 0.1 | 0.1 | 0.1 | 0.1 | 0.1
NSR Westar Consent - Nox Cap Annual v4.10 | 770 | 2220 | Rate Constraint in MTons | FALSE | L | Annual | Generation | TWh | 15.7439 | 15.7439 | 15.7439 | 15.7439 | 15.7439 | 15.7439 | 15.7439
NSR Westar Consent - Nox Cap Annual v4.10 | 770 | 2220 | Rate Constraint in MTons | FALSE | L | Annual | Qualifying Generation | TWh | 15.7439 | 15.7439 | 15.7439 | 15.7439 | 15.7439 | 15.7439 | 15.7439
NSR Westar Consent - Nox Cap Annual v4.10 | 770 | 2220 | Rate Constraint in MTons | FALSE | L | Annual | Rate | lb/MWh | 0.53119 | 0.53119 | 0.53119 | 0.53119 | 0.53119 | 0.53119 | 0.53119
NSR Westar Consent - Nox Cap Annual v4.10 | 770 | 2220 | Rate Constraint in MTons | FALSE | L | Annual | Constraint Shadow Price | US$/Ton | 0 | 0 | 0 | 0 | 0 | 0 | 0
NSR Westar Consent - NOX Rate Annual v4.10, Unit 5246 and retrofits | 771 | 2221 | Rate Constraint in lbs/MMBtu | FALSE | L | Annual | Seasons Included | Seasons | Winter, Summer | Winter, Summer | Winter, Summer | Winter, Summer | Winter, Summer | Winter, Summer | Winter, Summer
NSR Westar Consent - NOX Rate Annual v4.10, Unit 5246 and retrofits | 771 | 2221 | Rate Constraint in lbs/MMBtu | FALSE | L | Annual | Standard | lb/MMBtu | 0.1 | 0.1 | 0.1 | 0.1 | 0.1 | 0.1 | 0.1
NSR Westar Consent - NOX Rate Annual v4.10, Unit 5246 and retrofits | 771 | 2221 | Rate Constraint in lbs/MMBtu | FALSE | L | Annual | Emissions at Affected Plants NOX | MTons | 2.7686 | 2.7686 | 2.7686 | 2.7686 | 2.7686 | 2.7686 | 2.7686
NSR Westar Consent - NOX Rate Annual v4.10, Unit 5246 and retrofits | 771 | 2221 | Rate Constraint in lbs/MMBtu | FALSE | L | Annual | Allowances Purchased NOX | MTons | 0 | 0 | 0 | 0 | 0 | 0 | 0
NSR Westar Consent - NOX Rate Annual v4.10, Unit 5246 and retrofits | 771 | 2221 | Rate Constraint in lbs/MMBtu | FALSE | L | Annual | Allowances Sold NOX | MTons | 0 | 0 | 0 | 0 | 0 | 0 | 0
NSR Westar Consent - NOX Rate Annual v4.10, Unit 5246 and retrofits | 771 | 2221 | Rate Constraint in lbs/MMBtu | FALSE | L | Annual | Allowances Banked | MTons | 0 | 0 | 0 | 0 | 0 | 0 | 0
NSR Westar Consent - NOX Rate Annual v4.10, Unit 5246 and retrofits | 771 | 2221 | Rate Constraint in lbs/MMBtu | FALSE | L | Annual | Allowances Withdrawn (1:1) | MTons | 0 | 0 | 0 | 0 | 0 | 0 | 0
NSR Westar Consent - NOX Rate Annual v4.10, Unit 5246 and retrofits | 771 | 2221 | Rate Constraint in lbs/MMBtu | FALSE | L | Annual | Allowances Withdrawn (n:1) | MTons | 0 | 0 | 0 | 0 | 0 | 0 | 0
NSR Westar Consent - NOX Rate Annual v4.10, Unit 5246 and retrofits | 771 | 2221 | Rate Constraint in lbs/MMBtu | FALSE | L | Annual | Net Emissions Allowance Position | MTons | 2.7686 | 2.7686 | 2.7686 | 2.7686 | 2.7686 | 2.7686 | 2.7686
NSR Westar Consent - NOX Rate Annual v4.10, Unit 5246 and retrofits | 771 | 2221 | Rate Constraint in lbs/MMBtu | FALSE | L | Annual | Fuel Consumed | TBtu | 55.3724 | 55.3724 | 55.3724 | 55.3724 | 55.3724 | 55.3724 | 55.3724
NSR Westar Consent - NOX Rate Annual v4.10, Unit 5246 and retrofits | 771 | 2221 | Rate Constraint in lbs/MMBtu | FALSE | L | Annual | Rate | lb/MMBtu | 0.1 | 0.1 | 0.1 | 0.1 | 0.1 | 0.1 | 0.1
NSR Westar Consent - NOX Rate Annual v4.10, Unit 5246 and retrofits | 771 | 2221 | Rate Constraint in lbs/MMBtu | FALSE | L | Annual | Generation | TWh | 5.1961 | 5.1961 | 5.1961 | 5.1961 | 5.1961 | 5.1961 | 5.1961
NSR Westar Consent - NOX Rate Annual v4.10, Unit 5246 and retrofits | 771 | 2221 | Rate Constraint in lbs/MMBtu | FALSE | L | Annual | Qualifying Generation | TWh | 5.1961 | 5.1961 | 5.1961 | 5.1961 | 5.1961 | 5.1961 | 5.1961
NSR Westar Consent - NOX Rate Annual v4.10, Unit 5246 and retrofits | 771 | 2221 | Rate Constraint in lbs/MMBtu | FALSE | L | Annual | Rate | lb/MWh | 0.53282 | 0.53282 | 0.53282 | 0.53282 | 0.53282 | 0.53282 | 0.53282
NSR Westar Consent - NOX Rate Annual v4.10, Unit 5246 and retrofits | 771 | 2221 | Rate Constraint in lbs/MMBtu | FALSE | L | Annual | Constraint Shadow Price | US$/Ton | 5086.7337 | 9263.3542 | 4008.0782 | 5542.631 | 372.9511 | 7469.6831 | 21745.793
NSR Westar Consent - NOX Rate Annual v4.10, Unit 5361 and retrofits | 772 | 2221 | Rate Constraint in lbs/MMBtu | FALSE | L | Annual | Seasons Included | Seasons | Winter, Summer | Winter, Summer | Winter, Summer | Winter, Summer | Winter, Summer | Winter, Summer | Winter, Summer
NSR Westar Consent - NOX Rate Annual v4.10, Unit 5361 and retrofits | 772 | 2221 | Rate Constraint in lbs/MMBtu | FALSE | L | Annual | Standard | lb/MMBtu | 0.1 | 0.1 | 0.1 | 0.1 | 0.1 | 0.1 | 0.1
NSR Westar Consent - NOX Rate Annual v4.10, Unit 5361 and retrofits | 772 | 2221 | Rate Constraint in lbs/MMBtu | FALSE | L | Annual | Emissions at Affected Plants NOX | MTons | 2.7974 | 2.7974 | 2.7974 | 2.7974 | 2.7974 | 2.7974 | 2.7974
NSR Westar Consent - NOX Rate Annual v4.10, Unit 5361 and retrofits | 772 | 2221 | Rate Constraint in lbs/MMBtu | FALSE | L | Annual | Allowances Purchased NOX | MTons | 0 | 0 | 0 | 0 | 0 | 0 | 0
NSR Westar Consent - NOX Rate Annual v4.10, Unit 5361 and retrofits | 772 | 2221 | Rate Constraint in lbs/MMBtu | FALSE | L | Annual | Allowances Sold NOX | MTons | 0 | 0 | 0 | 0 | 0 | 0 | 0
NSR Westar Consent - NOX Rate Annual v4.10, Unit 5361 and retrofits | 772 | 2221 | Rate Constraint in lbs/MMBtu | FALSE | L | Annual | Allowances Banked | MTons | 0 | 0 | 0 | 0 | 0 | 0 | 0
NSR Westar Consent - NOX Rate Annual v4.10, Unit 5361 and retrofits | 772 | 2221 | Rate Constraint in lbs/MMBtu | FALSE | L | Annual | Allowances Withdrawn (1:1) | MTons | 0 | 0 | 0 | 0 | 0 | 0 | 0
NSR Westar Consent - NOX Rate Annual v4.10, Unit 5361 and retrofits | 772 | 2221 | Rate Constraint in lbs/MMBtu | FALSE | L | Annual | Allowances Withdrawn (n:1) | MTons | 0 | 0 | 0 | 0 | 0 | 0 | 0
NSR Westar Consent - NOX Rate Annual v4.10, Unit 5361 and retrofits | 772 | 2221 | Rate Constraint in lbs/MMBtu | FALSE | L | Annual | Net Emissions Allowance Position | MTons | 2.7974 | 2.7974 | 2.7974 | 2.7974 | 2.7974 | 2.7974 | 2.7974
NSR Westar Consent - NOX Rate Annual v4.10, Unit 5361 and retrofits | 772 | 2221 | Rate Constraint in lbs/MMBtu | FALSE | L | Annual | Fuel Consumed | TBtu | 55.9488 | 55.9488 | 55.9488 | 55.9488 | 55.9488 | 55.9488 | 55.9488
NSR Westar Consent - NOX Rate Annual v4.10, Unit 5361 and retrofits | 772 | 2221 | Rate Constraint in lbs/MMBtu | FALSE | L | Annual | Rate | lb/MMBtu | 0.1 | 0.1 | 0.1 | 0.1 | 0.1 | 0.1 | 0.1
NSR Westar Consent - NOX Rate Annual v4.10, Unit 5361 and retrofits | 772 | 2221 | Rate Constraint in lbs/MMBtu | FALSE | L | Annual | Generation | TWh | 5.2687 | 5.2687 | 5.2687 | 5.2687 | 5.2687 | 5.2687 | 5.2687
NSR Westar Consent - NOX Rate Annual v4.10, Unit 5361 and retrofits | 772 | 2221 | Rate Constraint in lbs/MMBtu | FALSE | L | Annual | Qualifying Generation | TWh | 5.2687 | 5.2687 | 5.2687 | 5.2687 | 5.2687 | 5.2687 | 5.2687
NSR Westar Consent - NOX Rate Annual v4.10, Unit 5361 and retrofits | 772 | 2221 | Rate Constraint in lbs/MMBtu | FALSE | L | Annual | Rate | lb/MWh | 0.53095 | 0.53095 | 0.53095 | 0.53095 | 0.53095 | 0.53095 | 0.53095
NSR Westar Consent - NOX Rate Annual v4.10, Unit 5361 and retrofits | 772 | 2221 | Rate Constraint in lbs/MMBtu | FALSE | L | Annual | Constraint Shadow Price | US$/Ton | 0 | 0 | 0 | 0 | 0 | 0 | 0
NSR Westar Consent - NOX Rate Annual v4.10, Unit 5362 and retrofits | 773 | 2221 | Rate Constraint in lbs/MMBtu | FALSE | L | Annual | Seasons Included | Seasons | Winter, Summer | Winter, Summer | Winter, Summer | Winter, Summer | Winter, Summer | Winter, Summer | Winter, Summer
NSR Westar Consent - NOX Rate Annual v4.10, Unit 5362 and retrofits | 773 | 2221 | Rate Constraint in lbs/MMBtu | FALSE | L | Annual | Standard | lb/MMBtu | 0.1 | 0.1 | 0.1 | 0.1 | 0.1 | 0.1 | 0.1
NSR Westar Consent - NOX Rate Annual v4.10, Unit 5362 and retrofits | 773 | 2221 | Rate Constraint in lbs/MMBtu | FALSE | L | Annual | Emissions at Affected Plants NOX | MTons | 2.7969 | 2.7969 | 2.7969 | 2.7969 | 2.7969 | 2.7969 | 2.7969
NSR Westar Consent - NOX Rate Annual v4.10, Unit 5362 and retrofits | 773 | 2221 | Rate Constraint in lbs/MMBtu | FALSE | L | Annual | Allowances Purchased NOX | MTons | 0 | 0 | 0 | 0 | 0 | 0 | 0
NSR Westar Consent - NOX Rate Annual v4.10, Unit 5362 and retrofits | 773 | 2221 | Rate Constraint in lbs/MMBtu | FALSE | L | Annual | Allowances Sold NOX | MTons | 0 | 0 | 0 | 0 | 0 | 0 | 0
NSR Westar Consent - NOX Rate Annual v4.10, Unit 5362 and retrofits | 773 | 2221 | Rate Constraint in lbs/MMBtu | FALSE | L | Annual | Allowances Banked | MTons | 0 | 0 | 0 | 0 | 0 | 0 | 0
NSR Westar Consent - NOX Rate Annual v4.10, Unit 5362 and retrofits | 773 | 2221 | Rate Constraint in lbs/MMBtu | FALSE | L | Annual | Allowances Withdrawn (1:1) | MTons | 0 | 0 | 0 | 0 | 0 | 0 | 0
NSR Westar Consent - NOX Rate Annual v4.10, Unit 5362 and retrofits | 773 | 2221 | Rate Constraint in lbs/MMBtu | FALSE | L | Annual | Allowances Withdrawn (n:1) | MTons | 0 | 0 | 0 | 0 | 0 | 0 | 0
NSR Westar Consent - NOX Rate Annual v4.10, Unit 5362 and retrofits | 773 | 2221 | Rate Constraint in lbs/MMBtu | FALSE | L | Annual | Net Emissions Allowance Position | MTons | 2.7969 | 2.7969 | 2.7969 | 2.7969 | 2.7969 | 2.7969 | 2.7969
NSR Westar Consent - NOX Rate Annual v4.10, Unit 5362 and retrofits | 773 | 2221 | Rate Constraint in lbs/MMBtu | FALSE | L | Annual | Fuel Consumed | TBtu | 55.9378 | 55.9378 | 55.9378 | 55.9378 | 55.9378 | 55.9378 | 55.9378
NSR Westar Consent - NOX Rate Annual v4.10, Unit 5362 and retrofits | 773 | 2221 | Rate Constraint in lbs/MMBtu | FALSE | L | Annual | Rate | lb/MMBtu | 0.1 | 0.1 | 0.1 | 0.1 | 0.1 | 0.1 | 0.1
NSR Westar Consent - NOX Rate Annual v4.10, Unit 5362 and retrofits | 773 | 2221 | Rate Constraint in lbs/MMBtu | FALSE | L | Annual | Generation | TWh | 5.279 | 5.279 | 5.279 | 5.279 | 5.279 | 5.279 | 5.279
NSR Westar Consent - NOX Rate Annual v4.10, Unit 5362 and retrofits | 773 | 2221 | Rate Constraint in lbs/MMBtu | FALSE | L | Annual | Qualifying Generation | TWh | 5.279 | 5.279 | 5.279 | 5.279 | 5.279 | 5.279 | 5.279
NSR Westar Consent - NOX Rate Annual v4.10, Unit 5362 and retrofits | 773 | 2221 | Rate Constraint in lbs/MMBtu | FALSE | L | Annual | Rate | lb/MWh | 0.52981 | 0.52981 | 0.52981 | 0.52981 | 0.52981 | 0.52981 | 0.52981
NSR Westar Consent - NOX Rate Annual v4.10, Unit 5362 and retrofits | 773 | 2221 | Rate Constraint in lbs/MMBtu | FALSE | L | Annual | Constraint Shadow Price | US$/Ton | 0 | 0 | 0 | 0 | 0 | 0 | 0
NSR Westar Consent - SO2 Cap Annual v4.10 | 774 | 2292 | Rate Constraint in MTons | FALSE | L | Annual | Seasons Included | Seasons | Winter, Summer | Winter, Summer | Winter, Summer | Winter, Summer | Winter, Summer | Winter, Summer | Winter, Summer
NSR Westar Consent - SO2 Cap Annual v4.10 | 774 | 2292 | Rate Constraint in MTons | FALSE | L | Annual | Standard | MTons | 6.6 | 6.6 | 6.6 | 6.6 | 6.6 | 6.6 | 6.6
NSR Westar Consent - SO2 Cap Annual v4.10 | 774 | 2292 | Rate Constraint in MTons | FALSE | L | Annual | Standard SO2 | MTons | 6.6 | 6.6 | 6.6 | 6.6 | 6.6 | 6.6 | 6.6
NSR Westar Consent - SO2 Cap Annual v4.10 | 774 | 2292 | Rate Constraint in MTons | FALSE | L | Annual | Emissions at Affected Plants SO2 | MTons | 5.0094 | 5.0094 | 5.0094 | 5.0094 | 5.0094 | 5.0094 | 5.0094
NSR Westar Consent - SO2 Cap Annual v4.10 | 774 | 2292 | Rate Constraint in MTons | FALSE | L | Annual | Allowances Purchased SO2 | MTons | 0 | 0 | 0 | 0 | 0 | 0 | 0
NSR Westar Consent - SO2 Cap Annual v4.10 | 774 | 2292 | Rate Constraint in MTons | FALSE | L | Annual | Allowances Sold SO2 | MTons | 0 | 0 | 0 | 0 | 0 | 0 | 0
NSR Westar Consent - SO2 Cap Annual v4.10 | 774 | 2292 | Rate Constraint in MTons | FALSE | L | Annual | Allowances Banked | MTons | 0 | 0 | 0 | 0 | 0 | 0 | 0
NSR Westar Consent - SO2 Cap Annual v4.10 | 774 | 2292 | Rate Constraint in MTons | FALSE | L | Annual | Allowances Withdrawn (1:1) | MTons | 0 | 0 | 0 | 0 | 0 | 0 | 0
NSR Westar Consent - SO2 Cap Annual v4.10 | 774 | 2292 | Rate Constraint in MTons | FALSE | L | Annual | Allowances Withdrawn (n:1) | MTons | 0 | 0 | 0 | 0 | 0 | 0 | 0
NSR Westar Consent - SO2 Cap Annual v4.10 | 774 | 2292 | Rate Constraint in MTons | FALSE | L | Annual | Net Emissions Allowance Position | MTons | 5.0094 | 5.0094 | 5.0094 | 5.0094 | 5.0094 | 5.0094 | 5.0094
NSR Westar Consent - SO2 Cap Annual v4.10 | 774 | 2292 | Rate Constraint in MTons | FALSE | L | Annual | Fuel Consumed | TBtu | 167.259 | 167.259 | 167.259 | 167.259 | 167.259 | 167.259 | 167.259
NSR Westar Consent - SO2 Cap Annual v4.10 | 774 | 2292 | Rate Constraint in MTons | FALSE | L | Annual | Rate | lb/MMBtu | 0.0599 | 0.0599 | 0.0599 | 0.0599 | 0.0599 | 0.0599 | 0.0599
NSR Westar Consent - SO2 Cap Annual v4.10 | 774 | 2292 | Rate Constraint in MTons | FALSE | L | Annual | Generation | TWh | 15.7439 | 15.7439 | 15.7439 | 15.7439 | 15.7439 | 15.7439 | 15.7439
NSR Westar Consent - SO2 Cap Annual v4.10 | 774 | 2292 | Rate Constraint in MTons | FALSE | L | Annual | Qualifying Generation | TWh | 15.7439 | 15.7439 | 15.7439 | 15.7439 | 15.7439 | 15.7439 | 15.7439
NSR Westar Consent - SO2 Cap Annual v4.10 | 774 | 2292 | Rate Constraint in MTons | FALSE | L | Annual | Rate | lb/MWh | 0.31818 | 0.31818 | 0.31818 | 0.31818 | 0.31818 | 0.31818 | 0.31818
NSR Westar Consent - SO2 Cap Annual v4.10 | 774 | 2292 | Rate Constraint in MTons | FALSE | L | Annual | Constraint Shadow Price | US$/Ton | 0 | 0 | 0 | 0 | 0 | 0 | 0
NSR Westar Consent - SO2 Rate Annual v4.10 | 775 | 2293 | MACT Fuel Choice Floor in lbs/MMBtu | FALSE | L | Annual | Seasons Included | Seasons | Winter, Summer | Winter, Summer | Winter, Summer | Winter, Summer | Winter, Summer | Winter, Summer | Winter, Summer
NSR Westar Consent - SO2 Rate Annual v4.10 | 775 | 2293 | MACT Fuel Choice Floor in lbs/MMBtu | FALSE | L | Annual | Emission Floor | lb/MMBtu | 0.07 | 0.07 | 0.07 | 0.07 | 0.07 | 0.07 | 0.07
NSR Westar Consent - SO2 Rate Annual v4.10 | 775 | 2293 | MACT Fuel Choice Floor in lbs/MMBtu | FALSE | L | Annual | Emissions at Affected Plants SO2 | MTons | 5.0094 | 5.0094 | 5.0094 | 5.0094 | 5.0094 | 5.0094 | 5.0094
NSR Westar Consent - SO2 Rate Annual v4.10 | 775 | 2293 | MACT Fuel Choice Floor in lbs/MMBtu | FALSE | L | Annual | Allowances Purchased SO2 | MTons | 0 | 0 | 0 | 0 | 0 | 0 | 0
NSR Westar Consent - SO2 Rate Annual v4.10 | 775 | 2293 | MACT Fuel Choice Floor in lbs/MMBtu | FALSE | L | Annual | Allowances Sold SO2 | MTons | 0 | 0 | 0 | 0 | 0 | 0 | 0
NSR Westar Consent - SO2 Rate Annual v4.10 | 775 | 2293 | MACT Fuel Choice Floor in lbs/MMBtu | FALSE | L | Annual | Allowances Banked | MTons | 0 | 0 | 0 | 0 | 0 | 0 | 0
NSR Westar Consent - SO2 Rate Annual v4.10 | 775 | 2293 | MACT Fuel Choice Floor in lbs/MMBtu | FALSE | L | Annual | Allowances Withdrawn (1:1) | MTons | 0 | 0 | 0 | 0 | 0 | 0 | 0
NSR Westar Consent - SO2 Rate Annual v4.10 | 775 | 2293 | MACT Fuel Choice Floor in lbs/MMBtu | FALSE | L | Annual | Allowances Withdrawn (n:1) | MTons | 0 | 0 | 0 | 0 | 0 | 0 | 0
NSR Westar Consent - SO2 Rate Annual v4.10 | 775 | 2293 | MACT Fuel Choice Floor in lbs/MMBtu | FALSE | L | Annual | Net Emissions Allowance Position | MTons | 5.0094 | 5.0094 | 5.0094 | 5.0094 | 5.0094 | 5.0094 | 5.0094
NSR Westar Consent - SO2 Rate Annual v4.10 | 775 | 2293 | MACT Fuel Choice Floor in lbs/MMBtu | FALSE | L | Annual | Fuel Consumed | TBtu | 167.259 | 167.259 | 167.259 | 167.259 | 167.259 | 167.259 | 167.259
NSR Westar Consent - SO2 Rate Annual v4.10 | 775 | 2293 | MACT Fuel Choice Floor in lbs/MMBtu | FALSE | L | Annual | Rate | lb/MMBtu | 0.0599 | 0.0599 | 0.0599 | 0.0599 | 0.0599 | 0.0599 | 0.0599
NSR Westar Consent - SO2 Rate Annual v4.10 | 775 | 2293 | MACT Fuel Choice Floor in lbs/MMBtu | FALSE | L | Annual | Generation | TWh | 15.7439 | 15.7439 | 15.7439 | 15.7439 | 15.7439 | 15.7439 | 15.7439
NSR Westar Consent - SO2 Rate Annual v4.10 | 775 | 2293 | MACT Fuel Choice Floor in lbs/MMBtu | FALSE | L | Annual | Qualifying Generation | TWh | 15.7439 | 15.7439 | 15.7439 | 15.7439 | 15.7439 | 15.7439 | 15.7439
NSR Westar Consent - SO2 Rate Annual v4.10 | 775 | 2293 | MACT Fuel Choice Floor in lbs/MMBtu | FALSE | L | Annual | Constraint Shadow Price | US$/Ton | 0 | 0 | 0 | 0 | 0 | 0 | 0
NSR Winyah 1 - NOX Rate Annual v3.1, Unit 5399 and retrofits | 776 | 1953 | Rate Constraint in lbs/MMBtu | FALSE | L | Annual | Seasons Included | Seasons | Winter, Summer | Winter, Summer | Winter, Summer | Winter, Summer | Winter, Summer | Winter, Summer | Winter, Summer
NSR Winyah 1 - NOX Rate Annual v3.1, Unit 5399 and retrofits | 776 | 1953 | Rate Constraint in lbs/MMBtu | FALSE | L | Annual | Standard | lb/MMBtu | 0.1 | 0.1 | 0.1 | 0.1 | 0.1 | 0.1 | 0.1
NSR Winyah 1 - NOX Rate Annual v3.1, Unit 5399 and retrofits | 776 | 1953 | Rate Constraint in lbs/MMBtu | FALSE | L | Annual | Emissions at Affected Plants NOX | MTons | 0 | 0 | 0 | 0 | 0 | 0 | 0
NSR Winyah 1 - NOX Rate Annual v3.1, Unit 5399 and retrofits | 776 | 1953 | Rate Constraint in lbs/MMBtu | FALSE | L | Annual | Allowances Purchased NOX | MTons | 0 | 0 | 0 | 0 | 0 | 0 | 0
NSR Winyah 1 - NOX Rate Annual v3.1, Unit 5399 and retrofits | 776 | 1953 | Rate Constraint in lbs/MMBtu | FALSE | L | Annual | Allowances Sold NOX | MTons | 0 | 0 | 0 | 0 | 0 | 0 | 0
NSR Winyah 1 - NOX Rate Annual v3.1, Unit 5399 and retrofits | 776 | 1953 | Rate Constraint in lbs/MMBtu | FALSE | L | Annual | Allowances Banked | MTons | 0 | 0 | 0 | 0 | 0 | 0 | 0
NSR Winyah 1 - NOX Rate Annual v3.1, Unit 5399 and retrofits | 776 | 1953 | Rate Constraint in lbs/MMBtu | FALSE | L | Annual | Allowances Withdrawn (1:1) | MTons | 0 | 0 | 0 | 0 | 0 | 0 | 0
NSR Winyah 1 - NOX Rate Annual v3.1, Unit 5399 and retrofits | 776 | 1953 | Rate Constraint in lbs/MMBtu | FALSE | L | Annual | Allowances Withdrawn (n:1) | MTons | 0 | 0 | 0 | 0 | 0 | 0 | 0
NSR Winyah 1 - NOX Rate Annual v3.1, Unit 5399 and retrofits | 776 | 1953 | Rate Constraint in lbs/MMBtu | FALSE | L | Annual | Net Emissions Allowance Position | MTons | 0 | 0 | 0 | 0 | 0 | 0 | 0
NSR Winyah 1 - NOX Rate Annual v3.1, Unit 5399 and retrofits | 776 | 1953 | Rate Constraint in lbs/MMBtu | FALSE | L | Annual | Fuel Consumed | TBtu | 0 | 0 | 0 | 0 | 0 | 0 | 0
NSR Winyah 1 - NOX Rate Annual v3.1, Unit 5399 and retrofits | 776 | 1953 | Rate Constraint in lbs/MMBtu | FALSE | L | Annual | Rate | lb/MMBtu | 0 | 0 | 0 | 0 | 0 | 0 | 0
NSR Winyah 1 - NOX Rate Annual v3.1, Unit 5399 and retrofits | 776 | 1953 | Rate Constraint in lbs/MMBtu | FALSE | L | Annual | Generation | TWh | 0 | 0 | 0 | 0 | 0 | 0 | 0
NSR Winyah 1 - NOX Rate Annual v3.1, Unit 5399 and retrofits | 776 | 1953 | Rate Constraint in lbs/MMBtu | FALSE | L | Annual | Qualifying Generation | TWh | 0 | 0 | 0 | 0 | 0 | 0 | 0
NSR Winyah 1 - NOX Rate Annual v3.1, Unit 5399 and retrofits | 776 | 1953 | Rate Constraint in lbs/MMBtu | FALSE | L | Annual | Rate | lb/MWh | 0 | 0 | 0 | 0 | 0 | 0 | 0
NSR Winyah 1 - NOX Rate Annual v3.1, Unit 5399 and retrofits | 776 | 1953 | Rate Constraint in lbs/MMBtu | FALSE | L | Annual | Constraint Shadow Price | US$/Ton | 0 | 0 | 0 | 0 | 0 | 0 | 0
NSR Winyah 2-4 - NOX Rate Annual v3.1, Unit 5396 and retrofits | 777 | 1952 | Rate Constraint in lbs/MMBtu | FALSE | L | Annual | Seasons Included | Seasons | Winter, Summer | Winter, Summer | Winter, Summer | Winter, Summer | Winter, Summer | Winter, Summer | Winter, Summer
NSR Winyah 2-4 - NOX Rate Annual v3.1, Unit 5396 and retrofits | 777 | 1952 | Rate Constraint in lbs/MMBtu | FALSE | L | Annual | Standard | lb/MMBtu | 0.12 | 0.12 | 0.12 | 0.12 | 0.12 | 0.12 | 0.12
NSR Winyah 2-4 - NOX Rate Annual v3.1, Unit 5396 and retrofits | 777 | 1952 | Rate Constraint in lbs/MMBtu | FALSE | L | Annual | Emissions at Affected Plants NOX | MTons | 0.88786 | 0.73351 | 0.32152 | 0.32152 | 0.32152 | 0.32076 | 0.32076
NSR Winyah 2-4 - NOX Rate Annual v3.1, Unit 5396 and retrofits | 777 | 1952 | Rate Constraint in lbs/MMBtu | FALSE | L | Annual | Allowances Purchased NOX | MTons | 0 | 0 | 0 | 0 | 0 | 0 | 0
NSR Winyah 2-4 - NOX Rate Annual v3.1, Unit 5396 and retrofits | 777 | 1952 | Rate Constraint in lbs/MMBtu | FALSE | L | Annual | Allowances Sold NOX | MTons | 0 | 0 | 0 | 0 | 0 | 0 | 0
NSR Winyah 2-4 - NOX Rate Annual v3.1, Unit 5396 and retrofits | 777 | 1952 | Rate Constraint in lbs/MMBtu | FALSE | L | Annual | Allowances Banked | MTons | 0 | 0 | 0 | 0 | 0 | 0 | 0
NSR Winyah 2-4 - NOX Rate Annual v3.1, Unit 5396 and retrofits | 777 | 1952 | Rate Constraint in lbs/MMBtu | FALSE | L | Annual | Allowances Withdrawn (1:1) | MTons | 0 | 0 | 0 | 0 | 0 | 0 | 0
NSR Winyah 2-4 - NOX Rate Annual v3.1, Unit 5396 and retrofits | 777 | 1952 | Rate Constraint in lbs/MMBtu | FALSE | L | Annual | Allowances Withdrawn (n:1) | MTons | 0 | 0 | 0 | 0 | 0 | 0 | 0
NSR Winyah 2-4 - NOX Rate Annual v3.1, Unit 5396 and retrofits | 777 | 1952 | Rate Constraint in lbs/MMBtu | FALSE | L | Annual | Net Emissions Allowance Position | MTons | 0.88786 | 0.73351 | 0.32152 | 0.32152 | 0.32152 | 0.32076 | 0.32076
NSR Winyah 2-4 - NOX Rate Annual v3.1, Unit 5396 and retrofits | 777 | 1952 | Rate Constraint in lbs/MMBtu | FALSE | L | Annual | Fuel Consumed | TBtu | 17.4575 | 14.4225 | 6.3219 | 6.3219 | 6.3219 | 6.3378 | 6.3378
NSR Winyah 2-4 - NOX Rate Annual v3.1, Unit 5396 and retrofits | 777 | 1952 | Rate Constraint in lbs/MMBtu | FALSE | L | Annual | Rate | lb/MMBtu | 0.10172 | 0.10172 | 0.10172 | 0.10172 | 0.10172 | 0.10122 | 0.10122
NSR Winyah 2-4 - NOX Rate Annual v3.1, Unit 5396 and retrofits | 777 | 1952 | Rate Constraint in lbs/MMBtu | FALSE | L | Annual | Generation | TWh | 1.8014 | 1.4882 | 0.65236 | 0.65236 | 0.65236 | 0.65236 | 0.65236
NSR Winyah 2-4 - NOX Rate Annual v3.1, Unit 5396 and retrofits | 777 | 1952 | Rate Constraint in lbs/MMBtu | FALSE | L | Annual | Qualifying Generation | TWh | 1.8014 | 1.4882 | 0.65236 | 0.65236 | 0.65236 | 0.65236 | 0.65236
NSR Winyah 2-4 - NOX Rate Annual v3.1, Unit 5396 and retrofits | 777 | 1952 | Rate Constraint in lbs/MMBtu | FALSE | L | Annual | Rate | lb/MWh | 0.49287 | 0.49287 | 0.49287 | 0.49287 | 0.49287 | 0.4917 | 0.4917
NSR Winyah 2-4 - NOX Rate Annual v3.1, Unit 5396 and retrofits | 777 | 1952 | Rate Constraint in lbs/MMBtu | FALSE | L | Annual | Constraint Shadow Price | US$/Ton | 0 | 0 | 0 | 0 | 0 | 0 | 0
NSR Winyah 2-4 - NOX Rate Annual v3.1, Unit 5397 and retrofits | 778 | 1952 | Rate Constraint in lbs/MMBtu | FALSE | L | Annual | Seasons Included | Seasons | Winter, Summer | Winter, Summer | Winter, Summer | Winter, Summer | Winter, Summer | Winter, Summer | Winter, Summer
NSR Winyah 2-4 - NOX Rate Annual v3.1, Unit 5397 and retrofits | 778 | 1952 | Rate Constraint in lbs/MMBtu | FALSE | L | Annual | Standard | lb/MMBtu | 0.12 | 0.12 | 0.12 | 0.12 | 0.12 | 0.12 | 0.12
NSR Winyah 2-4 - NOX Rate Annual v3.1, Unit 5397 and retrofits | 778 | 1952 | Rate Constraint in lbs/MMBtu | FALSE | L | Annual | Emissions at Affected Plants NOX | MTons | 0.91657 | 0.75723 | 0.33192 | 0.33192 | 0.33192 | 0.33114 | 0.63644
NSR Winyah 2-4 - NOX Rate Annual v3.1, Unit 5397 and retrofits | 778 | 1952 | Rate Constraint in lbs/MMBtu | FALSE | L | Annual | Allowances Purchased NOX | MTons | 0 | 0 | 0 | 0 | 0 | 0 | 0
NSR Winyah 2-4 - NOX Rate Annual v3.1, Unit 5397 and retrofits | 778 | 1952 | Rate Constraint in lbs/MMBtu | FALSE | L | Annual | Allowances Sold NOX | MTons | 0 | 0 | 0 | 0 | 0 | 0 | 0
NSR Winyah 2-4 - NOX Rate Annual v3.1, Unit 5397 and retrofits | 778 | 1952 | Rate Constraint in lbs/MMBtu | FALSE | L | Annual | Allowances Banked | MTons | 0 | 0 | 0 | 0 | 0 | 0 | 0
NSR Winyah 2-4 - NOX Rate Annual v3.1, Unit 5397 and retrofits | 778 | 1952 | Rate Constraint in lbs/MMBtu | FALSE | L | Annual | Allowances Withdrawn (1:1) | MTons | 0 | 0 | 0 | 0 | 0 | 0 | 0
NSR Winyah 2-4 - NOX Rate Annual v3.1, Unit 5397 and retrofits | 778 | 1952 | Rate Constraint in lbs/MMBtu | FALSE | L | Annual | Allowances Withdrawn (n:1) | MTons | 0 | 0 | 0 | 0 | 0 | 0 | 0
NSR Winyah 2-4 - NOX Rate Annual v3.1, Unit 5397 and retrofits | 778 | 1952 | Rate Constraint in lbs/MMBtu | FALSE | L | Annual | Net Emissions Allowance Position | MTons | 0.91657 | 0.75723 | 0.33192 | 0.33192 | 0.33192 | 0.33114 | 0.63644
NSR Winyah 2-4 - NOX Rate Annual v3.1, Unit 5397 and retrofits | 778 | 1952 | Rate Constraint in lbs/MMBtu | FALSE | L | Annual | Fuel Consumed | TBtu | 17.4233 | 14.3943 | 6.3095 | 6.3095 | 6.3095 | 6.3254 | 12.1574
NSR Winyah 2-4 - NOX Rate Annual v3.1, Unit 5397 and retrofits | 778 | 1952 | Rate Constraint in lbs/MMBtu | FALSE | L | Annual | Rate | lb/MMBtu | 0.10521 | 0.10521 | 0.10521 | 0.10521 | 0.10521 | 0.1047 | 0.1047
NSR Winyah 2-4 - NOX Rate Annual v3.1, Unit 5397 and retrofits | 778 | 1952 | Rate Constraint in lbs/MMBtu | FALSE | L | Annual | Generation | TWh | 1.8014 | 1.4882 | 0.65236 | 0.65236 | 0.65236 | 0.65236 | 1.2538
NSR Winyah 2-4 - NOX Rate Annual v3.1, Unit 5397 and retrofits | 778 | 1952 | Rate Constraint in lbs/MMBtu | FALSE | L | Annual | Qualifying Generation | TWh | 1.8014 | 1.4882 | 0.65236 | 0.65236 | 0.65236 | 0.65236 | 1.2538
NSR Winyah 2-4 - NOX Rate Annual v3.1, Unit 5397 and retrofits | 778 | 1952 | Rate Constraint in lbs/MMBtu | FALSE | L | Annual | Rate | lb/MWh | 0.50881 | 0.50881 | 0.50881 | 0.50881 | 0.50881 | 0.5076 | 0.5076
NSR Winyah 2-4 - NOX Rate Annual v3.1, Unit 5397 and retrofits | 778 | 1952 | Rate Constraint in lbs/MMBtu | FALSE | L | Annual | Constraint Shadow Price | US$/Ton | 0 | 0 | 0 | 0 | 0 | 0 | 0
NSR Winyah 2-4 - NOX Rate Annual v3.1, Unit 5398 and retrofits | 779 | 1952 | Rate Constraint in lbs/MMBtu | FALSE | L | Annual | Seasons Included | Seasons | Winter, Summer | Winter, Summer | Winter, Summer | Winter, Summer | Winter, Summer | Winter, Summer | Winter, Summer
NSR Winyah 2-4 - NOX Rate Annual v3.1, Unit 5398 and retrofits | 779 | 1952 | Rate Constraint in lbs/MMBtu | FALSE | L | Annual | Standard | lb/MMBtu | 0.12 | 0.12 | 0.12 | 0.12 | 0.12 | 0.12 | 0.12
NSR Winyah 2-4 - NOX Rate Annual v3.1, Unit 5398 and retrofits | 779 | 1952 | Rate Constraint in lbs/MMBtu | FALSE | L | Annual | Emissions at Affected Plants NOX | MTons | 0.00084498 | 0.00084498 | 0.00037039 | 0.00037039 | 0.00037039 | 0 | 0.00036951
NSR Winyah 2-4 - NOX Rate Annual v3.1, Unit 5398 and retrofits | 779 | 1952 | Rate Constraint in lbs/MMBtu | FALSE | L | Annual | Allowances Purchased NOX | MTons | 0 | 0 | 0 | 0 | 0 | 0 | 0
NSR Winyah 2-4 - NOX Rate Annual v3.1, Unit 5398 and retrofits | 779 | 1952 | Rate Constraint in lbs/MMBtu | FALSE | L | Annual | Allowances Sold NOX | MTons | 0 | 0 | 0 | 0 | 0 | 0 | 0
NSR Winyah 2-4 - NOX Rate Annual v3.1, Unit 5398 and retrofits | 779 | 1952 | Rate Constraint in lbs/MMBtu | FALSE | L | Annual | Allowances Banked | MTons | 0 | 0 | 0 | 0 | 0 | 0 | 0
NSR Winyah 2-4 - NOX Rate Annual v3.1, Unit 5398 and retrofits | 779 | 1952 | Rate Constraint in lbs/MMBtu | FALSE | L | Annual | Allowances Withdrawn (1:1) | MTons | 0 | 0 | 0 | 0 | 0 | 0 | 0
NSR Winyah 2-4 - NOX Rate Annual v3.1, Unit 5398 and retrofits | 779 | 1952 | Rate Constraint in lbs/MMBtu | FALSE | L | Annual | Allowances Withdrawn (n:1) | MTons | 0 | 0 | 0 | 0 | 0 | 0 | 0
NSR Winyah 2-4 - NOX Rate Annual v3.1, Unit 5398 and retrofits | 779 | 1952 | Rate Constraint in lbs/MMBtu | FALSE | L | Annual | Net Emissions Allowance Position | MTons | 0.00084498 | 0.00084498 | 0.00037039 | 0.00037039 | 0.00037039 | 0 | 0.00036951
NSR Winyah 2-4 - NOX Rate Annual v3.1, Unit 5398 and retrofits | 779 | 1952 | Rate Constraint in lbs/MMBtu | FALSE | L | Annual | Fuel Consumed | TBtu | 0.016546 | 0.016546 | 0.0072526 | 0.0072526 | 0.0072526 | 0 | 0.0072708
NSR Winyah 2-4 - NOX Rate Annual v3.1, Unit 5398 and retrofits | 779 | 1952 | Rate Constraint in lbs/MMBtu | FALSE | L | Annual | Rate | lb/MMBtu | 0.10214 | 0.10214 | 0.10214 | 0.10214 | 0.10214 | 0 | 0.10164
NSR Winyah 2-4 - NOX Rate Annual v3.1, Unit 5398 and retrofits | 779 | 1952 | Rate Constraint in lbs/MMBtu | FALSE | L | Annual | Generation | TWh | 0.0016139 | 0.0016139 | 0.00070743 | 0.00070743 | 0.00070743 | 0 | 0.00070743
NSR Winyah 2-4 - NOX Rate Annual v3.1, Unit 5398 and retrofits | 779 | 1952 | Rate Constraint in lbs/MMBtu | FALSE | L | Annual | Qualifying Generation | TWh | 0.0016139 | 0.0016139 | 0.00070743 | 0.00070743 | 0.00070743 | 0 | 0.00070743
NSR Winyah 2-4 - NOX Rate Annual v3.1, Unit 5398 and retrofits | 779 | 1952 | Rate Constraint in lbs/MMBtu | FALSE | L | Annual | Rate | lb/MWh | 0.52356 | 0.52356 | 0.52356 | 0.52356 | 0.52356 | 0 | 0.52232
NSR Winyah 2-4 - NOX Rate Annual v3.1, Unit 5398 and retrofits | 779 | 1952 | Rate Constraint in lbs/MMBtu | FALSE | L | Annual | Constraint Shadow Price | US$/Ton | 0 | 0 | 0 | 0 | 0 | 0 | 0
NSR Wood River 4,5 - SO2 Rate Annual v3.1, Unit 3335 and retrofits | 780 | 1882 | Rate Constraint in lbs/MMBtu | FALSE | L | Annual | Seasons Included | Seasons | Winter, Summer | Winter, Summer | Winter, Summer | Winter, Summer | Winter, Summer | Winter, Summer | Winter, Summer
NSR Wood River 4,5 - SO2 Rate Annual v3.1, Unit 3335 and retrofits | 780 | 1882 | Rate Constraint in lbs/MMBtu | FALSE | L | Annual | Standard | lb/MMBtu | 1.2 | 1.2 | 1.2 | 1.2 | 1.2 | 1.2 | 1.2
NSR Wood River 4,5 - SO2 Rate Annual v3.1, Unit 3335 and retrofits | 780 | 1882 | Rate Constraint in lbs/MMBtu | FALSE | L | Annual | Emissions at Affected Plants SO2 | MTons | 0 | 0 | 0 | 0 | 0 | 0 | 0
NSR Wood River 4,5 - SO2 Rate Annual v3.1, Unit 3335 and retrofits | 780 | 1882 | Rate Constraint in lbs/MMBtu | FALSE | L | Annual | Allowances Purchased SO2 | MTons | 0 | 0 | 0 | 0 | 0 | 0 | 0
NSR Wood River 4,5 - SO2 Rate Annual v3.1, Unit 3335 and retrofits | 780 | 1882 | Rate Constraint in lbs/MMBtu | FALSE | L | Annual | Allowances Sold SO2 | MTons | 0 | 0 | 0 | 0 | 0 | 0 | 0
NSR Wood River 4,5 - SO2 Rate Annual v3.1, Unit 3335 and retrofits | 780 | 1882 | Rate Constraint in lbs/MMBtu | FALSE | L | Annual | Allowances Banked | MTons | 0 | 0 | 0 | 0 | 0 | 0 | 0
NSR Wood River 4,5 - SO2 Rate Annual v3.1, Unit 3335 and retrofits | 780 | 1882 | Rate Constraint in lbs/MMBtu | FALSE | L | Annual | Allowances Withdrawn (1:1) | MTons | 0 | 0 | 0 | 0 | 0 | 0 | 0
NSR Wood River 4,5 - SO2 Rate Annual v3.1, Unit 3335 and retrofits | 780 | 1882 | Rate Constraint in lbs/MMBtu | FALSE | L | Annual | Allowances Withdrawn (n:1) | MTons | 0 | 0 | 0 | 0 | 0 | 0 | 0
NSR Wood River 4,5 - SO2 Rate Annual v3.1, Unit 3335 and retrofits | 780 | 1882 | Rate Constraint in lbs/MMBtu | FALSE | L | Annual | Net Emissions Allowance Position | MTons | 0 | 0 | 0 | 0 | 0 | 0 | 0
NSR Wood River 4,5 - SO2 Rate Annual v3.1, Unit 3335 and retrofits | 780 | 1882 | Rate Constraint in lbs/MMBtu | FALSE | L | Annual | Fuel Consumed | TBtu | 0 | 0 | 0 | 0 | 0 | 0 | 0
NSR Wood River 4,5 - SO2 Rate Annual v3.1, Unit 3335 and retrofits | 780 | 1882 | Rate Constraint in lbs/MMBtu | FALSE | L | Annual | Rate | lb/MMBtu | 0 | 0 | 0 | 0 | 0 | 0 | 0
NSR Wood River 4,5 - SO2 Rate Annual v3.1, Unit 3335 and retrofits | 780 | 1882 | Rate Constraint in lbs/MMBtu | FALSE | L | Annual | Generation | TWh | 0 | 0 | 0 | 0 | 0 | 0 | 0
NSR Wood River 4,5 - SO2 Rate Annual v3.1, Unit 3335 and retrofits | 780 | 1882 | Rate Constraint in lbs/MMBtu | FALSE | L | Annual | Qualifying Generation | TWh | 0 | 0 | 0 | 0 | 0 | 0 | 0
NSR Wood River 4,5 - SO2 Rate Annual v3.1, Unit 3335 and retrofits | 780 | 1882 | Rate Constraint in lbs/MMBtu | FALSE | L | Annual | Rate | lb/MWh | 0 | 0 | 0 | 0 | 0 | 0 | 0
NSR Wood River 4,5 - SO2 Rate Annual v3.1, Unit 3335 and retrofits | 780 | 1882 | Rate Constraint in lbs/MMBtu | FALSE | L | Annual | Constraint Shadow Price | US$/Ton | 0 | 0 | 0 | 0 | 0 | 0 | 0
NSR Wood River 4,5 - SO2 Rate Annual v3.1, Unit 4161 and retrofits | 781 | 1882 | Rate Constraint in lbs/MMBtu | FALSE | L | Annual | Seasons Included | Seasons | Winter, Summer | Winter, Summer | Winter, Summer | Winter, Summer | Winter, Summer | Winter, Summer | Winter, Summer
NSR Wood River 4,5 - SO2 Rate Annual v3.1, Unit 4161 and retrofits | 781 | 1882 | Rate Constraint in lbs/MMBtu | FALSE | L | Annual | Standard | lb/MMBtu | 1.2 | 1.2 | 1.2 | 1.2 | 1.2 | 1.2 | 1.2
NSR Wood River 4,5 - SO2 Rate Annual v3.1, Unit 4161 and retrofits | 781 | 1882 | Rate Constraint in lbs/MMBtu | FALSE | L | Annual | Emissions at Affected Plants SO2 | MTons | 0 | 0 | 0 | 0 | 0 | 0 | 0
NSR Wood River 4,5 - SO2 Rate Annual v3.1, Unit 4161 and retrofits | 781 | 1882 | Rate Constraint in lbs/MMBtu | FALSE | L | Annual | Allowances Purchased SO2 | MTons | 0 | 0 | 0 | 0 | 0 | 0 | 0
NSR Wood River 4,5 - SO2 Rate Annual v3.1, Unit 4161 and retrofits | 781 | 1882 | Rate Constraint in lbs/MMBtu | FALSE | L | Annual | Allowances Sold SO2 | MTons | 0 | 0 | 0 | 0 | 0 | 0 | 0
NSR Wood River 4,5 - SO2 Rate Annual v3.1, Unit 4161 and retrofits | 781 | 1882 | Rate Constraint in lbs/MMBtu | FALSE | L | Annual | Allowances Banked | MTons | 0 | 0 | 0 | 0 | 0 | 0 | 0
NSR Wood River 4,5 - SO2 Rate Annual v3.1, Unit 4161 and retrofits | 781 | 1882 | Rate Constraint in lbs/MMBtu | FALSE | L | Annual | Allowances Withdrawn (1:1) | MTons | 0 | 0 | 0 | 0 | 0 | 0 | 0
NSR Wood River 4,5 - SO2 Rate Annual v3.1, Unit 4161 and retrofits | 781 | 1882 | Rate Constraint in lbs/MMBtu | FALSE | L | Annual | Allowances Withdrawn (n:1) | MTons | 0 | 0 | 0 | 0 | 0 | 0 | 0
NSR Wood River 4,5 - SO2 Rate Annual v3.1, Unit 4161 and retrofits | 781 | 1882 | Rate Constraint in lbs/MMBtu | FALSE | L | Annual | Net Emissions Allowance Position | MTons | 0 | 0 | 0 | 0 | 0 | 0 | 0
NSR Wood River 4,5 - SO2 Rate Annual v3.1, Unit 4161 and retrofits | 781 | 1882 | Rate Constraint in lbs/MMBtu | FALSE | L | Annual | Fuel Consumed | TBtu | 0 | 0 | 0 | 0 | 0 | 0 | 0
NSR Wood River 4,5 - SO2 Rate Annual v3.1, Unit 4161 and retrofits | 781 | 1882 | Rate Constraint in lbs/MMBtu | FALSE | L | Annual | Rate | lb/MMBtu | 0 | 0 | 0 | 0 | 0 | 0 | 0
NSR Wood River 4,5 - SO2 Rate Annual v3.1, Unit 4161 and retrofits | 781 | 1882 | Rate Constraint in lbs/MMBtu | FALSE | L | Annual | Generation | TWh | 0 | 0 | 0 | 0 | 0 | 0 | 0
NSR Wood River 4,5 - SO2 Rate Annual v3.1, Unit 4161 and retrofits | 781 | 1882 | Rate Constraint in lbs/MMBtu | FALSE | L | Annual | Qualifying Generation | TWh | 0 | 0 | 0 | 0 | 0 | 0 | 0
NSR Wood River 4,5 - SO2 Rate Annual v3.1, Unit 4161 and retrofits | 781 | 1882 | Rate Constraint in lbs/MMBtu | FALSE | L | Annual | Rate | lb/MWh | 0 | 0 | 0 | 0 | 0 | 0 | 0
NSR Wood River 4,5 - SO2 Rate Annual v3.1, Unit 4161 and retrofits | 781 | 1882 | Rate Constraint in lbs/MMBtu | FALSE | L | Annual | Constraint Shadow Price | US$/Ton | 0 | 0 | 0 | 0 | 0 | 0 | 0
NSR WPS Consent - NOX Cap Annual v5.12 | 782 | 5790 | Rate Constraint in MTons | FALSE | L | Annual | Seasons Included | Seasons | Winter, Summer | Winter, Summer | Winter, Summer | Winter, Summer | Winter, Summer | Winter, Summer | Winter, Summer
NSR WPS Consent - NOX Cap Annual v5.12 | 782 | 5790 | Rate Constraint in MTons | FALSE | L | Annual | Standard | MTons | 3.8 | 3.7 | 3.7 | 3.7 | 3.7 | 3.7 | 3.7
NSR WPS Consent - NOX Cap Annual v5.12 | 782 | 5790 | Rate Constraint in MTons | FALSE | L | Annual | Standard NOX | MTons | 3.8 | 3.7 | 3.7 | 3.7 | 3.7 | 3.7 | 3.7
NSR WPS Consent - NOX Cap Annual v5.12 | 782 | 5790 | Rate Constraint in MTons | FALSE | L | Annual | Emissions at Affected Plants NOX | MTons | 2.2411 | 2.0165 | 1.8351 | 1.8351 | 1.8445 | 1.9892 | 2.0165
NSR WPS Consent - NOX Cap Annual v5.12 | 782 | 5790 | Rate Constraint in MTons | FALSE | L | Annual | Allowances Purchased NOX | MTons | 0 | 0 | 0 | 0 | 0 | 0 | 0
NSR WPS Consent - NOX Cap Annual v5.12 | 782 | 5790 | Rate Constraint in MTons | FALSE | L | Annual | Allowances Sold NOX | MTons | 0 | 0 | 0 | 0 | 0 | 0 | 0
NSR WPS Consent - NOX Cap Annual v5.12 | 782 | 5790 | Rate Constraint in MTons | FALSE | L | Annual | Allowances Banked | MTons | 0 | 0 | 0 | 0 | 0 | 0 | 0
NSR WPS Consent - NOX Cap Annual v5.12 | 782 | 5790 | Rate Constraint in MTons | FALSE | L | Annual | Allowances Withdrawn (1:1) | MTons | 0 | 0 | 0 | 0 | 0 | 0 | 0
NSR WPS Consent - NOX Cap Annual v5.12 | 782 | 5790 | Rate Constraint in MTons | FALSE | L | Annual | Allowances Withdrawn (n:1) | MTons | 0 | 0 | 0 | 0 | 0 | 0 | 0
NSR WPS Consent - NOX Cap Annual v5.12 | 782 | 5790 | Rate Constraint in MTons | FALSE | L | Annual | Net Emissions Allowance Position | MTons | 2.2411 | 2.0165 | 1.8351 | 1.8351 | 1.8445 | 1.9892 | 2.0165
NSR WPS Consent - NOX Cap Annual v5.12 | 782 | 5790 | Rate Constraint in MTons | FALSE | L | Annual | Fuel Consumed | TBtu | 57.8002 | 56.5832 | 50.8988 | 50.8988 | 51.24 | 55.5858 | 56.5832
NSR WPS Consent - NOX Cap Annual v5.12 | 782 | 5790 | Rate Constraint in MTons | FALSE | L | Annual | Rate | lb/MMBtu | 0.077545 | 0.071276 | 0.072109 | 0.072109 | 0.071993 | 0.071573 | 0.071276
NSR WPS Consent - NOX Cap Annual v5.12 | 782 | 5790 | Rate Constraint in MTons | FALSE | L | Annual | Generation | TWh | 6.3702 | 6.2334 | 5.607 | 5.607 | 5.6446 | 6.1234 | 6.2334
NSR WPS Consent - NOX Cap Annual v5.12 | 782 | 5790 | Rate Constraint in MTons | FALSE | L | Annual | Qualifying Generation | TWh | 6.3702 | 6.2334 | 5.607 | 5.607 | 5.6446 | 6.1234 | 6.2334
NSR WPS Consent - NOX Cap Annual v5.12 | 782 | 5790 | Rate Constraint in MTons | FALSE | L | Annual | Rate | lb/MWh | 0.3518 | 0.3235 | 0.32729 | 0.32729 | 0.32676 | 0.32485 | 0.3235
NSR WPS Consent - NOX Cap Annual v5.12 | 782 | 5790 | Rate Constraint in MTons | FALSE | L | Annual | Constraint Shadow Price | US$/Ton | 0 | 0 | 0 | 0 | 0 | 0 | 0
NSR WPS Consent - SO2 Cap Annual v5.12 | 783 | 5793 | Rate Constraint in MTons | FALSE | L | Annual | Seasons Included | Seasons | Winter, Summer | Winter, Summer | Winter, Summer | Winter, Summer | Winter, Summer | Winter, Summer | Winter, Summer
NSR WPS Consent - SO2 Cap Annual v5.12 | 783 | 5793 | Rate Constraint in MTons | FALSE | L | Annual | Standard | MTons | 7.225 | 4.25 | 4.25 | 4.25 | 4.25 | 4.25 | 4.25
NSR WPS Consent - SO2 Cap Annual v5.12 | 783 | 5793 | Rate Constraint in MTons | FALSE | L | Annual | Standard SO2 | MTons | 7.225 | 4.25 | 4.25 | 4.25 | 4.25 | 4.25 | 4.25
NSR WPS Consent - SO2 Cap Annual v5.12 | 783 | 5793 | Rate Constraint in MTons | FALSE | L | Annual | Emissions at Affected Plants SO2 | MTons | 2.3091 | 2.2605 | 2.0366 | 2.0366 | 2.047 | 2.2207 | 2.2605
NSR WPS Consent - SO2 Cap Annual v5.12 | 783 | 5793 | Rate Constraint in MTons | FALSE | L | Annual | Allowances Purchased SO2 | MTons | 0 | 0 | 0 | 0 | 0 | 0 | 0
NSR WPS Consent - SO2 Cap Annual v5.12 | 783 | 5793 | Rate Constraint in MTons | FALSE | L | Annual | Allowances Sold SO2 | MTons | 0 | 0 | 0 | 0 | 0 | 0 | 0
NSR WPS Consent - SO2 Cap Annual v5.12 | 783 | 5793 | Rate Constraint in MTons | FALSE | L | Annual | Allowances Banked | MTons | 0 | 0 | 0 | 0 | 0 | 0 | 0
NSR WPS Consent - SO2 Cap Annual v5.12 | 783 | 5793 | Rate Constraint in MTons | FALSE | L | Annual | Allowances Withdrawn (1:1) | MTons | 0 | 0 | 0 | 0 | 0 | 0 | 0
NSR WPS Consent - SO2 Cap Annual v5.12 | 783 | 5793 | Rate Constraint in MTons | FALSE | L | Annual | Allowances Withdrawn (n:1) | MTons | 0 | 0 | 0 | 0 | 0 | 0 | 0
NSR WPS Consent - SO2 Cap Annual v5.12 | 783 | 5793 | Rate Constraint in MTons | FALSE | L | Annual | Net Emissions Allowance Position | MTons | 2.3091 | 2.2605 | 2.0366 | 2.0366 | 2.047 | 2.2207 | 2.2605
NSR WPS Consent - SO2 Cap Annual v5.12 | 783 | 5793 | Rate Constraint in MTons | FALSE | L | Annual | Fuel Consumed | TBtu | 57.8002 | 56.5832 | 50.8988 | 50.8988 | 51.24 | 55.5858 | 56.5832
NSR WPS Consent - SO2 Cap Annual v5.12 | 783 | 5793 | Rate Constraint in MTons | FALSE | L | Annual | Rate | lb/MMBtu | 0.0799 | 0.0799 | 0.080024 | 0.080024 | 0.0799 | 0.0799 | 0.0799
NSR WPS Consent - SO2 Cap Annual v5.12 | 783 | 5793 | Rate Constraint in MTons | FALSE | L | Annual | Generation | TWh | 6.3702 | 6.2334 | 5.607 | 5.607 | 5.6446 | 6.1234 | 6.2334
NSR WPS Consent - SO2 Cap Annual v5.12 | 783 | 5793 | Rate Constraint in MTons | FALSE | L | Annual | Qualifying Generation | TWh | 6.3702 | 6.2334 | 5.607 | 5.607 | 5.6446 | 6.1234 | 6.2334
NSR WPS Consent - SO2 Cap Annual v5.12 | 783 | 5793 | Rate Constraint in MTons | FALSE | L | Annual | Rate | lb/MWh | 0.36249 | 0.36264 | 0.36321 | 0.36321 | 0.36265 | 0.36265 | 0.36264
NSR WPS Consent - SO2 Cap Annual v5.12 | 783 | 5793 | Rate Constraint in MTons | FALSE | L | Annual | Constraint Shadow Price | US$/Ton | 0 | 0 | 0 | 0 | 0 | 0 | 0
NSR WPS Pulliam - NOX Cap Annual v5.12 | 784 | 5794 | Rate Constraint in MTons | FALSE | L | Annual | Seasons Included | Seasons | Winter, Summer | Winter, Summer | Winter, Summer | Winter, Summer | Winter, Summer | Winter, Summer | Winter, Summer
NSR WPS Pulliam - NOX Cap Annual v5.12 | 784 | 5794 | Rate Constraint in MTons | FALSE | L | Annual | Standard | MTons | 1.5 | 1.5 | 1.5 | 1.5 | 1.5 | 1.5 | 1.5
NSR WPS Pulliam - NOX Cap Annual v5.12 | 784 | 5794 | Rate Constraint in MTons | FALSE | L | Annual | Standard NOX | MTons | 1.5 | 1.5 | 1.5 | 1.5 | 1.5 | 1.5 | 1.5
NSR WPS Pulliam - NOX Cap Annual v5.12 | 784 | 5794 | Rate Constraint in MTons | FALSE | L | Annual | Emissions at Affected Plants NOX | MTons | 0 | 0 | 0 | 0 | 0 | 0 | 0
NSR WPS Pulliam - NOX Cap Annual v5.12 | 784 | 5794 | Rate Constraint in MTons | FALSE | L | Annual | Allowances Purchased NOX | MTons | 0 | 0 | 0 | 0 | 0 | 0 | 0
NSR WPS Pulliam - NOX Cap Annual v5.12 | 784 | 5794 | Rate Constraint in MTons | FALSE | L | Annual | Allowances Sold NOX | MTons | 0 | 0 | 0 | 0 | 0 | 0 | 0
NSR WPS Pulliam - NOX Cap Annual v5.12 | 784 | 5794 | Rate Constraint in MTons | FALSE | L | Annual | Allowances Banked | MTons | 0 | 0 | 0 | 0 | 0 | 0 | 0
NSR WPS Pulliam - NOX Cap Annual v5.12 | 784 | 5794 | Rate Constraint in MTons | FALSE | L | Annual | Allowances Withdrawn (1:1) | MTons | 0 | 0 | 0 | 0 | 0 | 0 | 0
NSR WPS Pulliam - NOX Cap Annual v5.12 | 784 | 5794 | Rate Constraint in MTons | FALSE | L | Annual | Allowances Withdrawn (n:1) | MTons | 0 | 0 | 0 | 0 | 0 | 0 | 0
NSR WPS Pulliam - NOX Cap Annual v5.12 | 784 | 5794 | Rate Constraint in MTons | FALSE | L | Annual | Net Emissions Allowance Position | MTons | 0 | 0 | 0 | 0 | 0 | 0 | 0
NSR WPS Pulliam - NOX Cap Annual v5.12 | 784 | 5794 | Rate Constraint in MTons | FALSE | L | Annual | Fuel Consumed | TBtu | 0 | 0 | 0 | 0 | 0 | 0 | 0
NSR WPS Pulliam - NOX Cap Annual v5.12 | 784 | 5794 | Rate Constraint in MTons | FALSE | L | Annual | Rate | lb/MMBtu | 0 | 0 | 0 | 0 | 0 | 0 | 0
NSR WPS Pulliam - NOX Cap Annual v5.12 | 784 | 5794 | Rate Constraint in MTons | FALSE | L | Annual | Generation | TWh | 0 | 0 | 0 | 0 | 0 | 0 | 0
NSR WPS Pulliam - NOX Cap Annual v5.12 | 784 | 5794 | Rate Constraint in MTons | FALSE | L | Annual | Qualifying Generation | TWh | 0 | 0 | 0 | 0 | 0 | 0 | 0
NSR WPS Pulliam - NOX Cap Annual v5.12 | 784 | 5794 | Rate Constraint in MTons | FALSE | L | Annual | Rate | lb/MWh | 0 | 0 | 0 | 0 | 0 | 0 | 0
NSR WPS Pulliam - NOX Cap Annual v5.12 | 784 | 5794 | Rate Constraint in MTons | FALSE | L | Annual | Constraint Shadow Price | US$/Ton | 0 | 0 | 0 | 0 | 0 | 0 | 0
NSR WPS Pulliam - SO2 Cap Annual v5.12 | 785 | 5795 | Rate Constraint in MTons | FALSE | L | Annual | Seasons Included | Seasons | Winter, Summer | Winter, Summer | Winter, Summer | Winter, Summer | Winter, Summer | Winter, Summer | Winter, Summer
NSR WPS Pulliam - SO2 Cap Annual v5.12 | 785 | 5795 | Rate Constraint in MTons | FALSE | L | Annual | Standard | MTons | 2.1 | 2.1 | 2.1 | 2.1 | 2.1 | 2.1 | 2.1
NSR WPS Pulliam - SO2 Cap Annual v5.12 | 785 | 5795 | Rate Constraint in MTons | FALSE | L | Annual | Standard SO2 | MTons | 2.1 | 2.1 | 2.1 | 2.1 | 2.1 | 2.1 | 2.1
NSR WPS Pulliam - SO2 Cap Annual v5.12 | 785 | 5795 | Rate Constraint in MTons | FALSE | L | Annual | Emissions at Affected Plants SO2 | MTons | 0 | 0 | 0 | 0 | 0 | 0 | 0
NSR WPS Pulliam - SO2 Cap Annual v5.12 | 785 | 5795 | Rate Constraint in MTons | FALSE | L | Annual | Allowances Purchased SO2 | MTons | 0 | 0 | 0 | 0 | 0 | 0 | 0
NSR WPS Pulliam - SO2 Cap Annual v5.12 | 785 | 5795 | Rate Constraint in MTons | FALSE | L | Annual | Allowances Sold SO2 | MTons | 0 | 0 | 0 | 0 | 0 | 0 | 0
NSR WPS Pulliam - SO2 Cap Annual v5.12 | 785 | 5795 | Rate Constraint in MTons | FALSE | L | Annual | Allowances Banked | MTons | 0 | 0 | 0 | 0 | 0 | 0 | 0
NSR WPS Pulliam - SO2 Cap Annual v5.12 | 785 | 5795 | Rate Constraint in MTons | FALSE | L | Annual | Allowances Withdrawn (1:1) | MTons | 0 | 0 | 0 | 0 | 0 | 0 | 0
NSR WPS Pulliam - SO2 Cap Annual v5.12 | 785 | 5795 | Rate Constraint in MTons | FALSE | L | Annual | Allowances Withdrawn (n:1) | MTons | 0 | 0 | 0 | 0 | 0 | 0 | 0
NSR WPS Pulliam - SO2 Cap Annual v5.12 | 785 | 5795 | Rate Constraint in MTons | FALSE | L | Annual | Net Emissions Allowance Position | MTons | 0 | 0 | 0 | 0 | 0 | 0 | 0
NSR WPS Pulliam - SO2 Cap Annual v5.12 | 785 | 5795 | Rate Constraint in MTons | FALSE | L | Annual | Fuel Consumed | TBtu | 0 | 0 | 0 | 0 | 0 | 0 | 0
NSR WPS Pulliam - SO2 Cap Annual v5.12 | 785 | 5795 | Rate Constraint in MTons | FALSE | L | Annual | Rate | lb/MMBtu | 0 | 0 | 0 | 0 | 0 | 0 | 0
NSR WPS Pulliam - SO2 Cap Annual v5.12 | 785 | 5795 | Rate Constraint in MTons | FALSE | L | Annual | Generation | TWh | 0 | 0 | 0 | 0 | 0 | 0 | 0
NSR WPS Pulliam - SO2 Cap Annual v5.12 | 785 | 5795 | Rate Constraint in MTons | FALSE | L | Annual | Qualifying Generation | TWh | 0 | 0 | 0 | 0 | 0 | 0 | 0
NSR WPS Pulliam - SO2 Cap Annual v5.12 | 785 | 5795 | Rate Constraint in MTons | FALSE | L | Annual | Rate | lb/MWh | 0 | 0 | 0 | 0 | 0 | 0 | 0
NSR WPS Pulliam - SO2 Cap Annual v5.12 | 785 | 5795 | Rate Constraint in MTons | FALSE | L | Annual | Constraint Shadow Price | US$/Ton | 0 | 0 | 0 | 0 | 0 | 0 | 0
NSR WPS Pulliam 7&8 - NOX Rate Annual v5.12, Unit 3493 and retrofits | 786 | 5797 | Rate Constraint in lbs/MMBtu | FALSE | L | Annual | Seasons Included | Seasons | Winter, Summer | Winter, Summer | Winter, Summer | Winter, Summer | Winter, Summer | Winter, Summer | Winter, Summer
NSR WPS Pulliam 7&8 - NOX Rate Annual v5.12, Unit 3493 and retrofits | 786 | 5797 | Rate Constraint in lbs/MMBtu | FALSE | L | Annual | Standard | lb/MMBtu | 0.25 | 0.25 | 0.25 | 0.25 | 0.25 | 0.25 | 0.25
NSR WPS Pulliam 7&8 - NOX Rate Annual v5.12, Unit 3493 and retrofits | 786 | 5797 | Rate Constraint in lbs/MMBtu | FALSE | L | Annual | Emissions at Affected Plants NOX | MTons | 0 | 0 | 0 | 0 | 0 | 0 | 0
NSR WPS Pulliam 7&8 - NOX Rate Annual v5.12, Unit 3493 and retrofits | 786 | 5797 | Rate Constraint in lbs/MMBtu | FALSE | L | Annual | Allowances Purchased NOX | MTons | 0 | 0 | 0 | 0 | 0 | 0 | 0
NSR WPS Pulliam 7&8 - NOX Rate Annual v5.12, Unit 3493 and retrofits | 786 | 5797 | Rate Constraint in lbs/MMBtu | FALSE | L | Annual | Allowances Sold NOX | MTons | 0 | 0 | 0 | 0 | 0 | 0 | 0
NSR WPS Pulliam 7&8 - NOX Rate Annual v5.12, Unit 3493 and retrofits | 786 | 5797 | Rate Constraint in lbs/MMBtu | FALSE | L | Annual | Allowances Banked | MTons | 0 | 0 | 0 | 0 | 0 | 0 | 0
NSR WPS Pulliam 7&8 - NOX Rate Annual v5.12, Unit 3493 and retrofits | 786 | 5797 | Rate Constraint in lbs/MMBtu | FALSE | L | Annual | Allowances Withdrawn (1:1) | MTons | 0 | 0 | 0 | 0 | 0 | 0 | 0
NSR WPS Pulliam 7&8 - NOX Rate Annual v5.12, Unit 3493 and retrofits | 786 | 5797 | Rate Constraint in lbs/MMBtu | FALSE | L | Annual | Allowances Withdrawn (n:1) | MTons | 0 | 0 | 0 | 0 | 0 | 0 | 0
NSR WPS Pulliam 7&8 - NOX Rate Annual v5.12, Unit 3493 and retrofits | 786 | 5797 | Rate Constraint in lbs/MMBtu | FALSE | L | Annual | Net Emissions Allowance Position | MTons | 0 | 0 | 0 | 0 | 0 | 0 | 0
NSR WPS Pulliam 7&8 - NOX Rate Annual v5.12, Unit 3493 and retrofits | 786 | 5797 | Rate Constraint in lbs/MMBtu | FALSE | L | Annual | Fuel Consumed | TBtu | 0 | 0 | 0 | 0 | 0 | 0 | 0
NSR WPS Pulliam 7&8 - NOX Rate Annual v5.12, Unit 3493 and retrofits | 786 | 5797 | Rate Constraint in lbs/MMBtu | FALSE | L | Annual | Rate | lb/MMBtu | 0 | 0 | 0 | 0 | 0 | 0 | 0
NSR WPS Pulliam 7&8 - NOX Rate Annual v5.12, Unit 3493 and retrofits | 786 | 5797 | Rate Constraint in lbs/MMBtu | FALSE | L | Annual | Generation | TWh | 0 | 0 | 0 | 0 | 0 | 0 | 0
NSR WPS Pulliam 7&8 - NOX Rate Annual v5.12, Unit 3493 and retrofits | 786 | 5797 | Rate Constraint in lbs/MMBtu | FALSE | L | Annual | Qualifying Generation | TWh | 0 | 0 | 0 | 0 | 0 | 0 | 0
NSR WPS Pulliam 7&8 - NOX Rate Annual v5.12, Unit 3493 and retrofits | 786 | 5797 | Rate Constraint in lbs/MMBtu | FALSE | L | Annual | Rate | lb/MWh | 0 | 0 | 0 | 0 | 0 | 0 | 0
NSR WPS Pulliam 7&8 - NOX Rate Annual v5.12, Unit 3493 and retrofits | 786 | 5797 | Rate Constraint in lbs/MMBtu | FALSE | L | Annual | Constraint Shadow Price | US$/Ton | 0 | 0 | 0 | 0 | 0 | 0 | 0
NSR WPS Pulliam 7&8 - NOX Rate Annual v5.12, Unit 4171 and retrofits | 787 | 5797 | Rate Constraint in lbs/MMBtu | FALSE | L | Annual | Seasons Included | Seasons | Winter, Summer | Winter, Summer | Winter, Summer | Winter, Summer | Winter, Summer | Winter, Summer | Winter, Summer
NSR WPS Pulliam 7&8 - NOX Rate Annual v5.12, Unit 4171 and retrofits | 787 | 5797 | Rate Constraint in lbs/MMBtu | FALSE | L | Annual | Standard | lb/MMBtu | 0.25 | 0.25 | 0.25 | 0.25 | 0.25 | 0.25 | 0.25
NSR WPS Pulliam 7&8 - NOX Rate Annual v5.12, Unit 4171 and retrofits | 787 | 5797 | Rate Constraint in lbs/MMBtu | FALSE | L | Annual | Emissions at Affected Plants NOX | MTons | 0 | 0 | 0 | 0 | 0 | 0 | 0
NSR WPS Pulliam 7&8 - NOX Rate Annual v5.12, Unit 4171 and retrofits | 787 | 5797 | Rate Constraint in lbs/MMBtu | FALSE | L | Annual | Allowances Purchased NOX | MTons | 0 | 0 | 0 | 0 | 0 | 0 | 0
NSR WPS Pulliam 7&8 - NOX Rate Annual v5.12, Unit 4171 and retrofits | 787 | 5797 | Rate Constraint in lbs/MMBtu | FALSE | L | Annual | Allowances Sold NOX | MTons | 0 | 0 | 0 | 0 | 0 | 0 | 0
NSR WPS Pulliam 7&8 - NOX Rate Annual v5.12, Unit 4171 and retrofits | 787 | 5797 | Rate Constraint in lbs/MMBtu | FALSE | L | Annual | Allowances Banked | MTons | 0 | 0 | 0 | 0 | 0 | 0 | 0
NSR WPS Pulliam 7&8 - NOX Rate Annual v5.12, Unit 4171 and retrofits | 787 | 5797 | Rate Constraint in lbs/MMBtu | FALSE | L | Annual | Allowances Withdrawn (1:1) | MTons | 0 | 0 | 0 | 0 | 0 | 0 | 0
NSR WPS Pulliam 7&8 - NOX Rate Annual v5.12, Unit 4171 and retrofits | 787 | 5797 | Rate Constraint in lbs/MMBtu | FALSE | L | Annual | Allowances Withdrawn (n:1) | MTons | 0 | 0 | 0 | 0 | 0 | 0 | 0
NSR WPS Pulliam 7&8 - NOX Rate Annual v5.12, Unit 4171 and retrofits | 787 | 5797 | Rate Constraint in lbs/MMBtu | FALSE | L | Annual | Net Emissions Allowance Position | MTons | 0 | 0 | 0 | 0 | 0 | 0 | 0
NSR WPS Pulliam 7&8 - NOX Rate Annual v5.12, Unit 4171 and retrofits | 787 | 5797 | Rate Constraint in lbs/MMBtu | FALSE | L | Annual | Fuel Consumed | TBtu | 0 | 0 | 0 | 0 | 0 | 0 | 0
NSR WPS Pulliam 7&8 - NOX Rate Annual v5.12, Unit 4171 and retrofits | 787 | 5797 | Rate Constraint in lbs/MMBtu | FALSE | L | Annual | Rate | lb/MMBtu | 0 | 0 | 0 | 0 | 0 | 0 | 0
NSR WPS Pulliam 7&8 - NOX Rate Annual v5.12, Unit 4171 and retrofits | 787 | 5797 | Rate Constraint in lbs/MMBtu | FALSE | L | Annual | Generation | TWh | 0 | 0 | 0 | 0 | 0 | 0 | 0
NSR WPS Pulliam 7&8 - NOX Rate Annual v5.12, Unit 4171 and retrofits | 787 | 5797 | Rate Constraint in lbs/MMBtu | FALSE | L | Annual | Qualifying Generation | TWh | 0 | 0 | 0 | 0 | 0 | 0 | 0
NSR WPS Pulliam 7&8 - NOX Rate Annual v5.12, Unit 4171 and retrofits | 787 | 5797 | Rate Constraint in lbs/MMBtu | FALSE | L | Annual | Rate | lb/MWh | 0 | 0 | 0 | 0 | 0 | 0 | 0
NSR WPS Pulliam 7&8 - NOX Rate Annual v5.12, Unit 4171 and retrofits | 787 | 5797 | Rate Constraint in lbs/MMBtu | FALSE | L | Annual | Constraint Shadow Price | US$/Ton | 0 | 0 | 0 | 0 | 0 | 0 | 0
NSR WPS Weston 3 - NOX Rate Annual v5.12, Unit 4141 and retrofits | 788 | 5798 | Rate Constraint in lbs/MMBtu | FALSE | L | Annual | Seasons Included | Seasons | Winter, Summer | Winter, Summer | Winter, Summer | Winter, Summer | Winter, Summer | Winter, Summer | Winter, Summer
NSR WPS Weston 3 - NOX Rate Annual v5.12, Unit 4141 and retrofits | 788 | 5798 | Rate Constraint in lbs/MMBtu | FALSE | L | Annual | Standard | lb/MMBtu | 0.115 | 0.1 | 0.1 | 0.1 | 0.1 | 0.1 | 0.1
NSR WPS Weston 3 - NOX Rate Annual v5.12, Unit 4141 and retrofits | 788 | 5798 | Rate Constraint in lbs/MMBtu | FALSE | L | Annual | Emissions at Affected Plants NOX | MTons | 1.2575 | 1.0329 | 0.97597 | 0.97597 | 0.97597 | 1.0329 | 1.0329
NSR WPS Weston 3 - NOX Rate Annual v5.12, Unit 4141 and retrofits | 788 | 5798 | Rate Constraint in lbs/MMBtu | FALSE | L | Annual | Allowances Purchased NOX | MTons | 0 | 0 | 0 | 0 | 0 | 0 | 0
NSR WPS Weston 3 - NOX Rate Annual v5.12, Unit 4141 and retrofits | 788 | 5798 | Rate Constraint in lbs/MMBtu | FALSE | L | Annual | Allowances Sold NOX | MTons | 0 | 0 | 0 | 0 | 0 | 0 | 0
NSR WPS Weston 3 - NOX Rate Annual v5.12, Unit 4141 and retrofits | 788 | 5798 | Rate Constraint in lbs/MMBtu | FALSE | L | Annual | Allowances Banked | MTons | 0 | 0 | 0 | 0 | 0 | 0 | 0
NSR WPS Weston 3 - NOX Rate Annual v5.12, Unit 4141 and retrofits | 788 | 5798 | Rate Constraint in lbs/MMBtu | FALSE | L | Annual | Allowances Withdrawn (1:1) | MTons | 0 | 0 | 0 | 0 | 0 | 0 | 0
NSR WPS Weston 3 - NOX Rate Annual v5.12, Unit 4141 and retrofits | 788 | 5798 | Rate Constraint in lbs/MMBtu | FALSE | L | Annual | Allowances Withdrawn (n:1) | MTons | 0 | 0 | 0 | 0 | 0 | 0 | 0
NSR WPS Weston 3 - NOX Rate Annual v5.12, Unit 4141 and retrofits | 788 | 5798 | Rate Constraint in lbs/MMBtu | FALSE | L | Annual | Net Emissions Allowance Position | MTons | 1.2575 | 1.0329 | 0.97597 | 0.97597 | 0.97597 | 1.0329 | 1.0329
NSR WPS Weston 3 - NOX Rate Annual v5.12, Unit 4141 and retrofits | 788 | 5798 | Rate Constraint in lbs/MMBtu | FALSE | L | Annual | Fuel Consumed | TBtu | 21.8679 | 20.6508 | 19.5119 | 19.5119 | 19.5119 | 20.6508 | 20.6508
NSR WPS Weston 3 - NOX Rate Annual v5.12, Unit 4141 and retrofits | 788 | 5798 | Rate Constraint in lbs/MMBtu | FALSE | L | Annual | Rate | lb/MMBtu | 0.11501 | 0.10004 | 0.10004 | 0.10004 | 0.10004 | 0.10004 | 0.10004
NSR WPS Weston 3 - NOX Rate Annual v5.12, Unit 4141 and retrofits | 788 | 5798 | Rate Constraint in lbs/MMBtu | FALSE | L | Annual | Generation | TWh | 2.4098 | 2.2729 | 2.1476 | 2.1476 | 2.1476 | 2.2729 | 2.2729
NSR WPS Weston 3 - NOX Rate Annual v5.12, Unit 4141 and retrofits | 788 | 5798 | Rate Constraint in lbs/MMBtu | FALSE | L | Annual | Qualifying Generation | TWh | 2.4098 | 2.2729 | 2.1476 | 2.1476 | 2.1476 | 2.2729 | 2.2729
NSR WPS Weston 3 - NOX Rate Annual v5.12, Unit 4141 and retrofits | 788 | 5798 | Rate Constraint in lbs/MMBtu | FALSE | L | Annual | Rate | lb/MWh | 0.52183 | 0.45445 | 0.45445 | 0.45445 | 0.45445 | 0.45445 | 0.45445
NSR WPS Weston 3 - NOX Rate Annual v5.12, Unit 4141 and retrofits | 788 | 5798 | Rate Constraint in lbs/MMBtu | FALSE | L | Annual | Constraint Shadow Price | US$/Ton | 8373.2515 | 79970.6942 | 9707.1211 | 11359.2758 | 5126.185 | 5311.034 | 8958.0763
NSR WPS Weston 3 - SO2 Rate Annual v5.12, Unit 4141 and retrofits | 789 | 5800 | Rate Constraint in lbs/MMBtu | FALSE | L | Annual | Seasons Included | Seasons | Winter, Summer | Winter, Summer | Winter, Summer | Winter, Summer | Winter, Summer | Winter, Summer | Winter, Summer
NSR WPS Weston 3 - SO2 Rate Annual v5.12, Unit 4141 and retrofits | 789 | 5800 | Rate Constraint in lbs/MMBtu | FALSE | L | Annual | Standard | lb/MMBtu | 0.415 | 0.08 | 0.08 | 0.08 | 0.08 | 0.08 | 0.08
NSR WPS Weston 3 - SO2 Rate Annual v5.12, Unit 4141 and retrofits | 789 | 5800 | Rate Constraint in lbs/MMBtu | FALSE | L | Annual | Emissions at Affected Plants SO2 | MTons | 0.87362 | 0.825 | 0.78264 | 0.78264 | 0.7795 | 0.825 | 0.825
NSR WPS Weston 3 - SO2 Rate Annual v5.12, Unit 4141 and retrofits | 789 | 5800 | Rate Constraint in lbs/MMBtu | FALSE | L | Annual | Allowances Purchased SO2 | MTons | 0 | 0 | 0 | 0 | 0 | 0 | 0
NSR WPS Weston 3 - SO2 Rate Annual v5.12, Unit 4141 and retrofits | 789 | 5800 | Rate Constraint in lbs/MMBtu | FALSE | L | Annual | Allowances Sold SO2 | MTons | 0 | 0 | 0 | 0 | 0 | 0 | 0
NSR WPS Weston 3 - SO2 Rate Annual v5.12, Unit 4141 and retrofits | 789 | 5800 | Rate Constraint in lbs/MMBtu | FALSE | L | Annual | Allowances Banked | MTons | 0 | 0 | 0 | 0 | 0 | 0 | 0
NSR WPS Weston 3 - SO2 Rate Annual v5.12, Unit 4141 and retrofits | 789 | 5800 | Rate Constraint in lbs/MMBtu | FALSE | L | Annual | Allowances Withdrawn (1:1) | MTons | 0 | 0 | 0 | 0 | 0 | 0 | 0
NSR WPS Weston 3 - SO2 Rate Annual v5.12, Unit 4141 and retrofits | 789 | 5800 | Rate Constraint in lbs/MMBtu | FALSE | L | Annual | Allowances Withdrawn (n:1) | MTons | 0 | 0 | 0 | 0 | 0 | 0 | 0
NSR WPS Weston 3 - SO2 Rate Annual v5.12, Unit 4141 and retrofits | 789 | 5800 | Rate Constraint in lbs/MMBtu | FALSE | L | Annual | Net Emissions Allowance Position | MTons | 0.87362 | 0.825 | 0.78264 | 0.78264 | 0.7795 | 0.825 | 0.825
NSR WPS Weston 3 - SO2 Rate Annual v5.12, Unit 4141 and retrofits | 789 | 5800 | Rate Constraint in lbs/MMBtu | FALSE | L | Annual | Fuel Consumed | TBtu | 21.8679 | 20.6508 | 19.5119 | 19.5119 | 19.5119 | 20.6508 | 20.6508
NSR WPS Weston 3 - SO2 Rate Annual v5.12, Unit 4141 and retrofits | 789 | 5800 | Rate Constraint in lbs/MMBtu | FALSE | L | Annual | Rate | lb/MMBtu | 0.0799 | 0.0799 | 0.080222 | 0.080222 | 0.0799 | 0.0799 | 0.0799
NSR WPS Weston 3 - SO2 Rate Annual v5.12, Unit 4141 and retrofits | 789 | 5800 | Rate Constraint in lbs/MMBtu | FALSE | L | Annual | Generation | TWh | 2.4098 | 2.2729 | 2.1476 | 2.1476 | 2.1476 | 2.2729 | 2.2729
NSR WPS Weston 3 - SO2 Rate Annual v5.12, Unit 4141 and retrofits | 789 | 5800 | Rate Constraint in lbs/MMBtu | FALSE | L | Annual | Qualifying Generation | TWh | 2.4098 | 2.2729 | 2.1476 | 2.1476 | 2.1476 | 2.2729 | 2.2729
NSR WPS Weston 3 - SO2 Rate Annual v5.12, Unit 4141 and retrofits | 789 | 5800 | Rate Constraint in lbs/MMBtu | FALSE | L | Annual | Rate | lb/MWh | 0.36253 | 0.36296 | 0.36443 | 0.36443 | 0.36296 | 0.36296 | 0.36296
NSR WPS Weston 3 - SO2 Rate Annual v5.12, Unit 4141 and retrofits | 789 | 5800 | Rate Constraint in lbs/MMBtu | FALSE | L | Annual | Constraint Shadow Price | US$/Ton | 0 | 0 | 6471.1827 | 4783.7964 | 0 | 0 | 0
NSR WPS Weston 4 - SO2 Rate Annual v5.12, Unit 4118 and retrofits | 790 | 5801 | Rate Constraint in lbs/MMBtu | FALSE | L | Annual | Seasons Included | Seasons | Winter, Summer | Winter, Summer | Winter, Summer | Winter, Summer | Winter, Summer | Winter, Summer | Winter, Summer
NSR WPS Weston 4 - SO2 Rate Annual v5.12, Unit 4118 and retrofits | 790 | 5801 | Rate Constraint in lbs/MMBtu | FALSE | L | Annual | Standard | lb/MMBtu | 0.08 | 0.08 | 0.08 | 0.08 | 0.08 | 0.08 | 0.08
NSR WPS Weston 4 - SO2 Rate Annual v5.12, Unit 4118 and retrofits | 790 | 5801 | Rate Constraint in lbs/MMBtu | FALSE | L | Annual | Emissions at Affected Plants SO2 | MTons | 1.4355 | 1.4355 | 1.2539 | 1.2539 | 1.2675 | 1.3957 | 1.4355
NSR WPS Weston 4 - SO2 Rate Annual v5.12, Unit 4118 and retrofits | 790 | 5801 | Rate Constraint in lbs/MMBtu | FALSE | L | Annual | Allowances Purchased SO2 | MTons | 0 | 0 | 0 | 0 | 0 | 0 | 0
NSR WPS Weston 4 - SO2 Rate Annual v5.12, Unit 4118 and retrofits | 790 | 5801 | Rate Constraint in lbs/MMBtu | FALSE | L | Annual | Allowances Sold SO2 | MTons | 0 | 0 | 0 | 0 | 0 | 0 | 0
NSR WPS Weston 4 - SO2 Rate Annual v5.12, Unit 4118 and retrofits | 790 | 5801 | Rate Constraint in lbs/MMBtu | FALSE | L | Annual | Allowances Banked | MTons | 0 | 0 | 0 | 0 | 0 | 0 | 0
NSR WPS Weston 4 - SO2 Rate Annual v5.12, Unit 4118 and retrofits | 790 | 5801 | Rate Constraint in lbs/MMBtu | FALSE | L | Annual | Allowances Withdrawn (1:1) | MTons | 0 | 0 | 0 | 0 | 0 | 0 | 0
NSR WPS Weston 4 - SO2 Rate Annual v5.12, Unit 4118 and retrofits | 790 | 5801 | Rate Constraint in lbs/MMBtu | FALSE | L | Annual | Allowances Withdrawn (n:1) | MTons | 0 | 0 | 0 | 0 | 0 | 0 | 0
NSR WPS Weston 4 - SO2 Rate Annual v5.12, Unit 4118 and retrofits | 790 | 5801 | Rate Constraint in lbs/MMBtu | FALSE | L | Annual | Net Emissions Allowance Position | MTons | 1.4355 | 1.4355 | 1.2539 | 1.2539 | 1.2675 | 1.3957 | 1.4355
NSR WPS Weston 4 - SO2 Rate Annual v5.12, Unit 4118 and retrofits | 790 | 5801 | Rate Constraint in lbs/MMBtu | FALSE | L | Annual | Fuel Consumed | TBtu | 35.9324 | 35.9324 | 31.3869 | 31.3869 | 31.7281 | 34.935 | 35.9324
NSR WPS Weston 4 - SO2 Rate Annual v5.12, Unit 4118 and retrofits | 790 | 5801 | Rate Constraint in lbs/MMBtu | FALSE | L | Annual | Rate | lb/MMBtu | 0.0799 | 0.0799 | 0.0799 | 0.0799 | 0.0799 | 0.0799 | 0.0799
NSR WPS Weston 4 - SO2 Rate Annual v5.12, Unit 4118 and retrofits | 790 | 5801 | Rate Constraint in lbs/MMBtu | FALSE | L | Annual | Generation | TWh | 3.9604 | 3.9604 | 3.4594 | 3.4594 | 3.497 | 3.8505 | 3.9604
NSR WPS Weston 4 - SO2 Rate Annual v5.12, Unit 4118 and retrofits | 790 | 5801 | Rate Constraint in lbs/MMBtu | FALSE | L | Annual | Qualifying Generation | TWh | 3.9604 | 3.9604 | 3.4594 | 3.4594 | 3.497 | 3.8505 | 3.9604
NSR WPS Weston 4 - SO2 Rate Annual v5.12, Unit 4118 and retrofits | 790 | 5801 | Rate Constraint in lbs/MMBtu | FALSE | L | Annual | Rate | lb/MWh | 0.36246 | 0.36246 | 0.36246 | 0.36246 | 0.36246 | 0.36246 | 0.36246
NSR WPS Weston 4 - SO2 Rate Annual v5.12, Unit 4118 and retrofits | 790 | 5801 | Rate Constraint in lbs/MMBtu | FALSE | L | Annual | Constraint Shadow Price | US$/Ton | 0 | 0 | 0 | 0 | 0 | 0 | 0
NY- CO2 Rate Limit- New CT Units- v5.12 | 791 | 5900 | Rate Constraint in lbs/MWh | FALSE | L | Annual | Seasons Included | Seasons | Winter, Summer | Winter, Summer | Winter, Summer | Winter, Summer | Winter, Summer | Winter, Summer | Winter, Summer
NY- CO2 Rate Limit- New CT Units- v5.12 | 791 | 5900 | Rate Constraint in lbs/MWh | FALSE | L | Annual | Standard | lb/MWh | 1450 | 1450 | 1450 | 1450 | 1450 | 1450 | 1450
NY- CO2 Rate Limit- New CT Units- v5.12 | 791 | 5900 | Rate Constraint in lbs/MWh | FALSE | L | Annual | Emissions at Affected Plants CO2 | MTons | 2.8634 | 2.8634 | 2.8634 | 5.3058 | 5.3058 | 2.8634 | 1.2179
NY- CO2 Rate Limit- New CT Units- v5.12 | 791 | 5900 | Rate Constraint in lbs/MWh | FALSE | L | Annual | Allowances Purchased CO2 | MTons | 0 | 0 | 0 | 0 | 0 | 0 | 0
NY- CO2 Rate Limit- New CT Units- v5.12 | 791 | 5900 | Rate Constraint in lbs/MWh | FALSE | L | Annual | Allowances Sold CO2 | MTons | 0 | 0 | 0 | 0 | 0 | 0 | 0
NY- CO2 Rate Limit- New CT Units- v5.12 | 791 | 5900 | Rate Constraint in lbs/MWh | FALSE | L | Annual | Allowances Banked | MTons | 0 | 0 | 0 | 0 | 0 | 0 | 0
NY- CO2 Rate Limit- New CT Units- v5.12 | 791 | 5900 | Rate Constraint in lbs/MWh | FALSE | L | Annual | Allowances Withdrawn (1:1) | MTons | 0 | 0 | 0 | 0 | 0 | 0 | 0
NY- CO2 Rate Limit- New CT Units- v5.12 | 791 | 5900 | Rate Constraint in lbs/MWh | FALSE | L | Annual | Allowances Withdrawn (n:1) | MTons | 0 | 0 | 0 | 0 | 0 | 0 | 0
NY- CO2 Rate Limit- New CT Units- v5.12 | 791 | 5900 | Rate Constraint in lbs/MWh | FALSE | L | Annual | Net Emissions Allowance Position | MTons | 2.8634 | 2.8634 | 2.8634 | 5.3058 | 5.3058 | 2.8634 | 1.2179
NY- CO2 Rate Limit- New CT Units- v5.12 | 791 | 5900 | Rate Constraint in lbs/MWh | FALSE | L | Annual | Fuel Consumed | TBtu | 0.048913 | 0.048913 | 0.048913 | 0.090635 | 0.090635 | 0.048913 | 0.020804
NY- CO2 Rate Limit- New CT Units- v5.12 | 791 | 5900 | Rate Constraint in lbs/MWh | FALSE | L | Annual | Rate | lb/MMBtu | 117.08 | 117.08 | 117.08 | 117.08 | 117.08 | 117.08 | 117.08
NY- CO2 Rate Limit- New CT Units- v5.12 | 791 | 5900 | Rate Constraint in lbs/MWh | FALSE | L | Annual | Generation | TWh | 0.0050167 | 0.0050167 | 0.0050167 | 0.0092959 | 0.0092959 | 0.0050167 | 0.0021338
NY- CO2 Rate Limit- New CT Units- v5.12 | 791 | 5900 | Rate Constraint in lbs/MWh | FALSE | L | Annual | Qualifying Generation | TWh | 0.0050167 | 0.0050167 | 0.0050167 | 0.0092959 | 0.0092959 | 0.0050167 | 0.0021338
NY- CO2 Rate Limit- New CT Units- v5.12 | 791 | 5900 | Rate Constraint in lbs/MWh | FALSE | L | Annual | Constraint Shadow Price | US$/Ton | 0 | 0 | 0 | 0 | 0 | 0 | 0
NY- CO2 Rate Limit- New Fossil Units- v5.12 | 792 | 5901 | Rate Constraint in lbs/MWh | FALSE | L | Annual | Seasons Included | Seasons | Winter, Summer | Winter, Summer | Winter, Summer | Winter, Summer | Winter, Summer | Winter, Summer | Winter, Summer
NY- CO2 Rate Limit- New Fossil Units- v5.12 | 792 | 5901 | Rate Constraint in lbs/MWh | FALSE | L | Annual | Standard | lb/MWh | 925 | 925 | 925 | 925 | 925 | 925 | 925
NY- CO2 Rate Limit- New Fossil Units- v5.12 | 792 | 5901 | Rate Constraint in lbs/MWh | FALSE | L | Annual | Emissions at Affected Plants CO2 | MTons | 0 | 0 | 0 | 0 | 6792.2645 | 19213.4039 | 21754.0453
NY- CO2 Rate Limit- New Fossil Units- v5.12 | 792 | 5901 | Rate Constraint in lbs/MWh | FALSE | L | Annual | Allowances Purchased CO2 | MTons | 0 | 0 | 0 | 0 | 0 | 0 | 0
NY- CO2 Rate Limit- New Fossil Units- v5.12 | 792 | 5901 | Rate Constraint in lbs/MWh | FALSE | L | Annual | Allowances Sold CO2 | MTons | 0 | 0 | 0 | 0 | 0 | 0 | 0
NY- CO2 Rate Limit- New Fossil Units- v5.12 | 792 | 5901 | Rate Constraint in lbs/MWh | FALSE | L | Annual | Allowances Banked | MTons | 0 | 0 | 0 | 0 | 0 | 0 | 0
NY- CO2 Rate Limit- New Fossil Units- v5.12 | 792 | 5901 | Rate Constraint in lbs/MWh | FALSE | L | Annual | Allowances Withdrawn (1:1) | MTons | 0 | 0 | 0 | 0 | 0 | 0 | 0
NY- CO2 Rate Limit- New Fossil Units- v5.12 | 792 | 5901 | Rate Constraint in lbs/MWh | FALSE | L | Annual | Allowances Withdrawn (n:1) | MTons | 0 | 0 | 0 | 0 | 0 | 0 | 0
NY- CO2 Rate Limit- New Fossil Units- v5.12 | 792 | 5901 | Rate Constraint in lbs/MWh | FALSE | L | Annual | Net Emissions Allowance Position | MTons | 0 | 0 | 0 | 0 | 6792.2645 | 19213.4039 | 21754.0453
NY- CO2 Rate Limit- New Fossil Units- v5.12 | 792 | 5901 | Rate Constraint in lbs/MWh | FALSE | L | Annual | Fuel Consumed | TBtu | 0 | 0 | 0 | 0 | 116.0277 | 328.2098 | 371.6099
NY- CO2 Rate Limit- New Fossil Units- v5.12 | 792 | 5901 | Rate Constraint in lbs/MWh | FALSE | L | Annual | Rate | lb/MMBtu | 0 | 0 | 0 | 0 | 117.08 | 117.08 | 117.08
NY- CO2 Rate Limit- New Fossil Units- v5.12 | 792 | 5901 | Rate Constraint in lbs/MWh | FALSE | L | Annual | Generation | TWh | 0 | 0 | 0 | 0 | 18.0448 | 51.0435 | 57.7931
NY- CO2 Rate Limit- New Fossil Units- v5.12 | 792 | 5901 | Rate Constraint in lbs/MWh | FALSE | L | Annual | Qualifying Generation | TWh | 0 | 0 | 0 | 0 | 18.0448 | 51.0435 | 57.7931
NY- CO2 Rate Limit- New Fossil Units- v5.12 | 792 | 5901 | Rate Constraint in lbs/MWh | FALSE | L | Annual | Constraint Shadow Price | US$/Ton | 19.3459 | 97.8073 | 25.7243 | 7.5163 | 0 | 0 | 0
NY New Units MER Rate Limit v3.1, Unit 45531 and retrofits | 793 | 1912 | Rate Constraint in lbs/MMBtu | FALSE | L | Annual | Seasons Included | Seasons | Winter, Summer | Winter, Summer | Winter, Summer | Winter, Summer | Winter, Summer | Winter, Summer | Winter, Summer
NY New Units MER Rate Limit v3.1, Unit 45531 and retrofits | 793 | 1912 | Rate Constraint in lbs/MMBtu | FALSE | L | Annual | Standard | lb/MMBtu | 6e-07 | 6e-07 | 6e-07 | 6e-07 | 6e-07 | 6e-07 | 6e-07
NY New Units MER Rate Limit v3.1, Unit 45531 and retrofits | 793 | 1912 | Rate Constraint in lbs/MMBtu | FALSE | L | Annual | Emissions at Affected Plants MER | lbs | 0 | 0 | 0 | 0 | 0 | 0 | 0
NY New Units MER Rate Limit v3.1, Unit 45531 and retrofits | 793 | 1912 | Rate Constraint in lbs/MMBtu | FALSE | L | Annual | Allowances Purchased MER | lbs | 0 | 0 | 0 | 0 | 0 | 0 | 0
NY New Units MER Rate Limit v3.1, Unit 45531 and retrofits | 793 | 1912 | Rate Constraint in lbs/MMBtu | FALSE | L | Annual | Allowances Sold MER | lbs | 0 | 0 | 0 | 0 | 0 | 0 | 0
NY New Units MER Rate Limit v3.1, Unit 45531 and retrofits | 793 | 1912 | Rate Constraint in lbs/MMBtu | FALSE | L | Annual | Allowances Banked | lbs | 0 | 0 | 0 | 0 | 0 | 0 | 0
NY New Units MER Rate Limit v3.1, Unit 45531 and retrofits | 793 | 1912 | Rate Constraint in lbs/MMBtu | FALSE | L | Annual | Allowances Withdrawn (1:1) | lbs | 0 | 0 | 0 | 0 | 0 | 0 | 0
NY New Units MER Rate Limit v3.1, Unit 45531 and retrofits | 793 | 1912 | Rate Constraint in lbs/MMBtu | FALSE | L | Annual | Allowances Withdrawn (n:1) | lbs | 0 | 0 | 0 | 0 | 0 | 0 | 0
NY New Units MER Rate Limit v3.1, Unit 45531 and retrofits | 793 | 1912 | Rate Constraint in lbs/MMBtu | FALSE | L | Annual | Net Emissions Allowance Position | lbs | 0 | 0 | 0 | 0 | 0 | 0 | 0
NY New Units MER Rate Limit v3.1, Unit 45531 and retrofits | 793 | 1912 | Rate Constraint in lbs/MMBtu | FALSE | L | Annual | Fuel Consumed | TBtu | 0 | 0 | 0 | 0 | 0 | 0 | 0
NY New Units MER Rate Limit v3.1, Unit 45531 and retrofits | 793 | 1912 | Rate Constraint in lbs/MMBtu | FALSE | L | Annual | Rate | lb/MMBtu | 0 | 0 | 0 | 0 | 0 | 0 | 0
NY New Units MER Rate Limit v3.1, Unit 45531 and retrofits | 793 | 1912 | Rate Constraint in lbs/MMBtu | FALSE | L | Annual | Generation | TWh | 0 | 0 | 0 | 0 | 0 | 0 | 0
NY New Units MER Rate Limit v3.1, Unit 45531 and retrofits | 793 | 1912 | Rate Constraint in lbs/MMBtu | FALSE | L | Annual | Qualifying Generation | TWh | 0 | 0 | 0 | 0 | 0 | 0 | 0
NY New Units MER Rate Limit v3.1, Unit 45531 and retrofits | 793 | 1912 | Rate Constraint in lbs/MMBtu | FALSE | L | Annual | Rate | lb/MWh | 0 | 0 | 0 | 0 | 0 | 0 | 0
NY New Units MER Rate Limit v3.1, Unit 45531 and retrofits | 793 | 1912 | Rate Constraint in lbs/MMBtu | FALSE | L | Annual | Constraint Shadow Price | US$/Lb | 1383327.4248 | 1935956.7286 | 1153575.3609 | 1815992.7392 | 3961064.9089 | 2626726.4784 | 2538337.3891
NY New Units MER Rate Limit v3.1, Unit 45532 and retrofits | 794 | 1912 | Rate Constraint in lbs/MMBtu | FALSE | L | Annual | Seasons Included | Seasons | Winter, Summer | Winter, Summer | Winter, Summer | Winter, Summer | Winter, Summer | Winter, Summer | Winter, Summer
NY New Units MER Rate Limit v3.1, Unit 45532 and retrofits | 794 | 1912 | Rate Constraint in lbs/MMBtu | FALSE | L | Annual | Standard | lb/MMBtu | 6e-07 | 6e-07 | 6e-07 | 6e-07 | 6e-07 | 6e-07 | 6e-07
NY New Units MER Rate Limit v3.1, Unit 45532 and retrofits | 794 | 1912 | Rate Constraint in lbs/MMBtu | FALSE | L | Annual | Emissions at Affected Plants MER | lbs | 0 | 0 | 0 | 0 | 0 | 0 | 0
NY New Units MER Rate Limit v3.1, Unit 45532 and retrofits | 794 | 1912 | Rate Constraint in lbs/MMBtu | FALSE | L | Annual | Allowances Purchased MER | lbs | 0 | 0 | 0 | 0 | 0 | 0 | 0
NY New Units MER Rate Limit v3.1, Unit 45532 and retrofits | 794 | 1912 | Rate Constraint in lbs/MMBtu | FALSE | L | Annual | Allowances Sold MER | lbs | 0 | 0 | 0 | 0 | 0 | 0 | 0
NY New Units MER Rate Limit v3.1, Unit 45532 and retrofits | 794 | 1912 | Rate Constraint in lbs/MMBtu | FALSE | L | Annual | Allowances Banked | lbs | 0 | 0 | 0 | 0 | 0 | 0 | 0
NY New Units MER Rate Limit v3.1, Unit 45532 and retrofits | 794 | 1912 | Rate Constraint in lbs/MMBtu | FALSE | L | Annual | Allowances Withdrawn (1:1) | lbs | 0 | 0 | 0 | 0 | 0 | 0 | 0
NY New Units MER Rate Limit v3.1, Unit 45532 and retrofits | 794 | 1912 | Rate Constraint in lbs/MMBtu | FALSE | L | Annual | Allowances Withdrawn (n:1) | lbs | 0 | 0 | 0 | 0 | 0 | 0 | 0
NY New Units MER Rate Limit v3.1, Unit 45532 and retrofits | 794 | 1912 | Rate Constraint in lbs/MMBtu | FALSE | L | Annual | Net Emissions Allowance Position | lbs | 0 | 0 | 0 | 0 | 0 | 0 | 0
NY New Units MER Rate Limit v3.1, Unit 45532 and retrofits | 794 | 1912 | Rate Constraint in lbs/MMBtu | FALSE | L | Annual | Fuel Consumed | TBtu | 0 | 0 | 0 | 0 | 0 | 0 | 0
NY New Units MER Rate Limit v3.1, Unit 45532 and retrofits | 794 | 1912 | Rate Constraint in lbs/MMBtu | FALSE | L | Annual | Rate | lb/MMBtu | 0 | 0 | 0 | 0 | 0 | 0 | 0
NY New Units MER Rate Limit v3.1, Unit 45532 and retrofits | 794 | 1912 | Rate Constraint in lbs/MMBtu | FALSE | L | Annual | Generation | TWh | 0 | 0 | 0 | 0 | 0 | 0 | 0
NY New Units MER Rate Limit v3.1, Unit 45532 and retrofits | 794 | 1912 | Rate Constraint in lbs/MMBtu | FALSE | L | Annual | Qualifying Generation | TWh | 0 | 0 | 0 | 0 | 0 | 0 | 0
NY New Units MER Rate Limit v3.1, Unit 45532 and retrofits | 794 | 1912 | Rate Constraint in lbs/MMBtu | FALSE | L | Annual | Rate | lb/MWh | 0 | 0 | 0 | 0 | 0 | 0 | 0
NY New Units MER Rate Limit v3.1, Unit 45532 and retrofits | 794 | 1912 | Rate Constraint in lbs/MMBtu | FALSE | L | Annual | Constraint Shadow Price | US$/Lb | 0 | 142686017.2181 | 42535287.4498 | 23005961.3075 | 50760263.5349 | 17024780.3793 | 25251147.2272
NY New Units MER Rate Limit v3.1, Unit 45533 and retrofits | 795 | 1912 | Rate Constraint in lbs/MMBtu | FALSE | L | Annual | Seasons Included | Seasons | Winter, Summer | Winter, Summer | Winter, Summer | Winter, Summer | Winter, Summer | Winter, Summer | Winter, Summer
NY New Units MER Rate Limit v3.1, Unit 45533 and retrofits | 795 | 1912 | Rate Constraint in lbs/MMBtu | FALSE | L | Annual | Standard | lb/MMBtu | 6e-07 | 6e-07 | 6e-07 | 6e-07 | 6e-07 | 6e-07 | 6e-07
NY New Units MER Rate Limit v3.1, Unit 45533 and retrofits | 795 | 1912 | Rate Constraint in lbs/MMBtu | FALSE | L | Annual | Emissions at Affected Plants MER | lbs | 0 | 0 | 0 | 0 | 0 | 0 | 0
NY New Units MER Rate Limit v3.1, Unit 45533 and retrofits | 795 | 1912 | Rate Constraint in lbs/MMBtu | FALSE | L | Annual | Allowances Purchased MER | lbs | 0 | 0 | 0 | 0 | 0 | 0 | 0
NY New Units MER Rate Limit v3.1, Unit 45533 and retrofits | 795 | 1912 | Rate Constraint in lbs/MMBtu | FALSE | L | Annual | Allowances Sold MER | lbs | 0 | 0 | 0 | 0 | 0 | 0 | 0
NY New Units MER Rate Limit v3.1, Unit 45533 and retrofits | 795 | 1912 | Rate Constraint in lbs/MMBtu | FALSE | L | Annual | Allowances Banked | lbs | 0 | 0 | 0 | 0 | 0 | 0 | 0
NY New Units MER Rate Limit v3.1, Unit 45533 and retrofits | 795 | 1912 | Rate Constraint in lbs/MMBtu | FALSE | L | Annual | Allowances Withdrawn (1:1) | lbs | 0 | 0 | 0 | 0 | 0 | 0 | 0
NY New Units MER Rate Limit v3.1, Unit 45533 and retrofits | 795 | 1912 | Rate Constraint in lbs/MMBtu | FALSE | L | Annual | Allowances Withdrawn (n:1) | lbs | 0 | 0 | 0 | 0 | 0 | 0 | 0
NY New Units MER Rate Limit v3.1, Unit 45533 and retrofits | 795 | 1912 | Rate Constraint in lbs/MMBtu | FALSE | L | Annual | Net Emissions Allowance Position | lbs | 0 | 0 | 0 | 0 | 0 | 0 | 0
NY New Units MER Rate Limit v3.1, Unit 45533 and retrofits | 795 | 1912 | Rate Constraint in lbs/MMBtu | FALSE | L | Annual | Fuel Consumed | TBtu | 0 | 0 | 0 | 0 | 0 | 0 | 0
NY New Units MER Rate Limit v3.1, Unit 45533 and retrofits | 795 | 1912 | Rate Constraint in lbs/MMBtu | FALSE | L | Annual | Rate | lb/MMBtu | 0 | 0 | 0 | 0 | 0 | 0 | 0
NY New Units MER Rate Limit v3.1, Unit 45533 and retrofits | 795 | 1912 | Rate Constraint in lbs/MMBtu | FALSE | L | Annual | Generation | TWh | 0 | 0 | 0 | 0 | 0 | 0 | 0
NY New Units MER Rate Limit v3.1, Unit 45533 and retrofits | 795 | 1912 | Rate Constraint in lbs/MMBtu | FALSE | L | Annual | Qualifying Generation | TWh | 0 | 0 | 0 | 0 | 0 | 0 | 0
NY New Units MER Rate Limit v3.1, Unit 45533 and retrofits | 795 | 1912 | Rate Constraint in lbs/MMBtu | FALSE | L | Annual | Rate | lb/MWh | 0 | 0 | 0 | 0 | 0 | 0 | 0
NY New Units MER Rate Limit v3.1, Unit 45533 and retrofits | 795 | 1912 | Rate Constraint in lbs/MMBtu | FALSE | L | Annual | Constraint Shadow Price | US$/Lb | 0 | 0 | 17954962.6509 | 4187729.2979 | 32297348.7694 | 2731655.7423 | 2553767.6673
NY New Units MER Rate Limit v3.1, Unit 45587 and retrofits | 796 | 1912 | Rate Constraint in lbs/MMBtu | FALSE | L | Annual | Seasons Included | Seasons | Winter, Summer | Winter, Summer | Winter, Summer | Winter, Summer | Winter, Summer | Winter, Summer | Winter, Summer
NY New Units MER Rate Limit v3.1, Unit 45587 and retrofits | 796 | 1912 | Rate Constraint in lbs/MMBtu | FALSE | L | Annual | Standard | lb/MMBtu | 6e-07 | 6e-07 | 6e-07 | 6e-07 | 6e-07 | 6e-07 | 6e-07
NY New Units MER Rate Limit v3.1, Unit 45587 and retrofits | 796 | 1912 | Rate Constraint in lbs/MMBtu | FALSE | L | Annual | Emissions at Affected Plants MER | lbs | 0 | 0 | 0 | 0 | 0 | 0 | 0
NY New Units MER Rate Limit v3.1, Unit 45587 and retrofits | 796 | 1912 | Rate Constraint in lbs/MMBtu | FALSE | L | Annual | Allowances Purchased MER | lbs | 0 | 0 | 0 | 0 | 0 | 0 | 0
NY New Units MER Rate Limit v3.1, Unit 45587 and retrofits | 796 | 1912 | Rate Constraint in lbs/MMBtu | FALSE | L | Annual | Allowances Sold MER | lbs | 0 | 0 | 0 | 0 | 0 | 0 | 0
NY New Units MER Rate Limit v3.1, Unit 45587 and retrofits | 796 | 1912 | Rate Constraint in lbs/MMBtu | FALSE | L | Annual | Allowances Banked | lbs | 0 | 0 | 0 | 0 | 0 | 0 | 0
NY New Units MER Rate Limit v3.1, Unit 45587 and retrofits | 796 | 1912 | Rate Constraint in lbs/MMBtu | FALSE | L | Annual | Allowances Withdrawn (1:1) | lbs | 0 | 0 | 0 | 0 | 0 | 0 | 0
NY New Units MER Rate Limit v3.1, Unit 45587 and retrofits | 796 | 1912 | Rate Constraint in lbs/MMBtu | FALSE | L | Annual | Allowances Withdrawn (n:1) | lbs | 0 | 0 | 0 | 0 | 0 | 0 | 0
NY New Units MER Rate Limit v3.1, Unit 45587 and retrofits | 796 | 1912 | Rate Constraint in lbs/MMBtu | FALSE | L | Annual | Net Emissions Allowance Position | lbs | 0 | 0 | 0 | 0 | 0 | 0 | 0
NY New Units MER Rate Limit v3.1, Unit 45587 and retrofits | 796 | 1912 | Rate Constraint in lbs/MMBtu | FALSE | L | Annual | Fuel Consumed | TBtu | 0 | 0 | 0 | 0 | 0 | 0 | 0
NY New Units MER Rate Limit v3.1, Unit 45587 and retrofits | 796 | 1912 | Rate Constraint in lbs/MMBtu | FALSE | L | Annual | Rate | lb/MMBtu | 0 | 0 | 0 | 0 | 0 | 0 | 0
NY New Units MER Rate Limit v3.1, Unit 45587 and retrofits | 796 | 1912 | Rate Constraint in lbs/MMBtu | FALSE | L | Annual | Generation | TWh | 0 | 0 | 0 | 0 | 0 | 0 | 0
NY New Units MER Rate Limit v3.1, Unit 45587 and retrofits | 796 | 1912 | Rate Constraint in lbs/MMBtu | FALSE | L | Annual | Qualifying Generation | TWh | 0 | 0 | 0 | 0 | 0 | 0 | 0
NY New Units MER Rate Limit v3.1, Unit 45587 and retrofits | 796 | 1912 | Rate Constraint in lbs/MMBtu | FALSE | L | Annual | Rate | lb/MWh | 0 | 0 | 0 | 0 | 0 | 0 | 0
NY New Units MER Rate Limit v3.1, Unit 45587 and retrofits | 796 | 1912 | Rate Constraint in lbs/MMBtu | FALSE | L | Annual | Constraint Shadow Price | US$/Lb | 1031276.1912 | 727158.7982 | 0 | 966622.0009 | 999062.6242 | 977053.4684 | 993229.4739
NY New Units MER Rate Limit v3.1, Unit 45588 and retrofits | 797 | 1912 | Rate Constraint in lbs/MMBtu | FALSE | L | Annual | Seasons Included | Seasons | Winter, Summer | Winter, Summer | Winter, Summer | Winter, Summer | Winter, Summer | Winter, Summer | Winter, Summer
NY New Units MER Rate Limit v3.1, Unit 45588 and retrofits | 797 | 1912 | Rate Constraint in lbs/MMBtu | FALSE | L | Annual | Standard | lb/MMBtu | 6e-07 | 6e-07 | 6e-07 | 6e-07 | 6e-07 | 6e-07 | 6e-07
NY New Units MER Rate Limit v3.1, Unit 45588 and retrofits | 797 | 1912 | Rate Constraint in lbs/MMBtu | FALSE | L | Annual | Emissions at Affected Plants MER | lbs | 0 | 0 | 0 | 0 | 0 | 0 | 0
NY New Units MER Rate Limit v3.1, Unit 45588 and retrofits | 797 | 1912 | Rate Constraint in lbs/MMBtu | FALSE | L | Annual | Allowances Purchased MER | lbs | 0 | 0 | 0 | 0 | 0 | 0 | 0
NY New Units MER Rate Limit v3.1, Unit 45588 and retrofits | 797 | 1912 | Rate Constraint in lbs/MMBtu | FALSE | L | Annual | Allowances Sold MER | lbs | 0 | 0 | 0 | 0 | 0 | 0 | 0
NY New Units MER Rate Limit v3.1, Unit 45588 and retrofits | 797 | 1912 | Rate Constraint in lbs/MMBtu | FALSE | L | Annual | Allowances Banked | lbs | 0 | 0 | 0 | 0 | 0 | 0 | 0
NY New Units MER Rate Limit v3.1, Unit 45588 and retrofits | 797 | 1912 | Rate Constraint in lbs/MMBtu | FALSE | L | Annual | Allowances Withdrawn (1:1) | lbs | 0 | 0 | 0 | 0 | 0 | 0 | 0
NY New Units MER Rate Limit v3.1, Unit 45588 and retrofits | 797 | 1912 | Rate Constraint in lbs/MMBtu | FALSE | L | Annual | Allowances Withdrawn (n:1) | lbs | 0 | 0 | 0 | 0 | 0 | 0 | 0
NY New Units MER Rate Limit v3.1, Unit 45588 and retrofits | 797 | 1912 | Rate Constraint in lbs/MMBtu | FALSE | L | Annual | Net Emissions Allowance Position | lbs | 0 | 0 | 0 | 0 | 0 | 0 | 0
NY New Units MER Rate Limit v3.1, Unit 45588 and retrofits | 797 | 1912 | Rate Constraint in lbs/MMBtu | FALSE | L | Annual | Fuel Consumed | TBtu | 0 | 0 | 0 | 0 | 0 | 0 | 0
NY New Units MER Rate Limit v3.1, Unit 45588 and retrofits | 797 | 1912 | Rate Constraint in lbs/MMBtu | FALSE | L | Annual | Rate | lb/MMBtu | 0 | 0 | 0 | 0 | 0 | 0 | 0
NY New Units MER Rate Limit v3.1, Unit 45588 and retrofits | 797 | 1912 | Rate Constraint in lbs/MMBtu | FALSE | L | Annual | Generation | TWh | 0 | 0 | 0 | 0 | 0 | 0 | 0
NY New Units MER Rate Limit v3.1, Unit 45588 and retrofits | 797 | 1912 | Rate Constraint in lbs/MMBtu | FALSE | L | Annual | Qualifying Generation | TWh | 0 | 0 | 0 | 0 | 0 | 0 | 0
NY New Units MER Rate Limit v3.1, Unit 45588 and retrofits | 797 | 1912 | Rate Constraint in lbs/MMBtu | FALSE | L | Annual | Rate | lb/MWh | 0 | 0 | 0 | 0 | 0 | 0 | 0
NY New Units MER Rate Limit v3.1, Unit 45588 and retrofits | 797 | 1912 | Rate Constraint in lbs/MMBtu | FALSE | L | Annual | Constraint Shadow Price | US$/Lb | 0 | 149400895.5329 | 48990773.1075 | 28371024.2239 | 25981674.5296 | 30455427.4427 | 39280909.2951
NY New Units MER Rate Limit v3.1, Unit 45589 and retrofits | 798 | 1912 | Rate Constraint in lbs/MMBtu | FALSE | L | Annual | Seasons Included | Seasons | Winter, Summer | Winter, Summer | Winter, Summer | Winter, Summer | Winter, Summer | Winter, Summer | Winter, Summer
NY New Units MER Rate Limit v3.1, Unit 45589 and retrofits | 798 | 1912 | Rate Constraint in lbs/MMBtu | FALSE | L | Annual | Standard | lb/MMBtu | 6e-07 | 6e-07 | 6e-07 | 6e-07 | 6e-07 | 6e-07 | 6e-07
NY New Units MER Rate Limit v3.1, Unit 45589 and retrofits | 798 | 1912 | Rate Constraint in lbs/MMBtu | FALSE | L | Annual | Emissions at Affected Plants MER | lbs | 0 | 0 | 0 | 0 | 0 | 0 | 0
NY New Units MER Rate Limit v3.1, Unit 45589 and retrofits | 798 | 1912 | Rate Constraint in lbs/MMBtu | FALSE | L | Annual | Allowances Purchased MER | lbs | 0 | 0 | 0 | 0 | 0 | 0 | 0
NY New Units MER Rate Limit v3.1, Unit 45589 and retrofits | 798 | 1912 | Rate Constraint in lbs/MMBtu | FALSE | L | Annual | Allowances Sold MER | lbs | 0 | 0 | 0 | 0 | 0 | 0 | 0
NY New Units MER Rate Limit v3.1, Unit 45589 and retrofits | 798 | 1912 | Rate Constraint in lbs/MMBtu | FALSE | L | Annual | Allowances Banked | lbs | 0 | 0 | 0 | 0 | 0 | 0 | 0
NY New Units MER Rate Limit v3.1, Unit 45589 and retrofits | 798 | 1912 | Rate Constraint in lbs/MMBtu | FALSE | L | Annual | Allowances Withdrawn (1:1) | lbs | 0 | 0 | 0 | 0 | 0 | 0 | 0
NY New Units MER Rate Limit v3.1, Unit 45589 and retrofits | 798 | 1912 | Rate Constraint in lbs/MMBtu | FALSE | L | Annual | Allowances Withdrawn (n:1) | lbs | 0 | 0 | 0 | 0 | 0 | 0 | 0
NY New Units MER Rate Limit v3.1, Unit 45589 and retrofits | 798 | 1912 | Rate Constraint in lbs/MMBtu | FALSE | L | Annual | Net Emissions Allowance Position | lbs | 0 | 0 | 0 | 0 | 0 | 0 | 0
NY New Units MER Rate Limit v3.1, Unit 45589 and retrofits | 798 | 1912 | Rate Constraint in lbs/MMBtu | FALSE | L | Annual | Fuel Consumed | TBtu | 0 | 0 | 0 | 0 | 0 | 0 | 0
NY New Units MER Rate Limit v3.1, Unit 45589 and retrofits | 798 | 1912 | Rate Constraint in lbs/MMBtu | FALSE | L | Annual | Rate | lb/MMBtu | 0 | 0 | 0 | 0 | 0 | 0 | 0
NY New Units MER Rate Limit v3.1, Unit 45589 and retrofits | 798 | 1912 | Rate Constraint in lbs/MMBtu | FALSE | L | Annual | Generation | TWh | 0 | 0 | 0 | 0 | 0 | 0 | 0
NY New Units MER Rate Limit v3.1, Unit 45589 and retrofits | 798 | 1912 | Rate Constraint in lbs/MMBtu | FALSE | L | Annual | Qualifying Generation | TWh | 0 | 0 | 0 | 0 | 0 | 0 | 0
NY New Units MER Rate Limit v3.1, Unit 45589 and retrofits | 798 | 1912 | Rate Constraint in lbs/MMBtu | FALSE | L | Annual | Rate | lb/MWh | 0 | 0 | 0 | 0 | 0 | 0 | 0
NY New Units MER Rate Limit v3.1, Unit 45589 and retrofits | 798 | 1912 | Rate Constraint in lbs/MMBtu | FALSE | L | Annual | Constraint Shadow Price | US$/Lb | 0 | 0 | 25242005.5405 | 15339824.7328 | 15985273.3193 | 17592896.8949 | 19422683.0712
NY New Units MER Rate Limit v3.1, Unit 45628 and retrofits | 799 | 1912 | Rate Constraint in lbs/MMBtu | FALSE | L | Annual | Seasons Included | Seasons | Winter, Summer | Winter, Summer | Winter, Summer | Winter, Summer | Winter, Summer | Winter, Summer | Winter, Summer
NY New Units MER Rate Limit v3.1, Unit 45628 and retrofits | 799 | 1912 | Rate Constraint in lbs/MMBtu | FALSE | L | Annual | Standard | lb/MMBtu | 6e-07 | 6e-07 | 6e-07 | 6e-07 | 6e-07 | 6e-07 | 6e-07
NY New Units MER Rate Limit v3.1, Unit 45628 and retrofits | 799 | 1912 | Rate Constraint in lbs/MMBtu | FALSE | L | Annual | Emissions at Affected Plants MER | lbs | 0 | 0 | 0 | 0 | 0 | 0 | 0
NY New Units MER Rate Limit v3.1, Unit 45628 and retrofits | 799 | 1912 | Rate Constraint in lbs/MMBtu | FALSE | L | Annual | Allowances Purchased MER | lbs | 0 | 0 | 0 | 0 | 0 | 0 | 0
NY New Units MER Rate Limit v3.1, Unit 45628 and retrofits | 799 | 1912 | Rate Constraint in lbs/MMBtu | FALSE | L | Annual | Allowances Sold MER | lbs | 0 | 0 | 0 | 0 | 0 | 0 | 0
NY New Units MER Rate Limit v3.1, Unit 45628 and retrofits | 799 | 1912 | Rate Constraint in lbs/MMBtu | FALSE | L | Annual | Allowances Banked | lbs | 0 | 0 | 0 | 0 | 0 | 0 | 0
NY New Units MER Rate Limit v3.1, Unit 45628 and retrofits | 799 | 1912 | Rate Constraint in lbs/MMBtu | FALSE | L | Annual | Allowances Withdrawn (1:1) | lbs | 0 | 0 | 0 | 0 | 0 | 0 | 0
NY New Units MER Rate Limit v3.1, Unit 45628 and retrofits | 799 | 1912 | Rate Constraint in lbs/MMBtu | FALSE | L | Annual | Allowances Withdrawn (n:1) | lbs | 0 | 0 | 0 | 0 | 0 | 0 | 0
NY New Units MER Rate Limit v3.1, Unit 45628 and retrofits | 799 | 1912 | Rate Constraint in lbs/MMBtu | FALSE | L | Annual | Net Emissions Allowance Position | lbs | 0 | 0 | 0 | 0 | 0 | 0 | 0
NY New Units MER Rate Limit v3.1, Unit 45628 and retrofits | 799 | 1912 | Rate Constraint in lbs/MMBtu | FALSE | L | Annual | Fuel Consumed | TBtu | 0 | 0 | 0 | 0 | 0 | 0 | 0
NY New Units MER Rate Limit v3.1, Unit 45628 and retrofits | 799 | 1912 | Rate Constraint in lbs/MMBtu | FALSE | L | Annual | Rate | lb/MMBtu | 0 | 0 | 0 | 0 | 0 | 0 | 0
NY New Units MER Rate Limit v3.1, Unit 45628 and retrofits | 799 | 1912 | Rate Constraint in lbs/MMBtu | FALSE | L | Annual | Generation | TWh | 0 | 0 | 0 | 0 | 0 | 0 | 0
NY New Units MER Rate Limit v3.1, Unit 45628 and retrofits | 799 | 1912 | Rate Constraint in lbs/MMBtu | FALSE | L | Annual | Qualifying Generation | TWh | 0 | 0 | 0 | 0 | 0 | 0 | 0
NY New Units MER Rate Limit v3.1, Unit 45628 and retrofits | 799 | 1912 | Rate Constraint in lbs/MMBtu | FALSE | L | Annual | Rate | lb/MWh | 0 | 0 | 0 | 0 | 0 | 0 | 0
NY New Units MER Rate Limit v3.1, Unit 45628 and retrofits | 799 | 1912 | Rate Constraint in lbs/MMBtu | FALSE | L | Annual | Constraint Shadow Price | US$/Lb | 911091.6869 | 3526603.1076 | 870644.4252 | 506903.1236 | 351055.0919 | 0 | 0
NY New Units MER Rate Limit v3.1, Unit 45629 and retrofits | 800 | 1912 | Rate Constraint in lbs/MMBtu | FALSE | L | Annual | Seasons Included | Seasons | Winter, Summer | Winter, Summer | Winter, Summer | Winter, Summer | Winter, Summer | Winter, Summer | Winter, Summer
NY New Units MER Rate Limit v3.1, Unit 45629 and retrofits | 800 | 1912 | Rate Constraint in lbs/MMBtu | FALSE | L | Annual | Standard | lb/MMBtu | 6e-07 | 6e-07 | 6e-07 | 6e-07 | 6e-07 | 6e-07 | 6e-07
NY New Units MER Rate Limit v3.1, Unit 45629 and retrofits | 800 | 1912 | Rate Constraint in lbs/MMBtu | FALSE | L | Annual | Emissions at Affected Plants MER | lbs | 0 | 0 | 0 | 0 | 0 | 0 | 0
NY New Units MER Rate Limit v3.1, Unit 45629 and retrofits | 800 | 1912 | Rate Constraint in lbs/MMBtu | FALSE | L | Annual | Allowances Purchased MER | lbs | 0 | 0 | 0 | 0 | 0 | 0 | 0
NY New Units MER Rate Limit v3.1, Unit 45629 and retrofits | 800 | 1912 | Rate Constraint in lbs/MMBtu | FALSE | L | Annual | Allowances Sold MER | lbs | 0 | 0 | 0 | 0 | 0 | 0 | 0
NY New Units MER Rate Limit v3.1, Unit 45629 and retrofits | 800 | 1912 | Rate Constraint in lbs/MMBtu | FALSE | L | Annual | Allowances Banked | lbs | 0 | 0 | 0 | 0 | 0 | 0 | 0
NY New Units MER Rate Limit v3.1, Unit 45629 and retrofits | 800 | 1912 | Rate Constraint in lbs/MMBtu | FALSE | L | Annual | Allowances Withdrawn (1:1) | lbs | 0 | 0 | 0 | 0 | 0 | 0 | 0
NY New Units MER Rate Limit v3.1, Unit 45629 and retrofits | 800 | 1912 | Rate Constraint in lbs/MMBtu | FALSE | L | Annual | Allowances Withdrawn (n:1) | lbs | 0 | 0 | 0 | 0 | 0 | 0 | 0
NY New Units MER Rate Limit v3.1, Unit 45629 and retrofits | 800 | 1912 | Rate Constraint in lbs/MMBtu | FALSE | L | Annual | Net Emissions Allowance Position | lbs | 0 | 0 | 0 | 0 | 0 | 0 | 0
NY New Units MER Rate Limit v3.1, Unit 45629 and retrofits | 800 | 1912 | Rate Constraint in lbs/MMBtu | FALSE | L | Annual | Fuel Consumed | TBtu | 0 | 0 | 0 | 0 | 0 | 0 | 0
NY New Units MER Rate Limit v3.1, Unit 45629 and retrofits | 800 | 1912 | Rate Constraint in lbs/MMBtu | FALSE | L | Annual | Rate | lb/MMBtu | 0 | 0 | 0 | 0 | 0 | 0 | 0
NY New Units MER Rate Limit v3.1, Unit 45629 and retrofits | 800 | 1912 | Rate Constraint in lbs/MMBtu | FALSE | L | Annual | Generation | TWh | 0 | 0 | 0 | 0 | 0 | 0 | 0
NY New Units MER Rate Limit v3.1, Unit 45629 and retrofits | 800 | 1912 | Rate Constraint in lbs/MMBtu | FALSE | L | Annual | Qualifying Generation | TWh | 0 | 0 | 0 | 0 | 0 | 0 | 0
NY New Units MER Rate Limit v3.1, Unit 45629 and retrofits | 800 | 1912 | Rate Constraint in lbs/MMBtu | FALSE | L | Annual | Rate | lb/MWh | 0 | 0 | 0 | 0 | 0 | 0 | 0
NY New Units MER Rate Limit v3.1, Unit 45629 and retrofits | 800 | 1912 | Rate Constraint in lbs/MMBtu | FALSE | L | Annual | Constraint Shadow Price | US$/Lb | 0 | 150159695.4097 | 68447432.1966 | 556052.8297 | 379206.391 | 59048.5545 | 97814.9393
NY New Units MER Rate Limit v3.1, Unit 45630 and retrofits | 801 | 1912 | Rate Constraint in lbs/MMBtu | FALSE | L | Annual | Seasons Included | Seasons | Winter, Summer | Winter, Summer | Winter, Summer | Winter, Summer | Winter, Summer | Winter, Summer | Winter, Summer
NY New Units MER Rate Limit v3.1, Unit 45630 and retrofits | 801 | 1912 | Rate Constraint in lbs/MMBtu | FALSE | L | Annual | Standard | lb/MMBtu | 6e-07 | 6e-07 | 6e-07 | 6e-07 | 6e-07 | 6e-07 | 6e-07
NY New Units MER Rate Limit v3.1, Unit 45630 and retrofits | 801 | 1912 | Rate Constraint in lbs/MMBtu | FALSE | L | Annual | Emissions at Affected Plants MER | lbs | 0 | 0 | 0 | 0 | 0 | 0 | 0
NY New Units MER Rate Limit v3.1, Unit 45630 and retrofits | 801 | 1912 | Rate Constraint in lbs/MMBtu | FALSE | L | Annual | Allowances Purchased MER | lbs | 0 | 0 | 0 | 0 | 0 | 0 | 0
NY New Units MER Rate Limit v3.1, Unit 45630 and retrofits | 801 | 1912 | Rate Constraint in lbs/MMBtu | FALSE | L | Annual | Allowances Sold MER | lbs | 0 | 0 | 0 | 0 | 0 | 0 | 0
NY New Units MER Rate Limit v3.1, Unit 45630 and retrofits | 801 | 1912 | Rate Constraint in lbs/MMBtu | FALSE | L | Annual | Allowances Banked | lbs | 0 | 0 | 0 | 0 | 0 | 0 | 0
NY New Units MER Rate Limit v3.1, Unit 45630 and retrofits | 801 | 1912 | Rate Constraint in lbs/MMBtu | FALSE | L | Annual | Allowances Withdrawn (1:1) | lbs | 0 | 0 | 0 | 0 | 0 | 0 | 0
NY New Units MER Rate Limit v3.1, Unit 45630 and retrofits | 801 | 1912 | Rate Constraint in lbs/MMBtu | FALSE | L | Annual | Allowances Withdrawn (n:1) | lbs | 0 | 0 | 0 | 0 | 0 | 0 | 0
NY New Units MER Rate Limit v3.1, Unit 45630 and retrofits | 801 | 1912 | Rate Constraint in lbs/MMBtu | FALSE | L | Annual | Net Emissions Allowance Position | lbs | 0 | 0 | 0 | 0 | 0 | 0 | 0
NY New Units MER Rate Limit v3.1, Unit 45630 and retrofits | 801 | 1912 | Rate Constraint in lbs/MMBtu | FALSE | L | Annual | Fuel Consumed | TBtu | 0 | 0 | 0 | 0 | 0 | 0 | 0
NY New Units MER Rate Limit v3.1, Unit 45630 and retrofits | 801 | 1912 | Rate Constraint in lbs/MMBtu | FALSE | L | Annual | Rate | lb/MMBtu | 0 | 0 | 0 | 0 | 0 | 0 | 0
NY New Units MER Rate Limit v3.1, Unit 45630 and retrofits | 801 | 1912 | Rate Constraint in lbs/MMBtu | FALSE | L | Annual | Generation | TWh | 0 | 0 | 0 | 0 | 0 | 0 | 0
NY New Units MER Rate Limit v3.1, Unit 45630 and retrofits | 801 | 1912 | Rate Constraint in lbs/MMBtu | FALSE | L | Annual | Qualifying Generation | TWh | 0 | 0 | 0 | 0 | 0 | 0 | 0
NY New Units MER Rate Limit v3.1, Unit 45630 and retrofits | 801 | 1912 | Rate Constraint in lbs/MMBtu | FALSE | L | Annual | Rate | lb/MWh | 0 | 0 | 0 | 0 | 0 | 0 | 0
NY New Units MER Rate Limit v3.1, Unit 45630 and retrofits | 801 | 1912 | Rate Constraint in lbs/MMBtu | FALSE | L | Annual | Constraint Shadow Price | US$/Lb | 0 | 0 | 45283307.8359 | 498768.0966 | 340788.8424 | 13127.412 | 23772.0601
NY New Units MER Rate Limit v3.1, Unit 45757 and retrofits | 802 | 1912 | Rate Constraint in lbs/MMBtu | FALSE | L | Annual | Seasons Included | Seasons | Winter, Summer | Winter, Summer | Winter, Summer | Winter, Summer | Winter, Summer | Winter, Summer | Winter, Summer
NY New Units MER Rate Limit v3.1, Unit 45757 and retrofits | 802 | 1912 | Rate Constraint in lbs/MMBtu | FALSE | L | Annual | Standard | lb/MMBtu | 6e-07 | 6e-07 | 6e-07 | 6e-07 | 6e-07 | 6e-07 | 6e-07
NY New Units MER Rate Limit v3.1, Unit 45757 and retrofits | 802 | 1912 | Rate Constraint in lbs/MMBtu | FALSE | L | Annual | Emissions at Affected Plants MER | lbs | 0 | 0 | 0 | 0 | 0 | 0 | 0
NY New Units MER Rate Limit v3.1, Unit 45757 and retrofits | 802 | 1912 | Rate Constraint in lbs/MMBtu | FALSE | L | Annual | Allowances Purchased MER | lbs | 0 | 0 | 0 | 0 | 0 | 0 | 0
NY New Units MER Rate Limit v3.1, Unit 45757 and retrofits | 802 | 1912 | Rate Constraint in lbs/MMBtu | FALSE | L | Annual | Allowances Sold MER | lbs | 0 | 0 | 0 | 0 | 0 | 0 | 0
NY New Units MER Rate Limit v3.1, Unit 45757 and retrofits | 802 | 1912 | Rate Constraint in lbs/MMBtu | FALSE | L | Annual | Allowances Banked | lbs | 0 | 0 | 0 | 0 | 0 | 0 | 0
NY New Units MER Rate Limit v3.1, Unit 45757 and retrofits | 802 | 1912 | Rate Constraint in lbs/MMBtu | FALSE | L | Annual | Allowances Withdrawn (1:1) | lbs | 0 | 0 | 0 | 0 | 0 | 0 | 0
NY New Units MER Rate Limit v3.1, Unit 45757 and retrofits | 802 | 1912 | Rate Constraint in lbs/MMBtu | FALSE | L | Annual | Allowances Withdrawn (n:1) | lbs | 0 | 0 | 0 | 0 | 0 | 0 | 0
NY New Units MER Rate Limit v3.1, Unit 45757 and retrofits | 802 | 1912 | Rate Constraint in lbs/MMBtu | FALSE | L | Annual | Net Emissions Allowance Position | lbs | 0 | 0 | 0 | 0 | 0 | 0 | 0
NY New Units MER Rate Limit v3.1, Unit 45757 and retrofits | 802 | 1912 | Rate Constraint in lbs/MMBtu | FALSE | L | Annual | Fuel Consumed | TBtu | 0 | 0 | 0 | 0 | 0 | 0 | 0
NY New Units MER Rate Limit v3.1, Unit 45757 and retrofits | 802 | 1912 | Rate Constraint in lbs/MMBtu | FALSE | L | Annual | Rate | lb/MMBtu | 0 | 0 | 0 | 0 | 0 | 0 | 0
NY New Units MER Rate Limit v3.1, Unit 45757 and retrofits | 802 | 1912 | Rate Constraint in lbs/MMBtu | FALSE | L | Annual | Generation | TWh | 0 | 0 | 0 | 0 | 0 | 0 | 0
NY New Units MER Rate Limit v3.1, Unit 45757 and retrofits | 802 | 1912 | Rate Constraint in lbs/MMBtu | FALSE | L | Annual | Qualifying Generation | TWh | 0 | 0 | 0 | 0 | 0 | 0 | 0
NY New Units MER Rate Limit v3.1, Unit 45757 and retrofits | 802 | 1912 | Rate Constraint in lbs/MMBtu | FALSE | L | Annual | Rate | lb/MWh | 0 | 0 | 0 | 0 | 0 | 0 | 0
NY New Units MER Rate Limit v3.1, Unit 45757 and retrofits | 802 | 1912 | Rate Constraint in lbs/MMBtu | FALSE | L | Annual | Constraint Shadow Price | US$/Lb | 748741.5267 | 818919.2588 | 3027090.5147 | 809230.3219 | 1703832.1831 | 1262485.0417 | 2128154.1387
NY New Units MER Rate Limit v3.1, Unit 45758 and retrofits | 803 | 1912 | Rate Constraint in lbs/MMBtu | FALSE | L | Annual | Seasons Included | Seasons | Winter, Summer | Winter, Summer | Winter, Summer | Winter, Summer | Winter, Summer | Winter, Summer | Winter, Summer
NY New Units MER Rate Limit v3.1, Unit 45758 and retrofits | 803 | 1912 | Rate Constraint in lbs/MMBtu | FALSE | L | Annual | Standard | lb/MMBtu | 6e-07 | 6e-07 | 6e-07 | 6e-07 | 6e-07 | 6e-07 | 6e-07
NY New Units MER Rate Limit v3.1, Unit 45758 and retrofits | 803 | 1912 | Rate Constraint in lbs/MMBtu | FALSE | L | Annual | Emissions at Affected Plants MER | lbs | 0 | 0 | 0 | 0 | 0 | 0 | 0
NY New Units MER Rate Limit v3.1, Unit 45758 and retrofits | 803 | 1912 | Rate Constraint in lbs/MMBtu | FALSE | L | Annual | Allowances Purchased MER | lbs | 0 | 0 | 0 | 0 | 0 | 0 | 0
NY New Units MER Rate Limit v3.1, Unit 45758 and retrofits | 803 | 1912 | Rate Constraint in lbs/MMBtu | FALSE | L | Annual | Allowances Sold MER | lbs | 0 | 0 | 0 | 0 | 0 | 0 | 0
NY New Units MER Rate Limit v3.1, Unit 45758 and retrofits | 803 | 1912 | Rate Constraint in lbs/MMBtu | FALSE | L | Annual | Allowances Banked | lbs | 0 | 0 | 0 | 0 | 0 | 0 | 0
NY New Units MER Rate Limit v3.1, Unit 45758 and retrofits | 803 | 1912 | Rate Constraint in lbs/MMBtu | FALSE | L | Annual | Allowances Withdrawn (1:1) | lbs | 0 | 0 | 0 | 0 | 0 | 0 | 0
NY New Units MER Rate Limit v3.1, Unit 45758 and retrofits | 803 | 1912 | Rate Constraint in lbs/MMBtu | FALSE | L | Annual | Allowances Withdrawn (n:1) | lbs | 0 | 0 | 0 | 0 | 0 | 0 | 0
NY New Units MER Rate Limit v3.1, Unit 45758 and retrofits | 803 | 1912 | Rate Constraint in lbs/MMBtu | FALSE | L | Annual | Net Emissions Allowance Position | lbs | 0 | 0 | 0 | 0 | 0 | 0 | 0
NY New Units MER Rate Limit v3.1, Unit 45758 and retrofits | 803 | 1912 | Rate Constraint in lbs/MMBtu | FALSE | L | Annual | Fuel Consumed | TBtu | 0 | 0 | 0 | 0 | 0 | 0 | 0
NY New Units MER Rate Limit v3.1, Unit 45758 and retrofits | 803 | 1912 | Rate Constraint in lbs/MMBtu | FALSE | L | Annual | Rate | lb/MMBtu | 0 | 0 | 0 | 0 | 0 | 0 | 0
NY New Units MER Rate Limit v3.1, Unit 45758 and retrofits | 803 | 1912 | Rate Constraint in lbs/MMBtu | FALSE | L | Annual | Generation | TWh | 0 | 0 | 0 | 0 | 0 | 0 | 0
NY New Units MER Rate Limit v3.1, Unit 45758 and retrofits | 803 | 1912 | Rate Constraint in lbs/MMBtu | FALSE | L | Annual | Qualifying Generation | TWh | 0 | 0 | 0 | 0 | 0 | 0 | 0
NY New Units MER Rate Limit v3.1, Unit 45758 and retrofits | 803 | 1912 | Rate Constraint in lbs/MMBtu | FALSE | L | Annual | Rate | lb/MWh | 0 | 0 | 0 | 0 | 0 | 0 | 0
NY New Units MER Rate Limit v3.1, Unit 45758 and retrofits | 803 | 1912 | Rate Constraint in lbs/MMBtu | FALSE | L | Annual | Constraint Shadow Price | US$/Lb | 0 | 129694823.2492 | 28316376.6081 | 17985071.4967 | 19080766.9302 | 1819251.4187 | 2182539.2349
NY New Units MER Rate Limit v3.1, Unit 45759 and retrofits | 804 | 1912 | Rate Constraint in lbs/MMBtu | FALSE | L | Annual | Seasons Included | Seasons | Winter, Summer | Winter, Summer | Winter, Summer | Winter, Summer | Winter, Summer | Winter, Summer | Winter, Summer
NY New Units MER Rate Limit v3.1, Unit 45759 and retrofits | 804 | 1912 | Rate Constraint in lbs/MMBtu | FALSE | L | Annual | Standard | lb/MMBtu | 6e-07 | 6e-07 | 6e-07 | 6e-07 | 6e-07 | 6e-07 | 6e-07
NY New Units MER Rate Limit v3.1, Unit 45759 and retrofits | 804 | 1912 | Rate Constraint in lbs/MMBtu | FALSE | L | Annual | Emissions at Affected Plants MER | lbs | 0 | 0 | 0 | 0 | 0 | 0 | 0
NY New Units MER Rate Limit v3.1, Unit 45759 and retrofits | 804 | 1912 | Rate Constraint in lbs/MMBtu | FALSE | L | Annual | Allowances Purchased MER | lbs | 0 | 0 | 0 | 0 | 0 | 0 | 0
NY New Units MER Rate Limit v3.1, Unit 45759 and retrofits | 804 | 1912 | Rate Constraint in lbs/MMBtu | FALSE | L | Annual | Allowances Sold MER | lbs | 0 | 0 | 0 | 0 | 0 | 0 | 0
NY New Units MER Rate Limit v3.1, Unit 45759 and retrofits | 804 | 1912 | Rate Constraint in lbs/MMBtu | FALSE | L | Annual | Allowances Banked | lbs | 0 | 0 | 0 | 0 | 0 | 0 | 0
NY New Units MER Rate Limit v3.1, Unit 45759 and retrofits | 804 | 1912 | Rate Constraint in lbs/MMBtu | FALSE | L | Annual | Allowances Withdrawn (1:1) | lbs | 0 | 0 | 0 | 0 | 0 | 0 | 0
NY New Units MER Rate Limit v3.1, Unit 45759 and retrofits | 804 | 1912 | Rate Constraint in lbs/MMBtu | FALSE | L | Annual | Allowances Withdrawn (n:1) | lbs | 0 | 0 | 0 | 0 | 0 | 0 | 0
NY New Units MER Rate Limit v3.1, Unit 45759 and retrofits | 804 | 1912 | Rate Constraint in lbs/MMBtu | FALSE | L | Annual | Net Emissions Allowance Position | lbs | 0 | 0 | 0 | 0 | 0 | 0 | 0
NY New Units MER Rate Limit v3.1, Unit 45759 and retrofits | 804 | 1912 | Rate Constraint in lbs/MMBtu | FALSE | L | Annual | Fuel Consumed | TBtu | 0 | 0 | 0 | 0 | 0 | 0 | 0
NY New Units MER Rate Limit v3.1, Unit 45759 and retrofits | 804 | 1912 | Rate Constraint in lbs/MMBtu | FALSE | L | Annual | Rate | lb/MMBtu | 0 | 0 | 0 | 0 | 0 | 0 | 0
NY New Units MER Rate Limit v3.1, Unit 45759 and retrofits | 804 | 1912 | Rate Constraint in lbs/MMBtu | FALSE | L | Annual | Generation | TWh | 0 | 0 | 0 | 0 | 0 | 0 | 0
NY New Units MER Rate Limit v3.1, Unit 45759 and retrofits | 804 | 1912 | Rate Constraint in lbs/MMBtu | FALSE | L | Annual | Qualifying Generation | TWh | 0 | 0 | 0 | 0 | 0 | 0 | 0
NY New Units MER Rate Limit v3.1, Unit 45759 and retrofits | 804 | 1912 | Rate Constraint in lbs/MMBtu | FALSE | L | Annual | Rate | lb/MWh | 0 | 0 | 0 | 0 | 0 | 0 | 0
NY New Units MER Rate Limit v3.1, Unit 45759 and retrofits | 804 | 1912 | Rate Constraint in lbs/MMBtu | FALSE | L | Annual | Constraint Shadow Price | US$/Lb | 0 | 0 | 798164.0762 | 811945.3501 | 1687208.6043 | 936158.6771 | 1661334.4946
NY New Units MER Rate Limit v3.1, Unit 45801 and retrofits | 805 | 1912 | Rate Constraint in lbs/MMBtu | FALSE | L | Annual | Seasons Included | Seasons | Winter, Summer | Winter, Summer | Winter, Summer | Winter, Summer | Winter, Summer | Winter, Summer | Winter, Summer
NY New Units MER Rate Limit v3.1, Unit 45801 and retrofits | 805 | 1912 | Rate Constraint in lbs/MMBtu | FALSE | L | Annual | Standard | lb/MMBtu | 6e-07 | 6e-07 | 6e-07 | 6e-07 | 6e-07 | 6e-07 | 6e-07
NY New Units MER Rate Limit v3.1, Unit 45801 and retrofits | 805 | 1912 | Rate Constraint in lbs/MMBtu | FALSE | L | Annual | Emissions at Affected Plants MER | lbs | 0 | 0 | 0 | 0 | 0 | 0 | 0
NY New Units MER Rate Limit v3.1, Unit 45801 and retrofits | 805 | 1912 | Rate Constraint in lbs/MMBtu | FALSE | L | Annual | Allowances Purchased MER | lbs | 0 | 0 | 0 | 0 | 0 | 0 | 0
NY New Units MER Rate Limit v3.1, Unit 45801 and retrofits | 805 | 1912 | Rate Constraint in lbs/MMBtu | FALSE | L | Annual | Allowances Sold MER | lbs | 0 | 0 | 0 | 0 | 0 | 0 | 0
NY New Units MER Rate Limit v3.1, Unit 45801 and retrofits | 805 | 1912 | Rate Constraint in lbs/MMBtu | FALSE | L | Annual | Allowances Banked | lbs | 0 | 0 | 0 | 0 | 0 | 0 | 0
NY New Units MER Rate Limit v3.1, Unit 45801 and retrofits | 805 | 1912 | Rate Constraint in lbs/MMBtu | FALSE | L | Annual | Allowances Withdrawn (1:1) | lbs | 0 | 0 | 0 | 0 | 0 | 0 | 0
NY New Units MER Rate Limit v3.1, Unit 45801 and retrofits | 805 | 1912 | Rate Constraint in lbs/MMBtu | FALSE | L | Annual | Allowances Withdrawn (n:1) | lbs | 0 | 0 | 0 | 0 | 0 | 0 | 0
NY New Units MER Rate Limit v3.1, Unit 45801 and retrofits | 805 | 1912 | Rate Constraint in lbs/MMBtu | FALSE | L | Annual | Net Emissions Allowance Position | lbs | 0 | 0 | 0 | 0 | 0 | 0 | 0
NY New Units MER Rate Limit v3.1, Unit 45801 and retrofits | 805 | 1912 | Rate Constraint in lbs/MMBtu | FALSE | L | Annual | Fuel Consumed | TBtu | 0 | 0 | 0 | 0 | 0 | 0 | 0
NY New Units MER Rate Limit v3.1, Unit 45801 and retrofits | 805 | 1912 | Rate Constraint in lbs/MMBtu | FALSE | L | Annual | Rate | lb/MMBtu | 0 | 0 | 0 | 0 | 0 | 0 | 0
NY New Units MER Rate Limit v3.1, Unit 45801 and retrofits | 805 | 1912 | Rate Constraint in lbs/MMBtu | FALSE | L | Annual | Generation | TWh | 0 | 0 | 0 | 0 | 0 | 0 | 0
NY New Units MER Rate Limit v3.1, Unit 45801 and retrofits | 805 | 1912 | Rate Constraint in lbs/MMBtu | FALSE | L | Annual | Qualifying Generation | TWh | 0 | 0 | 0 | 0 | 0 | 0 | 0
NY New Units MER Rate Limit v3.1, Unit 45801 and retrofits | 805 | 1912 | Rate Constraint in lbs/MMBtu | FALSE | L | Annual | Rate | lb/MWh | 0 | 0 | 0 | 0 | 0 | 0 | 0
NY New Units MER Rate Limit v3.1, Unit 45801 and retrofits | 805 | 1912 | Rate Constraint in lbs/MMBtu | FALSE | L | Annual | Constraint Shadow Price | US$/Lb | 1031276.1912 | 2166638.3033 | 870644.4252 | 966622.0009 | 999062.6242 | 977053.4684 | 993229.4739
NY New Units MER Rate Limit v3.1, Unit 45802 and retrofits | 806 | 1912 | Rate Constraint in lbs/MMBtu | FALSE | L | Annual | Seasons Included | Seasons | Winter, Summer | Winter, Summer | Winter, Summer | Winter, Summer | Winter, Summer | Winter, Summer | Winter, Summer
NY New Units MER Rate Limit v3.1, Unit 45802 and retrofits | 806 | 1912 | Rate Constraint in lbs/MMBtu | FALSE | L | Annual | Standard | lb/MMBtu | 6e-07 | 6e-07 | 6e-07 | 6e-07 | 6e-07 | 6e-07 | 6e-07
NY New Units MER Rate Limit v3.1, Unit 45802 and retrofits | 806 | 1912 | Rate Constraint in lbs/MMBtu | FALSE | L | Annual | Emissions at Affected Plants MER | lbs | 0 | 0 | 0 | 0 | 0 | 0 | 0
NY New Units MER Rate Limit v3.1, Unit 45802 and retrofits | 806 | 1912 | Rate Constraint in lbs/MMBtu | FALSE | L | Annual | Allowances Purchased MER | lbs | 0 | 0 | 0 | 0 | 0 | 0 | 0
NY New Units MER Rate Limit v3.1, Unit 45802 and retrofits | 806 | 1912 | Rate Constraint in lbs/MMBtu | FALSE | L | Annual | Allowances Sold MER | lbs | 0 | 0 | 0 | 0 | 0 | 0 | 0
NY New Units MER Rate Limit v3.1, Unit 45802 and retrofits | 806 | 1912 | Rate Constraint in lbs/MMBtu | FALSE | L | Annual | Allowances Banked | lbs | 0 | 0 | 0 | 0 | 0 | 0 | 0
NY New Units MER Rate Limit v3.1, Unit 45802 and retrofits | 806 | 1912 | Rate Constraint in lbs/MMBtu | FALSE | L | Annual | Allowances Withdrawn (1:1) | lbs | 0 | 0 | 0 | 0 | 0 | 0 | 0
NY New Units MER Rate Limit v3.1, Unit 45802 and retrofits | 806 | 1912 | Rate Constraint in lbs/MMBtu | FALSE | L | Annual | Allowances Withdrawn (n:1) | lbs | 0 | 0 | 0 | 0 | 0 | 0 | 0
NY New Units MER Rate Limit v3.1, Unit 45802 and retrofits | 806 | 1912 | Rate Constraint in lbs/MMBtu | FALSE | L | Annual | Net Emissions Allowance Position | lbs | 0 | 0 | 0 | 0 | 0 | 0 | 0
NY New Units MER Rate Limit v3.1, Unit 45802 and retrofits | 806 | 1912 | Rate Constraint in lbs/MMBtu | FALSE | L | Annual | Fuel Consumed | TBtu | 0 | 0 | 0 | 0 | 0 | 0 | 0
NY New Units MER Rate Limit v3.1, Unit 45802 and retrofits | 806 | 1912 | Rate Constraint in lbs/MMBtu | FALSE | L | Annual | Rate | lb/MMBtu | 0 | 0 | 0 | 0 | 0 | 0 | 0
NY New Units MER Rate Limit v3.1, Unit 45802 and retrofits | 806 | 1912 | Rate Constraint in lbs/MMBtu | FALSE | L | Annual | Generation | TWh | 0 | 0 | 0 | 0 | 0 | 0 | 0
NY New Units MER Rate Limit v3.1, Unit 45802 and retrofits | 806 | 1912 | Rate Constraint in lbs/MMBtu | FALSE | L | Annual | Qualifying Generation | TWh | 0 | 0 | 0 | 0 | 0 | 0 | 0
NY New Units MER Rate Limit v3.1, Unit 45802 and retrofits | 806 | 1912 | Rate Constraint in lbs/MMBtu | FALSE | L | Annual | Rate | lb/MWh | 0 | 0 | 0 | 0 | 0 | 0 | 0
NY New Units MER Rate Limit v3.1, Unit 45802 and retrofits | 806 | 1912 | Rate Constraint in lbs/MMBtu | FALSE | L | Annual | Constraint Shadow Price | US$/Lb | 0 | 148146562.166 | 47874230.5842 | 34237913.0044 | 33636760.0718 | 31931244.4235 | 42089421.7999
NY New Units MER Rate Limit v3.1, Unit 45803 and retrofits | 807 | 1912 | Rate Constraint in lbs/MMBtu | FALSE | L | Annual | Seasons Included | Seasons | Winter, Summer | Winter, Summer | Winter, Summer | Winter, Summer | Winter, Summer | Winter, Summer | Winter, Summer
NY New Units MER Rate Limit v3.1, Unit 45803 and retrofits | 807 | 1912 | Rate Constraint in lbs/MMBtu | FALSE | L | Annual | Standard | lb/MMBtu | 6e-07 | 6e-07 | 6e-07 | 6e-07 | 6e-07 | 6e-07 | 6e-07
NY New Units MER Rate Limit v3.1, Unit 45803 and retrofits | 807 | 1912 | Rate Constraint in lbs/MMBtu | FALSE | L | Annual | Emissions at Affected Plants MER | lbs | 0 | 0 | 0 | 0 | 0 | 0 | 0
NY New Units MER Rate Limit v3.1, Unit 45803 and retrofits | 807 | 1912 | Rate Constraint in lbs/MMBtu | FALSE | L | Annual | Allowances Purchased MER | lbs | 0 | 0 | 0 | 0 | 0 | 0 | 0
NY New Units MER Rate Limit v3.1, Unit 45803 and retrofits | 807 | 1912 | Rate Constraint in lbs/MMBtu | FALSE | L | Annual | Allowances Sold MER | lbs | 0 | 0 | 0 | 0 | 0 | 0 | 0
NY New Units MER Rate Limit v3.1, Unit 45803 and retrofits | 807 | 1912 | Rate Constraint in lbs/MMBtu | FALSE | L | Annual | Allowances Banked | lbs | 0 | 0 | 0 | 0 | 0 | 0 | 0
NY New Units MER Rate Limit v3.1, Unit 45803 and retrofits | 807 | 1912 | Rate Constraint in lbs/MMBtu | FALSE | L | Annual | Allowances Withdrawn (1:1) | lbs | 0 | 0 | 0 | 0 | 0 | 0 | 0
NY New Units MER Rate Limit v3.1, Unit 45803 and retrofits | 807 | 1912 | Rate Constraint in lbs/MMBtu | FALSE | L | Annual | Allowances Withdrawn (n:1) | lbs | 0 | 0 | 0 | 0 | 0 | 0 | 0
NY New Units MER Rate Limit v3.1, Unit 45803 and retrofits | 807 | 1912 | Rate Constraint in lbs/MMBtu | FALSE | L | Annual | Net Emissions Allowance Position | lbs | 0 | 0 | 0 | 0 | 0 | 0 | 0
NY New Units MER Rate Limit v3.1, Unit 45803 and retrofits | 807 | 1912 | Rate Constraint in lbs/MMBtu | FALSE | L | Annual | Fuel Consumed | TBtu | 0 | 0 | 0 | 0 | 0 | 0 | 0
NY New Units MER Rate Limit v3.1, Unit 45803 and retrofits | 807 | 1912 | Rate Constraint in lbs/MMBtu | FALSE | L | Annual | Rate | lb/MMBtu | 0 | 0 | 0 | 0 | 0 | 0 | 0
NY New Units MER Rate Limit v3.1, Unit 45803 and retrofits | 807 | 1912 | Rate Constraint in lbs/MMBtu | FALSE | L | Annual | Generation | TWh | 0 | 0 | 0 | 0 | 0 | 0 | 0
NY New Units MER Rate Limit v3.1, Unit 45803 and retrofits | 807 | 1912 | Rate Constraint in lbs/MMBtu | FALSE | L | Annual | Qualifying Generation | TWh | 0 | 0 | 0 | 0 | 0 | 0 | 0
NY New Units MER Rate Limit v3.1, Unit 45803 and retrofits | 807 | 1912 | Rate Constraint in lbs/MMBtu | FALSE | L | Annual | Rate | lb/MWh | 0 | 0 | 0 | 0 | 0 | 0 | 0
NY New Units MER Rate Limit v3.1, Unit 45803 and retrofits | 807 | 1912 | Rate Constraint in lbs/MMBtu | FALSE | L | Annual | Constraint Shadow Price | US$/Lb | 0 | 0 | 24218810.4929 | 15074311.0806 | 15677010.0519 | 17413281.1047 | 19206250.4531
OR Utility Hg Rule - MER Removal Annual v3.1 | 808 | 1512 | MACT Fuel Choice Floor in lbs/MMBtu | FALSE | L | Annual | Seasons Included | Seasons | Winter, Summer | Winter, Summer | Winter, Summer | Winter, Summer | Winter, Summer | Winter, Summer | Winter, Summer
OR Utility Hg Rule - MER Removal Annual v3.1 | 808 | 1512 | MACT Fuel Choice Floor in lbs/MMBtu | FALSE | L | Annual | Emission Floor | lbs/MMBtu | 6e-07 | 6e-07 | 6e-07 | 6e-07 | 6e-07 | 6e-07 | 6e-07
OR Utility Hg Rule - MER Removal Annual v3.1 | 808 | 1512 | MACT Fuel Choice Floor in lbs/MMBtu | FALSE | L | Annual | Emissions at Affected Plants MER | lbs | 0 | 0 | 0 | 0 | 0 | 0 | 0
OR Utility Hg Rule - MER Removal Annual v3.1 | 808 | 1512 | MACT Fuel Choice Floor in lbs/MMBtu | FALSE | L | Annual | Allowances Purchased MER | lbs | 0 | 0 | 0 | 0 | 0 | 0 | 0
OR Utility Hg Rule - MER Removal Annual v3.1 | 808 | 1512 | MACT Fuel Choice Floor in lbs/MMBtu | FALSE | L | Annual | Allowances Sold MER | lbs | 0 | 0 | 0 | 0 | 0 | 0 | 0
OR Utility Hg Rule - MER Removal Annual v3.1 | 808 | 1512 | MACT Fuel Choice Floor in lbs/MMBtu | FALSE | L | Annual | Allowances Banked | lbs | 0 | 0 | 0 | 0 | 0 | 0 | 0
OR Utility Hg Rule - MER Removal Annual v3.1 | 808 | 1512 | MACT Fuel Choice Floor in lbs/MMBtu | FALSE | L | Annual | Allowances Withdrawn (1:1) | lbs | 0 | 0 | 0 | 0 | 0 | 0 | 0
OR Utility Hg Rule - MER Removal Annual v3.1 | 808 | 1512 | MACT Fuel Choice Floor in lbs/MMBtu | FALSE | L | Annual | Allowances Withdrawn (n:1) | lbs | 0 | 0 | 0 | 0 | 0 | 0 | 0
OR Utility Hg Rule - MER Removal Annual v3.1 | 808 | 1512 | MACT Fuel Choice Floor in lbs/MMBtu | FALSE | L | Annual | Net Emissions Allowance Position | lbs | 0 | 0 | 0 | 0 | 0 | 0 | 0
OR Utility Hg Rule - MER Removal Annual v3.1 | 808 | 1512 | MACT Fuel Choice Floor in lbs/MMBtu | FALSE | L | Annual | Fuel Consumed | TBtu | 0 | 0 | 0 | 0 | 0 | 0 | 0
OR Utility Hg Rule - MER Removal Annual v3.1 | 808 | 1512 | MACT Fuel Choice Floor in lbs/MMBtu | FALSE | L | Annual | Rate | lb/MMBtu | 0 | 0 | 0 | 0 | 0 | 0 | 0
OR Utility Hg Rule - MER Removal Annual v3.1 | 808 | 1512 | MACT Fuel Choice Floor in lbs/MMBtu | FALSE | L | Annual | Generation | TWh | 0 | 0 | 0 | 0 | 0 | 0 | 0
OR Utility Hg Rule - MER Removal Annual v3.1 | 808 | 1512 | MACT Fuel Choice Floor in lbs/MMBtu | FALSE | L | Annual | Qualifying Generation | TWh | 0 | 0 | 0 | 0 | 0 | 0 | 0
OR Utility Hg Rule - MER Removal Annual v3.1 | 808 | 1512 | MACT Fuel Choice Floor in lbs/MMBtu | FALSE | L | Annual | Constraint Shadow Price | US$/Lb | 0 | 0 | 0 | 0 | 0 | 0 | 0
OR Utility Hg Rule - MER Removal New Units v3.1 | 809 | 1514 | Rate Constraint in lbs/MMBtu | FALSE | L | Annual | Seasons Included | Seasons | Winter, Summer | Winter, Summer | Winter, Summer | Winter, Summer | Winter, Summer | Winter, Summer | Winter, Summer
OR Utility Hg Rule - MER Removal New Units v3.1 | 809 | 1514 | Rate Constraint in lbs/MMBtu | FALSE | L | Annual | Standard | lb/MMBtu | 6e-07 | 6e-07 | 6e-07 | 6e-07 | 6e-07 | 6e-07 | 6e-07
OR Utility Hg Rule - MER Removal New Units v3.1 | 809 | 1514 | Rate Constraint in lbs/MMBtu | FALSE | L | Annual | Emissions at Affected Plants MER | lbs | 0 | 0 | 0 | 0 | 0 | 0 | 0
OR Utility Hg Rule - MER Removal New Units v3.1 | 809 | 1514 | Rate Constraint in lbs/MMBtu | FALSE | L | Annual | Allowances Purchased MER | lbs | 0 | 0 | 0 | 0 | 0 | 0 | 0
OR Utility Hg Rule - MER Removal New Units v3.1 | 809 | 1514 | Rate Constraint in lbs/MMBtu | FALSE | L | Annual | Allowances Sold MER | lbs | 0 | 0 | 0 | 0 | 0 | 0 | 0
OR Utility Hg Rule - MER Removal New Units v3.1 | 809 | 1514 | Rate Constraint in lbs/MMBtu | FALSE | L | Annual | Allowances Banked | lbs | 0 | 0 | 0 | 0 | 0 | 0 | 0
OR Utility Hg Rule - MER Removal New Units v3.1 | 809 | 1514 | Rate Constraint in lbs/MMBtu | FALSE | L | Annual | Allowances Withdrawn (1:1) | lbs | 0 | 0 | 0 | 0 | 0 | 0 | 0
OR Utility Hg Rule - MER Removal New Units v3.1 | 809 | 1514 | Rate Constraint in lbs/MMBtu | FALSE | L | Annual | Allowances Withdrawn (n:1) | lbs | 0 | 0 | 0 | 0 | 0 | 0 | 0
OR Utility Hg Rule - MER Removal New Units v3.1 | 809 | 1514 | Rate Constraint in lbs/MMBtu | FALSE | L | Annual | Net Emissions Allowance Position | lbs | 0 | 0 | 0 | 0 | 0 | 0 | 0
OR Utility Hg Rule - MER Removal New Units v3.1 | 809 | 1514 | Rate Constraint in lbs/MMBtu | FALSE | L | Annual | Fuel Consumed | TBtu | 0 | 0 | 0 | 0 | 0 | 0 | 0
OR Utility Hg Rule - MER Removal New Units v3.1 | 809 | 1514 | Rate Constraint in lbs/MMBtu | FALSE | L | Annual | Rate | lb/MMBtu | 0 | 0 | 0 | 0 | 0 | 0 | 0
OR Utility Hg Rule - MER Removal New Units v3.1 | 809 | 1514 | Rate Constraint in lbs/MMBtu | FALSE | L | Annual | Generation | TWh | 0 | 0 | 0 | 0 | 0 | 0 | 0
OR Utility Hg Rule - MER Removal New Units v3.1 | 809 | 1514 | Rate Constraint in lbs/MMBtu | FALSE | L | Annual | Qualifying Generation | TWh | 0 | 0 | 0 | 0 | 0 | 0 | 0
OR Utility Hg Rule - MER Removal New Units v3.1 | 809 | 1514 | Rate Constraint in lbs/MMBtu | FALSE | L | Annual | Rate | lb/MWh | 0 | 0 | 0 | 0 | 0 | 0 | 0
OR Utility Hg Rule - MER Removal New Units v3.1 | 809 | 1514 | Rate Constraint in lbs/MMBtu | FALSE | L | Annual | Constraint Shadow Price | US$/Lb | 0 | 0 | 0 | 0 | 0 | 0 | 0
RGGI CO2 Annual Constraint v5.13 | 810 | 5896 | Rate Constraint in MTons | FALSE | L | Annual | Seasons Included | Seasons | Winter, Summer | Winter, Summer | Winter, Summer | Winter, Summer | Winter, Summer | Winter, Summer | Winter, Summer
RGGI CO2 Annual Constraint v5.13 | 810 | 5896 | Rate Constraint in MTons | FALSE | L | Annual | Standard | MTons | 0 | 0 | 0 | 0 | 0 | 0 | 0
RGGI CO2 Annual Constraint v5.13 | 810 | 5896 | Rate Constraint in MTons | FALSE | L | Annual | Standard CO2 | MTons | 0 | 0 | 0 | 0 | 0 | 0 | 0
RGGI CO2 Annual Constraint v5.13 | 810 | 5896 | Rate Constraint in MTons | FALSE | L | Annual | Emissions at Affected Plants CO2 | MTons | 79933.2688 | 77495.6256 | 74729.2927 | 71617.1917 | 74196.5963 | 86886.0348 | 93843.6467
RGGI CO2 Annual Constraint v5.13 | 810 | 5896 | Rate Constraint in MTons | FALSE | L | Annual | Allowances Purchased CO2 | MTons | -79933.2688 | -77495.6256 | -74729.2927 | -71617.1917 | -74196.5963 | -86886.0348 | -93843.6467
RGGI CO2 Annual Constraint v5.13 | 810 | 5896 | Rate Constraint in MTons | FALSE | L | Annual | Allowances Sold CO2 | MTons | 0 | 0 | 0 | 0 | 0 | 0 | 0
RGGI CO2 Annual Constraint v5.13 | 810 | 5896 | Rate Constraint in MTons | FALSE | L | Annual | Allowances Banked | MTons | 0 | 0 | 0 | 0 | 0 | 0 | 0
RGGI CO2 Annual Constraint v5.13 | 810 | 5896 | Rate Constraint in MTons | FALSE | L | Annual | Allowances Withdrawn (1:1) | MTons | 0 | 0 | 0 | 0 | 0 | 0 | 0
RGGI CO2 Annual Constraint v5.13 | 810 | 5896 | Rate Constraint in MTons | FALSE | L | Annual | Allowances Withdrawn (n:1) | MTons | 0 | 0 | 0 | 0 | 0 | 0 | 0
RGGI CO2 Annual Constraint v5.13 | 810 | 5896 | Rate Constraint in MTons | FALSE | L | Annual | Net Emissions Allowance Position | MTons | -2.2927e-05 | 2.2756e-06 | -1.2671e-06 | -4.0515e-06 | -6.1837e-06 | -9.0667e-06 | 8.6903e-06
RGGI CO2 Annual Constraint v5.13 | 810 | 5896 | Rate Constraint in MTons | FALSE | L | Annual | Fuel Consumed | TBtu | 1158.8103 | 1129.6472 | 1130.8602 | 1076.1898 | 1137.3541 | 1386.957 | 1471.0803
RGGI CO2 Annual Constraint v5.13 | 810 | 5896 | Rate Constraint in MTons | FALSE | L | Annual | Rate | lb/MMBtu | 137.9575 | 137.2032 | 132.1636 | 133.094 | 130.4723 | 125.2902 | 127.5847
RGGI CO2 Annual Constraint v5.13 | 810 | 5896 | Rate Constraint in MTons | FALSE | L | Annual | Generation | TWh | 145.2348 | 142.6278 | 144.5177 | 139.4518 | 152.0825 | 196.556 | 210.2626
RGGI CO2 Annual Constraint v5.13 | 810 | 5896 | Rate Constraint in MTons | FALSE | L | Annual | Qualifying Generation | TWh | 145.2348 | 142.6278 | 144.5177 | 139.4518 | 152.0825 | 196.556 | 210.2626
RGGI CO2 Annual Constraint v5.13 | 810 | 5896 | Rate Constraint in MTons | FALSE | L | Annual | Rate | lb/MWh | 550.3727 | 543.3416 | 517.0943 | 513.5624 | 487.8707 | 442.0421 | 446.3164
RGGI CO2 Annual Constraint v5.13 | 810 | 5896 | Rate Constraint in MTons | FALSE | L | Annual | Constraint Shadow Price | US$/Ton | 4.0425 | 4.3369 | 4.8655 | 5.9956 | 7.7392 | 11.6571 | 19.1222
RPS v5.12- AZNM (19) | 811 | 5782 | Generation Constraint in GWh | FALSE | G | Annual | Seasons Included | Seasons | Winter, Summer | Winter, Summer | Winter, Summer | Winter, Summer | Winter, Summer | Winter, Summer | Winter, Summer
RPS v5.12- AZNM (19) | 811 | 5782 | Generation Constraint in GWh | FALSE | G | Annual | Standard | GWh | 9350.4999 | 10435.7841 | 12583.199 | 15929.5541 | 17041.5479 | 19400.8106 | 22072.1438
RPS v5.12- AZNM (19) | 811 | 5782 | Generation Constraint in GWh | FALSE | G | Annual | Emissions at Affected Plants | GWh | 10257.9299 | 11891.6596 | 13001.1563 | 15929.5541 | 17041.5479 | 19400.8107 | 22072.1439
RPS v5.12- AZNM (19) | 811 | 5782 | Generation Constraint in GWh | FALSE | G | Annual | Allowances Purchased | GWh | 0 | 0 | 0 | 0 | 0 | 0 | 0
RPS v5.12- AZNM (19) | 811 | 5782 | Generation Constraint in GWh | FALSE | G | Annual | Allowances Sold | GWh | 0 | 0 | 0 | 0 | 0 | 0 | 0
RPS v5.12- AZNM (19) | 811 | 5782 | Generation Constraint in GWh | FALSE | G | Annual | Allowances Banked | GWh | 0 | 0 | 0 | 0 | 0 | 0 | 0
RPS v5.12- AZNM (19) | 811 | 5782 | Generation Constraint in GWh | FALSE | G | Annual | Allowances Withdrawn (1:1) | GWh | 0 | 0 | 0 | 0 | 0 | 0 | 0
RPS v5.12- AZNM (19) | 811 | 5782 | Generation Constraint in GWh | FALSE | G | Annual | Allowances Withdrawn (n:1) | GWh | 0 | 0 | 0 | 0 | 0 | 0 | 0
RPS v5.12- AZNM (19) | 811 | 5782 | Generation Constraint in GWh | FALSE | G | Annual | Net Emissions Allowance Position | GWh | 10257.9299 | 11891.6596 | 13001.1563 | 15929.5541 | 17041.5479 | 19400.8107 | 22072.1439
RPS v5.12- AZNM (19) | 811 | 5782 | Generation Constraint in GWh | FALSE | G | Annual | Fuel Consumed | TBtu | 50.3682 | 99.3801 | 132.5661 | 218.3425 | 244.124 | 277.3442 | 311.277
RPS v5.12- AZNM (19) | 811 | 5782 | Generation Constraint in GWh | FALSE | G | Annual | Heat Rate | MMBtu/MWh | 4.9102 | 8.3571 | 10.1965 | 13.7068 | 14.3252 | 14.2955 | 14.1027
RPS v5.12- AZNM (19) | 811 | 5782 | Generation Constraint in GWh | FALSE | G | Annual | Generation | TWh | 10.2579 | 11.8917 | 13.0012 | 15.9296 | 17.0415 | 19.4008 | 22.0721
RPS v5.12- AZNM (19) | 811 | 5782 | Generation Constraint in GWh | FALSE | G | Annual | Qualifying Generation | TWh | 10.2579 | 11.8917 | 13.0012 | 15.9296 | 17.0415 | 19.4008 | 22.0721
RPS v5.12- AZNM (19) | 811 | 5782 | Generation Constraint in GWh | FALSE | G | Annual | Rate | lb/MWh | 0 | 0 | 0 | 0 | 0 | 0 | 0
RPS v5.12- AZNM (19) | 811 | 5782 | Generation Constraint in GWh | FALSE | G | Annual | Constraint Shadow Price | US$/MWh | 0 | 0 | 0 | 5.4207 | 11.1069 | 14.5138 | 6.0091
RPS v5.12- CAMX (20) | 812 | 5783 | Generation Constraint in GWh | FALSE | G | Annual | Seasons Included | Seasons | Winter, Summer | Winter, Summer | Winter, Summer | Winter, Summer | Winter, Summer | Winter, Summer | Winter, Summer
RPS v5.12- CAMX (20) | 812 | 5783 | Generation Constraint in GWh | FALSE | G | Annual | Standard | GWh | 34986.339 | 38453.422 | 42891.953 | 49076.29 | 59214.92 | 91891.323 | 91891.323
RPS v5.12- CAMX (20) | 812 | 5783 | Generation Constraint in GWh | FALSE | G | Annual | Emissions at Affected Plants | GWh | 34986.339 | 39913.3032 | 42891.953 | 49076.29 | 59214.92 | 69839.2951 | 91891.323
RPS v5.12- CAMX (20) | 812 | 5783 | Generation Constraint in GWh | FALSE | G | Annual | Allowances Purchased | GWh | 0 | 0 | 0 | 0 | 0 | 22052.0279 | 0
RPS v5.12- CAMX (20) | 812 | 5783 | Generation Constraint in GWh | FALSE | G | Annual | Allowances Sold | GWh | 0 | 0 | 0 | 0 | 0 | 0 | 0
RPS v5.12- CAMX (20) | 812 | 5783 | Generation Constraint in GWh | FALSE | G | Annual | Allowances Banked | GWh | 0 | 0 | 0 | 0 | 0 | 0 | 0
RPS v5.12- CAMX (20) | 812 | 5783 | Generation Constraint in GWh | FALSE | G | Annual | Allowances Withdrawn (1:1) | GWh | 0 | 0 | 0 | 0 | 0 | 0 | 0
RPS v5.12- CAMX (20) | 812 | 5783 | Generation Constraint in GWh | FALSE | G | Annual | Allowances Withdrawn (n:1) | GWh | 0 | 0 | 0 | 0 | 0 | 0 | 0
RPS v5.12- CAMX (20) | 812 | 5783 | Generation Constraint in GWh | FALSE | G | Annual | Net Emissions Allowance Position | GWh | 34986.339 | 39913.3032 | 42891.953 | 49076.29 | 59214.92 | 91891.323 | 91891.323
RPS v5.12- CAMX (20) | 812 | 5783 | Generation Constraint in GWh | FALSE | G | Annual | Fuel Consumed | TBtu | 195.4508 | 362.8013 | 435.576 | 512.2162 | 625.4081 | 729.0595 | 945.2192
RPS v5.12- CAMX (20) | 812 | 5783 | Generation Constraint in GWh | FALSE | G | Annual | Heat Rate | MMBtu/MWh | 5.5865 | 9.0897 | 10.1552 | 10.4371 | 10.5617 | 10.4391 | 10.2863
RPS v5.12- CAMX (20) | 812 | 5783 | Generation Constraint in GWh | FALSE | G | Annual | Generation | TWh | 34.9863 | 39.9133 | 42.892 | 49.0763 | 59.2149 | 69.8393 | 91.8913
RPS v5.12- CAMX (20) | 812 | 5783 | Generation Constraint in GWh | FALSE | G | Annual | Qualifying Generation | TWh | 34.9863 | 39.9133 | 42.892 | 49.0763 | 59.2149 | 69.8393 | 91.8913
RPS v5.12- CAMX (20) | 812 | 5783 | Generation Constraint in GWh | FALSE | G | Annual | Rate | lb/MWh | 0 | 0 | 0 | 0 | 0 | 0 | 0
RPS v5.12- CAMX (20) | 812 | 5783 | Generation Constraint in GWh | FALSE | G | Annual | Constraint Shadow Price | US$/MWh | 15.9317 | 0 | 4.1961 | 18.3182 | 36.2385 | 50.0002 | 42.5302
RPS v5.12- ERCOT (1) | 813 | 5768 | Generation Constraint in GWh | FALSE | G | Annual | Seasons Included | Seasons | Winter, Summer | Winter, Summer | Winter, Summer | Winter, Summer | Winter, Summer | Winter, Summer | Winter, Summer
RPS v5.12- ERCOT (1) | 813 | 5768 | Generation Constraint in GWh | FALSE | G | Annual | Standard | GWh | 14243.5537 | 14526.4545 | 14839.4321 | 15464.8874 | 16067.2047 | 17589.6432 | 19256.4595
RPS v5.12- ERCOT (1) | 813 | 5768 | Generation Constraint in GWh | FALSE | G | Annual | Emissions at Affected Plants | GWh | 29846.9033 | 29840.6696 | 29411.108 | 29815.3861 | 29825.8259 | 29892.095 | 34415.0179
RPS v5.12- ERCOT (1) | 813 | 5768 | Generation Constraint in GWh | FALSE | G | Annual | Allowances Purchased | GWh | 0 | 0 | 0 | 0 | 0 | 0 | 0
RPS v5.12- ERCOT (1) | 813 | 5768 | Generation Constraint in GWh | FALSE | G | Annual | Allowances Sold | GWh | 0 | 0 | 0 | 0 | 0 | 0 | 0
RPS v5.12- ERCOT (1) | 813 | 5768 | Generation Constraint in GWh | FALSE | G | Annual | Allowances Banked | GWh | 0 | 0 | 0 | 0 | 0 | 0 | 0
RPS v5.12- ERCOT (1) | 813 | 5768 | Generation Constraint in GWh | FALSE | G | Annual | Allowances Withdrawn (1:1) | GWh | 0 | 0 | 0 | 0 | 0 | 0 | 0
RPS v5.12- ERCOT (1) | 813 | 5768 | Generation Constraint in GWh | FALSE | G | Annual | Allowances Withdrawn (n:1) | GWh | 0 | 0 | 0 | 0 | 0 | 0 | 0
RPS v5.12- ERCOT (1) | 813 | 5768 | Generation Constraint in GWh | FALSE | G | Annual | Net Emissions Allowance Position | GWh | 29846.9033 | 29840.6696 | 29411.108 | 29815.3861 | 29825.8259 | 29892.095 | 34415.0179
RPS v5.12- ERCOT (1) | 813 | 5768 | Generation Constraint in GWh | FALSE | G | Annual | Fuel Consumed | TBtu | 25.4002 | 25.6541 | 19.7322 | 25.4947 | 25.821 | 27.5045 | 71.5832
RPS v5.12- ERCOT (1) | 813 | 5768 | Generation Constraint in GWh | FALSE | G | Annual | Heat Rate | MMBtu/MWh | 0.85102 | 0.8597 | 0.67091 | 0.85508 | 0.86573 | 0.92013 | 2.08
RPS v5.12- ERCOT (1) | 813 | 5768 | Generation Constraint in GWh | FALSE | G | Annual | Generation | TWh | 29.8469 | 29.8407 | 29.4111 | 29.8154 | 29.8258 | 29.8921 | 34.415
RPS v5.12- ERCOT (1) | 813 | 5768 | Generation Constraint in GWh | FALSE | G | Annual | Qualifying Generation | TWh | 29.8469 | 29.8407 | 29.4111 | 29.8154 | 29.8258 | 29.8921 | 34.415
RPS v5.12- ERCOT (1) | 813 | 5768 | Generation Constraint in GWh | FALSE | G | Annual | Rate | lb/MWh | 0 | 0 | 0 | 0 | 0 | 0 | 0
RPS v5.12- ERCOT (1) | 813 | 5768 | Generation Constraint in GWh | FALSE | G | Annual | Constraint Shadow Price | US$/MWh | 0 | 0 | 0 | 0 | 0 | 0 | 0
RPS v5.12- MROE (3) | 814 | 5769 | Generation Constraint in GWh | FALSE | G | Annual | Seasons Included | Seasons | Winter, Summer | Winter, Summer | Winter, Summer | Winter, Summer | Winter, Summer | Winter, Summer | Winter, Summer
RPS v5.12- MROE (3) | 814 | 5769 | Generation Constraint in GWh | FALSE | G | Annual | Standard | GWh | 2293.7774 | 2320.682 | 2339.4503 | 2369.6959 | 2409.67 | 2491.7798 | 2576.6882
RPS v5.12- MROE (3) | 814 | 5769 | Generation Constraint in GWh | FALSE | G | Annual | Emissions at Affected Plants | GWh | 2174.2545 | 2193.0819 | 2252.835 | 2369.6959 | 2409.67 | 2491.7798 | 2576.6882
RPS v5.12- MROE (3) | 814 | 5769 | Generation Constraint in GWh | FALSE | G | Annual | Allowances Purchased | GWh | 119.523 | 127.6001 | 86.6152 | 0 | 0 | 0 | 0
RPS v5.12- MROE (3) | 814 | 5769 | Generation Constraint in GWh | FALSE | G | Annual | Allowances Sold | GWh | 0 | 0 | 0 | 0 | 0 | 0 | 0
RPS v5.12- MROE (3) | 814 | 5769 | Generation Constraint in GWh | FALSE | G | Annual | Allowances Banked | GWh | 0 | 0 | 0 | 0 | 0 | 0 | 0
RPS v5.12- MROE (3) | 814 | 5769 | Generation Constraint in GWh | FALSE | G | Annual | Allowances Withdrawn (1:1) | GWh | 0 | 0 | 0 | 0 | 0 | 0 | 0
RPS v5.12- MROE (3) | 814 | 5769 | Generation Constraint in GWh | FALSE | G | Annual | Allowances Withdrawn (n:1) | GWh | 0 | 0 | 0 | 0 | 0 | 0 | 0
RPS v5.12- MROE (3) | 814 | 5769 | Generation Constraint in GWh | FALSE | G | Annual | Net Emissions Allowance Position | GWh | 2293.7774 | 2320.682 | 2339.4503 | 2369.6959 | 2409.67 | 2491.7798 | 2576.6882
RPS v5.12- MROE (3) | 814 | 5769 | Generation Constraint in GWh | FALSE | G | Annual | Fuel Consumed | TBtu | 17.1164 | 17.0856 | 17.8507 | 18.9945 | 19.4993 | 20.4004 | 21.0861
RPS v5.12- MROE (3) | 814 | 5769 | Generation Constraint in GWh | FALSE | G | Annual | Heat Rate | MMBtu/MWh | 7.8723 | 7.7907 | 7.9237 | 8.0156 | 8.0921 | 8.1871 | 8.1834
RPS v5.12- MROE (3) | 814 | 5769 | Generation Constraint in GWh | FALSE | G | Annual | Generation | TWh | 2.1743 | 2.1931 | 2.2528 | 2.3697 | 2.4097 | 2.4918 | 2.5767
RPS v5.12- MROE (3) | 814 | 5769 | Generation Constraint in GWh | FALSE | G | Annual | Qualifying Generation | TWh | 2.1743 | 2.1931 | 2.2528 | 2.3697 | 2.4097 | 2.4918 | 2.5767
RPS v5.12- MROE (3) | 814 | 5769 | Generation Constraint in GWh | FALSE | G | Annual | Rate | lb/MWh | 0 | 0 | 0 | 0 | 0 | 0 | 0
RPS v5.12- MROE (3) | 814 | 5769 | Generation Constraint in GWh | FALSE | G | Annual | Constraint Shadow Price | US$/MWh | 50.0007 | 50.0013 | 50.0004 | 49.5792 | 45.1176 | 41.9251 | 32.0891
RPS v5.12- MROW (4) | 815 | 5770 | Generation Constraint in GWh | FALSE | G | Annual | Seasons Included | Seasons | Winter, Summer | Winter, Summer | Winter, Summer | Winter, Summer | Winter, Summer | Winter, Summer | Winter, Summer
RPS v5.12- MROW (4) | 815 | 5770 | Generation Constraint in GWh | FALSE | G | Annual | Standard | GWh | 16823.4491 | 18454.8677 | 20079.3737 | 22669.4711 | 23289.3668 | 24688.4584 | 26171.3987
RPS v5.12- MROW (4) | 815 | 5770 | Generation Constraint in GWh | FALSE | G | Annual | Emissions at Affected Plants | GWh | 33189.1935 | 33399.7063 | 34309.1455 | 34437.8455 | 34546.7517 | 34905.5888 | 51864.4672
RPS v5.12- MROW (4) | 815 | 5770 | Generation Constraint in GWh | FALSE | G | Annual | Allowances Purchased | GWh | 0 | 0 | 0 | 0 | 0 | 0 | 0
RPS v5.12- MROW (4) | 815 | 5770 | Generation Constraint in GWh | FALSE | G | Annual | Allowances Sold | GWh | 0 | 0 | 0 | 0 | 0 | 0 | 0
RPS v5.12- MROW (4) | 815 | 5770 | Generation Constraint in GWh | FALSE | G | Annual | Allowances Banked | GWh | 0 | 0 | 0 | 0 | 0 | 0 | 0
RPS v5.12- MROW (4) | 815 | 5770 | Generation Constraint in GWh | FALSE | G | Annual | Allowances Withdrawn (1:1) | GWh | 0 | 0 | 0 | 0 | 0 | 0 | 0
RPS v5.12- MROW (4) | 815 | 5770 | Generation Constraint in GWh | FALSE | G | Annual | Allowances Withdrawn (n:1) | GWh | 0 | 0 | 0 | 0 | 0 | 0 | 0
RPS v5.12- MROW (4) | 815 | 5770 | Generation Constraint in GWh | FALSE | G | Annual | Net Emissions Allowance Position | GWh | 33189.1935 | 33399.7063 | 34309.1455 | 34437.8455 | 34546.7517 | 34905.5888 | 51864.4672
RPS v5.12- MROW (4) | 815 | 5770 | Generation Constraint in GWh | FALSE | G | Annual | Fuel Consumed | TBtu | 17.096 | 19.3093 | 27.9339 | 29.8255 | 31.5971 | 35.9276 | 203.4974
RPS v5.12- MROW (4) | 815 | 5770 | Generation Constraint in GWh | FALSE | G | Annual | Heat Rate | MMBtu/MWh | 0.51511 | 0.57813 | 0.81418 | 0.86607 | 0.91462 | 1.0293 | 3.9236
RPS v5.12- MROW (4) | 815 | 5770 | Generation Constraint in GWh | FALSE | G | Annual | Generation | TWh | 33.1892 | 33.3997 | 34.3091 | 34.4378 | 34.5468 | 34.9056 | 51.8645
RPS v5.12- MROW (4) | 815 | 5770 | Generation Constraint in GWh | FALSE | G | Annual | Qualifying Generation | TWh | 33.1892 | 33.3997 | 34.3091 | 34.4378 | 34.5468 | 34.9056 | 51.8645
RPS v5.12- MROW (4) | 815 | 5770 | Generation Constraint in GWh | FALSE | G | Annual | Rate | lb/MWh | 0 | 0 | 0 | 0 | 0 | 0 | 0
RPS v5.12- MROW (4) | 815 | 5770 | Generation Constraint in GWh | FALSE | G | Annual | Constraint Shadow Price | US$/MWh | 0 | 0 | 0 | 0 | 0 | 0 | 0
RPS v5.12- NEWE (5) | 816 | 5771 | Generation Constraint in GWh | FALSE | G | Annual | Seasons Included | Seasons | Winter, Summer | Winter, Summer | Winter, Summer | Winter, Summer | Winter, Summer | Winter, Summer | Winter, Summer
RPS v5.12- NEWE (5) | 816 | 5771 | Generation Constraint in GWh | FALSE | G | Annual | Standard | GWh | 14151.5441 | 16170.6335 | 18026.3055 | 18425.8492 | 18495.9156 | 18759.2967 | 19026.0139
RPS v5.12- NEWE (5) | 816 | 5771 | Generation Constraint in GWh | FALSE | G | Annual | Emissions at Affected Plants | GWh | 9334.6323 | 11315.6046 | 11276.4787 | 11300.3593 | 11327.7561 | 11357.3148 | 19026.0139
RPS v5.12- NEWE (5) | 816 | 5771 | Generation Constraint in GWh | FALSE | G | Annual | Allowances Purchased | GWh | 4816.9118 | 4855.0289 | 6749.8268 | 7125.4899 | 7168.1595 | 7401.9819 | 0
RPS v5.12- NEWE (5) | 816 | 5771 | Generation Constraint in GWh | FALSE | G | Annual | Allowances Sold | GWh | 0 | 0 | 0 | 0 | 0 | 0 | 0
RPS v5.12- NEWE (5) | 816 | 5771 | Generation Constraint in GWh | FALSE | G | Annual | Allowances Banked | GWh | 0 | 0 | 0 | 0 | 0 | 0 | 0
RPS v5.12- NEWE (5) | 816 | 5771 | Generation Constraint in GWh | FALSE | G | Annual | Allowances Withdrawn (1:1) | GWh | 0 | 0 | 0 | 0 | 0 | 0 | 0
RPS v5.12- NEWE (5) | 816 | 5771 | Generation Constraint in GWh | FALSE | G | Annual | Allowances Withdrawn (n:1) | GWh | 0 | 0 | 0 | 0 | 0 | 0 | 0
RPS v5.12- NEWE (5) | 816 | 5771 | Generation Constraint in GWh | FALSE | G | Annual | Net Emissions Allowance Position | GWh | 14151.5441 | 16170.6335 | 18026.3055 | 18425.8492 | 18495.9156 | 18759.2967 | 19026.0139
RPS v5.12- NEWE (5) | 816 | 5771 | Generation Constraint in GWh | FALSE | G | Annual | Fuel Consumed | TBtu | 89.1937 | 108.5222 | 108.3275 | 108.5915 | 109.0635 | 109.5325 | 185.0618
RPS v5.12- NEWE (5) | 816 | 5771 | Generation Constraint in GWh | FALSE | G | Annual | Heat Rate | MMBtu/MWh | 9.5551 | 9.5905 | 9.6065 | 9.6096 | 9.628 | 9.6442 | 9.7268
RPS v5.12- NEWE (5) | 816 | 5771 | Generation Constraint in GWh | FALSE | G | Annual | Generation | TWh | 9.3346 | 11.3156 | 11.2765 | 11.3004 | 11.3278 | 11.3573 | 19.026
RPS v5.12- NEWE (5) | 816 | 5771 | Generation Constraint in GWh | FALSE | G | Annual | Qualifying Generation | TWh | 9.3346 | 11.3156 | 11.2765 | 11.3004 | 11.3278 | 11.3573 | 19.026
RPS v5.12- NEWE (5) | 816 | 5771 | Generation Constraint in GWh | FALSE | G | Annual | Rate | lb/MWh | 0 | 0 | 0 | 0 | 0 | 0 | 0
RPS v5.12- NEWE (5) | 816 | 5771 | Generation Constraint in GWh | FALSE | G | Annual | Constraint Shadow Price | US$/MWh | 26.7904 | 26.791 | 26.7902 | 26.7904 | 26.7903 | 26.7903 | 22.279
RPS v5.12- NWPP (21) | 817 | 5784 | Generation Constraint in GWh | FALSE | G | Annual | Seasons Included | Seasons | Winter, Summer | Winter, Summer | Winter, Summer | Winter, Summer | Winter, Summer | Winter, Summer | Winter, Summer
RPS v5.12- NWPP (21) | 817 | 5784 | Generation Constraint in GWh | FALSE | G | Annual | Standard | GWh | 16792.3155 | 17187.7349 | 24745.1905 | 28297.2724 | 29662.3424 | 32302.2263 | 35177.2023
RPS v5.12- NWPP (21) | 817 | 5784 | Generation Constraint in GWh | FALSE | G | Annual | Emissions at Affected Plants | GWh | 32495.4835 | 32496.1911 | 32896.9908 | 37461.4888 | 37947.8166 | 37990.9122 | 38915.2715
RPS v5.12- NWPP (21) | 817 | 5784 | Generation Constraint in GWh | FALSE | G | Annual | Allowances Purchased | GWh | 0 | 0 | 0 | 0 | 0 | 0 | 0
RPS v5.12- NWPP (21) | 817 | 5784 | Generation Constraint in GWh | FALSE | G | Annual | Allowances Sold | GWh | 0 | 0 | 0 | 0 | 0 | 0 | 0
RPS v5.12- NWPP (21) | 817 | 5784 | Generation Constraint in GWh | FALSE | G | Annual | Allowances Banked | GWh | 0 | 0 | 0 | 0 | 0 | 0 | 0
RPS v5.12- NWPP (21) | 817 | 5784 | Generation Constraint in GWh | FALSE | G | Annual | Allowances Withdrawn (1:1) | GWh | 0 | 0 | 0 | 0 | 0 | 0 | 0
RPS v5.12- NWPP (21) | 817 | 5784 | Generation Constraint in GWh | FALSE | G | Annual | Allowances Withdrawn (n:1) | GWh | 0 | 0 | 0 | 0 | 0 | 0 | 0
RPS v5.12- NWPP (21) | 817 | 5784 | Generation Constraint in GWh | FALSE | G | Annual | Net Emissions Allowance Position | GWh | 32495.4835 | 32496.1911 | 32896.9908 | 37461.4888 | 37947.8166 | 37990.9122 | 38915.2715
RPS v5.12- NWPP (21) | 817 | 5784 | Generation Constraint in GWh | FALSE | G | Annual | Fuel Consumed | TBtu | 74.9839 | 74.9951 | 85.4497 | 222.3817 | 236.9382 | 237.6006 | 261.2054
RPS v5.12- NWPP (21) | 817 | 5784 | Generation Constraint in GWh | FALSE | G | Annual | Heat Rate | MMBtu/MWh | 2.3075 | 2.3078 | 2.5975 | 5.9363 | 6.2438 | 6.2541 | 6.7122
RPS v5.12- NWPP (21) | 817 | 5784 | Generation Constraint in GWh | FALSE | G | Annual | Generation | TWh | 32.4955 | 32.4962 | 32.897 | 37.4615 | 37.9478 | 37.9909 | 38.9153
RPS v5.12- NWPP (21) | 817 | 5784 | Generation Constraint in GWh | FALSE | G | Annual | Qualifying Generation | TWh | 32.4955 | 32.4962 | 32.897 | 37.4615 | 37.9478 | 37.9909 | 38.9153
RPS v5.12- NWPP (21) | 817 | 5784 | Generation Constraint in GWh | FALSE | G | Annual | Rate | lb/MWh | 0 | 0 | 0 | 0 | 0 | 0 | 0
RPS v5.12- NWPP (21) | 817 | 5784 | Generation Constraint in GWh | FALSE | G | Annual | Constraint Shadow Price | US$/MWh | 0 | 0 | 0 | 0 | 0 | 0 | 0
RPS v5.12- NY | 818 | 5772 | Generation Constraint in GWh | FALSE | G | Annual | Seasons Included | Seasons | Winter, Summer | Winter, Summer | Winter, Summer | Winter, Summer | Winter, Summer | Winter, Summer | Winter, Summer
RPS v5.12- NY | 818 | 5772 | Generation Constraint in GWh | FALSE | G | Annual | Standard | GWh | 5403.036 | 5444.816 | 5633.803 | 6303.049 | 6219.707 | 6011.586 | 6011.586
RPS v5.12- NY | 818 | 5772 | Generation Constraint in GWh | FALSE | G | Annual | Emissions at Affected Plants | GWh | 5379.9584 | 5413.8419 | 5416.3505 | 5486.0078 | 5486.0078 | 5598.003 | 6011.586
RPS v5.12- NY | 818 | 5772 | Generation Constraint in GWh | FALSE | G | Annual | Allowances Purchased | GWh | 23.0776 | 30.9741 | 217.4525 | 817.0412 | 733.6992 | 413.583 | 0
RPS v5.12- NY | 818 | 5772 | Generation Constraint in GWh | FALSE | G | Annual | Allowances Sold | GWh | 0 | 0 | 0 | 0 | 0 | 0 | 0
RPS v5.12- NY | 818 | 5772 | Generation Constraint in GWh | FALSE | G | Annual | Allowances Banked | GWh | 0 | 0 | 0 | 0 | 0 | 0 | 0
RPS v5.12- NY | 818 | 5772 | Generation Constraint in GWh | FALSE | G | Annual | Allowances Withdrawn (1:1) | GWh | 0 | 0 | 0 | 0 | 0 | 0 | 0
RPS v5.12- NY | 818 | 5772 | Generation Constraint in GWh | FALSE | G | Annual | Allowances Withdrawn (n:1) | GWh | 0 | 0 | 0 | 0 | 0 | 0 | 0
RPS v5.12- NY | 818 | 5772 | Generation Constraint in GWh | FALSE | G | Annual | Net Emissions Allowance Position | GWh | 5403.036 | 5444.816 | 5633.803 | 6303.049 | 6219.707 | 6011.586 | 6011.586
RPS v5.12- NY | 818 | 5772 | Generation Constraint in GWh | FALSE | G | Annual | Fuel Consumed | TBtu | 26.1643 | 26.4763 | 26.5106 | 27.2093 | 27.2093 | 28.3019 | 32.3368
RPS v5.12- NY | 818 | 5772 | Generation Constraint in GWh | FALSE | G | Annual | Heat Rate | MMBtu/MWh | 4.8633 | 4.8905 | 4.8946 | 4.9598 | 4.9598 | 5.0557 | 5.3791
RPS v5.12- NY | 818 | 5772 | Generation Constraint in GWh | FALSE | G | Annual | Generation | TWh | 5.38 | 5.4138 | 5.4164 | 5.486 | 5.486 | 5.598 | 6.0116
RPS v5.12- NY | 818 | 5772 | Generation Constraint in GWh | FALSE | G | Annual | Qualifying Generation | TWh | 5.38 | 5.4138 | 5.4164 | 5.486 | 5.486 | 5.598 | 6.0116
RPS v5.12- NY | 818 | 5772 | Generation Constraint in GWh | FALSE | G | Annual | Rate | lb/MWh | 0 | 0 | 0 | 0 | 0 | 0 | 0
RPS v5.12- NY | 818 | 5772 | Generation Constraint in GWh | FALSE | G | Annual | Constraint Shadow Price | US$/MWh | 10.0007 | 10.0009 | 10.0005 | 10.0002 | 10.0003 | 10.0003 | 9.4853
RPS v5.12- RFCE (9) | 819 | 5773 | Generation Constraint in GWh | FALSE | G | Annual | Seasons Included | Seasons | Winter, Summer | Winter, Summer | Winter, Summer | Winter, Summer | Winter, Summer | Winter, Summer | Winter, Summer
RPS v5.12- RFCE (9) | 819 | 5773 | Generation Constraint in GWh | FALSE | G | Annual | Standard | GWh | 25459.7145 | 31043.668 | 36890.143 | 41139.4712 | 42320.2849 | 44252.8675 | 46268.3098
RPS v5.12- RFCE (9) | 819 | 5773 | Generation Constraint in GWh | FALSE | G | Annual | Emissions at Affected Plants | GWh | 24915.4559 | 26227.8273 | 25425.9709 | 25161.1774 | 25051.3175 | 25024.9667 | 26889.6825
RPS v5.12- RFCE (9) | 819 | 5773 | Generation Constraint in GWh | FALSE | G | Annual | Allowances Purchased | GWh | 544.2586 | 4815.8407 | 11464.1722 | 15978.2938 | 17268.9674 | 19227.9008 | 19378.6273
RPS v5.12- RFCE (9) | 819 | 5773 | Generation Constraint in GWh | FALSE | G | Annual | Allowances Sold | GWh | 0 | 0 | 0 | 0 | 0 | 0 | 0
RPS v5.12- RFCE (9) | 819 | 5773 | Generation Constraint in GWh | FALSE | G | Annual | Allowances Banked | GWh | 0 | 0 | 0 | 0 | 0 | 0 | 0
RPS v5.12- RFCE (9) | 819 | 5773 | Generation Constraint in GWh | FALSE | G | Annual | Allowances Withdrawn (1:1) | GWh | 0 | 0 | 0 | 0 | 0 | 0 | 0
RPS v5.12- RFCE (9) | 819 | 5773 | Generation Constraint in GWh | FALSE | G | Annual | Allowances Withdrawn (n:1) | GWh | 0 | 0 | 0 | 0 | 0 | 0 | 0
RPS v5.12- RFCE (9) | 819 | 5773 | Generation Constraint in GWh | FALSE | G | Annual | Net Emissions Allowance Position | GWh | 25459.7145 | 31043.668 | 36890.143 | 41139.4712 | 42320.2849 | 44252.8675 | 46268.3098
RPS v5.12- RFCE (9) | 819 | 5773 | Generation Constraint in GWh | FALSE | G | Annual | Fuel Consumed | TBtu | 229.2961 | 239.9627 | 231.2603 | 228.5939 | 227.9342 | 228.2497 | 252.5495
RPS v5.12- RFCE (9) | 819 | 5773 | Generation Constraint in GWh | FALSE | G | Annual | Heat Rate | MMBtu/MWh | 9.203 | 9.1492 | 9.0954 | 9.0852 | 9.0987 | 9.1209 | 9.3921
RPS v5.12- RFCE (9) | 819 | 5773 | Generation Constraint in GWh | FALSE | G | Annual | Generation | TWh | 24.9155 | 26.2278 | 25.426 | 25.1612 | 25.0513 | 25.025 | 26.8897
RPS v5.12- RFCE (9) | 819 | 5773 | Generation Constraint in GWh | FALSE | G | Annual | Qualifying Generation | TWh | 24.9155 | 26.2278 | 25.426 | 25.1612 | 25.0513 | 25.025 | 26.8897
RPS v5.12- RFCE (9) | 819 | 5773 | Generation Constraint in GWh | FALSE | G | Annual | Rate | lb/MWh | 0 | 0 | 0 | 0 | 0 | 0 | 0
RPS v5.12- RFCE (9) | 819 | 5773 | Generation Constraint in GWh | FALSE | G | Annual | Constraint Shadow Price | US$/MWh | 40.0006 | 40.0015 | 40.0003 | 40.0003 | 40.0004 | 40.0003 | 40.0006
RPS v5.12- RFCM (10) | 820 | 5774 | Generation Constraint in GWh | FALSE | G | Annual | Seasons Included | Seasons | Winter, Summer | Winter, Summer | Winter, Summer | Winter, Summer | Winter, Summer | Winter, Summer | Winter, Summer
RPS v5.12- RFCM (10) | 820 | 5774 | Generation Constraint in GWh | FALSE | G | Annual | Standard | GWh | 9574.7086 | 9642.0018 | 9674.659 | 9806.8062 | 9973.2933 | 10337.0247 | 10713.9144
RPS v5.12- RFCM (10) | 820 | 5774 | Generation Constraint in GWh | FALSE | G | Annual | Emissions at Affected Plants | GWh | 9574.7086 | 9642.0018 | 9674.659 | 9806.8062 | 9973.2933 | 10337.0247 | 10713.9144
RPS v5.12- RFCM (10) | 820 | 5774 | Generation Constraint in GWh | FALSE | G | Annual | Allowances Purchased | GWh | 0 | 0 | 0 | 0 | 0 | 0 | 0
RPS v5.12- RFCM (10) | 820 | 5774 | Generation Constraint in GWh | FALSE | G | Annual | Allowances Sold | GWh | 0 | 0 | 0 | 0 | 0 | 0 | 0
RPS v5.12- RFCM (10) | 820 | 5774 | Generation Constraint in GWh | FALSE | G | Annual | Allowances Banked | GWh | 0 | 0 | 0 | 0 | 0 | 0 | 0
RPS v5.12- RFCM (10) | 820 | 5774 | Generation Constraint in GWh | FALSE | G | Annual | Allowances Withdrawn (1:1) | GWh | 0 | 0 | 0 | 0 | 0 | 0 | 0
RPS v5.12- RFCM (10) | 820 | 5774 | Generation Constraint in GWh | FALSE | G | Annual | Allowances Withdrawn (n:1) | GWh | 0 | 0 | 0 | 0 | 0 | 0 | 0
RPS v5.12- RFCM (10) | 820 | 5774 | Generation Constraint in GWh | FALSE | G | Annual | Net Emissions Allowance Position | GWh | 9574.7086 | 9642.0018 | 9674.659 | 9806.8062 | 9973.2933 | 10337.0247 | 10713.9144
RPS v5.12- RFCM (10) | 820 | 5774 | Generation Constraint in GWh | FALSE | G | Annual | Fuel Consumed | TBtu | 90.4016 | 90.3769 | 91.0478 | 92.3868 | 94.09 | 97.9079 | 101.2471
RPS v5.12- RFCM (10) | 820 | 5774 | Generation Constraint in GWh | FALSE | G | Annual | Heat Rate | MMBtu/MWh | 9.4417 | 9.3732 | 9.411 | 9.4207 | 9.4342 | 9.4716 | 9.4501
RPS v5.12- RFCM (10) | 820 | 5774 | Generation Constraint in GWh | FALSE | G | Annual | Generation | TWh | 9.5747 | 9.642 | 9.6747 | 9.8068 | 9.9733 | 10.337 | 10.7139
RPS v5.12- RFCM (10) | 820 | 5774 | Generation Constraint in GWh | FALSE | G | Annual | Qualifying Generation | TWh | 9.5747 | 9.642 | 9.6747 | 9.8068 | 9.9733 | 10.337 | 10.7139
RPS v5.12- RFCM (10) | 820 | 5774 | Generation Constraint in GWh | FALSE | G | Annual | Rate | lb/MWh | 0 | 0 | 0 | 0 | 0 | 0 | 0
RPS v5.12- RFCM (10) | 820 | 5774 | Generation Constraint in GWh | FALSE | G | Annual | Constraint Shadow Price | US$/MWh | 38.2676 | 33.6536 | 35.1224 | 34.3176 | 32.7967 | 34.9404 | 24.5085
RPS v5.12- RFCW (11) | 821 | 5775 | Generation Constraint in GWh | FALSE | G | Annual | Seasons Included | Seasons | Winter, Summer | Winter, Summer | Winter, Summer | Winter, Summer | Winter, Summer | Winter, Summer | Winter, Summer
RPS v5.12- RFCW (11) | 821 | 5775 | Generation Constraint in GWh | FALSE | G | Annual | Standard | GWh | 25526.0903 | 31586.5832 | 37578.54 | 50082.6116 | 51008.1066 | 52883.9935 | 54828.4751
RPS v5.12- RFCW (11) | 821 | 5775 | Generation Constraint in GWh | FALSE | G | Annual | Emissions at Affected Plants | GWh | 25526.0903 | 31586.5832 | 37578.54 | 50082.6116 | 51008.1066 | 52883.9935 | 54828.4751
RPS v5.12- RFCW (11) | 821 | 5775 | Generation Constraint in GWh | FALSE | G | Annual | Allowances Purchased | GWh | 0 | 0 | 0 | 0 | 0 | 0 | 0
RPS v5.12- RFCW (11) | 821 | 5775 | Generation Constraint in GWh | FALSE | G | Annual | Allowances Sold | GWh | 0 | 0 | 0 | 0 | 0 | 0 | 0
RPS v5.12- RFCW (11) | 821 | 5775 | Generation Constraint in GWh | FALSE | G | Annual | Allowances Banked | GWh | 0 | 0 | 0 | 0 | 0 | 0 | 0
RPS v5.12- RFCW (11) | 821 | 5775 | Generation Constraint in GWh | FALSE | G | Annual | Allowances Withdrawn (1:1) | GWh | 0 | 0 | 0 | 0 | 0 | 0 | 0
RPS v5.12- RFCW (11) | 821 | 5775 | Generation Constraint in GWh | FALSE | G | Annual | Allowances Withdrawn (n:1) | GWh | 0 | 0 | 0 | 0 | 0 | 0 | 0
RPS v5.12- RFCW (11) | 821 | 5775 | Generation Constraint in GWh | FALSE | G | Annual | Net Emissions Allowance Position | GWh | 25526.0903 | 31586.5832 | 37578.54 | 50082.6116 | 51008.1066 | 52883.9935 | 54828.4751
RPS v5.12- RFCW (11) | 821 | 5775 | Generation Constraint in GWh | FALSE | G | Annual | Fuel Consumed | TBtu | 112.7968 | 169.6521 | 230.0309 | 352.112 | 361.5405 | 380.0257 | 398.5358
RPS v5.12- RFCW (11) | 821 | 5775 | Generation Constraint in GWh | FALSE | G | Annual | Heat Rate | MMBtu/MWh | 4.4189 | 5.371 | 6.1213 | 7.0306 | 7.0879 | 7.186 | 7.2688
RPS v5.12- RFCW (11) | 821 | 5775 | Generation Constraint in GWh | FALSE | G | Annual | Generation | TWh | 25.5261 | 31.5866 | 37.5785 | 50.0826 | 51.0081 | 52.884 | 54.8285
RPS v5.12- RFCW (11) | 821 | 5775 | Generation Constraint in GWh | FALSE | G | Annual | Qualifying Generation | TWh | 25.5261 | 31.5866 | 37.5785 | 50.0826 | 51.0081 | 52.884 | 54.8285
RPS v5.12- RFCW (11) | 821 | 5775 | Generation Constraint in GWh | FALSE | G | Annual | Rate | lb/MWh | 0 | 0 | 0 | 0 | 0 | 0 | 0
RPS v5.12- RFCW (11) | 821 | 5775 | Generation Constraint in GWh | FALSE | G | Annual | Constraint Shadow Price | US$/MWh | 26.7586 | 10.3236 | 32.1173 | 27.9165 | 34.7019 | 30.2676 | 18.9361
RPS v5.12- RMPA (22) | 822 | 5785 | Generation Constraint in GWh | FALSE | G | Annual | Seasons Included | Seasons | Winter, Summer | Winter, Summer | Winter, Summer | Winter, Summer | Winter, Summer | Winter, Summer | Winter, Summer
RPS v5.12- RMPA (22) | 822 | 5785 | Generation Constraint in GWh | FALSE | G | Annual | Standard | GWh | 6728.1949 | 8562.383 | 10458.0651 | 11074.4382 | 11757.8343 | 13146.6499 | 14699.5748
RPS v5.12- RMPA (22) | 822 | 5785 | Generation Constraint in GWh | FALSE | G | Annual | Emissions at Affected Plants | GWh | 7363.039 | 8562.383 | 10458.0651 | 11074.4382 | 11757.8343 | 13146.6499 | 14699.5748
RPS v5.12- RMPA (22) | 822 | 5785 | Generation Constraint in GWh | FALSE | G | Annual | Allowances Purchased | GWh | 0 | 0 | 0 | 0 | 0 | 0 | 0
RPS v5.12- RMPA (22) | 822 | 5785 | Generation Constraint in GWh | FALSE | G | Annual | Allowances Sold | GWh | 0 | 0 | 0 | 0 | 0 | 0 | 0
RPS v5.12- RMPA (22) | 822 | 5785 | Generation Constraint in GWh | FALSE | G | Annual | Allowances Banked | GWh | 0 | 0 | 0 | 0 | 0 | 0 | 0
RPS v5.12- RMPA (22) | 822 | 5785 | Generation Constraint in GWh | FALSE | G | Annual | Allowances Withdrawn (1:1) | GWh | 0 | 0 | 0 | 0 | 0 | 0 | 0
RPS v5.12- RMPA (22) | 822 | 5785 | Generation Constraint in GWh | FALSE | G | Annual | Allowances Withdrawn (n:1) | GWh | 0 | 0 | 0 | 0 | 0 | 0 | 0
RPS v5.12- RMPA (22) | 822 | 5785 | Generation Constraint in GWh | FALSE | G | Annual | Net Emissions Allowance Position | GWh | 7363.039 | 8562.383 | 10458.0651 | 11074.4382 | 11757.8343 | 13146.6499 | 14699.5748
RPS v5.12- RMPA (22) | 822 | 5785 | Generation Constraint in GWh | FALSE | G | Annual | Fuel Consumed | TBtu | 0.97149 | 12.7053 | 31.1689 | 37.1902 | 44.0936 | 57.8315 | 72.9584
RPS v5.12- RMPA (22) | 822 | 5785 | Generation Constraint in GWh | FALSE | G | Annual | Heat Rate | MMBtu/MWh | 0.13194 | 1.4839 | 2.9804 | 3.3582 | 3.7501 | 4.399 | 4.9633
RPS v5.12- RMPA (22) | 822 | 5785 | Generation Constraint in GWh | FALSE | G | Annual | Generation | TWh | 7.363 | 8.5624 | 10.4581 | 11.0744 | 11.7578 | 13.1466 | 14.6996
RPS v5.12- RMPA (22) | 822 | 5785 | Generation Constraint in GWh | FALSE | G | Annual | Qualifying Generation | TWh | 7.363 | 8.5624 | 10.4581 | 11.0744 | 11.7578 | 13.1466 | 14.6996
RPS v5.12- RMPA (22) | 822 | 5785 | Generation Constraint in GWh | FALSE | G | Annual | Rate | lb/MWh | 0 | 0 | 0 | 0 | 0 | 0 | 0
RPS v5.12- RMPA (22) | 822 | 5785 | Generation Constraint in GWh | FALSE | G | Annual | Constraint Shadow Price | US$/MWh | 0 | 3.0724 | 17.5912 | 18.157 | 19.3431 | 26.7018 | 16.3071
RPS v5.12- SPNO (17) | 823 | 5780 | Generation Constraint in GWh | FALSE | G | Annual | Seasons Included | Seasons | Winter, Summer | Winter, Summer | Winter, Summer | Winter, Summer | Winter, Summer | Winter, Summer | Winter, Summer
RPS v5.12- SPNO (17) | 823 | 5780 | Generation Constraint in GWh | FALSE | G | Annual | Standard | GWh | 5240.8441 | 6062.1956 | 7572.9736 | 8642.4293 | 8943.323 | 9630.8806 | 10371.2399
RPS v5.12- SPNO (17) | 823 | 5780 | Generation Constraint in GWh | FALSE | G | Annual | Emissions at Affected Plants | GWh | 7105.4061 | 7572.9171 | 7572.9736 | 8642.4293 | 8943.323 | 9630.8806 | 16328.5425
RPS v5.12- SPNO (17) | 823 | 5780 | Generation Constraint in GWh | FALSE | G | Annual | Allowances Purchased | GWh | 0 | 0 | 0 | 0 | 0 | 0 | 0
RPS v5.12- SPNO (17) | 823 | 5780 | Generation Constraint in GWh | FALSE | G | Annual | Allowances Sold | GWh | 0 | 0 | 0 | 0 | 0 | 0 | 0
RPS v5.12- SPNO (17) | 823 | 5780 | Generation Constraint in GWh | FALSE | G | Annual | Allowances Banked | GWh | 0 | 0 | 0 | 0 | 0 | 0 | 0
RPS v5.12- SPNO (17) | 823 | 5780 | Generation Constraint in GWh | FALSE | G | Annual | Allowances Withdrawn (1:1) | GWh | 0 | 0 | 0 | 0 | 0 | 0 | 0
RPS v5.12- SPNO (17) | 823 | 5780 | Generation Constraint in GWh | FALSE | G | Annual | Allowances Withdrawn (n:1) | GWh | 0 | 0 | 0 | 0 | 0 | 0 | 0
RPS v5.12- SPNO (17) | 823 | 5780 | Generation Constraint in GWh | FALSE | G | Annual | Net Emissions Allowance Position | GWh | 7105.4061 | 7572.9171 | 7572.9736 | 8642.4293 | 8943.323 | 9630.8806 | 16328.5425
RPS v5.12- SPNO (17) | 823 | 5780 | Generation Constraint in GWh | FALSE | G | Annual | Fuel Consumed | TBtu | 1.357 | 5.918 | 5.9186 | 16.3852 | 19.3235 | 26.0337 | 91.3848
RPS v5.12- SPNO (17) | 823 | 5780 | Generation Constraint in GWh | FALSE | G | Annual | Heat Rate | MMBtu/MWh | 0.19098 | 0.78147 | 0.78154 | 1.8959 | 2.1607 | 2.7031 | 5.5966
RPS v5.12- SPNO (17) | 823 | 5780 | Generation Constraint in GWh | FALSE | G | Annual | Generation | TWh | 7.1054 | 7.5729 | 7.573 | 8.6424 | 8.9433 | 9.6309 | 16.3285
RPS v5.12- SPNO (17) | 823 | 5780 | Generation Constraint in GWh | FALSE | G | Annual | Qualifying Generation | TWh | 7.1054 | 7.5729 | 7.573 | 8.6424 | 8.9433 | 9.6309 | 16.3285
RPS v5.12- SPNO (17) | 823 | 5780 | Generation Constraint in GWh | FALSE | G | Annual | Rate | lb/MWh | 0 | 0 | 0 | 0 | 0 | 0 | 0
RPS v5.12- SPNO (17) | 823 | 5780 | Generation Constraint in GWh | FALSE | G | Annual | Constraint Shadow Price | US$/MWh | 0 | 0 | 11.1055 | 7.1794 | 11.1569 | 6.848 | 0
RPS v5.12- SPSO (18) | 824 | 5781 | Generation Constraint in GWh | FALSE | G | Annual | Seasons Included | Seasons | Winter, Summer | Winter, Summer | Winter, Summer | Winter, Summer | Winter, Summer | Winter, Summer | Winter, Summer
RPS v5.12- SPSO (18) | 824 | 5781 | Generation Constraint in GWh | FALSE | G | Annual | Standard | GWh | 2430.1794 | 2677.9674 | 3035.5367 | 3339.8847 | 3466.1958 | 3777.8762 | 4117.615
RPS v5.12- SPSO (18) | 824 | 5781 | Generation Constraint in GWh | FALSE | G | Annual | Emissions at Affected Plants | GWh | 15004.2247 | 15010.503 | 15061.6874 | 15073.3776 | 15081.3568 | 15101.046 | 26199.9974
RPS v5.12- SPSO (18) | 824 | 5781 | Generation Constraint in GWh | FALSE | G | Annual | Allowances Purchased | GWh | 0 | 0 | 0 | 0 | 0 | 0 | 0
RPS v5.12- SPSO (18) | 824 | 5781 | Generation Constraint in GWh | FALSE | G | Annual | Allowances Sold | GWh | 0 | 0 | 0 | 0 | 0 | 0 | 0
RPS v5.12- SPSO (18) | 824 | 5781 | Generation Constraint in GWh | FALSE | G | Annual | Allowances Banked | GWh | 0 | 0 | 0 | 0 | 0 | 0 | 0
RPS v5.12- SPSO (18) | 824 | 5781 | Generation Constraint in GWh | FALSE | G | Annual | Allowances Withdrawn (1:1) | GWh | 0 | 0 | 0 | 0 | 0 | 0 | 0
RPS v5.12- SPSO (18) | 824 | 5781 | Generation Constraint in GWh | FALSE | G | Annual | Allowances Withdrawn (n:1) | GWh | 0 | 0 | 0 | 0 | 0 | 0 | 0
RPS v5.12- SPSO (18) | 824 | 5781 | Generation Constraint in GWh | FALSE | G | Annual | Net Emissions Allowance Position | GWh | 15004.2247 | 15010.503 | 15061.6874 | 15073.3776 | 15081.3568 | 15101.046 | 26199.9974
RPS v5.12- SPSO (18) | 824 | 5781 | Generation Constraint in GWh | FALSE | G | Annual | Fuel Consumed | TBtu | 1.2722 | 1.3335 | 1.8328 | 1.9469 | 2.0247 | 2.2168 | 110.4982
RPS v5.12- SPSO (18) | 824 | 5781 | Generation Constraint in GWh | FALSE | G | Annual | Heat Rate | MMBtu/MWh | 0.084792 | 0.088837 | 0.12169 | 0.12916 | 0.13425 | 0.1468 | 4.2175
RPS v5.12- SPSO (18) | 824 | 5781 | Generation Constraint in GWh | FALSE | G | Annual | Generation | TWh | 15.0042 | 15.0105 | 15.0617 | 15.0734 | 15.0814 | 15.101 | 26.2
RPS v5.12- SPSO (18) | 824 | 5781 | Generation Constraint in GWh | FALSE | G | Annual | Qualifying Generation | TWh | 15.0042 | 15.0105 | 15.0617 | 15.0734 | 15.0814 | 15.101 | 26.2
RPS v5.12- SPSO (18) | 824 | 5781 | Generation Constraint in GWh | FALSE | G | Annual | Rate | lb/MWh | 0 | 0 | 0 | 0 | 0 | 0 | 0
RPS v5.12- SPSO (18) | 824 | 5781 | Generation Constraint in GWh | FALSE | G | Annual | Constraint Shadow Price | US$/MWh | 0 | 0 | 0 | 0 | 0 | 0 | 0
RPS v5.12- SRCE (15) | 825 | 5778 | Generation Constraint in GWh | FALSE | G | Annual | Seasons Included | Seasons | Winter, Summer | Winter, Summer | Winter, Summer | Winter, Summer | Winter, Summer | Winter, Summer | Winter, Summer
RPS v5.12- SRCE (15) | 825 | 5778 | Generation Constraint in GWh | FALSE | G | Annual | Standard | GWh | 69.8944 | 91.8028 | 114.3724 | 129.691 | 134.6194 | 144.0872 | 154.226
RPS v5.12- SRCE (15) | 825 | 5778 | Generation Constraint in GWh | FALSE | G | Annual | Emissions at Affected Plants | GWh | 766.5623 | 1100.2579 | 1100.2579 | 1100.2579 | 1100.2579 | 1106.6079 | 1139.9159
RPS v5.12- SRCE (15) | 825 | 5778 | Generation Constraint in GWh | FALSE | G | Annual | Allowances Purchased | GWh | 0 | 0 | 0 | 0 | 0 | 0 | 0
RPS v5.12- SRCE (15) | 825 | 5778 | Generation Constraint in GWh | FALSE | G | Annual | Allowances Sold | GWh | 0 | 0 | 0 | 0 | 0 | 0 | 0
RPS v5.12- SRCE (15) | 825 | 5778 | Generation Constraint in GWh | FALSE | G | Annual | Allowances Banked | GWh | 0 | 0 | 0 | 0 | 0 | 0 | 0
RPS v5.12- SRCE (15) | 825 | 5778 | Generation Constraint in GWh | FALSE | G | Annual | Allowances Withdrawn (1:1) | GWh | 0 | 0 | 0 | 0 | 0 | 0 | 0
RPS v5.12- SRCE (15) | 825 | 5778 | Generation Constraint in GWh | FALSE | G | Annual | Allowances Withdrawn (n:1) | GWh | 0 | 0 | 0 | 0 | 0 | 0 | 0
RPS v5.12- SRCE (15) | 825 | 5778 | Generation Constraint in GWh | FALSE | G | Annual | Net Emissions Allowance Position | GWh | 766.5623 | 1100.2579 | 1100.2579 | 1100.2579 | 1100.2579 | 1106.6079 | 1139.9159
RPS v5.12- SRCE (15) | 825 | 5778 | Generation Constraint in GWh | FALSE | G | Annual | Fuel Consumed | TBtu | 5.9638 | 9.2193 | 9.2193 | 9.2193 | 9.2193 | 9.2813 | 9.6062
RPS v5.12- SRCE (15) | 825 | 5778 | Generation Constraint in GWh | FALSE | G | Annual | Heat Rate | MMBtu/MWh | 7.7799 | 8.3792 | 8.3792 | 8.3792 | 8.3792 | 8.3871 | 8.4271
RPS v5.12- SRCE (15) | 825 | 5778 | Generation Constraint in GWh | FALSE | G | Annual | Generation | TWh | 0.76656 | 1.1003 | 1.1003 | 1.1003 | 1.1003 | 1.1066 | 1.1399
RPS v5.12- SRCE (15) | 825 | 5778 | Generation Constraint in GWh | FALSE | G | Annual | Qualifying Generation | TWh | 0.76656 | 1.1003 | 1.1003 | 1.1003 | 1.1003 | 1.1066 | 1.1399
RPS v5.12- SRCE (15) | 825 | 5778 | Generation Constraint in GWh | FALSE | G | Annual | Rate | lb/MWh | 0 | 0 | 0 | 0 | 0 | 0 | 0
RPS v5.12- SRCE (15) | 825 | 5778 | Generation Constraint in GWh | FALSE | G | Annual | Constraint Shadow Price | US$/MWh | 0 | 0 | 0 | 0 | 0 | 0 | 0
RPS v5.12- SRDA (12) | 826 | 5776 | Generation Constraint in GWh | FALSE | G | Annual | Seasons Included | Seasons | Winter, Summer | Winter, Summer | Winter, Summer | Winter, Summer | Winter, Summer | Winter, Summer | Winter, Summer
RPS v5.12- SRDA (12) | 826 | 5776 | Generation Constraint in GWh | FALSE | G | Annual | Standard | GWh | 1014.0092 | 1035.4402 | 1057.255 | 1099.5127 | 1139.2949 | 1234.7643 | 1338.2233
RPS v5.12- SRDA (12) | 826 | 5776 | Generation Constraint in GWh | FALSE | G | Annual | Emissions at Affected Plants | GWh | 1372.6476 | 1377.1377 | 1364.2709 | 1384.1554 | 1384.1554 | 1384.1554 | 1505.8619
RPS v5.12- SRDA (12) | 826 | 5776 | Generation Constraint in GWh | FALSE | G | Annual | Allowances Purchased | GWh | 0 | 0 | 0 | 0 | 0 | 0 | 0
RPS v5.12- SRDA (12) | 826 | 5776 | Generation Constraint in GWh | FALSE | G | Annual | Allowances Sold | GWh | 0 | 0 | 0 | 0 | 0 | 0 | 0
RPS v5.12- SRDA (12) | 826 | 5776 | Generation Constraint in GWh | FALSE | G | Annual | Allowances Banked | GWh | 0 | 0 | 0 | 0 | 0 | 0 | 0
RPS v5.12- SRDA (12) | 826 | 5776 | Generation Constraint in GWh | FALSE | G | Annual | Allowances Withdrawn (1:1) | GWh | 0 | 0 | 0 | 0 | 0 | 0 | 0
RPS v5.12- SRDA (12) | 826 | 5776 | Generation Constraint in GWh | FALSE | G | Annual | Allowances Withdrawn (n:1) | GWh | 0 | 0 | 0 | 0 | 0 | 0 | 0
RPS v5.12- SRDA (12) | 826 | 5776 | Generation Constraint in GWh | FALSE | G | Annual | Net Emissions Allowance Position | GWh | 1372.6476 | 1377.1377 | 1364.2709 | 1384.1554 | 1384.1554 | 1384.1554 | 1505.8619
RPS v5.12- SRDA (12) | 826 | 5776 | Generation Constraint in GWh | FALSE | G | Annual | Fuel Consumed | TBtu | 3.0345 | 3.1104 | 2.9214 | 3.2289 | 3.2289 | 3.2289 | 4.4163
RPS v5.12- SRDA (12) | 826 | 5776 | Generation Constraint in GWh | FALSE | G | Annual | Heat Rate | MMBtu/MWh | 2.2107 | 2.2586 | 2.1414 | 2.3328 | 2.3328 | 2.3328 | 2.9327
RPS v5.12- SRDA (12) | 826 | 5776 | Generation Constraint in GWh | FALSE | G | Annual | Generation | TWh | 1.3726 | 1.3771 | 1.3643 | 1.3842 | 1.3842 | 1.3842 | 1.5059
RPS v5.12- SRDA (12) | 826 | 5776 | Generation Constraint in GWh | FALSE | G | Annual | Qualifying Generation | TWh | 1.3726 | 1.3771 | 1.3643 | 1.3842 | 1.3842 | 1.3842 | 1.5059
RPS v5.12- SRDA (12) | 826 | 5776 | Generation Constraint in GWh | FALSE | G | Annual | Rate | lb/MWh | 0 | 0 | 0 | 0 | 0 | 0 | 0
RPS v5.12- SRDA (12) | 826 | 5776 | Generation Constraint in GWh | FALSE | G | Annual | Constraint Shadow Price | US$/MWh | 0 | 0 | 0 | 0 | 0 | 0 | 0
RPS v5.12- SRGW (13) | 827 | 5777 | Generation Constraint in GWh | FALSE | G | Annual | Seasons Included | Seasons | Winter, Summer | Winter, Summer | Winter, Summer | Winter, Summer | Winter, Summer | Winter, Summer | Winter, Summer
RPS v5.12- SRGW (13) | 827 | 5777 | Generation Constraint in GWh | FALSE | G | Annual | Standard | GWh | 7181.3342 | 10215.2056 | 11311.0553 | 16327.3884 | 16762.5554 | 17806.985 | 18916.4175
RPS v5.12- SRGW (13) | 827 | 5777 | Generation Constraint in GWh | FALSE | G | Annual | Emissions at Affected Plants | GWh | 7181.3342 | 10215.2056 | 11311.0553 | 16327.3884 | 16762.5554 | 17806.985 | 18916.4175
RPS v5.12- SRGW (13) | 827 | 5777 | Generation Constraint in GWh | FALSE | G | Annual | Allowances Purchased | GWh | 0 | 0 | 0 | 0 | 0 | 0 | 0
RPS v5.12- SRGW (13) | 827 | 5777 | Generation Constraint in GWh | FALSE | G | Annual | Allowances Sold | GWh | 0 | 0 | 0 | 0 | 0 | 0 | 0
RPS v5.12- SRGW (13) | 827 | 5777 | Generation Constraint in GWh | FALSE | G | Annual | Allowances Banked | GWh | 0 | 0 | 0 | 0 | 0 | 0 | 0
RPS v5.12- SRGW (13) | 827 | 5777 | Generation Constraint in GWh | FALSE | G | Annual | Allowances Withdrawn (1:1) | GWh | 0 | 0 | 0 | 0 | 0 | 0 | 0
RPS v5.12- SRGW (13) | 827 | 5777 | Generation Constraint in GWh | FALSE | G | Annual | Allowances Withdrawn (n:1) | GWh | 0 | 0 | 0 | 0 | 0 | 0 | 0
RPS v5.12- SRGW (13) | 827 | 5777 | Generation Constraint in GWh | FALSE | G | Annual | Net Emissions Allowance Position | GWh | 7181.3342 | 10215.2056 | 11311.0553 | 16327.3884 | 16762.5554 | 17806.985 | 18916.4175
RPS v5.12- SRGW (13) | 827 | 5777 | Generation Constraint in GWh | FALSE | G | Annual | Fuel Consumed | TBtu | 47.5721 | 76.7877 | 88.38 | 137.3695 | 141.8808 | 152.1332 | 162.6823
RPS v5.12- SRGW (13) | 827 | 5777 | Generation Constraint in GWh | FALSE | G | Annual | Heat Rate | MMBtu/MWh | 6.6244 | 7.517 | 7.8136 | 8.4134 | 8.4642 | 8.5435 | 8.6001
RPS v5.12- SRGW (13) | 827 | 5777 | Generation Constraint in GWh | FALSE | G | Annual | Generation | TWh | 7.1813 | 10.2152 | 11.3111 | 16.3274 | 16.7626 | 17.807 | 18.9164
RPS v5.12- SRGW (13) | 827 | 5777 | Generation Constraint in GWh | FALSE | G | Annual | Qualifying Generation | TWh | 7.1813 | 10.2152 | 11.3111 | 16.3274 | 16.7626 | 17.807 | 18.9164
RPS v5.12- SRGW (13) | 827 | 5777 | Generation Constraint in GWh | FALSE | G | Annual | Rate | lb/MWh | 0 | 0 | 0 | 0 | 0 | 0 | 0
RPS v5.12- SRGW (13) | 827 | 5777 | Generation Constraint in GWh | FALSE | G | Annual | Constraint Shadow Price | US$/MWh | 26.2664 | 21.4299 | 36.7854 | 33.5727 | 39.6206 | 34.7828 | 21.2549
RPS v5.12- SRVC (16) | 828 | 5779 | Generation Constraint in GWh | FALSE | G | Annual | Seasons Included | Seasons | Winter, Summer | Winter, Summer | Winter, Summer | Winter, Summer | Winter, Summer | Winter, Summer | Winter, Summer
RPS v5.12- SRVC (16) | 828 | 5779 | Generation Constraint in GWh | FALSE | G | Annual | Standard | GWh | 10154.1567 | 13254.3062 | 16404.5875 | 18956.9035 | 20067.5117 | 22298.2011 | 24776.9284
RPS v5.12- SRVC (16) | 828 | 5779 | Generation Constraint in GWh | FALSE | G | Annual | Emissions at Affected Plants | GWh | 10154.1567 | 13254.3062 | 16404.5875 | 18956.9035 | 20067.5117 | 22298.2011 | 24776.9284
RPS v5.12- SRVC (16) | 828 | 5779 | Generation Constraint in GWh | FALSE | G | Annual | Allowances Purchased | GWh | 0 | 0 | 0 | 0 | 0 | 0 | 0
RPS v5.12- SRVC (16) | 828 | 5779 | Generation Constraint in GWh | FALSE | G | Annual | Allowances Sold | GWh | 0 | 0 | 0 | 0 | 0 | 0 | 0
RPS v5.12- SRVC (16) | 828 | 5779 | Generation Constraint in GWh | FALSE | G | Annual | Allowances Banked | GWh | 0 | 0 | 0 | 0 | 0 | 0 | 0
RPS v5.12- SRVC (16) | 828 | 5779 | Generation Constraint in GWh | FALSE | G | Annual | Allowances Withdrawn (1:1) | GWh | 0 | 0 | 0 | 0 | 0 | 0 | 0
RPS v5.12- SRVC (16) | 828 | 5779 | Generation Constraint in GWh | FALSE | G | Annual | Allowances Withdrawn (n:1) | GWh | 0 | 0 | 0 | 0 | 0 | 0 | 0
RPS v5.12- SRVC (16) | 828 | 5779 | Generation Constraint in GWh | FALSE | G | Annual | Net Emissions Allowance Position | GWh | 10154.1567 | 13254.3062 | 16404.5875 | 18956.9035 | 20067.5117 | 22298.2011 | 24776.9284
RPS v5.12- SRVC (16) | 828 | 5779 | Generation Constraint in GWh | FALSE | G | Annual | Fuel Consumed | TBtu | 119.824 | 157.6274 | 200.7175 | 231.6749 | 246.8 | 268.4339 | 292.7564
RPS v5.12- SRVC (16) | 828 | 5779 | Generation Constraint in GWh | FALSE | G | Annual | Heat Rate | MMBtu/MWh | 11.8005 | 11.8925 | 12.2355 | 12.2211 | 12.2985 | 12.0384 | 11.8157
RPS v5.12- SRVC (16) | 828 | 5779 | Generation Constraint in GWh | FALSE | G | Annual | Generation | TWh | 10.1542 | 13.2543 | 16.4046 | 18.9569 | 20.0675 | 22.2982 | 24.7769
RPS v5.12- SRVC (16) | 828 | 5779 | Generation Constraint in GWh | FALSE | G | Annual | Qualifying Generation | TWh | 10.1542 | 13.2543 | 16.4046 | 18.9569 | 20.0675 | 22.2982 | 24.7769
RPS v5.12- SRVC (16) | 828 | 5779 | Generation Constraint in GWh | FALSE | G | Annual | Rate | lb/MWh | 0 | 0 | 0 | 0 | 0 | 0 | 0
RPS v5.12- SRVC (16) | 828 | 5779 | Generation Constraint in GWh | FALSE | G | Annual | Constraint Shadow Price | US$/MWh | 57.5224 | 60.18 | 81.6974 | 71.3143 | 74.0878 | 59.7106 | 48.2472
RPS v5.13- Solar AZNM (19) | 829 | 6010 | Generation Constraint in GWh | FALSE | G | Annual | Seasons Included | Seasons | Winter, Summer | Winter, Summer | Winter, Summer | Winter, Summer | Winter, Summer | Winter, Summer | Winter, Summer
RPS v5.13- Solar AZNM (19) | 829 | 6010 | Generation Constraint in GWh | FALSE | G | Annual | Standard | GWh | 608.1631 | 622.6252 | 783.1772 | 879.5628 | 940.8632 | 1070.8535 | 1218.0165
RPS v5.13- Solar AZNM (19) | 829 | 6010 | Generation Constraint in GWh | FALSE | G | Annual | Emissions at Affected Plants | GWh | 874.7342 | 874.7342 | 874.7342 | 879.5628 | 940.8632 | 1070.8535 | 1218.0165
RPS v5.13- Solar AZNM (19) | 829 | 6010 | Generation Constraint in GWh | FALSE | G | Annual | Allowances Purchased | GWh | 0 | 0 | 0 | 0 | 0 | 0 | 0
RPS v5.13- Solar AZNM (19) | 829 | 6010 | Generation Constraint in GWh | FALSE | G | Annual | Allowances Sold | GWh | 0 | 0 | 0 | 0 | 0 | 0 | 0
RPS v5.13- Solar AZNM (19) | 829 | 6010 | Generation Constraint in GWh | FALSE | G | Annual | Allowances Banked | GWh | 0 | 0 | 0 | 0 | 0 | 0 | 0
RPS v5.13- Solar AZNM (19) | 829 | 6010 | Generation Constraint in GWh | FALSE | G | Annual | Allowances Withdrawn (1:1) | GWh | 0 | 0 | 0 | 0 | 0 | 0 | 0
RPS v5.13- Solar AZNM (19) | 829 | 6010 | Generation Constraint in GWh | FALSE | G | Annual | Allowances Withdrawn (n:1) | GWh | 0 | 0 | 0 | 0 | 0 | 0 | 0
RPS v5.13- Solar AZNM (19) | 829 | 6010 | Generation Constraint in GWh | FALSE | G | Annual | Net Emissions Allowance Position | GWh | 874.7342 | 874.7342 | 874.7342 | 879.5628 | 940.8632 | 1070.8535 | 1218.0165
RPS v5.13- Solar AZNM (19) | 829 | 6010 | Generation Constraint in GWh | FALSE | G | Annual | Fuel Consumed | TBtu | 1.2464 | 1.2464 | 1.2464 | 1.2935 | 1.8916 | 3.1598 | 4.5955
RPS v5.13- Solar AZNM (19) | 829 | 6010 | Generation Constraint in GWh | FALSE | G | Annual | Heat Rate | MMBtu/MWh | 1.4249 | 1.4249 | 1.4249 | 1.4707 | 2.0105 | 2.9507 | 3.7729
RPS v5.13- Solar AZNM (19) | 829 | 6010 | Generation Constraint in GWh | FALSE | G | Annual | Generation | TWh | 0.87473 | 0.87473 | 0.87473 | 0.87956 | 0.94086 | 1.0709 | 1.218
RPS v5.13- Solar AZNM (19) | 829 | 6010 | Generation Constraint in GWh | FALSE | G | Annual | Qualifying Generation | TWh | 0.87473 | 0.87473 | 0.87473 | 0.87956 | 0.94086 | 1.0709 | 1.218
RPS v5.13- Solar AZNM (19) | 829 | 6010 | Generation Constraint in GWh | FALSE | G | Annual | Rate | lb/MWh | 0 | 0 | 0 | 0 | 0 | 0 | 0
RPS v5.13- Solar AZNM (19) | 829 | 6010 | Generation Constraint in GWh | FALSE | G | Annual | Constraint Shadow Price | US$/MWh | 0 | 0 | 0 | 31.5396 | 30.3781 | 27.7138 | 23.8356
RPS v5.13- Solar MROW (4) | 830 | 6014 | Generation Constraint in GWh | FALSE | G | Annual | Seasons Included | Seasons | Winter, Summer | Winter, Summer | Winter, Summer | Winter, Summer | Winter, Summer | Winter, Summer | Winter, Summer
RPS v5.13- Solar MROW (4) | 830 | 6014 | Generation Constraint in GWh | FALSE | G | Annual | Standard | GWh | 14.8067 | 19.3748 | 1131.9238 | 1169.1098 | 1203.4401 | 1275.7359 | 1352.3644
RPS v5.13- Solar MROW (4) | 830 | 6014 | Generation Constraint in GWh | FALSE | G | Annual | Emissions at Affected Plants | GWh | 14.8067 | 186.2574 | 1131.9238 | 1169.1098 | 1203.4401 | 1275.7359 | 1352.3644
RPS v5.13- Solar MROW (4) | 830 | 6014 | Generation Constraint in GWh | FALSE | G | Annual | Allowances Purchased | GWh | 0 | 0 | 0 | 0 | 0 | 0 | 0
RPS v5.13- Solar MROW (4) | 830 | 6014 | Generation Constraint in GWh | FALSE | G | Annual | Allowances Sold | GWh | 0 | 0 | 0 | 0 | 0 | 0 | 0
RPS v5.13- Solar MROW (4) | 830 | 6014 | Generation Constraint in GWh | FALSE | G | Annual | Allowances Banked | GWh | 0 | 0 | 0 | 0 | 0 | 0 | 0
RPS v5.13- Solar MROW (4) | 830 | 6014 | Generation Constraint in GWh | FALSE | G | Annual | Allowances Withdrawn (1:1) | GWh | 0 | 0 | 0 | 0 | 0 | 0 | 0
RPS v5.13- Solar MROW (4) | 830 | 6014 | Generation Constraint in GWh | FALSE | G | Annual | Allowances Withdrawn (n:1) | GWh | 0 | 0 | 0 | 0 | 0 | 0 | 0
RPS v5.13- Solar MROW (4) | 830 | 6014 | Generation Constraint in GWh | FALSE | G | Annual | Net Emissions Allowance Position | GWh | 14.8067 | 186.2574 | 1131.9238 | 1169.1098 | 1203.4401 | 1275.7359 | 1352.3644
RPS v5.13- Solar MROW (4) | 830 | 6014 | Generation Constraint in GWh | FALSE | G | Annual | Fuel Consumed | TBtu | 0.14445 | 1.8171 | 11.043 | 11.4058 | 11.7408 | 12.4461 | 13.1937
RPS v5.13- Solar MROW (4) | 830 | 6014 | Generation Constraint in GWh | FALSE | G | Annual | Heat Rate | MMBtu/MWh | 9.756 | 9.756 | 9.756 | 9.756 | 9.756 | 9.756 | 9.756
RPS v5.13- Solar MROW (4) | 830 | 6014 | Generation Constraint in GWh | FALSE | G | Annual | Generation | TWh | 0.014807 | 0.18626 | 1.1319 | 1.1691 | 1.2034 | 1.2757 | 1.3524
RPS v5.13- Solar MROW (4) | 830 | 6014 | Generation Constraint in GWh | FALSE | G | Annual | Qualifying Generation | TWh | 0.014807 | 0.18626 | 1.1319 | 1.1691 | 1.2034 | 1.2757 | 1.3524
RPS v5.13- Solar MROW (4) | 830 | 6014 | Generation Constraint in GWh | FALSE | G | Annual | Rate | lb/MWh | 0 | 0 | 0 | 0 | 0 | 0 | 0
RPS v5.13- Solar MROW (4) | 830 | 6014 | Generation Constraint in GWh | FALSE | G | Annual | Constraint Shadow Price | US$/MWh | 245.5942 | 0 | 139.0278 | 97.8665 | 109.6243 | 87.9799 | 76.4917
RPS v5.13- Solar NEWE (5) | 831 | 6015 | Generation Constraint in GWh | FALSE | G | Annual | Seasons Included | Seasons | Winter, Summer | Winter, Summer | Winter, Summer | Winter, Summer | Winter, Summer | Winter, Summer | Winter, Summer
RPS v5.13- Solar NEWE (5) | 831 | 6015 | Generation Constraint in GWh | FALSE | G | Annual | Standard | GWh | 103.1107 | 104.4648 | 105.5173 | 105.5731 | 105.9745 | 107.4836 | 109.0118
RPS v5.13- Solar NEWE (5) | 831 | 6015 | Generation Constraint in GWh | FALSE | G | Annual | Emissions at Affected Plants | GWh | 58.0962 | 105.5173 | 105.5173 | 105.5731 | 105.9745 | 107.4836 | 109.0118
RPS v5.13- Solar NEWE (5) | 831 | 6015 | Generation Constraint in GWh | FALSE | G | Annual | Allowances Purchased | GWh | 45.0145 | 0 | 0 | 0 | 0 | 0 | 0
RPS v5.13- Solar NEWE (5) | 831 | 6015 | Generation Constraint in GWh | FALSE | G | Annual | Allowances Sold | GWh | 0 | 0 | 0 | 0 | 0 | 0 | 0
RPS v5.13- Solar NEWE (5) | 831 | 6015 | Generation Constraint in GWh | FALSE | G | Annual | Allowances Banked | GWh | 0 | 0 | 0 | 0 | 0 | 0 | 0
RPS v5.13- Solar NEWE (5) | 831 | 6015 | Generation Constraint in GWh | FALSE | G | Annual | Allowances Withdrawn (1:1) | GWh | 0 | 0 | 0 | 0 | 0 | 0 | 0
RPS v5.13- Solar NEWE (5) | 831 | 6015 | Generation Constraint in GWh | FALSE | G | Annual | Allowances Withdrawn (n:1) | GWh | 0 | 0 | 0 | 0 | 0 | 0 | 0
RPS v5.13- Solar NEWE (5) | 831 | 6015 | Generation Constraint in GWh | FALSE | G | Annual | Net Emissions Allowance Position | GWh | 103.1107 | 105.5173 | 105.5173 | 105.5731 | 105.9745 | 107.4836 | 109.0118
RPS v5.13- Solar NEWE (5) | 831 | 6015 | Generation Constraint in GWh | FALSE | G | Annual | Fuel Consumed | TBtu | 0 | 0.46264 | 0.46264 | 0.46318 | 0.4671 | 0.48182 | 0.49673
RPS v5.13- Solar NEWE (5) | 831 | 6015 | Generation Constraint in GWh | FALSE | G | Annual | Heat Rate | MMBtu/MWh | 0 | 4.3845 | 4.3845 | 4.3873 | 4.4077 | 4.4828 | 4.5567
RPS v5.13- Solar NEWE (5) | 831 | 6015 | Generation Constraint in GWh | FALSE | G | Annual | Generation | TWh | 0.058096 | 0.10552 | 0.10552 | 0.10557 | 0.10597 | 0.10748 | 0.10901
RPS v5.13- Solar NEWE (5) | 831 | 6015 | Generation Constraint in GWh | FALSE | G | Annual | Qualifying Generation | TWh | 0.058096 | 0.10552 | 0.10552 | 0.10557 | 0.10597 | 0.10748 | 0.10901
RPS v5.13- Solar NEWE (5) | 831 | 6015 | Generation Constraint in GWh | FALSE | G | Annual | Rate | lb/MWh | 0 | 0 | 0 | 0 | 0 | 0 | 0
RPS v5.13- Solar NEWE (5) | 831 | 6015 | Generation Constraint in GWh | FALSE | G | Annual | Constraint Shadow Price | US$/MWh | 160.0003 | 0 | 118.63 | 86.1084 | 96.1981 | 73.1913 | 63.4667
RPS v5.13- Solar NWPP (21) | 832 | 6016 | Generation Constraint in GWh | FALSE | G | Annual | Seasons Included | Seasons | Winter, Summer | Winter, Summer | Winter, Summer | Winter, Summer | Winter, Summer | Winter, Summer | Winter, Summer
RPS v5.13- Solar NWPP (21) | 832 | 6016 | Generation Constraint in GWh | FALSE | G | Annual | Standard | GWh | 118.9609 | 121.1655 | 135.9707 | 161.1182 | 168.7336 | 183.7505 | 200.1048
RPS v5.13- Solar NWPP (21) | 832 | 6016 | Generation Constraint in GWh | FALSE | G | Annual | Emissions at Affected Plants | GWh | 174.1908 | 174.1908 | 174.1908 | 174.1908 | 174.1908 | 183.7505 | 200.1048
RPS v5.13- Solar NWPP (21) | 832 | 6016 | Generation Constraint in GWh | FALSE | G | Annual | Allowances Purchased | GWh | 0 | 0 | 0 | 0 | 0 | 0 | 0
RPS v5.13- Solar NWPP (21) | 832 | 6016 | Generation Constraint in GWh | FALSE | G | Annual | Allowances Sold | GWh | 0 | 0 | 0 | 0 | 0 | 0 | 0
RPS v5.13- Solar NWPP (21) | 832 | 6016 | Generation Constraint in GWh | FALSE | G | Annual | Allowances Banked | GWh | 0 | 0 | 0 | 0 | 0 | 0 | 0
RPS v5.13- Solar NWPP (21) | 832 | 6016 | Generation Constraint in GWh | FALSE | G | Annual | Allowances Withdrawn (1:1) | GWh | 0 | 0 | 0 | 0 | 0 | 0 | 0
RPS v5.13- Solar NWPP (21) | 832 | 6016 | Generation Constraint in GWh | FALSE | G | Annual | Allowances Withdrawn (n:1) | GWh | 0 | 0 | 0 | 0 | 0 | 0 | 0
RPS v5.13- Solar NWPP (21) | 832 | 6016 | Generation Constraint in GWh | FALSE | G | Annual | Net Emissions Allowance Position | GWh | 174.1908 | 174.1908 | 174.1908 | 174.1908 | 174.1908 | 183.7505 | 200.1048
RPS v5.13- Solar NWPP (21) | 832 | 6016 | Generation Constraint in GWh | FALSE | G | Annual | Fuel Consumed | TBtu | 1.6728 | 1.6728 | 1.6728 | 1.6728 | 1.6728 | 1.7661 | 1.9256
RPS v5.13- Solar NWPP (21) | 832 | 6016 | Generation Constraint in GWh | FALSE | G | Annual | Heat Rate | MMBtu/MWh | 9.6035 | 9.6035 | 9.6035 | 9.6035 | 9.6035 | 9.6114 | 9.6232
RPS v5.13- Solar NWPP (21) | 832 | 6016 | Generation Constraint in GWh | FALSE | G | Annual | Generation | TWh | 0.17419 | 0.17419 | 0.17419 | 0.17419 | 0.17419 | 0.18375 | 0.2001
RPS v5.13- Solar NWPP (21) | 832 | 6016 | Generation Constraint in GWh | FALSE | G | Annual | Qualifying Generation | TWh | 0.17419 | 0.17419 | 0.17419 | 0.17419 | 0.17419 | 0.18375 | 0.2001
RPS v5.13- Solar NWPP (21) | 832 | 6016 | Generation Constraint in GWh | FALSE | G | Annual | Rate | lb/MWh | 0 | 0 | 0 | 0 | 0 | 0 | 0
RPS v5.13- Solar NWPP (21) | 832 | 6016 | Generation Constraint in GWh | FALSE | G | Annual | Constraint Shadow Price | US$/MWh | 0 | 0 | 0 | 0 | 0 | 49.6593 | 34.8081
RPS v5.13- Solar RFCE (9) | 833 | 6018 | Generation Constraint in GWh | FALSE | G | Annual | Seasons Included | Seasons | Winter, Summer | Winter, Summer | Winter, Summer | Winter, Summer | Winter, Summer | Winter, Summer | Winter, Summer
RPS v5.13- Solar RFCE (9) | 833 | 6018 | Generation Constraint in GWh | FALSE | G | Annual | Standard | GWh | 791.8664 | 1323.2977 | 1826.1069 | 1985.3685 | 2042.351 | 2135.606 | 2232.8592
RPS v5.13- Solar RFCE (9) | 833 | 6018 | Generation Constraint in GWh | FALSE | G | Annual | Emissions at Affected Plants | GWh | 501.0137 | 501.0137 | 501.0137 | 501.0137 | 501.0137 | 501.0137 | 501.0137
RPS v5.13- Solar RFCE (9) | 833 | 6018 | Generation Constraint in GWh | FALSE | G | Annual | Allowances Purchased | GWh | 290.8527 | 822.284 | 1325.0933 | 1484.3548 | 1541.3373 | 1634.5923 | 1731.8455
RPS v5.13- Solar RFCE (9) | 833 | 6018 | Generation Constraint in GWh | FALSE | G | Annual | Allowances Sold | GWh | 0 | 0 | 0 | 0 | 0 | 0 | 0
RPS v5.13- Solar RFCE (9) | 833 | 6018 | Generation Constraint in GWh | FALSE | G | Annual | Allowances Banked | GWh | 0 | 0 | 0 | 0 | 0 | 0 | 0
RPS v5.13- Solar RFCE (9) | 833 | 6018 | Generation Constraint in GWh | FALSE | G | Annual | Allowances Withdrawn (1:1) | GWh | 0 | 0 | 0 | 0 | 0 | 0 | 0
RPS v5.13- Solar RFCE (9) | 833 | 6018 | Generation Constraint in GWh | FALSE | G | Annual | Allowances Withdrawn (n:1) | GWh | 0 | 0 | 0 | 0 | 0 | 0 | 0
RPS v5.13- Solar RFCE (9) | 833 | 6018 | Generation Constraint in GWh | FALSE | G | Annual | Net Emissions Allowance Position | GWh | 791.8664 | 1323.2977 | 1826.1069 | 1985.3685 | 2042.351 | 2135.606 | 2232.8592
RPS v5.13- Solar RFCE (9) | 833 | 6018 | Generation Constraint in GWh | FALSE | G | Annual | Fuel Consumed | TBtu | 3.6899 | 3.6899 | 3.6899 | 3.6899 | 3.6899 | 3.6899 | 3.6899
RPS v5.13- Solar RFCE (9) | 833 | 6018 | Generation Constraint in GWh | FALSE | G | Annual | Heat Rate | MMBtu/MWh | 7.3648 | 7.3648 | 7.3648 | 7.3648 | 7.3648 | 7.3648 | 7.3648
RPS v5.13- Solar RFCE (9) | 833 | 6018 | Generation Constraint in GWh | FALSE | G | Annual | Generation | TWh | 0.50101 | 0.50101 | 0.50101 | 0.50101 | 0.50101 | 0.50101 | 0.50101
RPS v5.13- Solar RFCE (9) | 833 | 6018 | Generation Constraint in GWh | FALSE | G | Annual | Qualifying Generation | TWh | 0.50101 | 0.50101 | 0.50101 | 0.50101 | 0.50101 | 0.50101 | 0.50101
RPS v5.13- Solar RFCE (9) | 833 | 6018 | Generation Constraint in GWh | FALSE | G | Annual | Rate | lb/MWh | 0 | 0 | 0 | 0 | 0 | 0 | 0
RPS v5.13- Solar RFCE (9) | 833 | 6018 | Generation Constraint in GWh | FALSE | G | Annual | Constraint Shadow Price | US$/MWh | 250.0006 | 150.0006 | 150.0003 | 50.0002 | 50.0004 | 50.0002 | 50.0007
RPS v5.13- Solar RFCW (11) | 834 | 6020 | Generation Constraint in GWh | FALSE | G | Annual | Seasons Included | Seasons | Winter, Summer | Winter, Summer | Winter, Summer | Winter, Summer | Winter, Summer | Winter, Summer | Winter, Summer
RPS v5.13- Solar RFCW (11) | 834 | 6020 | Generation Constraint in GWh | FALSE | G | Annual | Standard | GWh | 941.0671 | 1309.4282 | 1678.1624 | 2342.5875 | 2469.4394 | 2560.2561 | 2654.3936
RPS v5.13- Solar RFCW (11) | 834 | 6020 | Generation Constraint in GWh | FALSE | G | Annual | Emissions at Affected Plants | GWh | 143.2654 | 143.2654 | 143.2654 | 143.2654 | 143.2654 | 143.2654 | 143.2654
RPS v5.13- Solar RFCW (11) | 834 | 6020 | Generation Constraint in GWh | FALSE | G | Annual | Allowances Purchased | GWh | 797.8017 | 1166.1628 | 1534.897 | 2199.3221 | 2326.1739 | 2416.9907 | 2511.1282
RPS v5.13- Solar RFCW (11) | 834 | 6020 | Generation Constraint in GWh | FALSE | G | Annual | Allowances Sold | GWh | 0 | 0 | 0 | 0 | 0 | 0 | 0
RPS v5.13- Solar RFCW (11) | 834 | 6020 | Generation Constraint in GWh | FALSE | G | Annual | Allowances Banked | GWh | 0 | 0 | 0 | 0 | 0 | 0 | 0
RPS v5.13- Solar RFCW (11) | 834 | 6020 | Generation Constraint in GWh | FALSE | G | Annual | Allowances Withdrawn (1:1) | GWh | 0 | 0 | 0 | 0 | 0 | 0 | 0
RPS v5.13- Solar RFCW (11) | 834 | 6020 | Generation Constraint in GWh | FALSE | G | Annual | Allowances Withdrawn (n:1) | GWh | 0 | 0 | 0 | 0 | 0 | 0 | 0
RPS v5.13- Solar RFCW (11) | 834 | 6020 | Generation Constraint in GWh | FALSE | G | Annual | Net Emissions Allowance Position | GWh | 941.0671 | 1309.4282 | 1678.1624 | 2342.5875 | 2469.4394 | 2560.2561 | 2654.3936
RPS v5.13- Solar RFCW (11) | 834 | 6020 | Generation Constraint in GWh | FALSE | G | Annual | Fuel Consumed | TBtu | 0.020119 | 0.020119 | 0.020119 | 0.020119 | 0.020119 | 0.020119 | 0.020119
RPS v5.13- Solar RFCW (11) | 834 | 6020 | Generation Constraint in GWh | FALSE | G | Annual | Heat Rate | MMBtu/MWh | 0.14043 | 0.14043 | 0.14043 | 0.14043 | 0.14043 | 0.14043 | 0.14043
RPS v5.13- Solar RFCW (11) | 834 | 6020 | Generation Constraint in GWh | FALSE | G | Annual | Generation | TWh | 0.14327 | 0.14327 | 0.14327 | 0.14327 | 0.14327 | 0.14327 | 0.14327
RPS v5.13- Solar RFCW (11) | 834 | 6020 | Generation Constraint in GWh | FALSE | G | Annual | Qualifying Generation | TWh | 0.14327 | 0.14327 | 0.14327 | 0.14327 | 0.14327 | 0.14327 | 0.14327
RPS v5.13- Solar RFCW (11) | 834 | 6020 | Generation Constraint in GWh | FALSE | G | Annual | Rate | lb/MWh | 0 | 0 | 0 | 0 | 0 | 0 | 0
RPS v5.13- Solar RFCW (11) | 834 | 6020 | Generation Constraint in GWh | FALSE | G | Annual | Constraint Shadow Price | US$/MWh | 250.0006 | 150.0006 | 150.0003 | 50.0002 | 50.0004 | 50.0002 | 50.0007
RPS v5.13- Solar SPNO (17) | 835 | 6022 | Generation Constraint in GWh | FALSE | G | Annual | Seasons Included | Seasons | Winter, Summer | Winter, Summer | Winter, Summer | Winter, Summer | Winter, Summer | Winter, Summer | Winter, Summer
RPS v5.13- Solar SPNO (17) | 835 | 6022 | Generation Constraint in GWh | FALSE | G | Annual | Standard | GWh | 16.1594 | 32.39 | 32.4249 | 50.1389 | 51.8845 | 55.8734 | 60.1686
RPS v5.13- Solar SPNO (17) | 835 | 6022 | Generation Constraint in GWh | FALSE | G | Annual | Emissions at Affected Plants | GWh | 16.1594 | 32.39 | 32.4249 | 50.1389 | 51.8845 | 55.8734 | 60.1686
RPS v5.13- Solar SPNO (17) | 835 | 6022 | Generation Constraint in GWh | FALSE | G | Annual | Allowances Purchased | GWh | 0 | 0 | 0 | 0 | 0 | 0 | 0
RPS v5.13- Solar SPNO (17) | 835 | 6022 | Generation Constraint in GWh | FALSE | G | Annual | Allowances Sold | GWh | 0 | 0 | 0 | 0 | 0 | 0 | 0
RPS v5.13- Solar SPNO (17) | 835 | 6022 | Generation Constraint in GWh | FALSE | G | Annual | Allowances Banked | GWh | 0 | 0 | 0 | 0 | 0 | 0 | 0
RPS v5.13- Solar SPNO (17) | 835 | 6022 | Generation Constraint in GWh | FALSE | G | Annual | Allowances Withdrawn (1:1) | GWh | 0 | 0 | 0 | 0 | 0 | 0 | 0
RPS v5.13- Solar SPNO (17) | 835 | 6022 | Generation Constraint in GWh | FALSE | G | Annual | Allowances Withdrawn (n:1) | GWh | 0 | 0 | 0 | 0 | 0 | 0 | 0
RPS v5.13- Solar SPNO (17) | 835 | 6022 | Generation Constraint in GWh | FALSE | G | Annual | Net Emissions Allowance Position | GWh | 16.1594 | 32.39 | 32.4249 | 50.1389 | 51.8845 | 55.8734 | 60.1686
RPS v5.13- Solar SPNO (17) | 835 | 6022 | Generation Constraint in GWh | FALSE | G | Annual | Fuel Consumed | TBtu | 0.15605 | 0.3144 | 0.31474 | 0.48756 | 0.50459 | 0.5435 | 0.58541
RPS v5.13- Solar SPNO (17) | 835 | 6022 | Generation Constraint in GWh | FALSE | G | Annual | Heat Rate | MMBtu/MWh | 9.6571 | 9.7067 | 9.7067 | 9.7241 | 9.7252 | 9.7274 | 9.7294
RPS v5.13- Solar SPNO (17) | 835 | 6022 | Generation Constraint in GWh | FALSE | G | Annual | Generation | TWh | 0.016159 | 0.03239 | 0.032425 | 0.050139 | 0.051885 | 0.055873 | 0.060169
RPS v5.13- Solar SPNO (17) | 835 | 6022 | Generation Constraint in GWh | FALSE | G | Annual | Qualifying Generation | TWh | 0.016159 | 0.03239 | 0.032425 | 0.050139 | 0.051885 | 0.055873 | 0.060169
RPS v5.13- Solar SPNO (17) | 835 | 6022 | Generation Constraint in GWh | FALSE | G | Annual | Rate | lb/MWh | 0 | 0 | 0 | 0 | 0 | 0 | 0
RPS v5.13- Solar SPNO (17) | 835 | 6022 | Generation Constraint in GWh | FALSE | G | Annual | Constraint Shadow Price | US$/MWh | 257.2762 | 9.8341 | 141.0486 | 104.1328 | 113.3698 | 95.0941 | 89.9443
RPS v5.13- Solar SPSO (18) | 836 | 6023 | Generation Constraint in GWh | FALSE | G | Annual | Seasons Included | Seasons | Winter, Summer | Winter, Summer | Winter, Summer | Winter, Summer | Winter, Summer | Winter, Summer | Winter, Summer
RPS v5.13- Solar SPSO (18) | 836 | 6023 | Generation Constraint in GWh | FALSE | G | Annual | Standard | GWh | 141.831 | 148.1094 | 199.2938 | 210.984 | 218.9632 | 238.6523 | 260.114
RPS v5.13- Solar SPSO (18) | 836 | 6023 | Generation Constraint in GWh | FALSE | G | Annual | Emissions at Affected Plants | GWh | 141.831 | 148.1094 | 199.2938 | 210.984 | 218.9632 | 238.6523 | 260.114
RPS v5.13- Solar SPSO (18) | 836 | 6023 | Generation Constraint in GWh | FALSE | G | Annual | Allowances Purchased | GWh | 0 | 0 | 0 | 0 | 0 | 0 | 0
RPS v5.13- Solar SPSO (18) | 836 | 6023 | Generation Constraint in GWh | FALSE | G | Annual | Allowances Sold | GWh | 0 | 0 | 0 | 0 | 0 | 0 | 0
RPS v5.13- Solar SPSO (18) | 836 | 6023 | Generation Constraint in GWh | FALSE | G | Annual | Allowances Banked | GWh | 0 | 0 | 0 | 0 | 0 | 0 | 0
RPS v5.13- Solar SPSO (18) | 836 | 6023 | Generation Constraint in GWh | FALSE | G | Annual | Allowances Withdrawn (1:1) | GWh | 0 | 0 | 0 | 0 | 0 | 0 | 0
RPS v5.13- Solar SPSO (18) | 836 | 6023 | Generation Constraint in GWh | FALSE | G | Annual | Allowances Withdrawn (n:1) | GWh | 0 | 0 | 0 | 0 | 0 | 0 | 0
RPS v5.13- Solar SPSO (18) | 836 | 6023 | Generation Constraint in GWh | FALSE | G | Annual | Net Emissions Allowance Position | GWh | 141.831 | 148.1094 | 199.2938 | 210.984 | 218.9632 | 238.6523 | 260.114
RPS v5.13- Solar SPSO (18) | 836 | 6023 | Generation Constraint in GWh | FALSE | G | Annual | Fuel Consumed | TBtu | 0.36763 | 0.42888 | 0.92823 | 1.0423 | 1.1201 | 1.3122 | 1.5216
RPS v5.13- Solar SPSO (18) | 836 | 6023 | Generation Constraint in GWh | FALSE | G | Annual | Heat Rate | MMBtu/MWh | 2.592 | 2.8957 | 4.6576 | 4.9401 | 5.1156 | 5.4984 | 5.8497
RPS v5.13- Solar SPSO (18) | 836 | 6023 | Generation Constraint in GWh | FALSE | G | Annual | Generation | TWh | 0.14183 | 0.14811 | 0.19929 | 0.21098 | 0.21896 | 0.23865 | 0.26011
RPS v5.13- Solar SPSO (18) | 836 | 6023 | Generation Constraint in GWh | FALSE | G | Annual | Qualifying Generation | TWh | 0.14183 | 0.14811 | 0.19929 | 0.21098 | 0.21896 | 0.23865 | 0.26011
RPS v5.13- Solar SPSO (18) | 836 | 6023 | Generation Constraint in GWh | FALSE | G | Annual | Rate | lb/MWh | 0 | 0 | 0 | 0 | 0 | 0 | 0
RPS v5.13- Solar SPSO (18) | 836 | 6023 | Generation Constraint in GWh | FALSE | G | Annual | Constraint Shadow Price | US$/MWh | 61.7522 | 30.0686 | 55.1976 | 49.8351 | 67.4659 | 50.1384 | 39.083
RPS v5.13- Solar SRCE (15) | 837 | 6024 | Generation Constraint in GWh | FALSE | G | Annual | Seasons Included | Seasons | Winter, Summer | Winter, Summer | Winter, Summer | Winter, Summer | Winter, Summer | Winter, Summer | Winter, Summer
RPS v5.13- Solar SRCE (15) | 837 | 6024 | Generation Constraint in GWh | FALSE | G | Annual | Standard | GWh | 1.3549 | 1.9672 | 1.9987 | 2.0751 | 2.1539 | 2.3054 | 2.4676
RPS v5.13- Solar SRCE (15) | 837 | 6024 | Generation Constraint in GWh | FALSE | G | Annual | Emissions at Affected Plants | GWh | 14.4329 | 14.4329 | 14.4329 | 14.4329 | 14.4329 | 14.4329 | 14.4329
RPS v5.13- Solar SRCE (15) | 837 | 6024 | Generation Constraint in GWh | FALSE | G | Annual | Allowances Purchased | GWh | 0 | 0 | 0 | 0 | 0 | 0 | 0
RPS v5.13- Solar SRCE (15) | 837 | 6024 | Generation Constraint in GWh | FALSE | G | Annual | Allowances Sold | GWh | 0 | 0 | 0 | 0 | 0 | 0 | 0
RPS v5.13- Solar SRCE (15) | 837 | 6024 | Generation Constraint in GWh | FALSE | G | Annual | Allowances Banked | GWh | 0 | 0 | 0 | 0 | 0 | 0 | 0
RPS v5.13- Solar SRCE (15) | 837 | 6024 | Generation Constraint in GWh | FALSE | G | Annual | Allowances Withdrawn (1:1) | GWh | 0 | 0 | 0 | 0 | 0 | 0 | 0
RPS v5.13- Solar SRCE (15) | 837 | 6024 | Generation Constraint in GWh | FALSE | G | Annual | Allowances Withdrawn (n:1) | GWh | 0 | 0 | 0 | 0 | 0 | 0 | 0
RPS v5.13- Solar SRCE (15) | 837 | 6024 | Generation Constraint in GWh | FALSE | G | Annual | Net Emissions Allowance Position | GWh | 14.4329 | 14.4329 | 14.4329 | 14.4329 | 14.4329 | 14.4329 | 14.4329
RPS v5.13- Solar SRCE (15) | 837 | 6024 | Generation Constraint in GWh | FALSE | G | Annual | Fuel Consumed | TBtu | 0 | 0 | 0 | 0 | 0 | 0 | 0
RPS v5.13- Solar SRCE (15) | 837 | 6024 | Generation Constraint in GWh | FALSE | G | Annual | Heat Rate | MMBtu/MWh | 0 | 0 | 0 | 0 | 0 | 0 | 0
RPS v5.13- Solar SRCE (15) | 837 | 6024 | Generation Constraint in GWh | FALSE | G | Annual | Generation | TWh | 0.014433 | 0.014433 | 0.014433 | 0.014433 | 0.014433 | 0.014433 | 0.014433
RPS v5.13- Solar SRCE (15) | 837 | 6024 | Generation Constraint in GWh | FALSE | G | Annual | Qualifying Generation | TWh | 0.014433 | 0.014433 | 0.014433 | 0.014433 | 0.014433 | 0.014433 | 0.014433
RPS v5.13- Solar SRCE (15) | 837 | 6024 | Generation Constraint in GWh | FALSE | G | Annual | Rate | lb/MWh | 0 | 0 | 0 | 0 | 0 | 0 | 0
RPS v5.13- Solar SRCE (15) | 837 | 6024 | Generation Constraint in GWh | FALSE | G | Annual | Constraint Shadow Price | US$/MWh | 0 | 0 | 0 | 0 | 0 | 0 | 0
RPS v5.13- Solar SRGW (13) | 839 | 6026 | Generation Constraint in GWh | FALSE | G | Annual | Seasons Included | Seasons | Winter, Summer | Winter, Summer | Winter, Summer | Winter, Summer | Winter, Summer | Winter, Summer | Winter, Summer
RPS v5.13- Solar SRGW (13) | 839 | 6026 | Generation Constraint in GWh | FALSE | G | Annual | Standard | GWh | 281.1517 | 393.6611 | 467.2693 | 704.9706 | 762.1838 | 809.6734 | 860.1186
RPS v5.13- Solar SRGW (13) | 839 | 6026 | Generation Constraint in GWh | FALSE | G | Annual | Emissions at Affected Plants | GWh | 281.1517 | 467.2682 | 467.2693 | 704.9706 | 762.1838 | 809.6734 | 860.1186
RPS v5.13- Solar SRGW (13) | 839 | 6026 | Generation Constraint in GWh | FALSE | G | Annual | Allowances Purchased | GWh | 0 | 0 | 0 | 0 | 0 | 0 | 0
RPS v5.13- Solar SRGW (13) | 839 | 6026 | Generation Constraint in GWh | FALSE | G | Annual | Allowances Sold | GWh | 0 | 0 | 0 | 0 | 0 | 0 | 0
RPS v5.13- Solar SRGW (13) | 839 | 6026 | Generation Constraint in GWh | FALSE | G | Annual | Allowances Banked | GWh | 0 | 0 | 0 | 0 | 0 | 0 | 0
RPS v5.13- Solar SRGW (13) | 839 | 6026 | Generation Constraint in GWh | FALSE | G | Annual | Allowances Withdrawn (1:1) | GWh | 0 | 0 | 0 | 0 | 0 | 0 | 0
RPS v5.13- Solar SRGW (13) | 839 | 6026 | Generation Constraint in GWh | FALSE | G | Annual | Allowances Withdrawn (n:1) | GWh | 0 | 0 | 0 | 0 | 0 | 0 | 0
RPS v5.13- Solar SRGW (13) | 839 | 6026 | Generation Constraint in GWh | FALSE | G | Annual | Net Emissions Allowance Position | GWh | 281.1517 | 467.2682 | 467.2693 | 704.9706 | 762.1838 | 809.6734 | 860.1186
RPS v5.13- Solar SRGW (13) | 839 | 6026 | Generation Constraint in GWh | FALSE | G | Annual | Fuel Consumed | TBtu | 2.7429 | 4.5586 | 4.5586 | 6.8776 | 7.4358 | 7.8991 | 8.3913
RPS v5.13- Solar SRGW (13) | 839 | 6026 | Generation Constraint in GWh | FALSE | G | Annual | Heat Rate | MMBtu/MWh | 9.7558 | 9.7559 | 9.7559 | 9.7559 | 9.7559 | 9.7559 | 9.7559
RPS v5.13- Solar SRGW (13) | 839 | 6026 | Generation Constraint in GWh | FALSE | G | Annual | Generation | TWh | 0.28115 | 0.46727 | 0.46727 | 0.70497 | 0.76218 | 0.80967 | 0.86012
RPS v5.13- Solar SRGW (13) | 839 | 6026 | Generation Constraint in GWh | FALSE | G | Annual | Qualifying Generation | TWh | 0.28115 | 0.46727 | 0.46727 | 0.70497 | 0.76218 | 0.80967 | 0.86012
RPS v5.13- Solar SRGW (13) | 839 | 6026 | Generation Constraint in GWh | FALSE | G | Annual | Rate | lb/MWh | 0 | 0 | 0 | 0 | 0 | 0 | 0
RPS v5.13- Solar SRGW (13) | 839 | 6026 | Generation Constraint in GWh | FALSE | G | Annual | Constraint Shadow Price | US$/MWh | 232.0607 | 0 | 114.1395 | 81.4421 | 88.5402 | 69.0907 | 68.5727
RPS v5.13- Solar SRVC (16) | 840 | 6027 | Generation Constraint in GWh | FALSE | G | Annual | Seasons Included | Seasons | Winter, Summer | Winter, Summer | Winter, Summer | Winter, Summer | Winter, Summer | Winter, Summer | Winter, Summer
RPS v5.13- Solar SRVC (16) | 840 | 6027 | Generation Constraint in GWh | FALSE | G | Annual | Standard | GWh | 196.8344 | 284.0208 | 286.6821 | 303.3105 | 321.0802 | 356.7712 | 396.4309
RPS v5.13- Solar SRVC (16) | 840 | 6027 | Generation Constraint in GWh | FALSE | G | Annual | Emissions at Affected Plants | GWh | 196.8344 | 771.6592 | 771.6592 | 2003.3658 | 2003.3658 | 4493.3796 | 6630.4915
RPS v5.13- Solar SRVC (16) | 840 | 6027 | Generation Constraint in GWh | FALSE | G | Annual | Allowances Purchased | GWh | 0 | 0 | 0 | 0 | 0 | 0 | 0
RPS v5.13- Solar SRVC (16) | 840 | 6027 | Generation Constraint in GWh | FALSE | G | Annual | Allowances Sold | GWh | 0 | 0 | 0 | 0 | 0 | 0 | 0
RPS v5.13- Solar SRVC (16) | 840 | 6027 | Generation Constraint in GWh | FALSE | G | Annual | Allowances Banked | GWh | 0 | 0 | 0 | 0 | 0 | 0 | 0
RPS v5.13- Solar SRVC (16) | 840 | 6027 | Generation Constraint in GWh | FALSE | G | Annual | Allowances Withdrawn (1:1) | GWh | 0 | 0 | 0 | 0 | 0 | 0 | 0
RPS v5.13- Solar SRVC (16) | 840 | 6027 | Generation Constraint in GWh | FALSE | G | Annual | Allowances Withdrawn (n:1) | GWh | 0 | 0 | 0 | 0 | 0 | 0 | 0
RPS v5.13- Solar SRVC (16) | 840 | 6027 | Generation Constraint in GWh | FALSE | G | Annual | Net Emissions Allowance Position | GWh | 196.8344 | 771.6592 | 771.6592 | 2003.3658 | 2003.3658 | 4493.3796 | 6630.4915
RPS v5.13- Solar SRVC (16) | 840 | 6027 | Generation Constraint in GWh | FALSE | G | Annual | Fuel Consumed | TBtu | 0.57037 | 6.1784 | 6.1784 | 18.1949 | 18.1949 | 42.4875 | 63.3371
RPS v5.13- Solar SRVC (16) | 840 | 6027 | Generation Constraint in GWh | FALSE | G | Annual | Heat Rate | MMBtu/MWh | 2.8977 | 8.0066 | 8.0066 | 9.0822 | 9.0822 | 9.4556 | 9.5524
RPS v5.13- Solar SRVC (16) | 840 | 6027 | Generation Constraint in GWh | FALSE | G | Annual | Generation | TWh | 0.19683 | 0.77166 | 0.77166 | 2.0034 | 2.0034 | 4.4934 | 6.6305
RPS v5.13- Solar SRVC (16) | 840 | 6027 | Generation Constraint in GWh | FALSE | G | Annual | Qualifying Generation | TWh | 0.19683 | 0.77166 | 0.77166 | 2.0034 | 2.0034 | 4.4934 | 6.6305
RPS v5.13- Solar SRVC (16) | 840 | 6027 | Generation Constraint in GWh | FALSE | G | Annual | Rate | lb/MWh | 0 | 0 | 0 | 0 | 0 | 0 | 0
RPS v5.13- Solar SRVC (16) | 840 | 6027 | Generation Constraint in GWh | FALSE | G | Annual | Constraint Shadow Price | US$/MWh | 142.638 | 0 | 0 | 0 | 0 | 0 | 0
S A Carlson MER Rate Limit v3.1 | 841 | 2043 | Rate Constraint in lbs/MMBtu | FALSE | L | Annual | Seasons Included | Seasons | Winter, Summer | Winter, Summer | Winter, Summer | Winter, Summer | Winter, Summer | Winter, Summer | Winter, Summer
S A Carlson MER Rate Limit v3.1 | 841 | 2043 | Rate Constraint in lbs/MMBtu | FALSE | L | Annual | Standard | lb/MMBtu | 6e-07 | 6e-07 | 6e-07 | 6e-07 | 6e-07 | 6e-07 | 6e-07
S A Carlson MER Rate Limit v3.1 | 841 | 2043 | Rate Constraint in lbs/MMBtu | FALSE | L | Annual | Emissions at Affected Plants MER | lbs | 0 | 0 | 0 | 0 | 0 | 0 | 0
S A Carlson MER Rate Limit v3.1 | 841 | 2043 | Rate Constraint in lbs/MMBtu | FALSE | L | Annual | Allowances Purchased MER | lbs | 0 | 0 | 0 | 0 | 0 | 0 | 0
S A Carlson MER Rate Limit v3.1 | 841 | 2043 | Rate Constraint in lbs/MMBtu | FALSE | L | Annual | Allowances Sold MER | lbs | 0 | 0 | 0 | 0 | 0 | 0 | 0
S A Carlson MER Rate Limit v3.1 | 841 | 2043 | Rate Constraint in lbs/MMBtu | FALSE | L | Annual | Allowances Banked | lbs | 0 | 0 | 0 | 0 | 0 | 0 | 0
S A Carlson MER Rate Limit v3.1 | 841 | 2043 | Rate Constraint in lbs/MMBtu | FALSE | L | Annual | Allowances Withdrawn (1:1) | lbs | 0 | 0 | 0 | 0 | 0 | 0 | 0
S A Carlson MER Rate Limit v3.1 | 841 | 2043 | Rate Constraint in lbs/MMBtu | FALSE | L | Annual | Allowances Withdrawn (n:1) | lbs | 0 | 0 | 0 | 0 | 0 | 0 | 0
S A Carlson MER Rate Limit v3.1 | 841 | 2043 | Rate Constraint in lbs/MMBtu | FALSE | L | Annual | Net Emissions Allowance Position | lbs | 0 | 0 | 0 | 0 | 0 | 0 | 0
S A Carlson MER Rate Limit v3.1 | 841 | 2043 | Rate Constraint in lbs/MMBtu | FALSE | L | Annual | Fuel Consumed | TBtu | 0 | 0 | 0 | 0 | 0 | 0 | 0
S A Carlson MER Rate Limit v3.1 | 841 | 2043 | Rate Constraint in lbs/MMBtu | FALSE | L | Annual | Rate | lb/MMBtu | 0 | 0 | 0 | 0 | 0 | 0 | 0
S A Carlson MER Rate Limit v3.1 | 841 | 2043 | Rate Constraint in lbs/MMBtu | FALSE | L | Annual | Generation | TWh | 0 | 0 | 0 | 0 | 0 | 0 | 0
S A Carlson MER Rate Limit v3.1 | 841 | 2043 | Rate Constraint in lbs/MMBtu | FALSE | L | Annual | Qualifying Generation | TWh | 0 | 0 | 0 | 0 | 0 | 0 | 0
S A Carlson MER Rate Limit v3.1 | 841 | 2043 | Rate Constraint in lbs/MMBtu | FALSE | L | Annual | Rate | lb/MWh | 0 | 0 | 0 | 0 | 0 | 0 | 0
S A Carlson MER Rate Limit v3.1 | 841 | 2043 | Rate Constraint in lbs/MMBtu | FALSE | L | Annual | Constraint Shadow Price | US$/Lb | 2485341.4008 | 3193316.1975 | 2408054.4231 | 2653559.4582 | 2672979.1031 | 3075221.626 | 3606859.8853
State Niagara Mohawk Power - NOX Cap Annual v3.1 | 842 | 1890 | Rate Constraint in MTons | FALSE | L | Annual | Seasons Included | Seasons | Winter, Summer | Winter, Summer | Winter, Summer | Winter, Summer | Winter, Summer | Winter, Summer | Winter, Summer
State Niagara Mohawk Power - NOX Cap Annual v3.1 | 842 | 1890 | Rate Constraint in MTons | FALSE | L | Annual | Standard | MTons | 3.241 | 3.241 | 3.241 | 3.241 | 3.241 | 3.241 | 3.241
State Niagara Mohawk Power - NOX Cap Annual v3.1 | 842 | 1890 | Rate Constraint in MTons | FALSE | L | Annual | Standard NOX | MTons | 3.241 | 3.241 | 3.241 | 3.241 | 3.241 | 3.241 | 3.241
State Niagara Mohawk Power - NOX Cap Annual v3.1 | 842 | 1890 | Rate Constraint in MTons | FALSE | L | Annual | Emissions at Affected Plants NOX | MTons | 0 | 0 | 0 | 0 | 0 | 0 | 0
State Niagara Mohawk Power - NOX Cap Annual v3.1 | 842 | 1890 | Rate Constraint in MTons | FALSE | L | Annual | Allowances Purchased NOX | MTons | 0 | 0 | 0 | 0 | 0 | 0 | 0
State Niagara Mohawk Power - NOX Cap Annual v3.1 | 842 | 1890 | Rate Constraint in MTons | FALSE | L | Annual | Allowances Sold NOX | MTons | 0 | 0 | 0 | 0 | 0 | 0 | 0
State Niagara Mohawk Power - NOX Cap Annual v3.1 | 842 | 1890 | Rate Constraint in MTons | FALSE | L | Annual | Allowances Banked | MTons | 0 | 0 | 0 | 0 | 0 | 0 | 0
State Niagara Mohawk Power - NOX Cap Annual v3.1 | 842 | 1890 | Rate Constraint in MTons | FALSE | L | Annual | Allowances Withdrawn (1:1) | MTons | 0 | 0 | 0 | 0 | 0 | 0 | 0
State Niagara Mohawk Power - NOX Cap Annual v3.1 | 842 | 1890 | Rate Constraint in MTons | FALSE | L | Annual | Allowances Withdrawn (n:1) | MTons | 0 | 0 | 0 | 0 | 0 | 0 | 0
State Niagara Mohawk Power - NOX Cap Annual v3.1 | 842 | 1890 | Rate Constraint in MTons | FALSE | L | Annual | Net Emissions Allowance Position | MTons | 0 | 0 | 0 | 0 | 0 | 0 | 0
State Niagara Mohawk Power - NOX Cap Annual v3.1 | 842 | 1890 | Rate Constraint in MTons | FALSE | L | Annual | Fuel Consumed | TBtu | 0 | 0 | 0 | 0 | 0 | 0 | 0
State Niagara Mohawk Power - NOX Cap Annual v3.1 | 842 | 1890 | Rate Constraint in MTons | FALSE | L | Annual | Rate | lb/MMBtu | 0 | 0 | 0 | 0 | 0 | 0 | 0
State Niagara Mohawk Power - NOX Cap Annual v3.1 | 842 | 1890 | Rate Constraint in MTons | FALSE | L | Annual | Generation | TWh | 0 | 0 | 0 | 0 | 0 | 0 | 0
State Niagara Mohawk Power - NOX Cap Annual v3.1 | 842 | 1890 | Rate Constraint in MTons | FALSE | L | Annual | Qualifying Generation | TWh | 0 | 0 | 0 | 0 | 0 | 0 | 0
State Niagara Mohawk Power - NOX Cap Annual v3.1 | 842 | 1890 | Rate Constraint in MTons | FALSE | L | Annual | Rate | lb/MWh | 0 | 0 | 0 | 0 | 0 | 0 | 0
State Niagara Mohawk Power - NOX Cap Annual v3.1 | 842 | 1890 | Rate Constraint in MTons | FALSE | L | Annual | Constraint Shadow Price | US$/Ton | 0 | 0 | 0 | 0 | 0 | 0 | 0
State Niagara Mohawk Power - SO2 Cap Annual v3.1 | 843 | 1891 | Rate Constraint in MTons | FALSE | L | Annual | Seasons Included | Seasons | Winter, Summer | Winter, Summer | Winter, Summer | Winter, Summer | Winter, Summer | Winter, Summer | Winter, Summer
State Niagara Mohawk Power - SO2 Cap Annual v3.1 | 843 | 1891 | Rate Constraint in MTons | FALSE | L | Annual | Standard | MTons | 14.169 | 14.169 | 14.169 | 14.169 | 14.169 | 14.169 | 14.169
State Niagara Mohawk Power - SO2 Cap Annual v3.1 | 843 | 1891 | Rate Constraint in MTons | FALSE | L | Annual | Standard SO2 | MTons | 14.169 | 14.169 | 14.169 | 14.169 | 14.169 | 14.169 | 14.169
State Niagara Mohawk Power - SO2 Cap Annual v3.1 | 843 | 1891 | Rate Constraint in MTons | FALSE | L | Annual | Emissions at Affected Plants SO2 | MTons | 0 | 0 | 0 | 0 | 0 | 0 | 0
State Niagara Mohawk Power - SO2 Cap Annual v3.1 | 843 | 1891 | Rate Constraint in MTons | FALSE | L | Annual | Allowances Purchased SO2 | MTons | 0 | 0 | 0 | 0 | 0 | 0 | 0
State Niagara Mohawk Power - SO2 Cap Annual v3.1 | 843 | 1891 | Rate Constraint in MTons | FALSE | L | Annual | Allowances Sold SO2 | MTons | 0 | 0 | 0 | 0 | 0 | 0 | 0
State Niagara Mohawk Power - SO2 Cap Annual v3.1 | 843 | 1891 | Rate Constraint in MTons | FALSE | L | Annual | Allowances Banked | MTons | 0 | 0 | 0 | 0 | 0 | 0 | 0
State Niagara Mohawk Power - SO2 Cap Annual v3.1 | 843 | 1891 | Rate Constraint in MTons | FALSE | L | Annual | Allowances Withdrawn (1:1) | MTons | 0 | 0 | 0 | 0 | 0 | 0 | 0
State Niagara Mohawk Power - SO2 Cap Annual v3.1 | 843 | 1891 | Rate Constraint in MTons | FALSE | L | Annual | Allowances Withdrawn (n:1) | MTons | 0 | 0 | 0 | 0 | 0 | 0 | 0
State Niagara Mohawk Power - SO2 Cap Annual v3.1 | 843 | 1891 | Rate Constraint in MTons | FALSE | L | Annual | Net Emissions Allowance Position | MTons | 0 | 0 | 0 | 0 | 0 | 0 | 0
State Niagara Mohawk Power - SO2 Cap Annual v3.1 | 843 | 1891 | Rate Constraint in MTons | FALSE | L | Annual | Fuel Consumed | TBtu | 0 | 0 | 0 | 0 | 0 | 0 | 0
State Niagara Mohawk Power - SO2 Cap Annual v3.1 | 843 | 1891 | Rate Constraint in MTons | FALSE | L | Annual | Rate | lb/MMBtu | 0 | 0 | 0 | 0 | 0 | 0 | 0
State Niagara Mohawk Power - SO2 Cap Annual v3.1 | 843 | 1891 | Rate Constraint in MTons | FALSE | L | Annual | Generation | TWh | 0 | 0 | 0 | 0 | 0 | 0 | 0
State Niagara Mohawk Power - SO2 Cap Annual v3.1 | 843 | 1891 | Rate Constraint in MTons | FALSE | L | Annual | Qualifying Generation | TWh | 0 | 0 | 0 | 0 | 0 | 0 | 0
State Niagara Mohawk Power - SO2 Cap Annual v3.1 | 843 | 1891 | Rate Constraint in MTons | FALSE | L | Annual | Rate | lb/MWh | 0 | 0 | 0 | 0 | 0 | 0 | 0
State Niagara Mohawk Power - SO2 Cap Annual v3.1 | 843 | 1891 | Rate Constraint in MTons | FALSE | L | Annual | Constraint Shadow Price | US$/Ton | 0 | 0 | 0 | 0 | 0 | 0 | 0
Texas East - NOX Cap Annual v3.1 | 849 | 1901 | Rate Constraint in MTons | FALSE | L | Annual | Seasons Included | Seasons | Winter, Summer | Winter, Summer | Winter, Summer | Winter, Summer | Winter, Summer | Winter, Summer | Winter, Summer
Texas East - NOX Cap Annual v3.1 | 849 | 1901 | Rate Constraint in MTons | FALSE | L | Annual | Standard | MTons | 84.484 | 84.484 | 84.484 | 84.484 | 84.484 | 84.484 | 84.484
Texas East - NOX Cap Annual v3.1 | 849 | 1901 | Rate Constraint in MTons | FALSE | L | Annual | Standard NOX | MTons | 84.484 | 84.484 | 84.484 | 84.484 | 84.484 | 84.484 | 84.484
Texas East - NOX Cap Annual v3.1 | 849 | 1901 | Rate Constraint in MTons | FALSE | L | Annual | Emissions at Affected Plants NOX | MTons | 36.2119 | 34.214 | 23.2056 | 20.7488 | 17.7598 | 14.1453 | 21.9399
Texas East - NOX Cap Annual v3.1 | 849 | 1901 | Rate Constraint in MTons | FALSE | L | Annual | Allowances Purchased NOX | MTons | 0 | 0 | 0 | 0 | 0 | 0 | 0
Texas East - NOX Cap Annual v3.1 | 849 | 1901 | Rate Constraint in MTons | FALSE | L | Annual | Allowances Sold NOX | MTons | 0 | 0 | 0 | 0 | 0 | 0 | 0
Texas East - NOX Cap Annual v3.1 | 849 | 1901 | Rate Constraint in MTons | FALSE | L | Annual | Allowances Banked | MTons | 0 | 50.27 | 34.4894 | 63.7352 | 0 | 63.363 | 0
Texas East - NOX Cap Annual v3.1 | 849 | 1901 | Rate Constraint in MTons | FALSE | L | Annual | Allowances Withdrawn (1:1) | MTons | 0 | 0 | 0 | 0 | -84.484 | 0 | -84.484
Texas East - NOX Cap Annual v3.1 | 849 | 1901 | Rate Constraint in MTons | FALSE | L | Annual | Allowances Withdrawn (n:1) | MTons | 0 | 0 | 0 | 0 | 0 | 0 | 0
Texas East - NOX Cap Annual v3.1 | 849 | 1901 | Rate Constraint in MTons | FALSE | L | Annual | Net Emissions Allowance Position | MTons | 36.2119 | 84.484 | 57.6951 | 84.484 | -66.7242 | 77.5083 | -62.5441
Texas East - NOX Cap Annual v3.1 | 849 | 1901 | Rate Constraint in MTons | FALSE | L | Annual | Fuel Consumed | TBtu | 636.8659 | 584.5996 | 413.982 | 368.1238 | 310.0686 | 245.3537 | 334.4957
Texas East - NOX Cap Annual v3.1 | 849 | 1901 | Rate Constraint in MTons | FALSE | L | Annual | Rate | lb/MMBtu | 0.11372 | 0.11705 | 0.11211 | 0.11273 | 0.11455 | 0.11531 | 0.13118
Texas East - NOX Cap Annual v3.1 | 849 | 1901 | Rate Constraint in MTons | FALSE | L | Annual | Generation | TWh | 58.0229 | 54.2229 | 39.9362 | 35.9686 | 30.7431 | 24.789 | 32.475
Texas East - NOX Cap Annual v3.1 | 849 | 1901 | Rate Constraint in MTons | FALSE | L | Annual | Qualifying Generation | TWh | 58.0229 | 54.2229 | 39.9362 | 35.9686 | 30.7431 | 24.789 | 32.475
Texas East - NOX Cap Annual v3.1 | 849 | 1901 | Rate Constraint in MTons | FALSE | L | Annual | Rate | lb/MWh | 0.6241 | 0.63099 | 0.58107 | 0.57686 | 0.57769 | 0.57063 | 0.67559
Texas East - NOX Cap Annual v3.1 | 849 | 1901 | Rate Constraint in MTons | FALSE | L | Annual | Constraint Shadow Price | US$/Ton | 0 | 0 | 0 | 0 | 0 | 0 | 0
Texas East - SO2 Cap Annual v3.1 | 850 | 1902 | Rate Constraint in MTons | FALSE | L | Annual | Seasons Included | Seasons | Winter, Summer | Winter, Summer | Winter, Summer | Winter, Summer | Winter, Summer | Winter, Summer | Winter, Summer
Texas East - SO2 Cap Annual v3.1 | 850 | 1902 | Rate Constraint in MTons | FALSE | L | Annual | Standard | MTons | 273.95 | 273.95 | 273.95 | 273.95 | 273.95 | 273.95 | 273.95
Texas East - SO2 Cap Annual v3.1 | 850 | 1902 | Rate Constraint in MTons | FALSE | L | Annual | Standard SO2 | MTons | 273.95 | 273.95 | 273.95 | 273.95 | 273.95 | 273.95 | 273.95
Texas East - SO2 Cap Annual v3.1 | 850 | 1902 | Rate Constraint in MTons | FALSE | L | Annual | Emissions at Affected Plants SO2 | MTons | 29.5358 | 28.428 | 18.0206 | 20.2124 | 18.2889 | 16.2564 | 26.2385
Texas East - SO2 Cap Annual v3.1 | 850 | 1902 | Rate Constraint in MTons | FALSE | L | Annual | Allowances Purchased SO2 | MTons | 0 | 0 | 0 | 0 | 0 | 0 | 0
Texas East - SO2 Cap Annual v3.1 | 850 | 1902 | Rate Constraint in MTons | FALSE | L | Annual | Allowances Sold SO2 | MTons | 0 | 0 | 0 | 0 | 0 | 0 | 0
Texas East - SO2 Cap Annual v3.1 | 850 | 1902 | Rate Constraint in MTons | FALSE | L | Annual | Allowances Banked | MTons | 136.975 | 0 | 255.9294 | 0 | 0 | 0 | 0
Texas East - SO2 Cap Annual v3.1 | 850 | 1902 | Rate Constraint in MTons | FALSE | L | Annual | Allowances Withdrawn (1:1) | MTons | 0 | -273.95 | 0 | -204.7435 | 0 | 0 | 0
Texas East - SO2 Cap Annual v3.1 | 850 | 1902 | Rate Constraint in MTons | FALSE | L | Annual | Allowances Withdrawn (n:1) | MTons | 0 | 0 | 0 | 0 | 0 | 0 | 0
Texas East - SO2 Cap Annual v3.1 | 850 | 1902 | Rate Constraint in MTons | FALSE | L | Annual | Net Emissions Allowance Position | MTons | 166.5108 | -245.522 | 273.95 | -184.5312 | 18.2889 | 16.2564 | 26.2385
Texas East - SO2 Cap Annual v3.1 | 850 | 1902 | Rate Constraint in MTons | FALSE | L | Annual | Fuel Consumed | TBtu | 338.8235 | 326.1412 | 203.5018 | 226.6233 | 207.079 | 182.3859 | 293.775
Texas East - SO2 Cap Annual v3.1 | 850 | 1902 | Rate Constraint in MTons | FALSE | L | Annual | Rate | lb/MMBtu | 0.17434 | 0.17433 | 0.1771 | 0.17838 | 0.17664 | 0.17826 | 0.17863
Texas East - SO2 Cap Annual v3.1 | 850 | 1902 | Rate Constraint in MTons | FALSE | L | Annual | Generation | TWh | 30.3573 | 30.3573 | 19.0779 | 21.2538 | 19.4174 | 17.0784 | 27.6101
Texas East - SO2 Cap Annual v3.1 | 850 | 1902 | Rate Constraint in MTons | FALSE | L | Annual | Qualifying Generation | TWh | 30.3573 | 30.3573 | 19.0779 | 21.2538 | 19.4174 | 17.0784 | 27.6101
Texas East - SO2 Cap Annual v3.1 | 850 | 1902 | Rate Constraint in MTons | FALSE | L | Annual | Rate | lb/MWh | 0.97294 | 0.93645 | 0.94458 | 0.951 | 0.94188 | 0.95187 | 0.95032
Texas East - SO2 Cap Annual v3.1 | 850 | 1902 | Rate Constraint in MTons | FALSE | L | Annual | Constraint Shadow Price | US$/Ton | 0 | 0 | 0 | 0 | 0 | 0 | 0
Texas El Paso - NOX Cap Annual v3.1 | 866 | 1904 | Rate Constraint in MTons | FALSE | L | Annual | Seasons Included | Seasons | Winter, Summer | Winter, Summer | Winter, Summer | Winter, Summer | Winter, Summer | Winter, Summer | Winter, Summer
Texas El Paso - NOX Cap Annual v3.1 | 866 | 1904 | Rate Constraint in MTons | FALSE | L | Annual | Standard | MTons | 1.06 | 1.06 | 1.06 | 1.06 | 1.06 | 1.06 | 1.06
Texas El Paso - NOX Cap Annual v3.1 | 866 | 1904 | Rate Constraint in MTons | FALSE | L | Annual | Standard NOX | MTons | 1.06 | 1.06 | 1.06 | 1.06 | 1.06 | 1.06 | 1.06
Texas El Paso - NOX Cap Annual v3.1 | 866 | 1904 | Rate Constraint in MTons | FALSE | L | Annual | Emissions at Affected Plants NOX | MTons | 0.48896 | 0.50259 | 1.4849 | 1.0411 | 0.31664 | 0.30791 | 0.30791
Texas El Paso - NOX Cap Annual v3.1 | 866 | 1904 | Rate Constraint in MTons | FALSE | L | Annual | Allowances Purchased NOX | MTons | 0 | 0 | 0 | 0 | 0 | 0 | 0
Texas El Paso - NOX Cap Annual v3.1 | 866 | 1904 | Rate Constraint in MTons | FALSE | L | Annual | Allowances Sold NOX | MTons | 0 | 0 | 0 | 0 | 0 | 0 | 0
Texas El Paso - NOX Cap Annual v3.1 | 866 | 1904 | Rate Constraint in MTons | FALSE | L | Annual | Allowances Banked | MTons | 0.57104 | 0.55741 | 0 | 0 | 0 | 0 | 0
Texas El Paso - NOX Cap Annual v3.1 | 866 | 1904 | Rate Constraint in MTons | FALSE | L | Annual | Allowances Withdrawn (1:1) | MTons | 0 | 0 | -0.42487 | 0 | 0 | 0 | 0
Texas El Paso - NOX Cap Annual v3.1 | 866 | 1904 | Rate Constraint in MTons | FALSE | L | Annual | Allowances Withdrawn (n:1) | MTons | 0 | 0 | 0 | 0 | 0 | 0 | 0
Texas El Paso - NOX Cap Annual v3.1 | 866 | 1904 | Rate Constraint in MTons | FALSE | L | Annual | Net Emissions Allowance Position | MTons | 1.06 | 1.06 | 1.06 | 1.0411 | 0.31664 | 0.30791 | 0.30791
Texas El Paso - NOX Cap Annual v3.1 | 866 | 1904 | Rate Constraint in MTons | FALSE | L | Annual | Fuel Consumed | TBtu | 5.8654 | 6.0169 | 16.9406 | 12.0053 | 3.5213 | 3.4241 | 3.4241
Texas El Paso - NOX Cap Annual v3.1 | 866 | 1904 | Rate Constraint in MTons | FALSE | L | Annual | Rate | lb/MMBtu | 0.16673 | 0.16706 | 0.1753 | 0.17344 | 0.17984 | 0.17984 | 0.17984
Texas El Paso - NOX Cap Annual v3.1 | 866 | 1904 | Rate Constraint in MTons | FALSE | L | Annual | Generation | TWh | 0.51536 | 0.53031 | 1.6087 | 1.1215 | 0.34761 | 0.33802 | 0.33802
Texas El Paso - NOX Cap Annual v3.1 | 866 | 1904 | Rate Constraint in MTons | FALSE | L | Annual | Qualifying Generation | TWh | 0.51536 | 0.53031 | 1.6087 | 1.1215 | 0.34761 | 0.33802 | 0.33802
Texas El Paso - NOX Cap Annual v3.1 | 866 | 1904 | Rate Constraint in MTons | FALSE | L | Annual | Rate | lb/MWh | 0.94879 | 0.94772 | 0.92305 | 0.92832 | 0.91091 | 0.91091 | 0.91091
Texas El Paso - NOX Cap Annual v3.1 | 866 | 1904 | Rate Constraint in MTons | FALSE | L | Annual | Constraint Shadow Price | US$/Ton | 7897.0813 | 8471.1016 | 9504.8021 | 0 | 0 | 0 | 0
Texas Houston - NOX Cap Annual v3.1 | 867 | 1905 | Rate Constraint in MTons | FALSE | L | Annual | Seasons Included | Seasons | Winter, Summer | Winter, Summer | Winter, Summer | Winter, Summer | Winter, Summer | Winter, Summer | Winter, Summer
Texas Houston - NOX Cap Annual v3.1 | 867 | 1905 | Rate Constraint in MTons | FALSE | L | Annual | Standard | MTons | 17.57 | 17.57 | 17.57 | 17.57 | 17.57 | 17.57 | 17.57
Texas Houston - NOX Cap Annual v3.1 | 867 | 1905 | Rate Constraint in MTons | FALSE | L | Annual | Standard NOX | MTons | 17.57 | 17.57 | 17.57 | 17.57 | 17.57 | 17.57 | 17.57
Texas Houston - NOX Cap Annual v3.1 | 867 | 1905 | Rate Constraint in MTons | FALSE | L | Annual | Emissions at Affected Plants NOX | MTons | 7.8101 | 6.8394 | 7.0569 | 6.0201 | 5.1838 | 4.3568 | 3.5581
Texas Houston - NOX Cap Annual v3.1 | 867 | 1905 | Rate Constraint in MTons | FALSE | L | Annual | Allowances Purchased NOX | MTons | 0 | 0 | 0 | 0 | 0 | 0 | 0
Texas Houston - NOX Cap Annual v3.1 | 867 | 1905 | Rate Constraint in MTons | FALSE | L | Annual | Allowances Sold NOX | MTons | 0 | 0 | 0 | 0 | 0 | 0 | 0
Texas Houston - NOX Cap Annual v3.1 | 867 | 1905 | Rate Constraint in MTons | FALSE | L | Annual | Allowances Banked | MTons | 8.785 | 28.3006 | 0 | 0 | 12.3862 | 0 | 0
Texas Houston - NOX Cap Annual v3.1 | 867 | 1905 | Rate Constraint in MTons | FALSE | L | Annual | Allowances Withdrawn (1:1) | MTons | 0 | -17.57 | -7.0752 | 0 | 0 | 0 | 0
Texas Houston - NOX Cap Annual v3.1 | 867 | 1905 | Rate Constraint in MTons | FALSE | L | Annual | Allowances Withdrawn (n:1) | MTons | 0 | 0 | 0 | 0 | 0 | 0 | 0
Texas Houston - NOX Cap Annual v3.1 | 867 | 1905 | Rate Constraint in MTons | FALSE | L | Annual | Net Emissions Allowance Position | MTons | 16.5951 | 17.57 | -0.018248 | 6.0201 | 17.57 | 4.3568 | 3.5581
Texas Houston - NOX Cap Annual v3.1 | 867 | 1905 | Rate Constraint in MTons | FALSE | L | Annual | Fuel Consumed | TBtu | 353.636 | 320.8167 | 363.4274 | 336.9476 | 317.4473 | 258.4008 | 210.0784
Texas Houston - NOX Cap Annual v3.1 | 867 | 1905 | Rate Constraint in MTons | FALSE | L | Annual | Rate | lb/MMBtu | 0.044171 | 0.042637 | 0.038835 | 0.035733 | 0.032659 | 0.033722 | 0.033874
Texas Houston - NOX Cap Annual v3.1 | 867 | 1905 | Rate Constraint in MTons | FALSE | L | Annual | Generation | TWh | 45.4514 | 42.1289 | 49.1102 | 46.722 | 44.7881 | 38.4728 | 32.4272
Texas Houston - NOX Cap Annual v3.1 | 867 | 1905 | Rate Constraint in MTons | FALSE | L | Annual | Qualifying Generation | TWh | 45.4514 | 42.1289 | 49.1102 | 46.722 | 44.7881 | 38.4728 | 32.4272
Texas Houston - NOX Cap Annual v3.1 | 867 | 1905 | Rate Constraint in MTons | FALSE | L | Annual | Rate | lb/MWh | 0.17184 | 0.16234 | 0.1437 | 0.12885 | 0.11574 | 0.11325 | 0.10973
Texas Houston - NOX Cap Annual v3.1 | 867 | 1905 | Rate Constraint in MTons | FALSE | L | Annual | Constraint Shadow Price | US$/Ton | 0 | 0 | 0 | 0 | 0 | 0 | 0
Texas West - NOX Cap Annual v3.1 | 868 | 1906 | Rate Constraint in MTons | FALSE | L | Annual | Seasons Included | Seasons | Winter, Summer | Winter, Summer | Winter, Summer | Winter, Summer | Winter, Summer | Winter, Summer | Winter, Summer
Texas West - NOX Cap Annual v3.1 | 868 | 1906 | Rate Constraint in MTons | FALSE | L | Annual | Standard | MTons | 18.1 | 18.1 | 18.1 | 18.1 | 18.1 | 18.1 | 18.1
Texas West - NOX Cap Annual v3.1 | 868 | 1906 | Rate Constraint in MTons | FALSE | L | Annual | Standard NOX | MTons | 18.1 | 18.1 | 18.1 | 18.1 | 18.1 | 18.1 | 18.1
Texas West - NOX Cap Annual v3.1 | 868 | 1906 | Rate Constraint in MTons | FALSE | L | Annual | Emissions at Affected Plants NOX | MTons | 2.9081 | 2.8059 | 2.889 | 2.2355 | 1.7961 | 0.33549 | 0.33549
Texas West - NOX Cap Annual v3.1 | 868 | 1906 | Rate Constraint in MTons | FALSE | L | Annual | Allowances Purchased NOX | MTons | 0 | 0 | 0 | 0 | 0 | 0 | 0
Texas West - NOX Cap Annual v3.1 | 868 | 1906 | Rate Constraint in MTons | FALSE | L | Annual | Allowances Sold NOX | MTons | 0 | 0 | 0 | 0 | 0 | 0 | 0
Texas West - NOX Cap Annual v3.1 | 868 | 1906 | Rate Constraint in MTons | FALSE | L | Annual | Allowances Banked | MTons | 9.05 | 33.3941 | 7.3193 | 15.8645 | 0 | 0 | 0
Texas West - NOX Cap Annual v3.1 | 868 | 1906 | Rate Constraint in MTons | FALSE | L | Annual | Allowances Withdrawn (1:1) | MTons | 0 | -18.1 | -8.3485 | 0 | -18.1 | 0 | 0
Texas West - NOX Cap Annual v3.1 | 868 | 1906 | Rate Constraint in MTons | FALSE | L | Annual | Allowances Withdrawn (n:1) | MTons | 0 | 0 | 0 | 0 | 0 | 0 | 0
Texas West - NOX Cap Annual v3.1 | 868 | 1906 | Rate Constraint in MTons | FALSE | L | Annual | Net Emissions Allowance Position | MTons | 11.9581 | 18.1 | 1.8598 | 18.1 | -16.3039 | 0.33549 | 0.33549
Texas West - NOX Cap Annual v3.1 | 868 | 1906 | Rate Constraint in MTons | FALSE | L | Annual | Fuel Consumed | TBtu | 39.9023 | 39.1353 | 39.6669 | 32.0823 | 23.4405 | 2.4987 | 2.4987
Texas West - NOX Cap Annual v3.1 | 868 | 1906 | Rate Constraint in MTons | FALSE | L | Annual | Rate | lb/MMBtu | 0.14576 | 0.1434 | 0.14566 | 0.13936 | 0.15325 | 0.26853 | 0.26853
Texas West - NOX Cap Annual v3.1 | 868 | 1906 | Rate Constraint in MTons | FALSE | L | Annual | Generation | TWh | 3.5275 | 3.4634 | 3.5029 | 2.8324 | 2.0818 | 0.18437 | 0.18437
Texas West - NOX Cap Annual v3.1 | 868 | 1906 | Rate Constraint in MTons | FALSE | L | Annual | Qualifying Generation | TWh | 3.5275 | 3.4634 | 3.5029 | 2.8324 | 2.0818 | 0.18437 | 0.18437
Texas West - NOX Cap Annual v3.1 | 868 | 1906 | Rate Constraint in MTons | FALSE | L | Annual | Rate | lb/MWh | 0.8244 | 0.81015 | 0.82474 | 0.78926 | 0.86277 | 1.8196 | 1.8196
Texas West - NOX Cap Annual v3.1 | 868 | 1906 | Rate Constraint in MTons | FALSE | L | Annual | Constraint Shadow Price | US$/Ton | 0 | 0 | 0 | 0 | 0 | 0 | 0
Unit Bridgeport Station 3 - SO2 Rate Annual v4.10, Unit 4164 and retrofits | 869 | 2243 | Rate Constraint in lbs/MMBtu | FALSE | L | Annual | Seasons Included | Seasons | Winter, Summer | Winter, Summer | Winter, Summer | Winter, Summer | Winter, Summer | Winter, Summer | Winter, Summer
Unit Bridgeport Station 3 - SO2 Rate Annual v4.10, Unit 4164 and retrofits | 869 | 2243 | Rate Constraint in lbs/MMBtu | FALSE | L | Annual | Standard | lb/MMBtu | 0.13226 | 0.13226 | 0.13226 | 0.13226 | 0.13226 | 0.13226 | 0.13226
Unit Bridgeport Station 3 - SO2 Rate Annual v4.10, Unit 4164 and retrofits | 869 | 2243 | Rate Constraint in lbs/MMBtu | FALSE | L | Annual | Emissions at Affected Plants SO2 | MTons | 0 | 0 | 0 | 0 | 0 | 0 | 0
Unit Bridgeport Station 3 - SO2 Rate Annual v4.10, Unit 4164 and retrofits | 869 | 2243 | Rate Constraint in lbs/MMBtu | FALSE | L | Annual | Allowances Purchased SO2 | MTons | 0 | 0 | 0 | 0 | 0 | 0 | 0
Unit Bridgeport Station 3 - SO2 Rate Annual v4.10, Unit 4164 and retrofits | 869 | 2243 | Rate Constraint in lbs/MMBtu | FALSE | L | Annual | Allowances Sold SO2 | MTons | 0 | 0 | 0 | 0 | 0 | 0 | 0
Unit Bridgeport Station 3 - SO2 Rate Annual v4.10, Unit 4164 and retrofits | 869 | 2243 | Rate Constraint in lbs/MMBtu | FALSE | L | Annual | Allowances Banked | MTons | 0 | 0 | 0 | 0 | 0 | 0 | 0
Unit Bridgeport Station 3 - SO2 Rate Annual v4.10, Unit 4164 and retrofits | 869 | 2243 | Rate Constraint in lbs/MMBtu | FALSE | L | Annual | Allowances Withdrawn (1:1) | MTons | 0 | 0 | 0 | 0 | 0 | 0 | 0
Unit Bridgeport Station 3 - SO2 Rate Annual v4.10, Unit 4164 and retrofits | 869 | 2243 | Rate Constraint in lbs/MMBtu | FALSE | L | Annual | Allowances Withdrawn (n:1) | MTons | 0 | 0 | 0 | 0 | 0 | 0 | 0
Unit Bridgeport Station 3 - SO2 Rate Annual v4.10, Unit 4164 and retrofits | 869 | 2243 | Rate Constraint in lbs/MMBtu | FALSE | L | Annual | Net Emissions Allowance Position | MTons | 0 | 0 | 0 | 0 | 0 | 0 | 0
Unit Bridgeport Station 3 - SO2 Rate Annual v4.10, Unit 4164 and retrofits | 869 | 2243 | Rate Constraint in lbs/MMBtu | FALSE | L | Annual | Fuel Consumed | TBtu | 0 | 0 | 0 | 0 | 0 | 0 | 0
Unit Bridgeport Station 3 - SO2 Rate Annual v4.10, Unit 4164 and retrofits | 869 | 2243 | Rate Constraint in lbs/MMBtu | FALSE | L | Annual | Rate | lb/MMBtu | 0 | 0 | 0 | 0 | 0 | 0 | 0
Unit Bridgeport Station 3 - SO2 Rate Annual v4.10, Unit 4164 and retrofits | 869 | 2243 | Rate Constraint in lbs/MMBtu | FALSE | L | Annual | Generation | TWh | 0 | 0 | 0 | 0 | 0 | 0 | 0
Unit Bridgeport Station 3 - SO2 Rate Annual v4.10, Unit 4164 and retrofits | 869 | 2243 | Rate Constraint in lbs/MMBtu | FALSE | L | Annual | Qualifying Generation | TWh | 0 | 0 | 0 | 0 | 0 | 0 | 0
Unit Bridgeport Station 3 - SO2 Rate Annual v4.10, Unit 4164 and retrofits | 869 | 2243 | Rate Constraint in lbs/MMBtu | FALSE | L | Annual | Rate | lb/MWh | 0 | 0 | 0 | 0 | 0 | 0 | 0
Unit Bridgeport Station 3 - SO2 Rate Annual v4.10, Unit 4164 and retrofits | 869 | 2243 | Rate Constraint in lbs/MMBtu | FALSE | L | Annual | Constraint Shadow Price | US$/Ton | 0 | 0 | 0 | 0 | 0 | 0 | 0
Unit Comanche 1,2 - NOX Rate Annual v3.1, Unit 4136 and retrofits | 870 | 1892 | Rate Constraint in lbs/MMBtu | FALSE | L | Annual | Seasons Included | Seasons | Winter, Summer | Winter, Summer | Winter, Summer | Winter, Summer | Winter, Summer | Winter, Summer | Winter, Summer
Unit Comanche 1,2 - NOX Rate Annual v3.1, Unit 4136 and retrofits | 870 | 1892 | Rate Constraint in lbs/MMBtu | FALSE | L | Annual | Standard | lb/MMBtu | 0.15 | 0.15 | 0.15 | 0.15 | 0.15 | 0.15 | 0.15
Unit Comanche 1,2 - NOX Rate Annual v3.1, Unit 4136 and retrofits | 870 | 1892 | Rate Constraint in lbs/MMBtu | FALSE | L | Annual | Emissions at Affected Plants NOX | MTons | 1.5511 | 1.4735 | 0.93723 | 0.93723 | 0.93723 | 0.89349 | 1.1896
Unit Comanche 1,2 - NOX Rate Annual v3.1, Unit 4136 and retrofits | 870 | 1892 | Rate Constraint in lbs/MMBtu | FALSE | L | Annual | Allowances Purchased NOX | MTons | 0 | 0 | 0 | 0 | 0 | 0 | 0
Unit Comanche 1,2 - NOX Rate Annual v3.1, Unit 4136 and retrofits | 870 | 1892 | Rate Constraint in lbs/MMBtu | FALSE | L | Annual | Allowances Sold NOX | MTons | 0 | 0 | 0 | 0 | 0 | 0 | 0
Unit Comanche 1,2 - NOX Rate Annual v3.1, Unit 4136 and retrofits | 870 | 1892 | Rate Constraint in lbs/MMBtu | FALSE | L | Annual | Allowances Banked | MTons | 0 | 0 | 0 | 0 | 0 | 0 | 0
Unit Comanche 1,2 - NOX Rate Annual v3.1, Unit 4136 and retrofits | 870 | 1892 | Rate Constraint in lbs/MMBtu | FALSE | L | Annual | Allowances Withdrawn (1:1) | MTons | 0 | 0 | 0 | 0 | 0 | 0 | 0
Unit Comanche 1,2 - NOX Rate Annual v3.1, Unit 4136 and retrofits | 870 | 1892 | Rate Constraint in lbs/MMBtu | FALSE | L | Annual | Allowances Withdrawn (n:1) | MTons | 0 | 0 | 0 | 0 | 0 | 0 | 0
Unit Comanche 1,2 - NOX Rate Annual v3.1, Unit 4136 and retrofits | 870 | 1892 | Rate Constraint in lbs/MMBtu | FALSE | L | Annual | Net Emissions Allowance Position | MTons | 1.5511 | 1.4735 | 0.93723 | 0.93723 | 0.93723 | 0.89349 | 1.1896
Unit Comanche 1,2 - NOX Rate Annual v3.1, Unit 4136 and retrofits | 870 | 1892 | Rate Constraint in lbs/MMBtu | FALSE | L | Annual | Fuel Consumed | TBtu | 25.2366 | 23.9748 | 15.2491 | 15.2491 | 15.2491 | 14.5936 | 19.3547
Unit Comanche 1,2 - NOX Rate Annual v3.1, Unit 4136 and retrofits | 870 | 1892 | Rate Constraint in lbs/MMBtu | FALSE | L | Annual | Rate | lb/MMBtu | 0.12292 | 0.12292 | 0.12292 | 0.12292 | 0.12292 | 0.12245 | 0.12292
Unit Comanche 1,2 - NOX Rate Annual v3.1, Unit 4136 and retrofits | 870 | 1892 | Rate Constraint in lbs/MMBtu | FALSE | L | Annual | Generation | TWh | 2.4033 | 2.4033 | 1.5286 | 1.5286 | 1.5286 | 1.46 | 1.9401
Unit Comanche 1,2 - NOX Rate Annual v3.1, Unit 4136 and retrofits | 870 | 1892 | Rate Constraint in lbs/MMBtu | FALSE | L | Annual | Qualifying Generation | TWh | 2.4033 | 2.4033 | 1.5286 | 1.5286 | 1.5286 | 1.46 | 1.9401
Unit Comanche 1,2 - NOX Rate Annual v3.1, Unit 4136 and retrofits | 870 | 1892 | Rate Constraint in lbs/MMBtu | FALSE | L | Annual | Rate | lb/MWh | 0.64541 | 0.61314 | 0.61314 | 0.61314 | 0.61314 | 0.61199 | 0.61314
Unit Comanche 1,2 - NOX Rate Annual v3.1, Unit 4136 and retrofits | 870 | 1892 | Rate Constraint in lbs/MMBtu | FALSE | L | Annual | Constraint Shadow Price | US$/Ton | 0 | 0 | 0 | 0 | 0 | 0 | 0
Unit Comanche 1,2 - NOX Rate Annual v3.1, Unit 4137 and retrofits | 871 | 1892 | Rate Constraint in lbs/MMBtu | FALSE | L | Annual | Seasons Included | Seasons | Winter, Summer | Winter, Summer | Winter, Summer | Winter, Summer | Winter, Summer | Winter, Summer | Winter, Summer
Unit Comanche 1,2 - NOX Rate Annual v3.1, Unit 4137 and retrofits | 871 | 1892 | Rate Constraint in lbs/MMBtu | FALSE | L | Annual | Standard | lb/MMBtu | 0.15 | 0.15 | 0.15 | 0.15 | 0.15 | 0.15 | 0.15
Unit Comanche 1,2 - NOX Rate Annual v3.1, Unit 4137 and retrofits | 871 | 1892 | Rate Constraint in lbs/MMBtu | FALSE | L | Annual | Emissions at Affected Plants NOX | MTons | 1.8416 | 1.8416 | 1.2567 | 1.329 | 1.2124 | 1.1147 | 1.4867
Unit Comanche 1,2 - NOX Rate Annual v3.1, Unit 4137 and retrofits | 871 | 1892 | Rate Constraint in lbs/MMBtu | FALSE | L | Annual | Allowances Purchased NOX | MTons | 0 | 0 | 0 | 0 | 0 | 0 | 0
Unit Comanche 1,2 - NOX Rate Annual v3.1, Unit 4137 and retrofits | 871 | 1892 | Rate Constraint in lbs/MMBtu | FALSE | L | Annual | Allowances Sold NOX | MTons | 0 | 0 | 0 | 0 | 0 | 0 | 0
Unit Comanche 1,2 - NOX Rate Annual v3.1, Unit 4137 and retrofits | 871 | 1892 | Rate Constraint in lbs/MMBtu | FALSE | L | Annual | Allowances Banked | MTons | 0 | 0 | 0 | 0 | 0 | 0 | 0
Unit Comanche 1,2 - NOX Rate Annual v3.1, Unit 4137 and retrofits | 871 | 1892 | Rate Constraint in lbs/MMBtu | FALSE | L | Annual | Allowances Withdrawn (1:1) | MTons | 0 | 0 | 0 | 0 | 0 | 0 | 0
Unit Comanche 1,2 - NOX Rate Annual v3.1, Unit 4137 and retrofits | 871 | 1892 | Rate Constraint in lbs/MMBtu | FALSE | L | Annual | Allowances Withdrawn (n:1) | MTons | 0 | 0 | 0 | 0 | 0 | 0 | 0
Unit Comanche 1,2 - NOX Rate Annual v3.1, Unit 4137 and retrofits | 871 | 1892 | Rate Constraint in lbs/MMBtu | FALSE | L | Annual | Net Emissions Allowance Position | MTons | 1.8416 | 1.8416 | 1.2567 | 1.329 | 1.2124 | 1.1147 | 1.4867
Unit Comanche 1,2 - NOX Rate Annual v3.1, Unit 4137 and retrofits | 871 | 1892 | Rate Constraint in lbs/MMBtu | FALSE | L | Annual | Fuel Consumed | TBtu | 24.5548 | 24.5548 | 16.7563 | 17.7198 | 16.1654 | 14.8619 | 19.8229
Unit Comanche 1,2 - NOX Rate Annual v3.1, Unit 4137 and retrofits | 871 | 1892 | Rate Constraint in lbs/MMBtu | FALSE | L | Annual | Rate | lb/MMBtu | 0.15 | 0.15 | 0.15 | 0.15 | 0.15 | 0.15001 | 0.15
Unit Comanche 1,2 - NOX Rate Annual v3.1, Unit 4137 and retrofits | 871 | 1892 | Rate Constraint in lbs/MMBtu | FALSE | L | Annual | Generation | TWh | 2.4756 | 2.4756 | 1.6894 | 1.7865 | 1.6298 | 1.4954 | 1.9985
Unit Comanche 1,2 - NOX Rate Annual v3.1, Unit 4137 and retrofits | 871 | 1892 | Rate Constraint in lbs/MMBtu | FALSE | L | Annual | Qualifying Generation | TWh | 2.4756 | 2.4756 | 1.6894 | 1.7865 | 1.6298 | 1.4954 | 1.9985
Unit Comanche 1,2 - NOX Rate Annual v3.1, Unit 4137 and retrofits | 871 | 1892 | Rate Constraint in lbs/MMBtu | FALSE | L | Annual | Rate | lb/MWh | 0.7439 | 0.7439 | 0.7439 | 0.7439 | 0.7439 | 0.74541 | 0.7439
Unit Comanche 1,2 - NOX Rate Annual v3.1, Unit 4137 and retrofits | 871 | 1892 | Rate Constraint in lbs/MMBtu | FALSE | L | Annual | Constraint Shadow Price | US$/Ton | 31266.224 | 45045.617 | 1651.9892 | 1326.9954 | 1675.7237 | 1016.7903 | 1589.2293
Unit Comanche 1,2 - SO2 Rate Annual v3.1, Unit 4136 and retrofits | 872 | 1893 | Rate Constraint in lbs/MMBtu | FALSE | L | Annual | Seasons Included | Seasons | Winter, Summer | Winter, Summer | Winter, Summer | Winter, Summer | Winter, Summer | Winter, Summer | Winter, Summer
Unit Comanche 1,2 - SO2 Rate Annual v3.1, Unit 4136 and retrofits | 872 | 1893 | Rate Constraint in lbs/MMBtu | FALSE | L | Annual | Standard | lb/MMBtu | 0.1 | 0.1 | 0.1 | 0.1 | 0.1 | 0.1 | 0.1
Unit Comanche 1,2 - SO2 Rate Annual v3.1, Unit 4136 and retrofits | 872 | 1893 | Rate Constraint in lbs/MMBtu | FALSE | L | Annual | Emissions at Affected Plants SO2 | MTons | 1.0082 | 0.95779 | 0.6092 | 0.6092 | 0.6092 | 0.58302 | 0.77322
Unit Comanche 1,2 - SO2 Rate Annual v3.1, Unit 4136 and retrofits | 872 | 1893 | Rate Constraint in lbs/MMBtu | FALSE | L | Annual | Allowances Purchased SO2 | MTons | 0 | 0 | 0 | 0 | 0 | 0 | 0
Unit Comanche 1,2 - SO2 Rate Annual v3.1, Unit 4136 and retrofits | 872 | 1893 | Rate Constraint in lbs/MMBtu | FALSE | L | Annual | Allowances Sold SO2 | MTons | 0 | 0 | 0 | 0 | 0 | 0 | 0
Unit Comanche 1,2 - SO2 Rate Annual v3.1, Unit 4136 and retrofits | 872 | 1893 | Rate Constraint in lbs/MMBtu | FALSE | L | Annual | Allowances Banked | MTons | 0 | 0 | 0 | 0 | 0 | 0 | 0
Unit Comanche 1,2 - SO2 Rate Annual v3.1, Unit 4136 and retrofits | 872 | 1893 | Rate Constraint in lbs/MMBtu | FALSE | L | Annual | Allowances Withdrawn (1:1) | MTons | 0 | 0 | 0 | 0 | 0 | 0 | 0
Unit Comanche 1,2 - SO2 Rate Annual v3.1, Unit 4136 and retrofits | 872 | 1893 | Rate Constraint in lbs/MMBtu | FALSE | L | Annual | Allowances Withdrawn (n:1) | MTons | 0 | 0 | 0 | 0 | 0 | 0 | 0
Unit Comanche 1,2 - SO2 Rate Annual v3.1, Unit 4136 and retrofits | 872 | 1893 | Rate Constraint in lbs/MMBtu | FALSE | L | Annual | Net Emissions Allowance Position | MTons | 1.0082 | 0.95779 | 0.6092 | 0.6092 | 0.6092 | 0.58302 | 0.77322
Unit Comanche 1,2 - SO2 Rate Annual v3.1, Unit 4136 and retrofits | 872 | 1893 | Rate Constraint in lbs/MMBtu | FALSE | L | Annual | Fuel Consumed | TBtu | 25.2366 | 23.9748 | 15.2491 | 15.2491 | 15.2491 | 14.5936 | 19.3547
Unit Comanche 1,2 - SO2 Rate Annual v3.1, Unit 4136 and retrofits | 872 | 1893 | Rate Constraint in lbs/MMBtu | FALSE | L | Annual | Rate | lb/MMBtu | 0.0799 | 0.0799 | 0.0799 | 0.0799 | 0.0799 | 0.0799 | 0.0799
Unit Comanche 1,2 - SO2 Rate Annual v3.1, Unit 4136 and retrofits | 872 | 1893 | Rate Constraint in lbs/MMBtu | FALSE | L | Annual | Generation | TWh | 2.4033 | 2.4033 | 1.5286 | 1.5286 | 1.5286 | 1.46 | 1.9401
Unit Comanche 1,2 - SO2 Rate Annual v3.1, Unit 4136 and retrofits | 872 | 1893 | Rate Constraint in lbs/MMBtu | FALSE | L | Annual | Qualifying Generation | TWh | 2.4033 | 2.4033 | 1.5286 | 1.5286 | 1.5286 | 1.46 | 1.9401
Unit Comanche 1,2 - SO2 Rate Annual v3.1, Unit 4136 and retrofits | 872 | 1893 | Rate Constraint in lbs/MMBtu | FALSE | L | Annual | Rate | lb/MWh | 0.41951 | 0.39854 | 0.39854 | 0.39854 | 0.39854 | 0.39933 | 0.39854
Unit Comanche 1,2 - SO2 Rate Annual v3.1, Unit 4136 and retrofits | 872 | 1893 | Rate Constraint in lbs/MMBtu | FALSE | L | Annual | Constraint Shadow Price | US$/Ton | 0 | 0 | 0 | 0 | 0 | 0 | 0
Unit Comanche 1,2 - SO2 Rate Annual v3.1, Unit 4137 and retrofits | 873 | 1893 | Rate Constraint in lbs/MMBtu | FALSE | L | Annual | Seasons Included | Seasons | Winter, Summer | Winter, Summer | Winter, Summer | Winter, Summer | Winter, Summer | Winter, Summer | Winter, Summer
Unit Comanche 1,2 - SO2 Rate Annual v3.1, Unit 4137 and retrofits | 873 | 1893 | Rate Constraint in lbs/MMBtu | FALSE | L | Annual | Standard | lb/MMBtu | 0.1 | 0.1 | 0.1 | 0.1 | 0.1 | 0.1 | 0.1
Unit Comanche 1,2 - SO2 Rate Annual v3.1, Unit 4137 and retrofits | 873 | 1893 | Rate Constraint in lbs/MMBtu | FALSE | L | Annual | Emissions at Affected Plants SO2 | MTons | 0.98097 | 0.98097 | 0.66941 | 0.70791 | 0.64581 | 0.59373 | 0.79193
Unit Comanche 1,2 - SO2 Rate Annual v3.1, Unit 4137 and retrofits | 873 | 1893 | Rate Constraint in lbs/MMBtu | FALSE | L | Annual | Allowances Purchased SO2 | MTons | 0 | 0 | 0 | 0 | 0 | 0 | 0
Unit Comanche 1,2 - SO2 Rate Annual v3.1, Unit 4137 and retrofits | 873 | 1893 | Rate Constraint in lbs/MMBtu | FALSE | L | Annual | Allowances Sold SO2 | MTons | 0 | 0 | 0 | 0 | 0 | 0 | 0
Unit Comanche 1,2 - SO2 Rate Annual v3.1, Unit 4137 and retrofits | 873 | 1893 | Rate Constraint in lbs/MMBtu | FALSE | L | Annual | Allowances Banked | MTons | 0 | 0 | 0 | 0 | 0 | 0 | 0
Unit Comanche 1,2 - SO2 Rate Annual v3.1, Unit 4137 and retrofits | 873 | 1893 | Rate Constraint in lbs/MMBtu | FALSE | L | Annual | Allowances Withdrawn (1:1) | MTons | 0 | 0 | 0 | 0 | 0 | 0 | 0
Unit Comanche 1,2 - SO2 Rate Annual v3.1, Unit 4137 and retrofits | 873 | 1893 | Rate Constraint in lbs/MMBtu | FALSE | L | Annual | Allowances Withdrawn (n:1) | MTons | 0 | 0 | 0 | 0 | 0 | 0 | 0
Unit Comanche 1,2 - SO2 Rate Annual v3.1, Unit 4137 and retrofits | 873 | 1893 | Rate Constraint in lbs/MMBtu | FALSE | L | Annual | Net Emissions Allowance Position | MTons | 0.98097 | 0.98097 | 0.66941 | 0.70791 | 0.64581 | 0.59373 | 0.79193
Unit Comanche 1,2 - SO2 Rate Annual v3.1, Unit 4137 and retrofits | 873 | 1893 | Rate Constraint in lbs/MMBtu | FALSE | L | Annual | Fuel Consumed | TBtu | 24.5548 | 24.5548 | 16.7563 | 17.7198 | 16.1654 | 14.8619 | 19.8229
Unit Comanche 1,2 - SO2 Rate Annual v3.1, Unit 4137 and retrofits | 873 | 1893 | Rate Constraint in lbs/MMBtu | FALSE | L | Annual | Rate | lb/MMBtu | 0.0799 | 0.0799 | 0.0799 | 0.0799 | 0.0799 | 0.0799 | 0.0799
Unit Comanche 1,2 - SO2 Rate Annual v3.1, Unit 4137 and retrofits | 873 | 1893 | Rate Constraint in lbs/MMBtu | FALSE | L | Annual | Generation | TWh | 2.4756 | 2.4756 | 1.6894 | 1.7865 | 1.6298 | 1.4954 | 1.9985
Unit Comanche 1,2 - SO2 Rate Annual v3.1, Unit 4137 and retrofits | 873 | 1893 | Rate Constraint in lbs/MMBtu | FALSE | L | Annual | Qualifying Generation | TWh | 2.4756 | 2.4756 | 1.6894 | 1.7865 | 1.6298 | 1.4954 | 1.9985
Unit Comanche 1,2 - SO2 Rate Annual v3.1, Unit 4137 and retrofits | 873 | 1893 | Rate Constraint in lbs/MMBtu | FALSE | L | Annual | Rate | lb/MWh | 0.39625 | 0.39625 | 0.39625 | 0.39625 | 0.39625 | 0.39703 | 0.39625
Unit Comanche 1,2 - SO2 Rate Annual v3.1, Unit 4137 and retrofits | 873 | 1893 | Rate Constraint in lbs/MMBtu | FALSE | L | Annual | Constraint Shadow Price | US$/Ton | 0 | 0 | 0 | 0 | 0 | 0 | 0
Unit Comanche 3 - NOX Rate Annual v3.1, Unit 4116 and retrofits | 874 | 1894 | Rate Constraint in lbs/MMBtu | FALSE | L | Annual | Seasons Included | Seasons | Winter, Summer | Winter, Summer | Winter, Summer | Winter, Summer | Winter, Summer | Winter, Summer | Winter, Summer
Unit Comanche 3 - NOX Rate Annual v3.1, Unit 4116 and retrofits | 874 | 1894 | Rate Constraint in lbs/MMBtu | FALSE | L | Annual | Standard | lb/MMBtu | 0.08 | 0.08 | 0.08 | 0.08 | 0.08 | 0.08 | 0.08
Unit Comanche 3 - NOX Rate Annual v3.1, Unit 4116 and retrofits | 874 | 1894 | Rate Constraint in lbs/MMBtu | FALSE | L | Annual | Emissions at Affected Plants NOX | MTons | 1.7416 | 1.7086 | 1.2831 | 1.2378 | 1.3006 | 1.2036 | 1.5797
Unit Comanche 3 - NOX Rate Annual v3.1, Unit 4116 and retrofits | 874 | 1894 | Rate Constraint in lbs/MMBtu | FALSE | L | Annual | Allowances Purchased NOX | MTons | 0 | 0 | 0 | 0 | 0 | 0 | 0
Unit Comanche 3 - NOX Rate Annual v3.1, Unit 4116 and retrofits | 874 | 1894 | Rate Constraint in lbs/MMBtu | FALSE | L | Annual | Allowances Sold NOX | MTons | 0 | 0 | 0 | 0 | 0 | 0 | 0
Unit Comanche 3 - NOX Rate Annual v3.1, Unit 4116 and retrofits | 874 | 1894 | Rate Constraint in lbs/MMBtu | FALSE | L | Annual | Allowances Banked | MTons | 0 | 0 | 0 | 0 | 0 | 0 | 0
Unit Comanche 3 - NOX Rate Annual v3.1, Unit 4116 and retrofits | 874 | 1894 | Rate Constraint in lbs/MMBtu | FALSE | L | Annual | Allowances Withdrawn (1:1) | MTons | 0 | 0 | 0 | 0 | 0 | 0 | 0
Unit Comanche 3 - NOX Rate Annual v3.1, Unit 4116 and retrofits | 874 | 1894 | Rate Constraint in lbs/MMBtu | FALSE | L | Annual | Allowances Withdrawn (n:1) | MTons | 0 | 0 | 0 | 0 | 0 | 0 | 0
Unit Comanche 3 - NOX Rate Annual v3.1, Unit 4116 and retrofits | 874 | 1894 | Rate Constraint in lbs/MMBtu | FALSE | L | Annual | Net Emissions Allowance Position | MTons | 1.7416 | 1.7086 | 1.2831 | 1.2378 | 1.3006 | 1.2036 | 1.5797
Unit Comanche 3 - NOX Rate Annual v3.1, Unit 4116 and retrofits | 874 | 1894 | Rate Constraint in lbs/MMBtu | FALSE | L | Annual | Fuel Consumed | TBtu | 54.4318 | 53.4018 | 40.1019 | 38.6865 | 40.8078 | 37.7651 | 49.5641
Unit Comanche 3 - NOX Rate Annual v3.1, Unit 4116 and retrofits | 874 | 1894 | Rate Constraint in lbs/MMBtu | FALSE | L | Annual | Rate | lb/MMBtu | 0.06399 | 0.06399 | 0.06399 | 0.06399 | 0.063744 | 0.063744 | 0.063744
Unit Comanche 3 - NOX Rate Annual v3.1, Unit 4116 and retrofits | 874 | 1894 | Rate Constraint in lbs/MMBtu | FALSE | L | Annual | Generation | TWh | 5.585 | 5.585 | 4.1951 | 4.0461 | 4.2609 | 3.9454 | 5.1753
Unit Comanche 3 - NOX Rate Annual v3.1, Unit 4116 and retrofits | 874 | 1894 | Rate Constraint in lbs/MMBtu | FALSE | L | Annual | Qualifying Generation | TWh | 5.585 | 5.585 | 4.1951 | 4.0461 | 4.2609 | 3.9454 | 5.1753
Unit Comanche 3 - NOX Rate Annual v3.1, Unit 4116 and retrofits | 874 | 1894 | Rate Constraint in lbs/MMBtu | FALSE | L | Annual | Rate | lb/MWh | 0.31183 | 0.30592 | 0.30585 | 0.30592 | 0.30524 | 0.30508 | 0.30524
Unit Comanche 3 - NOX Rate Annual v3.1, Unit 4116 and retrofits | 874 | 1894 | Rate Constraint in lbs/MMBtu | FALSE | L | Annual | Constraint Shadow Price | US$/Ton | 0 | 0 | 0 | 0 | 0 | 0 | 0
Unit Comanche 3 - SO2 Rate Annual v3.1, Unit 4116 and retrofits | 875 | 1895 | Rate Constraint in lbs/MMBtu | FALSE | L | Annual | Seasons Included | Seasons | Winter, Summer | Winter, Summer | Winter, Summer | Winter, Summer | Winter, Summer | Winter, Summer | Winter, Summer
Unit Comanche 3 - SO2 Rate Annual v3.1, Unit 4116 and retrofits | 875 | 1895 | Rate Constraint in lbs/MMBtu | FALSE | L | Annual | Standard | lb/MMBtu | 0.1 | 0.1 | 0.1 | 0.1 | 0.1 | 0.1 | 0.1
Unit Comanche 3 - SO2 Rate Annual v3.1, Unit 4116 and retrofits | 875 | 1895 | Rate Constraint in lbs/MMBtu | FALSE | L | Annual | Emissions at Affected Plants SO2 | MTons | 2.1746 | 2.1334 | 1.6021 | 1.5455 | 1.6303 | 1.5087 | 1.9801
Unit Comanche 3 - SO2 Rate Annual v3.1, Unit 4116 and retrofits | 875 | 1895 | Rate Constraint in lbs/MMBtu | FALSE | L | Annual | Allowances Purchased SO2 | MTons | 0 | 0 | 0 | 0 | 0 | 0 | 0
Unit Comanche 3 - SO2 Rate Annual v3.1, Unit 4116 and retrofits | 875 | 1895 | Rate Constraint in lbs/MMBtu | FALSE | L | Annual | Allowances Sold SO2 | MTons | 0 | 0 | 0 | 0 | 0 | 0 | 0
Unit Comanche 3 - SO2 Rate Annual v3.1, Unit 4116 and retrofits | 875 | 1895 | Rate Constraint in lbs/MMBtu | FALSE | L | Annual | Allowances Banked | MTons | 0 | 0 | 0 | 0 | 0 | 0 | 0
Unit Comanche 3 - SO2 Rate Annual v3.1, Unit 4116 and retrofits | 875 | 1895 | Rate Constraint in lbs/MMBtu | FALSE | L | Annual | Allowances Withdrawn (1:1) | MTons | 0 | 0 | 0 | 0 | 0 | 0 | 0
Unit Comanche 3 - SO2 Rate Annual v3.1, Unit 4116 and retrofits | 875 | 1895 | Rate Constraint in lbs/MMBtu | FALSE | L | Annual | Allowances Withdrawn (n:1) | MTons | 0 | 0 | 0 | 0 | 0 | 0 | 0
Unit Comanche 3 - SO2 Rate Annual v3.1, Unit 4116 and retrofits | 875 | 1895 | Rate Constraint in lbs/MMBtu | FALSE | L | Annual | Net Emissions Allowance Position | MTons | 2.1746 | 2.1334 | 1.6021 | 1.5455 | 1.6303 | 1.5087 | 1.9801
Unit Comanche 3 - SO2 Rate Annual v3.1, Unit 4116 and retrofits | 875 | 1895 | Rate Constraint in lbs/MMBtu | FALSE | L | Annual | Fuel Consumed | TBtu | 54.4318 | 53.4018 | 40.1019 | 38.6865 | 40.8078 | 37.7651 | 49.5641
Unit Comanche 3 - SO2 Rate Annual v3.1, Unit 4116 and retrofits | 875 | 1895 | Rate Constraint in lbs/MMBtu | FALSE | L | Annual | Rate | lb/MMBtu | 0.0799 | 0.0799 | 0.0799 | 0.0799 | 0.0799 | 0.0799 | 0.0799
Unit Comanche 3 - SO2 Rate Annual v3.1, Unit 4116 and retrofits | 875 | 1895 | Rate Constraint in lbs/MMBtu | FALSE | L | Annual | Generation | TWh | 5.585 | 5.585 | 4.1951 | 4.0461 | 4.2609 | 3.9454 | 5.1753
Unit Comanche 3 - SO2 Rate Annual v3.1, Unit 4116 and retrofits | 875 | 1895 | Rate Constraint in lbs/MMBtu | FALSE | L | Annual | Qualifying Generation | TWh | 5.585 | 5.585 | 4.1951 | 4.0461 | 4.2609 | 3.9454 | 5.1753
Unit Comanche 3 - SO2 Rate Annual v3.1, Unit 4116 and retrofits | 875 | 1895 | Rate Constraint in lbs/MMBtu | FALSE | L | Annual | Rate | lb/MWh | 0.38935 | 0.38198 | 0.38189 | 0.38198 | 0.38261 | 0.3824 | 0.3826
Unit Comanche 3 - SO2 Rate Annual v3.1, Unit 4116 and retrofits | 875 | 1895 | Rate Constraint in lbs/MMBtu | FALSE | L | Annual | Constraint Shadow Price | US$/Ton | 0 | 0 | 0 | 0 | 0 | 0 | 0
Unit E D Edwards 1 - SO2 Rate Annual v4.10, Unit 4159 and retrofits | 876 | 2241 | Rate Constraint in lbs/MMBtu | FALSE | L | Annual | Seasons Included | Seasons | Winter, Summer | Winter, Summer | Winter, Summer | Winter, Summer | Winter, Summer | Winter, Summer | Winter, Summer
Unit E D Edwards 1 - SO2 Rate Annual v4.10, Unit 4159 and retrofits | 876 | 2241 | Rate Constraint in lbs/MMBtu | FALSE | L | Annual | Standard | lb/MMBtu | 0.4578 | 0.4578 | 0.4578 | 0.4578 | 0.4578 | 0.4578 | 0.4578
Unit E D Edwards 1 - SO2 Rate Annual v4.10, Unit 4159 and retrofits | 876 | 2241 | Rate Constraint in lbs/MMBtu | FALSE | L | Annual | Emissions at Affected Plants SO2 | MTons | 0 | 0 | 0 | 0 | 0 | 0 | 0
Unit E D Edwards 1 - SO2 Rate Annual v4.10, Unit 4159 and retrofits | 876 | 2241 | Rate Constraint in lbs/MMBtu | FALSE | L | Annual | Allowances Purchased SO2 | MTons | 0 | 0 | 0 | 0 | 0 | 0 | 0
Unit E D Edwards 1 - SO2 Rate Annual v4.10, Unit 4159 and retrofits | 876 | 2241 | Rate Constraint in lbs/MMBtu | FALSE | L | Annual | Allowances Sold SO2 | MTons | 0 | 0 | 0 | 0 | 0 | 0 | 0
Unit E D Edwards 1 - SO2 Rate Annual v4.10, Unit 4159 and retrofits | 876 | 2241 | Rate Constraint in lbs/MMBtu | FALSE | L | Annual | Allowances Banked | MTons | 0 | 0 | 0 | 0 | 0 | 0 | 0
Unit E D Edwards 1 - SO2 Rate Annual v4.10, Unit 4159 and retrofits | 876 | 2241 | Rate Constraint in lbs/MMBtu | FALSE | L | Annual | Allowances Withdrawn (1:1) | MTons | 0 | 0 | 0 | 0 | 0 | 0 | 0
Unit E D Edwards 1 - SO2 Rate Annual v4.10, Unit 4159 and retrofits | 876 | 2241 | Rate Constraint in lbs/MMBtu | FALSE | L | Annual | Allowances Withdrawn (n:1) | MTons | 0 | 0 | 0 | 0 | 0 | 0 | 0
Unit E D Edwards 1 - SO2 Rate Annual v4.10, Unit 4159 and retrofits | 876 | 2241 | Rate Constraint in lbs/MMBtu | FALSE | L | Annual | Net Emissions Allowance Position | MTons | 0 | 0 | 0 | 0 | 0 | 0 | 0
Unit E D Edwards 1 - SO2 Rate Annual v4.10, Unit 4159 and retrofits | 876 | 2241 | Rate Constraint in lbs/MMBtu | FALSE | L | Annual | Fuel Consumed | TBtu | 0 | 0 | 0 | 0 | 0 | 0 | 0
Unit E D Edwards 1 - SO2 Rate Annual v4.10, Unit 4159 and retrofits | 876 | 2241 | Rate Constraint in lbs/MMBtu | FALSE | L | Annual | Rate | lb/MMBtu | 0 | 0 | 0 | 0 | 0 | 0 | 0
Unit E D Edwards 1 - SO2 Rate Annual v4.10, Unit 4159 and retrofits | 876 | 2241 | Rate Constraint in lbs/MMBtu | FALSE | L | Annual | Generation | TWh | 0 | 0 | 0 | 0 | 0 | 0 | 0
Unit E D Edwards 1 - SO2 Rate Annual v4.10, Unit 4159 and retrofits | 876 | 2241 | Rate Constraint in lbs/MMBtu | FALSE | L | Annual | Qualifying Generation | TWh | 0 | 0 | 0 | 0 | 0 | 0 | 0
Unit E D Edwards 1 - SO2 Rate Annual v4.10, Unit 4159 and retrofits | 876 | 2241 | Rate Constraint in lbs/MMBtu | FALSE | L | Annual | Rate | lb/MWh | 0 | 0 | 0 | 0 | 0 | 0 | 0
Unit E D Edwards 1 - SO2 Rate Annual v4.10, Unit 4159 and retrofits | 876 | 2241 | Rate Constraint in lbs/MMBtu | FALSE | L | Annual | Constraint Shadow Price | US$/Ton | 0 | 0 | 0 | 0 | 0 | 0 | 0
Unit E D Edwards 2 - SO2 Rate Annual v4.10, Unit 4158 and retrofits | 877 | 2242 | Rate Constraint in lbs/MMBtu | FALSE | L | Annual | Seasons Included | Seasons | Winter, Summer | Winter, Summer | Winter, Summer | Winter, Summer | Winter, Summer | Winter, Summer | Winter, Summer
Unit E D Edwards 2 - SO2 Rate Annual v4.10, Unit 4158 and retrofits | 877 | 2242 | Rate Constraint in lbs/MMBtu | FALSE | L | Annual | Standard | lb/MMBtu | 0.45782 | 0.45782 | 0.45782 | 0.45782 | 0.45782 | 0.45782 | 0.45782
Unit E D Edwards 2 - SO2 Rate Annual v4.10, Unit 4158 and retrofits | 877 | 2242 | Rate Constraint in lbs/MMBtu | FALSE | L | Annual | Emissions at Affected Plants SO2 | MTons | 0.0055243 | 0.0055243 | 0.0055243 | 0.0055243 | 0.0055243 | 0.0055243 | 0.0055243
Unit E D Edwards 2 - SO2 Rate Annual v4.10, Unit 4158 and retrofits | 877 | 2242 | Rate Constraint in lbs/MMBtu | FALSE | L | Annual | Allowances Purchased SO2 | MTons | 0 | 0 | 0 | 0 | 0 | 0 | 0
Unit E D Edwards 2 - SO2 Rate Annual v4.10, Unit 4158 and retrofits | 877 | 2242 | Rate Constraint in lbs/MMBtu | FALSE | L | Annual | Allowances Sold SO2 | MTons | 0 | 0 | 0 | 0 | 0 | 0 | 0
Unit E D Edwards 2 - SO2 Rate Annual v4.10, Unit 4158 and retrofits | 877 | 2242 | Rate Constraint in lbs/MMBtu | FALSE | L | Annual | Allowances Banked | MTons | 0 | 0 | 0 | 0 | 0 | 0 | 0
Unit E D Edwards 2 - SO2 Rate Annual v4.10, Unit 4158 and retrofits | 877 | 2242 | Rate Constraint in lbs/MMBtu | FALSE | L | Annual | Allowances Withdrawn (1:1) | MTons | 0 | 0 | 0 | 0 | 0 | 0 | 0
Unit E D Edwards 2 - SO2 Rate Annual v4.10, Unit 4158 and retrofits | 877 | 2242 | Rate Constraint in lbs/MMBtu | FALSE | L | Annual | Allowances Withdrawn (n:1) | MTons | 0 | 0 | 0 | 0 | 0 | 0 | 0
Unit E D Edwards 2 - SO2 Rate Annual v4.10, Unit 4158 and retrofits | 877 | 2242 | Rate Constraint in lbs/MMBtu | FALSE | L | Annual | Net Emissions Allowance Position | MTons | 0.0055243 | 0.0055243 | 0.0055243 | 0.0055243 | 0.0055243 | 0.0055243 | 0.0055243
Unit E D Edwards 2 - SO2 Rate Annual v4.10, Unit 4158 and retrofits | 877 | 2242 | Rate Constraint in lbs/MMBtu | FALSE | L | Annual | Fuel Consumed | TBtu | 0.06761 | 0.06761 | 0.06761 | 0.06761 | 0.06761 | 0.06761 | 0.06761
Unit E D Edwards 2 - SO2 Rate Annual v4.10, Unit 4158 and retrofits | 877 | 2242 | Rate Constraint in lbs/MMBtu | FALSE | L | Annual | Rate | lb/MMBtu | 0.16342 | 0.16342 | 0.16342 | 0.16342 | 0.16342 | 0.16342 | 0.16342
Unit E D Edwards 2 - SO2 Rate Annual v4.10, Unit 4158 and retrofits | 877 | 2242 | Rate Constraint in lbs/MMBtu | FALSE | L | Annual | Generation | TWh | 0.007211 | 0.007211 | 0.007211 | 0.007211 | 0.007211 | 0.007211 | 0.007211
Unit E D Edwards 2 - SO2 Rate Annual v4.10, Unit 4158 and retrofits | 877 | 2242 | Rate Constraint in lbs/MMBtu | FALSE | L | Annual | Qualifying Generation | TWh | 0.007211 | 0.007211 | 0.007211 | 0.007211 | 0.007211 | 0.007211 | 0.007211
Unit E D Edwards 2 - SO2 Rate Annual v4.10, Unit 4158 and retrofits | 877 | 2242 | Rate Constraint in lbs/MMBtu | FALSE | L | Annual | Rate | lb/MWh | 0.76609 | 0.76609 | 0.76609 | 0.76609 | 0.76609 | 0.76609 | 0.76609
Unit E D Edwards 2 - SO2 Rate Annual v4.10, Unit 4158 and retrofits | 877 | 2242 | Rate Constraint in lbs/MMBtu | FALSE | L | Annual | Constraint Shadow Price | US$/Ton | 0 | 0 | 0 | 0 | 0 | 0 | 0
Unit E D Edwards 3 - SO2 Rate Annual v4.10, Unit 4143 and retrofits | 878 | 2240 | Rate Constraint in lbs/MMBtu | FALSE | L | Annual | Seasons Included | Seasons | Winter, Summer | Winter, Summer | Winter, Summer | Winter, Summer | Winter, Summer | Winter, Summer | Winter, Summer
Unit E D Edwards 3 - SO2 Rate Annual v4.10, Unit 4143 and retrofits | 878 | 2240 | Rate Constraint in lbs/MMBtu | FALSE | L | Annual | Standard | lb/MMBtu | 0.42492 | 0.42492 | 0.42492 | 0.42492 | 0.42492 | 0.42492 | 0.42492
Unit E D Edwards 3 - SO2 Rate Annual v4.10, Unit 4143 and retrofits | 878 | 2240 | Rate Constraint in lbs/MMBtu | FALSE | L | Annual | Emissions at Affected Plants SO2 | MTons | 0.93647 | 0.93333 | 0.93647 | 0.93647 | 0.93647 | 0.93647 | 0.93647
Unit E D Edwards 3 - SO2 Rate Annual v4.10, Unit 4143 and retrofits | 878 | 2240 | Rate Constraint in lbs/MMBtu | FALSE | L | Annual | Allowances Purchased SO2 | MTons | 0 | 0 | 0 | 0 | 0 | 0 | 0
Unit E D Edwards 3 - SO2 Rate Annual v4.10, Unit 4143 and retrofits | 878 | 2240 | Rate Constraint in lbs/MMBtu | FALSE | L | Annual | Allowances Sold SO2 | MTons | 0 | 0 | 0 | 0 | 0 | 0 | 0
Unit E D Edwards 3 - SO2 Rate Annual v4.10, Unit 4143 and retrofits | 878 | 2240 | Rate Constraint in lbs/MMBtu | FALSE | L | Annual | Allowances Banked | MTons | 0 | 0 | 0 | 0 | 0 | 0 | 0
Unit E D Edwards 3 - SO2 Rate Annual v4.10, Unit 4143 and retrofits | 878 | 2240 | Rate Constraint in lbs/MMBtu | FALSE | L | Annual | Allowances Withdrawn (1:1) | MTons | 0 | 0 | 0 | 0 | 0 | 0 | 0
Unit E D Edwards 3 - SO2 Rate Annual v4.10, Unit 4143 and retrofits | 878 | 2240 | Rate Constraint in lbs/MMBtu | FALSE | L | Annual | Allowances Withdrawn (n:1) | MTons | 0 | 0 | 0 | 0 | 0 | 0 | 0
Unit E D Edwards 3 - SO2 Rate Annual v4.10, Unit 4143 and retrofits | 878 | 2240 | Rate Constraint in lbs/MMBtu | FALSE | L | Annual | Net Emissions Allowance Position | MTons | 0.93647 | 0.93333 | 0.93647 | 0.93647 | 0.93647 | 0.93647 | 0.93647
Unit E D Edwards 3 - SO2 Rate Annual v4.10, Unit 4143 and retrofits | 878 | 2240 | Rate Constraint in lbs/MMBtu | FALSE | L | Annual | Fuel Consumed | TBtu | 23.3682 | 23.2895 | 23.3682 | 23.3682 | 23.3682 | 23.3682 | 23.3682
Unit E D Edwards 3 - SO2 Rate Annual v4.10, Unit 4143 and retrofits | 878 | 2240 | Rate Constraint in lbs/MMBtu | FALSE | L | Annual | Rate | lb/MMBtu | 0.080149 | 0.08015 | 0.080149 | 0.080149 | 0.080149 | 0.080149 | 0.080149
Unit E D Edwards 3 - SO2 Rate Annual v4.10, Unit 4143 and retrofits | 878 | 2240 | Rate Constraint in lbs/MMBtu | FALSE | L | Annual | Generation | TWh | 2.4437 | 2.4437 | 2.4437 | 2.4437 | 2.4437 | 2.4437 | 2.4437
Unit E D Edwards 3 - SO2 Rate Annual v4.10, Unit 4143 and retrofits | 878 | 2240 | Rate Constraint in lbs/MMBtu | FALSE | L | Annual | Qualifying Generation | TWh | 2.4437 | 2.4437 | 2.4437 | 2.4437 | 2.4437 | 2.4437 | 2.4437
Unit E D Edwards 3 - SO2 Rate Annual v4.10, Unit 4143 and retrofits | 878 | 2240 | Rate Constraint in lbs/MMBtu | FALSE | L | Annual | Rate | lb/MWh | 0.38323 | 0.38194 | 0.38323 | 0.38323 | 0.38323 | 0.38323 | 0.38323
Unit E D Edwards 3 - SO2 Rate Annual v4.10, Unit 4143 and retrofits | 878 | 2240 | Rate Constraint in lbs/MMBtu | FALSE | L | Annual | Constraint Shadow Price | US$/Ton | 0 | 0 | 0 | 0 | 0 | 0 | 0
Unit Gerald Gentleman 1 - SO2 Rate Annual v4.10, Unit 3549 and retrofits | 879 | 2227 | Rate Constraint in lbs/MMBtu | FALSE | L | Annual | Seasons Included | Seasons | Winter, Summer | Winter, Summer | Winter, Summer | Winter, Summer | Winter, Summer | Winter, Summer | Winter, Summer
Unit Gerald Gentleman 1 - SO2 Rate Annual v4.10, Unit 3549 and retrofits | 879 | 2227 | Rate Constraint in lbs/MMBtu | FALSE | L | Annual | Standard | lb/MMBtu | 0.60552 | 0.60552 | 0.60552 | 0.60552 | 0.60552 | 0.60552 | 0.60552
Unit Gerald Gentleman 1 - SO2 Rate Annual v4.10, Unit 3549 and retrofits | 879 | 2227 | Rate Constraint in lbs/MMBtu | FALSE | L | Annual | Emissions at Affected Plants SO2 | MTons | 4.3242 | 4.108 | 4.108 | 4.108 | 4.108 | 4.108 | 6.6578
Unit Gerald Gentleman 1 - SO2 Rate Annual v4.10, Unit 3549 and retrofits | 879 | 2227 | Rate Constraint in lbs/MMBtu | FALSE | L | Annual | Allowances Purchased SO2 | MTons | 0 | 0 | 0 | 0 | 0 | 0 | 0
Unit Gerald Gentleman 1 - SO2 Rate Annual v4.10, Unit 3549 and retrofits | 879 | 2227 | Rate Constraint in lbs/MMBtu | FALSE | L | Annual | Allowances Sold SO2 | MTons | 0 | 0 | 0 | 0 | 0 | 0 | 0
Unit Gerald Gentleman 1 - SO2 Rate Annual v4.10, Unit 3549 and retrofits | 879 | 2227 | Rate Constraint in lbs/MMBtu | FALSE | L | Annual | Allowances Banked | MTons | 0 | 0 | 0 | 0 | 0 | 0 | 0
Unit Gerald Gentleman 1 - SO2 Rate Annual v4.10, Unit 3549 and retrofits | 879 | 2227 | Rate Constraint in lbs/MMBtu | FALSE | L | Annual | Allowances Withdrawn (1:1) | MTons | 0 | 0 | 0 | 0 | 0 | 0 | 0
Unit Gerald Gentleman 1 - SO2 Rate Annual v4.10, Unit 3549 and retrofits | 879 | 2227 | Rate Constraint in lbs/MMBtu | FALSE | L | Annual | Allowances Withdrawn (n:1) | MTons | 0 | 0 | 0 | 0 | 0 | 0 | 0
Unit Gerald Gentleman 1 - SO2 Rate Annual v4.10, Unit 3549 and retrofits | 879 | 2227 | Rate Constraint in lbs/MMBtu | FALSE | L | Annual | Net Emissions Allowance Position | MTons | 4.3242 | 4.108 | 4.108 | 4.108 | 4.108 | 4.108 | 6.6578
Unit Gerald Gentleman 1 - SO2 Rate Annual v4.10, Unit 3549 and retrofits | 879 | 2227 | Rate Constraint in lbs/MMBtu | FALSE | L | Annual | Fuel Consumed | TBtu | 49.7033 | 47.2182 | 47.2182 | 47.2182 | 47.2182 | 47.2182 | 47.2182
Unit Gerald Gentleman 1 - SO2 Rate Annual v4.10, Unit 3549 and retrofits | 879 | 2227 | Rate Constraint in lbs/MMBtu | FALSE | L | Annual | Rate | lb/MMBtu | 0.174 | 0.174 | 0.174 | 0.174 | 0.174 | 0.174 | 0.282
Unit Gerald Gentleman 1 - SO2 Rate Annual v4.10, Unit 3549 and retrofits | 879 | 2227 | Rate Constraint in lbs/MMBtu | FALSE | L | Annual | Generation | TWh | 4.8296 | 4.8296 | 4.8296 | 4.8296 | 4.8296 | 4.8296 | 4.8296
Unit Gerald Gentleman 1 - SO2 Rate Annual v4.10, Unit 3549 and retrofits | 879 | 2227 | Rate Constraint in lbs/MMBtu | FALSE | L | Annual | Qualifying Generation | TWh | 4.8296 | 4.8296 | 4.8296 | 4.8296 | 4.8296 | 4.8296 | 4.8296
Unit Gerald Gentleman 1 - SO2 Rate Annual v4.10, Unit 3549 and retrofits | 879 | 2227 | Rate Constraint in lbs/MMBtu | FALSE | L | Annual | Rate | lb/MWh | 0.89536 | 0.85059 | 0.85059 | 0.85059 | 0.85059 | 0.85059 | 1.3785
Unit Gerald Gentleman 1 - SO2 Rate Annual v4.10, Unit 3549 and retrofits | 879 | 2227 | Rate Constraint in lbs/MMBtu | FALSE | L | Annual | Constraint Shadow Price | US$/Ton | 0 | 0 | 0 | 0 | 0 | 0 | 0
Unit Gerald Gentleman 2 - SO2 Rate Annual v4.10, Unit 3548 and retrofits | 880 | 2226 | Rate Constraint in lbs/MMBtu | FALSE | L | Annual | Seasons Included | Seasons | Winter, Summer | Winter, Summer | Winter, Summer | Winter, Summer | Winter, Summer | Winter, Summer | Winter, Summer
Unit Gerald Gentleman 2 - SO2 Rate Annual v4.10, Unit 3548 and retrofits | 880 | 2226 | Rate Constraint in lbs/MMBtu | FALSE | L | Annual | Standard | lb/MMBtu | 0.59507 | 0.59507 | 0.59507 | 0.59507 | 0.59507 | 0.59507 | 0.59507
Unit Gerald Gentleman 2 - SO2 Rate Annual v4.10, Unit 3548 and retrofits | 880 | 2226 | Rate Constraint in lbs/MMBtu | FALSE | L | Annual | Emissions at Affected Plants SO2 | MTons | 4.5784 | 4.3495 | 4.3495 | 4.3495 | 4.3495 | 4.3495 | 7.0492
Unit Gerald Gentleman 2 - SO2 Rate Annual v4.10, Unit 3548 and retrofits | 880 | 2226 | Rate Constraint in lbs/MMBtu | FALSE | L | Annual | Allowances Purchased SO2 | MTons | 0 | 0 | 0 | 0 | 0 | 0 | 0
Unit Gerald Gentleman 2 - SO2 Rate Annual v4.10, Unit 3548 and retrofits | 880 | 2226 | Rate Constraint in lbs/MMBtu | FALSE | L | Annual | Allowances Sold SO2 | MTons | 0 | 0 | 0 | 0 | 0 | 0 | 0
Unit Gerald Gentleman 2 - SO2 Rate Annual v4.10, Unit 3548 and retrofits | 880 | 2226 | Rate Constraint in lbs/MMBtu | FALSE | L | Annual | Allowances Banked | MTons | 0 | 0 | 0 | 0 | 0 | 0 | 0
Unit Gerald Gentleman 2 - SO2 Rate Annual v4.10, Unit 3548 and retrofits | 880 | 2226 | Rate Constraint in lbs/MMBtu | FALSE | L | Annual | Allowances Withdrawn (1:1) | MTons | 0 | 0 | 0 | 0 | 0 | 0 | 0
Unit Gerald Gentleman 2 - SO2 Rate Annual v4.10, Unit 3548 and retrofits | 880 | 2226 | Rate Constraint in lbs/MMBtu | FALSE | L | Annual | Allowances Withdrawn (n:1) | MTons | 0 | 0 | 0 | 0 | 0 | 0 | 0
Unit Gerald Gentleman 2 - SO2 Rate Annual v4.10, Unit 3548 and retrofits | 880 | 2226 | Rate Constraint in lbs/MMBtu | FALSE | L | Annual | Net Emissions Allowance Position | MTons | 4.5784 | 4.3495 | 4.3495 | 4.3495 | 4.3495 | 4.3495 | 7.0492
Unit Gerald Gentleman 2 - SO2 Rate Annual v4.10, Unit 3548 and retrofits | 880 | 2226 | Rate Constraint in lbs/MMBtu | FALSE | L | Annual | Fuel Consumed | TBtu | 52.6255 | 49.9943 | 49.9943 | 49.9943 | 49.9943 | 49.9943 | 49.9943
Unit Gerald Gentleman 2 - SO2 Rate Annual v4.10, Unit 3548 and retrofits | 880 | 2226 | Rate Constraint in lbs/MMBtu | FALSE | L | Annual | Rate | lb/MMBtu | 0.174 | 0.174 | 0.174 | 0.174 | 0.174 | 0.174 | 0.282
Unit Gerald Gentleman 2 - SO2 Rate Annual v4.10, Unit 3548 and retrofits | 880 | 2226 | Rate Constraint in lbs/MMBtu | FALSE | L | Annual | Generation | TWh | 5.0836 | 5.0836 | 5.0836 | 5.0836 | 5.0836 | 5.0836 | 5.0836
Unit Gerald Gentleman 2 - SO2 Rate Annual v4.10, Unit 3548 and retrofits | 880 | 2226 | Rate Constraint in lbs/MMBtu | FALSE | L | Annual | Qualifying Generation | TWh | 5.0836 | 5.0836 | 5.0836 | 5.0836 | 5.0836 | 5.0836 | 5.0836
Unit Gerald Gentleman 2 - SO2 Rate Annual v4.10, Unit 3548 and retrofits | 880 | 2226 | Rate Constraint in lbs/MMBtu | FALSE | L | Annual | Rate | lb/MWh | 0.90062 | 0.85559 | 0.85559 | 0.85559 | 0.85559 | 0.85559 | 1.3866
Unit Gerald Gentleman 2 - SO2 Rate Annual v4.10, Unit 3548 and retrofits | 880 | 2226 | Rate Constraint in lbs/MMBtu | FALSE | L | Annual | Constraint Shadow Price | US$/Ton | 0 | 0 | 0 | 0 | 0 | 0 | 0
Unit Lon Wright 8 - SO2 Rate Annual v4.10, Unit 3552 and retrofits | 881 | 2222 | Rate Constraint in lbs/MMBtu | FALSE | L | Annual | Seasons Included | Seasons | Winter, Summer | Winter, Summer | Winter, Summer | Winter, Summer | Winter, Summer | Winter, Summer | Winter, Summer
Unit Lon Wright 8 - SO2 Rate Annual v4.10, Unit 3552 and retrofits | 881 | 2222 | Rate Constraint in lbs/MMBtu | FALSE | L | Annual | Standard | lb/MMBtu | 0.64321 | 0.64321 | 0.64321 | 0.64321 | 0.64321 | 0.64321 | 0.64321
Unit Lon Wright 8 - SO2 Rate Annual v4.10, Unit 3552 and retrofits | 881 | 2222 | Rate Constraint in lbs/MMBtu | FALSE | L | Annual | Emissions at Affected Plants SO2 | MTons | 0 | 0 | 0 | 0 | 0 | 0 | 0
Unit Lon Wright 8 - SO2 Rate Annual v4.10, Unit 3552 and retrofits | 881 | 2222 | Rate Constraint in lbs/MMBtu | FALSE | L | Annual | Allowances Purchased SO2 | MTons | 0 | 0 | 0 | 0 | 0 | 0 | 0
Unit Lon Wright 8 - SO2 Rate Annual v4.10, Unit 3552 and retrofits | 881 | 2222 | Rate Constraint in lbs/MMBtu | FALSE | L | Annual | Allowances Sold SO2 | MTons | 0 | 0 | 0 | 0 | 0 | 0 | 0
Unit Lon Wright 8 - SO2 Rate Annual v4.10, Unit 3552 and retrofits | 881 | 2222 | Rate Constraint in lbs/MMBtu | FALSE | L | Annual | Allowances Banked | MTons | 0 | 0 | 0 | 0 | 0 | 0 | 0
Unit Lon Wright 8 - SO2 Rate Annual v4.10, Unit 3552 and retrofits | 881 | 2222 | Rate Constraint in lbs/MMBtu | FALSE | L | Annual | Allowances Withdrawn (1:1) | MTons | 0 | 0 | 0 | 0 | 0 | 0 | 0
Unit Lon Wright 8 - SO2 Rate Annual v4.10, Unit 3552 and retrofits | 881 | 2222 | Rate Constraint in lbs/MMBtu | FALSE | L | Annual | Allowances Withdrawn (n:1) | MTons | 0 | 0 | 0 | 0 | 0 | 0 | 0
Unit Lon Wright 8 - SO2 Rate Annual v4.10, Unit 3552 and retrofits | 881 | 2222 | Rate Constraint in lbs/MMBtu | FALSE | L | Annual | Net Emissions Allowance Position | MTons | 0 | 0 | 0 | 0 | 0 | 0 | 0
Unit Lon Wright 8 - SO2 Rate Annual v4.10, Unit 3552 and retrofits | 881 | 2222 | Rate Constraint in lbs/MMBtu | FALSE | L | Annual | Fuel Consumed | TBtu | 0 | 0 | 0 | 0 | 0 | 0 | 0
Unit Lon Wright 8 - SO2 Rate Annual v4.10, Unit 3552 and retrofits | 881 | 2222 | Rate Constraint in lbs/MMBtu | FALSE | L | Annual | Rate | lb/MMBtu | 0 | 0 | 0 | 0 | 0 | 0 | 0
Unit Lon Wright 8 - SO2 Rate Annual v4.10, Unit 3552 and retrofits | 881 | 2222 | Rate Constraint in lbs/MMBtu | FALSE | L | Annual | Generation | TWh | 0 | 0 | 0 | 0 | 0 | 0 | 0
Unit Lon Wright 8 - SO2 Rate Annual v4.10, Unit 3552 and retrofits | 881 | 2222 | Rate Constraint in lbs/MMBtu | FALSE | L | Annual | Qualifying Generation | TWh | 0 | 0 | 0 | 0 | 0 | 0 | 0
Unit Lon Wright 8 - SO2 Rate Annual v4.10, Unit 3552 and retrofits | 881 | 2222 | Rate Constraint in lbs/MMBtu | FALSE | L | Annual | Rate | lb/MWh | 0 | 0 | 0 | 0 | 0 | 0 | 0
Unit Lon Wright 8 - SO2 Rate Annual v4.10, Unit 3552 and retrofits | 881 | 2222 | Rate Constraint in lbs/MMBtu | FALSE | L | Annual | Constraint Shadow Price | US$/Ton | 0 | 0 | 0 | 0 | 0 | 0 | 0
Unit Nebraska City 1 - SO2 Rate Annual v4.10, Unit 3553 and retrofits | 882 | 2231 | Rate Constraint in lbs/MMBtu | FALSE | L | Annual | Seasons Included | Seasons | Winter, Summer | Winter, Summer | Winter, Summer | Winter, Summer | Winter, Summer | Winter, Summer | Winter, Summer
Unit Nebraska City 1 - SO2 Rate Annual v4.10, Unit 3553 and retrofits | 882 | 2231 | Rate Constraint in lbs/MMBtu | FALSE | L | Annual | Standard | lb/MMBtu | 0.70894 | 0.70894 | 0.70894 | 0.70894 | 0.70894 | 0.70894 | 0.70894
Unit Nebraska City 1 - SO2 Rate Annual v4.10, Unit 3553 and retrofits | 882 | 2231 | Rate Constraint in lbs/MMBtu | FALSE | L | Annual | Emissions at Affected Plants SO2 | MTons | 4.1216 | 3.9155 | 3.9155 | 3.9155 | 3.9155 | 3.9155 | 3.9155
Unit Nebraska City 1 - SO2 Rate Annual v4.10, Unit 3553 and retrofits | 882 | 2231 | Rate Constraint in lbs/MMBtu | FALSE | L | Annual | Allowances Purchased SO2 | MTons | 0 | 0 | 0 | 0 | 0 | 0 | 0
Unit Nebraska City 1 - SO2 Rate Annual v4.10, Unit 3553 and retrofits | 882 | 2231 | Rate Constraint in lbs/MMBtu | FALSE | L | Annual | Allowances Sold SO2 | MTons | 0 | 0 | 0 | 0 | 0 | 0 | 0
Unit Nebraska City 1 - SO2 Rate Annual v4.10, Unit 3553 and retrofits | 882 | 2231 | Rate Constraint in lbs/MMBtu | FALSE | L | Annual | Allowances Banked | MTons | 0 | 0 | 0 | 0 | 0 | 0 | 0
Unit Nebraska City 1 - SO2 Rate Annual v4.10, Unit 3553 and retrofits | 882 | 2231 | Rate Constraint in lbs/MMBtu | FALSE | L | Annual | Allowances Withdrawn (1:1) | MTons | 0 | 0 | 0 | 0 | 0 | 0 | 0
Unit Nebraska City 1 - SO2 Rate Annual v4.10, Unit 3553 and retrofits | 882 | 2231 | Rate Constraint in lbs/MMBtu | FALSE | L | Annual | Allowances Withdrawn (n:1) | MTons | 0 | 0 | 0 | 0 | 0 | 0 | 0
Unit Nebraska City 1 - SO2 Rate Annual v4.10, Unit 3553 and retrofits | 882 | 2231 | Rate Constraint in lbs/MMBtu | FALSE | L | Annual | Net Emissions Allowance Position | MTons | 4.1216 | 3.9155 | 3.9155 | 3.9155 | 3.9155 | 3.9155 | 3.9155
Unit Nebraska City 1 - SO2 Rate Annual v4.10, Unit 3553 and retrofits | 882 | 2231 | Rate Constraint in lbs/MMBtu | FALSE | L | Annual | Fuel Consumed | TBtu | 47.3744 | 45.0057 | 45.0057 | 45.0057 | 45.0057 | 45.0057 | 45.0057
Unit Nebraska City 1 - SO2 Rate Annual v4.10, Unit 3553 and retrofits | 882 | 2231 | Rate Constraint in lbs/MMBtu | FALSE | L | Annual | Rate | lb/MMBtu | 0.174 | 0.174 | 0.174 | 0.174 | 0.174 | 0.174 | 0.174
Unit Nebraska City 1 - SO2 Rate Annual v4.10, Unit 3553 and retrofits | 882 | 2231 | Rate Constraint in lbs/MMBtu | FALSE | L | Annual | Generation | TWh | 4.6783 | 4.6783 | 4.6783 | 4.6783 | 4.6783 | 4.6783 | 4.6783
Unit Nebraska City 1 - SO2 Rate Annual v4.10, Unit 3553 and retrofits | 882 | 2231 | Rate Constraint in lbs/MMBtu | FALSE | L | Annual | Qualifying Generation | TWh | 4.6783 | 4.6783 | 4.6783 | 4.6783 | 4.6783 | 4.6783 | 4.6783
Unit Nebraska City 1 - SO2 Rate Annual v4.10, Unit 3553 and retrofits | 882 | 2231 | Rate Constraint in lbs/MMBtu | FALSE | L | Annual | Rate | lb/MWh | 0.881 | 0.83695 | 0.83695 | 0.83695 | 0.83695 | 0.83695 | 0.83695
Unit Nebraska City 1 - SO2 Rate Annual v4.10, Unit 3553 and retrofits | 882 | 2231 | Rate Constraint in lbs/MMBtu | FALSE | L | Annual | Constraint Shadow Price | US$/Ton | 0 | 0 | 0 | 0 | 0 | 0 | 0
Unit North Omaha 1 - SO2 Rate Annual v4.10, Unit 3554 and retrofits | 883 | 2228 | Rate Constraint in lbs/MMBtu | FALSE | L | Annual | Seasons Included | Seasons | Winter, Summer | Winter, Summer | Winter, Summer | Winter, Summer | Winter, Summer | Winter, Summer | Winter, Summer
Unit North Omaha 1 - SO2 Rate Annual v4.10, Unit 3554 and retrofits | 883 | 2228 | Rate Constraint in lbs/MMBtu | FALSE | L | Annual | Standard | lb/MMBtu | 0.7567 | 0.7567 | 0.7567 | 0.7567 | 0.7567 | 0.7567 | 0.7567
Unit North Omaha 1 - SO2 Rate Annual v4.10, Unit 3554 and retrofits | 883 | 2228 | Rate Constraint in lbs/MMBtu | FALSE | L | Annual | Emissions at Affected Plants SO2 | MTons | 0 | 0 | 0 | 0 | 0 | 0 | 0
Unit North Omaha 1 - SO2 Rate Annual v4.10, Unit 3554 and retrofits | 883 | 2228 | Rate Constraint in lbs/MMBtu | FALSE | L | Annual | Allowances Purchased SO2 | MTons | 0 | 0 | 0 | 0 | 0 | 0 | 0
Unit North Omaha 1 - SO2 Rate Annual v4.10, Unit 3554 and retrofits | 883 | 2228 | Rate Constraint in lbs/MMBtu | FALSE | L | Annual | Allowances Sold SO2 | MTons | 0 | 0 | 0 | 0 | 0 | 0 | 0
Unit North Omaha 1 - SO2 Rate Annual v4.10, Unit 3554 and retrofits | 883 | 2228 | Rate Constraint in lbs/MMBtu | FALSE | L | Annual | Allowances Banked | MTons | 0 | 0 | 0 | 0 | 0 | 0 | 0
Unit North Omaha 1 - SO2 Rate Annual v4.10, Unit 3554 and retrofits | 883 | 2228 | Rate Constraint in lbs/MMBtu | FALSE | L | Annual | Allowances Withdrawn (1:1) | MTons | 0 | 0 | 0 | 0 | 0 | 0 | 0
Unit North Omaha 1 - SO2 Rate Annual v4.10, Unit 3554 and retrofits | 883 | 2228 | Rate Constraint in lbs/MMBtu | FALSE | L | Annual | Allowances Withdrawn (n:1) | MTons | 0 | 0 | 0 | 0 | 0 | 0 | 0
Unit North Omaha 1 - SO2 Rate Annual v4.10, Unit 3554 and retrofits | 883 | 2228 | Rate Constraint in lbs/MMBtu | FALSE | L | Annual | Net Emissions Allowance Position | MTons | 0 | 0 | 0 | 0 | 0 | 0 | 0
Unit North Omaha 1 - SO2 Rate Annual v4.10, Unit 3554 and retrofits | 883 | 2228 | Rate Constraint in lbs/MMBtu | FALSE | L | Annual | Fuel Consumed | TBtu | 0 | 0 | 0 | 0 | 0 | 0 | 0
Unit North Omaha 1 - SO2 Rate Annual v4.10, Unit 3554 and retrofits | 883 | 2228 | Rate Constraint in lbs/MMBtu | FALSE | L | Annual | Rate | lb/MMBtu | 0 | 0 | 0 | 0 | 0 | 0 | 0
Unit North Omaha 1 - SO2 Rate Annual v4.10, Unit 3554 and retrofits | 883 | 2228 | Rate Constraint in lbs/MMBtu | FALSE | L | Annual | Generation | TWh | 0 | 0 | 0 | 0 | 0 | 0 | 0
Unit North Omaha 1 - SO2 Rate Annual v4.10, Unit 3554 and retrofits | 883 | 2228 | Rate Constraint in lbs/MMBtu | FALSE | L | Annual | Qualifying Generation | TWh | 0 | 0 | 0 | 0 | 0 | 0 | 0
Unit North Omaha 1 - SO2 Rate Annual v4.10, Unit 3554 and retrofits | 883 | 2228 | Rate Constraint in lbs/MMBtu | FALSE | L | Annual | Rate | lb/MWh | 0 | 0 | 0 | 0 | 0 | 0 | 0
Unit North Omaha 1 - SO2 Rate Annual v4.10, Unit 3554 and retrofits | 883 | 2228 | Rate Constraint in lbs/MMBtu | FALSE | L | Annual | Constraint Shadow Price | US$/Ton | 0 | 0 | 0 | 0 | 0 | 0 | 0
Unit North Omaha 5 - SO2 Rate Annual v4.10, Unit 3557 and retrofits | 884 | 2230 | Rate Constraint in lbs/MMBtu | FALSE | L | Annual | Seasons Included | Seasons | Winter, Summer | Winter, Summer | Winter, Summer | Winter, Summer | Winter, Summer | Winter, Summer | Winter, Summer
Unit North Omaha 5 - SO2 Rate Annual v4.10, Unit 3557 and retrofits | 884 | 2230 | Rate Constraint in lbs/MMBtu | FALSE | L | Annual | Standard | lb/MMBtu | 0.73382 | 0.73382 | 0.73382 | 0.73382 | 0.73382 | 0.73382 | 0.73382
Unit North Omaha 5 - SO2 Rate Annual v4.10, Unit 3557 and retrofits | 884 | 2230 | Rate Constraint in lbs/MMBtu | FALSE | L | Annual | Emissions at Affected Plants SO2 | MTons | 1.476 | 1.4022 | 1.1052 | 1.1456 | 1.1456 | 1.2248 | 1.3025
Unit North Omaha 5 - SO2 Rate Annual v4.10, Unit 3557 and retrofits | 884 | 2230 | Rate Constraint in lbs/MMBtu | FALSE | L | Annual | Allowances Purchased SO2 | MTons | 0 | 0 | 0 | 0 | 0 | 0 | 0
Unit North Omaha 5 - SO2 Rate Annual v4.10, Unit 3557 and retrofits | 884 | 2230 | Rate Constraint in lbs/MMBtu | FALSE | L | Annual | Allowances Sold SO2 | MTons | 0 | 0 | 0 | 0 | 0 | 0 | 0
Unit North Omaha 5 - SO2 Rate Annual v4.10, Unit 3557 and retrofits | 884 | 2230 | Rate Constraint in lbs/MMBtu | FALSE | L | Annual | Allowances Banked | MTons | 0 | 0 | 0 | 0 | 0 | 0 | 0
Unit North Omaha 5 - SO2 Rate Annual v4.10, Unit 3557 and retrofits | 884 | 2230 | Rate Constraint in lbs/MMBtu | FALSE | L | Annual | Allowances Withdrawn (1:1) | MTons | 0 | 0 | 0 | 0 | 0 | 0 | 0
Unit North Omaha 5 - SO2 Rate Annual v4.10, Unit 3557 and retrofits | 884 | 2230 | Rate Constraint in lbs/MMBtu | FALSE | L | Annual | Allowances Withdrawn (n:1) | MTons | 0 | 0 | 0 | 0 | 0 | 0 | 0
Unit North Omaha 5 - SO2 Rate Annual v4.10, Unit 3557 and retrofits | 884 | 2230 | Rate Constraint in lbs/MMBtu | FALSE | L | Annual | Net Emissions Allowance Position | MTons | 1.476 | 1.4022 | 1.1052 | 1.1456 | 1.1456 | 1.2248 | 1.3025
Unit North Omaha 5 - SO2 Rate Annual v4.10, Unit 3557 and retrofits | 884 | 2230 | Rate Constraint in lbs/MMBtu | FALSE | L | Annual | Fuel Consumed | TBtu | 16.9651 | 16.1169 | 12.7034 | 13.1675 | 13.1675 | 14.0781 | 14.9718
Unit North Omaha 5 - SO2 Rate Annual v4.10, Unit 3557 and retrofits | 884 | 2230 | Rate Constraint in lbs/MMBtu | FALSE | L | Annual | Rate | lb/MMBtu | 0.174 | 0.174 | 0.174 | 0.174 | 0.174 | 0.174 | 0.174
Unit North Omaha 5 - SO2 Rate Annual v4.10, Unit 3557 and retrofits | 884 | 2230 | Rate Constraint in lbs/MMBtu | FALSE | L | Annual | Generation | TWh | 1.5256 | 1.5256 | 1.2025 | 1.2464 | 1.2464 | 1.3326 | 1.4172
Unit North Omaha 5 - SO2 Rate Annual v4.10, Unit 3557 and retrofits | 884 | 2230 | Rate Constraint in lbs/MMBtu | FALSE | L | Annual | Qualifying Generation | TWh | 1.5256 | 1.5256 | 1.2025 | 1.2464 | 1.2464 | 1.3326 | 1.4172
Unit North Omaha 5 - SO2 Rate Annual v4.10, Unit 3557 and retrofits | 884 | 2230 | Rate Constraint in lbs/MMBtu | FALSE | L | Annual | Rate | lb/MWh | 0.96747 | 0.9191 | 0.9191 | 0.9191 | 0.9191 | 0.9191 | 0.9191
Unit North Omaha 5 - SO2 Rate Annual v4.10, Unit 3557 and retrofits | 884 | 2230 | Rate Constraint in lbs/MMBtu | FALSE | L | Annual | Constraint Shadow Price | US$/Ton | 0 | 0 | 0 | 0 | 0 | 0 | 0
Unit Northport 1 - SO2 Rate Annual v4.10, Unit 3808 and retrofits | 885 | 2237 | Rate Constraint in lbs/MMBtu | FALSE | L | Annual | Seasons Included | Seasons | Winter, Summer | Winter, Summer | Winter, Summer | Winter, Summer | Winter, Summer | Winter, Summer | Winter, Summer
Unit Northport 1 - SO2 Rate Annual v4.10, Unit 3808 and retrofits | 885 | 2237 | Rate Constraint in lbs/MMBtu | FALSE | L | Annual | Standard | lb/MMBtu | 0.067089 | 0.067089 | 0.067089 | 0.067089 | 0.067089 | 0.067089 | 0.067089
Unit Northport 1 - SO2 Rate Annual v4.10, Unit 3808 and retrofits | 885 | 2237 | Rate Constraint in lbs/MMBtu | FALSE | L | Annual | Emissions at Affected Plants SO2 | MTons | 0 | 0 | 0 | 0 | 0 | 0 | 0
Unit Northport 1 - SO2 Rate Annual v4.10, Unit 3808 and retrofits | 885 | 2237 | Rate Constraint in lbs/MMBtu | FALSE | L | Annual | Allowances Purchased SO2 | MTons | 0 | 0 | 0 | 0 | 0 | 0 | 0
Unit Northport 1 - SO2 Rate Annual v4.10, Unit 3808 and retrofits | 885 | 2237 | Rate Constraint in lbs/MMBtu | FALSE | L | Annual | Allowances Sold SO2 | MTons | 0 | 0 | 0 | 0 | 0 | 0 | 0
Unit Northport 1 - SO2 Rate Annual v4.10, Unit 3808 and retrofits | 885 | 2237 | Rate Constraint in lbs/MMBtu | FALSE | L | Annual | Allowances Banked | MTons | 0 | 0 | 0 | 0 | 0 | 0 | 0
Unit Northport 1 - SO2 Rate Annual v4.10, Unit 3808 and retrofits | 885 | 2237 | Rate Constraint in lbs/MMBtu | FALSE | L | Annual | Allowances Withdrawn (1:1) | MTons | 0 | 0 | 0 | 0 | 0 | 0 | 0
Unit Northport 1 - SO2 Rate Annual v4.10, Unit 3808 and retrofits | 885 | 2237 | Rate Constraint in lbs/MMBtu | FALSE | L | Annual | Allowances Withdrawn (n:1) | MTons | 0 | 0 | 0 | 0 | 0 | 0 | 0
Unit Northport 1 - SO2 Rate Annual v4.10, Unit 3808 and retrofits | 885 | 2237 | Rate Constraint in lbs/MMBtu | FALSE | L | Annual | Net Emissions Allowance Position | MTons | 0 | 0 | 0 | 0 | 0 | 0 | 0
Unit Northport 1 - SO2 Rate Annual v4.10, Unit 3808 and retrofits | 885 | 2237 | Rate Constraint in lbs/MMBtu | FALSE | L | Annual | Fuel Consumed | TBtu | 4.2937 | 4.2937 | 4.2937 | 0 | 0 | 0 | 0
Unit Northport 1 - SO2 Rate Annual v4.10, Unit 3808 and retrofits | 885 | 2237 | Rate Constraint in lbs/MMBtu | FALSE | L | Annual | Rate | lb/MMBtu | 0 | 0 | 0 | 0 | 0 | 0 | 0
Unit Northport 1 - SO2 Rate Annual v4.10, Unit 3808 and retrofits | 885 | 2237 | Rate Constraint in lbs/MMBtu | FALSE | L | Annual | Generation | TWh | 0.39676 | 0.39676 | 0.39676 | 0 | 0 | 0 | 0
Unit Northport 1 - SO2 Rate Annual v4.10, Unit 3808 and retrofits | 885 | 2237 | Rate Constraint in lbs/MMBtu | FALSE | L | Annual | Qualifying Generation | TWh | 0.39676 | 0.39676 | 0.39676 | 0 | 0 | 0 | 0
Unit Northport 1 - SO2 Rate Annual v4.10, Unit 3808 and retrofits | 885 | 2237 | Rate Constraint in lbs/MMBtu | FALSE | L | Annual | Rate | lb/MWh | 0 | 0 | 0 | 0 | 0 | 0 | 0
Unit Northport 1 - SO2 Rate Annual v4.10, Unit 3808 and retrofits | 885 | 2237 | Rate Constraint in lbs/MMBtu | FALSE | L | Annual | Constraint Shadow Price | US$/Ton | 0 | 0 | 0 | 0 | 0 | 0 | 0
Unit Northport 2 - SO2 Rate Annual v4.10, Unit 3813 and retrofits | 886 | 2236 | Rate Constraint in lbs/MMBtu | FALSE | L | Annual | Seasons Included | Seasons | Winter, Summer | Winter, Summer | Winter, Summer | Winter, Summer | Winter, Summer | Winter, Summer | Winter, Summer
Unit Northport 2 - SO2 Rate Annual v4.10, Unit 3813 and retrofits | 886 | 2236 | Rate Constraint in lbs/MMBtu | FALSE | L | Annual | Standard | lb/MMBtu | 0.22071 | 0.22071 | 0.22071 | 0.22071 | 0.22071 | 0.22071 | 0.22071
Unit Northport 2 - SO2 Rate Annual v4.10, Unit 3813 and retrofits | 886 | 2236 | Rate Constraint in lbs/MMBtu | FALSE | L | Annual | Emissions at Affected Plants SO2 | MTons | 0 | 0 | 0 | 0 | 0 | 0 | 0
Unit Northport 2 - SO2 Rate Annual v4.10, Unit 3813 and retrofits | 886 | 2236 | Rate Constraint in lbs/MMBtu | FALSE | L | Annual | Allowances Purchased SO2 | MTons | 0 | 0 | 0 | 0 | 0 | 0 | 0
Unit Northport 2 - SO2 Rate Annual v4.10, Unit 3813 and retrofits | 886 | 2236 | Rate Constraint in lbs/MMBtu | FALSE | L | Annual | Allowances Sold SO2 | MTons | 0 | 0 | 0 | 0 | 0 | 0 | 0
Unit Northport 2 - SO2 Rate Annual v4.10, Unit 3813 and retrofits | 886 | 2236 | Rate Constraint in lbs/MMBtu | FALSE | L | Annual | Allowances Banked | MTons | 0 | 0 | 0 | 0 | 0 | 0 | 0
Unit Northport 2 - SO2 Rate Annual v4.10, Unit 3813 and retrofits | 886 | 2236 | Rate Constraint in lbs/MMBtu | FALSE | L | Annual | Allowances Withdrawn (1:1) | MTons | 0 | 0 | 0 | 0 | 0 | 0 | 0
Unit Northport 2 - SO2 Rate Annual v4.10, Unit 3813 and retrofits | 886 | 2236 | Rate Constraint in lbs/MMBtu | FALSE | L | Annual | Allowances Withdrawn (n:1) | MTons | 0 | 0 | 0 | 0 | 0 | 0 | 0
Unit Northport 2 - SO2 Rate Annual v4.10, Unit 3813 and retrofits | 886 | 2236 | Rate Constraint in lbs/MMBtu | FALSE | L | Annual | Net Emissions Allowance Position | MTons | 0 | 0 | 0 | 0 | 0 | 0 | 0
Unit Northport 2 - SO2 Rate Annual v4.10, Unit 3813 and retrofits | 886 | 2236 | Rate Constraint in lbs/MMBtu | FALSE | L | Annual | Fuel Consumed | TBtu | 5.702 | 5.702 | 5.702 | 3.9738 | 0 | 0 | 0
Unit Northport 2 - SO2 Rate Annual v4.10, Unit 3813 and retrofits | 886 | 2236 | Rate Constraint in lbs/MMBtu | FALSE | L | Annual | Rate | lb/MMBtu | 0 | 0 | 0 | 0 | 0 | 0 | 0
Unit Northport 2 - SO2 Rate Annual v4.10, Unit 3813 and retrofits | 886 | 2236 | Rate Constraint in lbs/MMBtu | FALSE | L | Annual | Generation | TWh | 0.52753 | 0.52753 | 0.52753 | 0.36764 | 0 | 0 | 0
Unit Northport 2 - SO2 Rate Annual v4.10, Unit 3813 and retrofits | 886 | 2236 | Rate Constraint in lbs/MMBtu | FALSE | L | Annual | Qualifying Generation | TWh | 0.52753 | 0.52753 | 0.52753 | 0.36764 | 0 | 0 | 0
Unit Northport 2 - SO2 Rate Annual v4.10, Unit 3813 and retrofits | 886 | 2236 | Rate Constraint in lbs/MMBtu | FALSE | L | Annual | Rate | lb/MWh | 0 | 0 | 0 | 0 | 0 | 0 | 0
Unit Northport 2 - SO2 Rate Annual v4.10, Unit 3813 and retrofits | 886 | 2236 | Rate Constraint in lbs/MMBtu | FALSE | L | Annual | Constraint Shadow Price | US$/Ton | 0 | 0 | 0 | 0 | 0 | 0 | 0
Unit Northport 3 - SO2 Rate Annual v4.10, Unit 3809 and retrofits | 887 | 2235 | Rate Constraint in lbs/MMBtu | FALSE | L | Annual | Seasons Included | Seasons | Winter, Summer | Winter, Summer | Winter, Summer | Winter, Summer | Winter, Summer | Winter, Summer | Winter, Summer
Unit Northport 3 - SO2 Rate Annual v4.10, Unit 3809 and retrofits | 887 | 2235 | Rate Constraint in lbs/MMBtu | FALSE | L | Annual | Standard | lb/MMBtu | 0.22456 | 0.22456 | 0.22456 | 0.22456 | 0.22456 | 0.22456 | 0.22456
Unit Northport 3 - SO2 Rate Annual v4.10, Unit 3809 and retrofits | 887 | 2235 | Rate Constraint in lbs/MMBtu | FALSE | L | Annual | Emissions at Affected Plants SO2 | MTons | 0 | 0 | 0 | 0 | 0 | 0 | 0
Unit Northport 3 - SO2 Rate Annual v4.10, Unit 3809 and retrofits | 887 | 2235 | Rate Constraint in lbs/MMBtu | FALSE | L | Annual | Allowances Purchased SO2 | MTons | 0 | 0 | 0 | 0 | 0 | 0 | 0
Unit Northport 3 - SO2 Rate Annual v4.10, Unit 3809 and retrofits | 887 | 2235 | Rate Constraint in lbs/MMBtu | FALSE | L | Annual | Allowances Sold SO2 | MTons | 0 | 0 | 0 | 0 | 0 | 0 | 0
Unit Northport 3 - SO2 Rate Annual v4.10, Unit 3809 and retrofits | 887 | 2235 | Rate Constraint in lbs/MMBtu | FALSE | L | Annual | Allowances Banked | MTons | 0 | 0 | 0 | 0 | 0 | 0 | 0
Unit Northport 3 - SO2 Rate Annual v4.10, Unit 3809 and retrofits | 887 | 2235 | Rate Constraint in lbs/MMBtu | FALSE | L | Annual | Allowances Withdrawn (1:1) | MTons | 0 | 0 | 0 | 0 | 0 | 0 | 0
Unit Northport 3 - SO2 Rate Annual v4.10, Unit 3809 and retrofits | 887 | 2235 | Rate Constraint in lbs/MMBtu | FALSE | L | Annual | Allowances Withdrawn (n:1) | MTons | 0 | 0 | 0 | 0 | 0 | 0 | 0
Unit Northport 3 - SO2 Rate Annual v4.10, Unit 3809 and retrofits | 887 | 2235 | Rate Constraint in lbs/MMBtu | FALSE | L | Annual | Net Emissions Allowance Position | MTons | 0 | 0 | 0 | 0 | 0 | 0 | 0
Unit Northport 3 - SO2 Rate Annual v4.10, Unit 3809 and retrofits | 887 | 2235 | Rate Constraint in lbs/MMBtu | FALSE | L | Annual | Fuel Consumed | TBtu | 7.6699 | 7.6699 | 7.6699 | 7.6699 | 4.4551 | 0 | 0
Unit Northport 3 - SO2 Rate Annual v4.10, Unit 3809 and retrofits | 887 | 2235 | Rate Constraint in lbs/MMBtu | FALSE | L | Annual | Rate | lb/MMBtu | 0 | 0 | 0 | 0 | 0 | 0 | 0
Unit Northport 3 - SO2 Rate Annual v4.10, Unit 3809 and retrofits | 887 | 2235 | Rate Constraint in lbs/MMBtu | FALSE | L | Annual | Generation | TWh | 0.7195 | 0.7195 | 0.7195 | 0.7195 | 0.41792 | 0 | 0
Unit Northport 3 - SO2 Rate Annual v4.10, Unit 3809 and retrofits | 887 | 2235 | Rate Constraint in lbs/MMBtu | FALSE | L | Annual | Qualifying Generation | TWh | 0.7195 | 0.7195 | 0.7195 | 0.7195 | 0.41792 | 0 | 0
Unit Northport 3 - SO2 Rate Annual v4.10, Unit 3809 and retrofits | 887 | 2235 | Rate Constraint in lbs/MMBtu | FALSE | L | Annual | Rate | lb/MWh | 0 | 0 | 0 | 0 | 0 | 0 | 0
Unit Northport 3 - SO2 Rate Annual v4.10, Unit 3809 and retrofits | 887 | 2235 | Rate Constraint in lbs/MMBtu | FALSE | L | Annual | Constraint Shadow Price | US$/Ton | 0 | 0 | 0 | 0 | 0 | 0 | 0
Unit Northport 4 - SO2 Rate Annual v4.10, Unit 3810 and retrofits | 888 | 2234 | Rate Constraint in lbs/MMBtu | FALSE | L | Annual | Seasons Included | Seasons | Winter, Summer | Winter, Summer | Winter, Summer | Winter, Summer | Winter, Summer | Winter, Summer | Winter, Summer
Unit Northport 4 - SO2 Rate Annual v4.10, Unit 3810 and retrofits | 888 | 2234 | Rate Constraint in lbs/MMBtu | FALSE | L | Annual | Standard | lb/MMBtu | 0.15763 | 0.15763 | 0.15763 | 0.15763 | 0.15763 | 0.15763 | 0.15763
Unit Northport 4 - SO2 Rate Annual v4.10, Unit 3810 and retrofits | 888 | 2234 | Rate Constraint in lbs/MMBtu | FALSE | L | Annual | Emissions at Affected Plants SO2 | MTons | 0 | 0 | 0 | 0 | 0 | 0 | 0
Unit Northport 4 - SO2 Rate Annual v4.10, Unit 3810 and retrofits | 888 | 2234 | Rate Constraint in lbs/MMBtu | FALSE | L | Annual | Allowances Purchased SO2 | MTons | 0 | 0 | 0 | 0 | 0 | 0 | 0
Unit Northport 4 - SO2 Rate Annual v4.10, Unit 3810 and retrofits | 888 | 2234 | Rate Constraint in lbs/MMBtu | FALSE | L | Annual | Allowances Sold SO2 | MTons | 0 | 0 | 0 | 0 | 0 | 0 | 0
Unit Northport 4 - SO2 Rate Annual v4.10, Unit 3810 and retrofits | 888 | 2234 | Rate Constraint in lbs/MMBtu | FALSE | L | Annual | Allowances Banked | MTons | 0 | 0 | 0 | 0 | 0 | 0 | 0
Unit Northport 4 - SO2 Rate Annual v4.10, Unit 3810 and retrofits | 888 | 2234 | Rate Constraint in lbs/MMBtu | FALSE | L | Annual | Allowances Withdrawn (1:1) | MTons | 0 | 0 | 0 | 0 | 0 | 0 | 0
Unit Northport 4 - SO2 Rate Annual v4.10, Unit 3810 and retrofits | 888 | 2234 | Rate Constraint in lbs/MMBtu | FALSE | L | Annual | Allowances Withdrawn (n:1) | MTons | 0 | 0 | 0 | 0 | 0 | 0 | 0
Unit Northport 4 - SO2 Rate Annual v4.10, Unit 3810 and retrofits | 888 | 2234 | Rate Constraint in lbs/MMBtu | FALSE | L | Annual | Net Emissions Allowance Position | MTons | 0 | 0 | 0 | 0 | 0 | 0 | 0
Unit Northport 4 - SO2 Rate Annual v4.10, Unit 3810 and retrofits | 888 | 2234 | Rate Constraint in lbs/MMBtu | FALSE | L | Annual | Fuel Consumed | TBtu | 8.6107 | 8.6107 | 8.6107 | 8.6107 | 5.292 | 2.9908 | 1.2995
Unit Northport 4 - SO2 Rate Annual v4.10, Unit 3810 and retrofits | 888 | 2234 | Rate Constraint in lbs/MMBtu | FALSE | L | Annual | Rate | lb/MMBtu | 0 | 0 | 0 | 0 | 0 | 0 | 0
Unit Northport 4 - SO2 Rate Annual v4.10, Unit 3810 and retrofits | 888 | 2234 | Rate Constraint in lbs/MMBtu | FALSE | L | Annual | Generation | TWh | 0.80867 | 0.80867 | 0.80867 | 0.80867 | 0.49699 | 0.28088 | 0.12204
Unit Northport 4 - SO2 Rate Annual v4.10, Unit 3810 and retrofits | 888 | 2234 | Rate Constraint in lbs/MMBtu | FALSE | L | Annual | Qualifying Generation | TWh | 0.80867 | 0.80867 | 0.80867 | 0.80867 | 0.49699 | 0.28088 | 0.12204
Unit Northport 4 - SO2 Rate Annual v4.10, Unit 3810 and retrofits | 888 | 2234 | Rate Constraint in lbs/MMBtu | FALSE | L | Annual | Rate | lb/MWh | 0 | 0 | 0 | 0 | 0 | 0 | 0
Unit Northport 4 - SO2 Rate Annual v4.10, Unit 3810 and retrofits | 888 | 2234 | Rate Constraint in lbs/MMBtu | FALSE | L | Annual | Constraint Shadow Price | US$/Ton | 0 | 0 | 0 | 0 | 0 | 0 | 0
Unit Platte 1 - SO2 Rate Annual v4.10, Unit 3558 and retrofits | 889 | 2225 | Rate Constraint in lbs/MMBtu | FALSE | L | Annual | Seasons Included | Seasons | Winter, Summer | Winter, Summer | Winter, Summer | Winter, Summer | Winter, Summer | Winter, Summer | Winter, Summer
Unit Platte 1 - SO2 Rate Annual v4.10, Unit 3558 and retrofits | 889 | 2225 | Rate Constraint in lbs/MMBtu | FALSE | L | Annual | Standard | lb/MMBtu | 0.73393 | 0.73393 | 0.73393 | 0.73393 | 0.73393 | 0.73393 | 0.73393
Unit Platte 1 - SO2 Rate Annual v4.10, Unit 3558 and retrofits | 889 | 2225 | Rate Constraint in lbs/MMBtu | FALSE | L | Annual | Emissions at Affected Plants SO2 | MTons | 0.7159 | 0.68011 | 0.59407 | 0.59407 | 0.59407 | 0.59407 | 0.68011
Unit Platte 1 - SO2 Rate Annual v4.10, Unit 3558 and retrofits | 889 | 2225 | Rate Constraint in lbs/MMBtu | FALSE | L | Annual | Allowances Purchased SO2 | MTons | 0 | 0 | 0 | 0 | 0 | 0 | 0
Unit Platte 1 - SO2 Rate Annual v4.10, Unit 3558 and retrofits | 889 | 2225 | Rate Constraint in lbs/MMBtu | FALSE | L | Annual | Allowances Sold SO2 | MTons | 0 | 0 | 0 | 0 | 0 | 0 | 0
Unit Platte 1 - SO2 Rate Annual v4.10, Unit 3558 and retrofits | 889 | 2225 | Rate Constraint in lbs/MMBtu | FALSE | L | Annual | Allowances Banked | MTons | 0 | 0 | 0 | 0 | 0 | 0 | 0
Unit Platte 1 - SO2 Rate Annual v4.10, Unit 3558 and retrofits | 889 | 2225 | Rate Constraint in lbs/MMBtu | FALSE | L | Annual | Allowances Withdrawn (1:1) | MTons | 0 | 0 | 0 | 0 | 0 | 0 | 0
Unit Platte 1 - SO2 Rate Annual v4.10, Unit 3558 and retrofits | 889 | 2225 | Rate Constraint in lbs/MMBtu | FALSE | L | Annual | Allowances Withdrawn (n:1) | MTons | 0 | 0 | 0 | 0 | 0 | 0 | 0
Unit Platte 1 - SO2 Rate Annual v4.10, Unit 3558 and retrofits | 889 | 2225 | Rate Constraint in lbs/MMBtu | FALSE | L | Annual | Net Emissions Allowance Position | MTons | 0.7159 | 0.68011 | 0.59407 | 0.59407 | 0.59407 | 0.59407 | 0.68011
Unit Platte 1 - SO2 Rate Annual v4.10, Unit 3558 and retrofits | 889 | 2225 | Rate Constraint in lbs/MMBtu | FALSE | L | Annual | Fuel Consumed | TBtu | 8.2288 | 7.8173 | 6.8284 | 6.8284 | 6.8284 | 6.8284 | 7.8173
Unit Platte 1 - SO2 Rate Annual v4.10, Unit 3558 and retrofits | 889 | 2225 | Rate Constraint in lbs/MMBtu | FALSE | L | Annual | Rate | lb/MMBtu | 0.174 | 0.174 | 0.174 | 0.174 | 0.174 | 0.174 | 0.174
Unit Platte 1 - SO2 Rate Annual v4.10, Unit 3558 and retrofits | 889 | 2225 | Rate Constraint in lbs/MMBtu | FALSE | L | Annual | Generation | TWh | 0.73688 | 0.73688 | 0.64366 | 0.64366 | 0.64366 | 0.64366 | 0.73688
Unit Platte 1 - SO2 Rate Annual v4.10, Unit 3558 and retrofits | 889 | 2225 | Rate Constraint in lbs/MMBtu | FALSE | L | Annual | Qualifying Generation | TWh | 0.73688 | 0.73688 | 0.64366 | 0.64366 | 0.64366 | 0.64366 | 0.73688
Unit Platte 1 - SO2 Rate Annual v4.10, Unit 3558 and retrofits | 889 | 2225 | Rate Constraint in lbs/MMBtu | FALSE | L | Annual | Rate | lb/MWh | 0.97153 | 0.92296 | 0.92296 | 0.92296 | 0.92296 | 0.92296 | 0.92296
Unit Platte 1 - SO2 Rate Annual v4.10, Unit 3558 and retrofits | 889 | 2225 | Rate Constraint in lbs/MMBtu | FALSE | L | Annual | Constraint Shadow Price | US$/Ton | 0 | 0 | 0 | 0 | 0 | 0 | 0
Unit Port Jefferson 3 - SO2 Rate Annual v4.10, Unit 3811 and retrofits | 890 | 2238 | Rate Constraint in lbs/MMBtu | FALSE | L | Annual | Seasons Included | Seasons | Winter, Summer | Winter, Summer | Winter, Summer | Winter, Summer | Winter, Summer | Winter, Summer | Winter, Summer
Unit Port Jefferson 3 - SO2 Rate Annual v4.10, Unit 3811 and retrofits | 890 | 2238 | Rate Constraint in lbs/MMBtu | FALSE | L | Annual | Standard | lb/MMBtu | 0.19639 | 0.19639 | 0.19639 | 0.19639 | 0.19639 | 0.19639 | 0.19639
Unit Port Jefferson 3 - SO2 Rate Annual v4.10, Unit 3811 and retrofits | 890 | 2238 | Rate Constraint in lbs/MMBtu | FALSE | L | Annual | Emissions at Affected Plants SO2 | MTons | 0 | 0 | 0 | 0 | 0 | 0 | 0
Unit Port Jefferson 3 - SO2 Rate Annual v4.10, Unit 3811 and retrofits | 890 | 2238 | Rate Constraint in lbs/MMBtu | FALSE | L | Annual | Allowances Purchased SO2 | MTons | 0 | 0 | 0 | 0 | 0 | 0 | 0
Unit Port Jefferson 3 - SO2 Rate Annual v4.10, Unit 3811 and retrofits | 890 | 2238 | Rate Constraint in lbs/MMBtu | FALSE | L | Annual | Allowances Sold SO2 | MTons | 0 | 0 | 0 | 0 | 0 | 0 | 0
Unit Port Jefferson 3 - SO2 Rate Annual v4.10, Unit 3811 and retrofits | 890 | 2238 | Rate Constraint in lbs/MMBtu | FALSE | L | Annual | Allowances Banked | MTons | 0 | 0 | 0 | 0 | 0 | 0 | 0
Unit Port Jefferson 3 - SO2 Rate Annual v4.10, Unit 3811 and retrofits | 890 | 2238 | Rate Constraint in lbs/MMBtu | FALSE | L | Annual | Allowances Withdrawn (1:1) | MTons | 0 | 0 | 0 | 0 | 0 | 0 | 0
Unit Port Jefferson 3 - SO2 Rate Annual v4.10, Unit 3811 and retrofits | 890 | 2238 | Rate Constraint in lbs/MMBtu | FALSE | L | Annual | Allowances Withdrawn (n:1) | MTons | 0 | 0 | 0 | 0 | 0 | 0 | 0
Unit Port Jefferson 3 - SO2 Rate Annual v4.10, Unit 3811 and retrofits | 890 | 2238 | Rate Constraint in lbs/MMBtu | FALSE | L | Annual | Net Emissions Allowance Position | MTons | 0 | 0 | 0 | 0 | 0 | 0 | 0
Unit Port Jefferson 3 - SO2 Rate Annual v4.10, Unit 3811 and retrofits | 890 | 2238 | Rate Constraint in lbs/MMBtu | FALSE | L | Annual | Fuel Consumed | TBtu | 1.6133 | 1.5269 | 0 | 0 | 0 | 0 | 0
Unit Port Jefferson 3 - SO2 Rate Annual v4.10, Unit 3811 and retrofits | 890 | 2238 | Rate Constraint in lbs/MMBtu | FALSE | L | Annual | Rate | lb/MMBtu | 0 | 0 | 0 | 0 | 0 | 0 | 0
Unit Port Jefferson 3 - SO2 Rate Annual v4.10, Unit 3811 and retrofits | 890 | 2238 | Rate Constraint in lbs/MMBtu | FALSE | L | Annual | Generation | TWh | 0.14185 | 0.13425 | 0 | 0 | 0 | 0 | 0
Unit Port Jefferson 3 - SO2 Rate Annual v4.10, Unit 3811 and retrofits | 890 | 2238 | Rate Constraint in lbs/MMBtu | FALSE | L | Annual | Qualifying Generation | TWh | 0.14185 | 0.13425 | 0 | 0 | 0 | 0 | 0
Unit Port Jefferson 3 - SO2 Rate Annual v4.10, Unit 3811 and retrofits | 890 | 2238 | Rate Constraint in lbs/MMBtu | FALSE | L | Annual | Rate | lb/MWh | 0 | 0 | 0 | 0 | 0 | 0 | 0
Unit Port Jefferson 3 - SO2 Rate Annual v4.10, Unit 3811 and retrofits | 890 | 2238 | Rate Constraint in lbs/MMBtu | FALSE | L | Annual | Constraint Shadow Price | US$/Ton | 0 | 0 | 0 | 0 | 0 | 0 | 0
Unit Port Jefferson 4 - SO2 Rate Annual v4.10, Unit 3814 and retrofits | 891 | 2239 | Rate Constraint in lbs/MMBtu | FALSE | L | Annual | Seasons Included | Seasons | Winter, Summer | Winter, Summer | Winter, Summer | Winter, Summer | Winter, Summer | Winter, Summer | Winter, Summer
Unit Port Jefferson 4 - SO2 Rate Annual v4.10, Unit 3814 and retrofits | 891 | 2239 | Rate Constraint in lbs/MMBtu | FALSE | L | Annual | Standard | lb/MMBtu | 0.25483 | 0.25483 | 0.25483 | 0.25483 | 0.25483 | 0.25483 | 0.25483
Unit Port Jefferson 4 - SO2 Rate Annual v4.10, Unit 3814 and retrofits | 891 | 2239 | Rate Constraint in lbs/MMBtu | FALSE | L | Annual | Emissions at Affected Plants SO2 | MTons | 0 | 0 | 0 | 0 | 0 | 0 | 0
Unit Port Jefferson 4 - SO2 Rate Annual v4.10, Unit 3814 and retrofits | 891 | 2239 | Rate Constraint in lbs/MMBtu | FALSE | L | Annual | Allowances Purchased SO2 | MTons | 0 | 0 | 0 | 0 | 0 | 0 | 0
Unit Port Jefferson 4 - SO2 Rate Annual v4.10, Unit 3814 and retrofits | 891 | 2239 | Rate Constraint in lbs/MMBtu | FALSE | L | Annual | Allowances Sold SO2 | MTons | 0 | 0 | 0 | 0 | 0 | 0 | 0
Unit Port Jefferson 4 - SO2 Rate Annual v4.10, Unit 3814 and retrofits | 891 | 2239 | Rate Constraint in lbs/MMBtu | FALSE | L | Annual | Allowances Banked | MTons | 0 | 0 | 0 | 0 | 0 | 0 | 0
Unit Port Jefferson 4 - SO2 Rate Annual v4.10, Unit 3814 and retrofits | 891 | 2239 | Rate Constraint in lbs/MMBtu | FALSE | L | Annual | Allowances Withdrawn (1:1) | MTons | 0 | 0 | 0 | 0 | 0 | 0 | 0
Unit Port Jefferson 4 - SO2 Rate Annual v4.10, Unit 3814 and retrofits | 891 | 2239 | Rate Constraint in lbs/MMBtu | FALSE | L | Annual | Allowances Withdrawn (n:1) | MTons | 0 | 0 | 0 | 0 | 0 | 0 | 0
Unit Port Jefferson 4 - SO2 Rate Annual v4.10, Unit 3814 and retrofits | 891 | 2239 | Rate Constraint in lbs/MMBtu | FALSE | L | Annual | Net Emissions Allowance Position | MTons | 0 | 0 | 0 | 0 | 0 | 0 | 0
Unit Port Jefferson 4 - SO2 Rate Annual v4.10, Unit 3814 and retrofits | 891 | 2239 | Rate Constraint in lbs/MMBtu | FALSE | L | Annual | Fuel Consumed | TBtu | 1.1957 | 1.1957 | 0.88705 | 0 | 0 | 0 | 0
Unit Port Jefferson 4 - SO2 Rate Annual v4.10, Unit 3814 and retrofits | 891 | 2239 | Rate Constraint in lbs/MMBtu | FALSE | L | Annual | Rate | lb/MMBtu | 0 | 0 | 0 | 0 | 0 | 0 | 0
Unit Port Jefferson 4 - SO2 Rate Annual v4.10, Unit 3814 and retrofits | 891 | 2239 | Rate Constraint in lbs/MMBtu | FALSE | L | Annual | Generation | TWh | 0.10529 | 0.10529 | 0.078113 | 0 | 0 | 0 | 0
Unit Port Jefferson 4 - SO2 Rate Annual v4.10, Unit 3814 and retrofits | 891 | 2239 | Rate Constraint in lbs/MMBtu | FALSE | L | Annual | Qualifying Generation | TWh | 0.10529 | 0.10529 | 0.078113 | 0 | 0 | 0 | 0
Unit Port Jefferson 4 - SO2 Rate Annual v4.10, Unit 3814 and retrofits | 891 | 2239 | Rate Constraint in lbs/MMBtu | FALSE | L | Annual | Rate | lb/MWh | 0 | 0 | 0 | 0 | 0 | 0 | 0
Unit Port Jefferson 4 - SO2 Rate Annual v4.10, Unit 3814 and retrofits | 891 | 2239 | Rate Constraint in lbs/MMBtu | FALSE | L | Annual | Constraint Shadow Price | US$/Ton | 0 | 0 | 0 | 0 | 0 | 0 | 0
Unit San Juan 1-4 - NOX Rate Annual v3.1, Unit 4093 and retrofits | 892 | 1896 | Rate Constraint in lbs/MMBtu | FALSE | L | Annual | Seasons Included | Seasons | Winter, Summer | Winter, Summer | Winter, Summer | Winter, Summer | Winter, Summer | Winter, Summer | Winter, Summer
Unit San Juan 1-4 - NOX Rate Annual v3.1, Unit 4093 and retrofits | 892 | 1896 | Rate Constraint in lbs/MMBtu | FALSE | L | Annual | Standard | lb/MMBtu | 0.3 | 0.3 | 0.3 | 0.3 | 0.3 | 0.3 | 0.3
Unit San Juan 1-4 - NOX Rate Annual v3.1, Unit 4093 and retrofits | 892 | 1896 | Rate Constraint in lbs/MMBtu | FALSE | L | Annual | Emissions at Affected Plants NOX | MTons | 0.92957 | 0.92957 | 0.67168 | 0.90739 | 0.46413 | 0.36006 | 0.51527
Unit San Juan 1-4 - NOX Rate Annual v3.1, Unit 4093 and retrofits | 892 | 1896 | Rate Constraint in lbs/MMBtu | FALSE | L | Annual | Allowances Purchased NOX | MTons | 0 | 0 | 0 | 0 | 0 | 0 | 0
Unit San Juan 1-4 - NOX Rate Annual v3.1, Unit 4093 and retrofits | 892 | 1896 | Rate Constraint in lbs/MMBtu | FALSE | L | Annual | Allowances Sold NOX | MTons | 0 | 0 | 0 | 0 | 0 | 0 | 0
Unit San Juan 1-4 - NOX Rate Annual v3.1, Unit 4093 and retrofits | 892 | 1896 | Rate Constraint in lbs/MMBtu | FALSE | L | Annual | Allowances Banked | MTons | 0 | 0 | 0 | 0 | 0 | 0 | 0
Unit San Juan 1-4 - NOX Rate Annual v3.1, Unit 4093 and retrofits | 892 | 1896 | Rate Constraint in lbs/MMBtu | FALSE | L | Annual | Allowances Withdrawn (1:1) | MTons | 0 | 0 | 0 | 0 | 0 | 0 | 0
Unit San Juan 1-4 - NOX Rate Annual v3.1, Unit 4093 and retrofits | 892 | 1896 | Rate Constraint in lbs/MMBtu | FALSE | L | Annual | Allowances Withdrawn (n:1) | MTons | 0 | 0 | 0 | 0 | 0 | 0 | 0
Unit San Juan 1-4 - NOX Rate Annual v3.1, Unit 4093 and retrofits | 892 | 1896 | Rate Constraint in lbs/MMBtu | FALSE | L | Annual | Net Emissions Allowance Position | MTons | 0.92957 | 0.92957 | 0.67168 | 0.90739 | 0.46413 | 0.36006 | 0.51527
Unit San Juan 1-4 - NOX Rate Annual v3.1, Unit 4093 and retrofits | 892 | 1896 | Rate Constraint in lbs/MMBtu | FALSE | L | Annual | Fuel Consumed | TBtu | 36.8511 | 36.8511 | 26.5995 | 35.9638 | 18.3036 | 14.1632 | 20.3212
Unit San Juan 1-4 - NOX Rate Annual v3.1, Unit 4093 and retrofits | 892 | 1896 | Rate Constraint in lbs/MMBtu | FALSE | L | Annual | Rate | lb/MMBtu | 0.05045 | 0.05045 | 0.050503 | 0.050461 | 0.050714 | 0.050845 | 0.050713
Unit San Juan 1-4 - NOX Rate Annual v3.1, Unit 4093 and retrofits | 892 | 1896 | Rate Constraint in lbs/MMBtu | FALSE | L | Annual | Generation | TWh | 3.6095 | 3.6095 | 2.6054 | 3.5226 | 1.7928 | 1.3873 | 1.9904
Unit San Juan 1-4 - NOX Rate Annual v3.1, Unit 4093 and retrofits | 892 | 1896 | Rate Constraint in lbs/MMBtu | FALSE | L | Annual | Qualifying Generation | TWh | 3.6095 | 3.6095 | 2.6054 | 3.5226 | 1.7928 | 1.3873 | 1.9904
Unit San Juan 1-4 - NOX Rate Annual v3.1, Unit 4093 and retrofits | 892 | 1896 | Rate Constraint in lbs/MMBtu | FALSE | L | Annual | Rate | lb/MWh | 0.25753 | 0.25753 | 0.2578 | 0.25759 | 0.25888 | 0.25954 | 0.25887
Unit San Juan 1-4 - NOX Rate Annual v3.1, Unit 4093 and retrofits | 892 | 1896 | Rate Constraint in lbs/MMBtu | FALSE | L | Annual | Constraint Shadow Price | US$/Ton | 0 | 0 | 0 | 0 | 0 | 0 | 0
Unit San Juan 1-4 - NOX Rate Annual v3.1, Unit 4094 and retrofits | 893 | 1896 | Rate Constraint in lbs/MMBtu | FALSE | L | Annual | Seasons Included | Seasons | Winter, Summer | Winter, Summer | Winter, Summer | Winter, Summer | Winter, Summer | Winter, Summer | Winter, Summer
Unit San Juan 1-4 - NOX Rate Annual v3.1, Unit 4094 and retrofits | 893 | 1896 | Rate Constraint in lbs/MMBtu | FALSE | L | Annual | Standard | lb/MMBtu | 0.3 | 0.3 | 0.3 | 0.3 | 0.3 | 0.3 | 0.3
Unit San Juan 1-4 - NOX Rate Annual v3.1, Unit 4094 and retrofits | 893 | 1896 | Rate Constraint in lbs/MMBtu | FALSE | L | Annual | Emissions at Affected Plants NOX | MTons | 5.2407 | 0 | 0 | 0 | 0 | 0 | 0
Unit San Juan 1-4 - NOX Rate Annual v3.1, Unit 4094 and retrofits | 893 | 1896 | Rate Constraint in lbs/MMBtu | FALSE | L | Annual | Allowances Purchased NOX | MTons | 0 | 0 | 0 | 0 | 0 | 0 | 0
Unit San Juan 1-4 - NOX Rate Annual v3.1, Unit 4094 and retrofits | 893 | 1896 | Rate Constraint in lbs/MMBtu | FALSE | L | Annual | Allowances Sold NOX | MTons | 0 | 0 | 0 | 0 | 0 | 0 | 0
Unit San Juan 1-4 - NOX Rate Annual v3.1, Unit 4094 and retrofits | 893 | 1896 | Rate Constraint in lbs/MMBtu | FALSE | L | Annual | Allowances Banked | MTons | 0 | 0 | 0 | 0 | 0 | 0 | 0
Unit San Juan 1-4 - NOX Rate Annual v3.1, Unit 4094 and retrofits | 893 | 1896 | Rate Constraint in lbs/MMBtu | FALSE | L | Annual | Allowances Withdrawn (1:1) | MTons | 0 | 0 | 0 | 0 | 0 | 0 | 0
Unit San Juan 1-4 - NOX Rate Annual v3.1, Unit 4094 and retrofits | 893 | 1896 | Rate Constraint in lbs/MMBtu | FALSE | L | Annual | Allowances Withdrawn (n:1) | MTons | 0 | 0 | 0 | 0 | 0 | 0 | 0
Unit San Juan 1-4 - NOX Rate Annual v3.1, Unit 4094 and retrofits | 893 | 1896 | Rate Constraint in lbs/MMBtu | FALSE | L | Annual | Net Emissions Allowance Position | MTons | 5.2407 | 0 | 0 | 0 | 0 | 0 | 0
Unit San Juan 1-4 - NOX Rate Annual v3.1, Unit 4094 and retrofits | 893 | 1896 | Rate Constraint in lbs/MMBtu | FALSE | L | Annual | Fuel Consumed | TBtu | 38.6293 | 0 | 0 | 0 | 0 | 0 | 0
Unit San Juan 1-4 - NOX Rate Annual v3.1, Unit 4094 and retrofits | 893 | 1896 | Rate Constraint in lbs/MMBtu | FALSE | L | Annual | Rate | lb/MMBtu | 0.27133 | 0 | 0 | 0 | 0 | 0 | 0
Unit San Juan 1-4 - NOX Rate Annual v3.1, Unit 4094 and retrofits | 893 | 1896 | Rate Constraint in lbs/MMBtu | FALSE | L | Annual | Generation | TWh | 3.5515 | 0 | 0 | 0 | 0 | 0 | 0
Unit San Juan 1-4 - NOX Rate Annual v3.1, Unit 4094 and retrofits | 893 | 1896 | Rate Constraint in lbs/MMBtu | FALSE | L | Annual | Qualifying Generation | TWh | 3.5515 | 0 | 0 | 0 | 0 | 0 | 0
Unit San Juan 1-4 - NOX Rate Annual v3.1, Unit 4094 and retrofits | 893 | 1896 | Rate Constraint in lbs/MMBtu | FALSE | L | Annual | Rate | lb/MWh | 1.4756 | 0 | 0 | 0 | 0 | 0 | 0
Unit San Juan 1-4 - NOX Rate Annual v3.1, Unit 4094 and retrofits | 893 | 1896 | Rate Constraint in lbs/MMBtu | FALSE | L | Annual | Constraint Shadow Price | US$/Ton | 0 | 0 | 0 | 0 | 0 | 0 | 0
Unit San Juan 1-4 - NOX Rate Annual v3.1, Unit 4095 and retrofits | 894 | 1896 | Rate Constraint in lbs/MMBtu | FALSE | L | Annual | Seasons Included | Seasons | Winter, Summer | Winter, Summer | Winter, Summer | Winter, Summer | Winter, Summer | Winter, Summer | Winter, Summer
Unit San Juan 1-4 - NOX Rate Annual v3.1, Unit 4095 and retrofits | 894 | 1896 | Rate Constraint in lbs/MMBtu | FALSE | L | Annual | Standard | lb/MMBtu | 0.3 | 0.3 | 0.3 | 0.3 | 0.3 | 0.3 | 0.3
Unit San Juan 1-4 - NOX Rate Annual v3.1, Unit 4095 and retrofits | 894 | 1896 | Rate Constraint in lbs/MMBtu | FALSE | L | Annual | Emissions at Affected Plants NOX | MTons | 0 | 0 | 0 | 0 | 0 | 0 | 0
Unit San Juan 1-4 - NOX Rate Annual v3.1, Unit 4095 and retrofits | 894 | 1896 | Rate Constraint in lbs/MMBtu | FALSE | L | Annual | Allowances Purchased NOX | MTons | 0 | 0 | 0 | 0 | 0 | 0 | 0
Unit San Juan 1-4 - NOX Rate Annual v3.1, Unit 4095 and retrofits | 894 | 1896 | Rate Constraint in lbs/MMBtu | FALSE | L | Annual | Allowances Sold NOX | MTons | 0 | 0 | 0 | 0 | 0 | 0 | 0
Unit San Juan 1-4 - NOX Rate Annual v3.1, Unit 4095 and retrofits | 894 | 1896 | Rate Constraint in lbs/MMBtu | FALSE | L | Annual | Allowances Banked | MTons | 0 | 0 | 0 | 0 | 0 | 0 | 0
Unit San Juan 1-4 - NOX Rate Annual v3.1, Unit 4095 and retrofits | 894 | 1896 | Rate Constraint in lbs/MMBtu | FALSE | L | Annual | Allowances Withdrawn (1:1) | MTons | 0 | 0 | 0 | 0 | 0 | 0 | 0
Unit San Juan 1-4 - NOX Rate Annual v3.1, Unit 4095 and retrofits | 894 | 1896 | Rate Constraint in lbs/MMBtu | FALSE | L | Annual | Allowances Withdrawn (n:1) | MTons | 0 | 0 | 0 | 0 | 0 | 0 | 0
Unit San Juan 1-4 - NOX Rate Annual v3.1, Unit 4095 and retrofits | 894 | 1896 | Rate Constraint in lbs/MMBtu | FALSE | L | Annual | Net Emissions Allowance Position | MTons | 0 | 0 | 0 | 0 | 0 | 0 | 0
Unit San Juan 1-4 - NOX Rate Annual v3.1, Unit 4095 and retrofits | 894 | 1896 | Rate Constraint in lbs/MMBtu | FALSE | L | Annual | Fuel Consumed | TBtu | 0 | 0 | 0 | 0 | 0 | 0 | 0
Unit San Juan 1-4 - NOX Rate Annual v3.1, Unit 4095 and retrofits | 894 | 1896 | Rate Constraint in lbs/MMBtu | FALSE | L | Annual | Rate | lb/MMBtu | 0 | 0 | 0 | 0 | 0 | 0 | 0
Unit San Juan 1-4 - NOX Rate Annual v3.1, Unit 4095 and retrofits | 894 | 1896 | Rate Constraint in lbs/MMBtu | FALSE | L | Annual | Generation | TWh | 0 | 0 | 0 | 0 | 0 | 0 | 0
Unit San Juan 1-4 - NOX Rate Annual v3.1, Unit 4095 and retrofits | 894 | 1896 | Rate Constraint in lbs/MMBtu | FALSE | L | Annual | Qualifying Generation | TWh | 0 | 0 | 0 | 0 | 0 | 0 | 0
Unit San Juan 1-4 - NOX Rate Annual v3.1, Unit 4095 and retrofits | 894 | 1896 | Rate Constraint in lbs/MMBtu | FALSE | L | Annual | Rate | lb/MWh | 0 | 0 | 0 | 0 | 0 | 0 | 0
Unit San Juan 1-4 - NOX Rate Annual v3.1, Unit 4095 and retrofits | 894 | 1896 | Rate Constraint in lbs/MMBtu | FALSE | L | Annual | Constraint Shadow Price | US$/Ton | 0 | 0 | 0 | 0 | 0 | 0 | 0
Unit San Juan 1-4 - NOX Rate Annual v3.1, Unit 4096 and retrofits | 895 | 1896 | Rate Constraint in lbs/MMBtu | FALSE | L | Annual | Seasons Included | Seasons | Winter, Summer | Winter, Summer | Winter, Summer | Winter, Summer | Winter, Summer | Winter, Summer | Winter, Summer
Unit San Juan 1-4 - NOX Rate Annual v3.1, Unit 4096 and retrofits | 895 | 1896 | Rate Constraint in lbs/MMBtu | FALSE | L | Annual | Standard | lb/MMBtu | 0.3 | 0.3 | 0.3 | 0.3 | 0.3 | 0.3 | 0.3
Unit San Juan 1-4 - NOX Rate Annual v3.1, Unit 4096 and retrofits | 895 | 1896 | Rate Constraint in lbs/MMBtu | FALSE | L | Annual | Emissions at Affected Plants NOX | MTons | 0 | 0 | 0 | 0 | 0 | 0 | 0
Unit San Juan 1-4 - NOX Rate Annual v3.1, Unit 4096 and retrofits | 895 | 1896 | Rate Constraint in lbs/MMBtu | FALSE | L | Annual | Allowances Purchased NOX | MTons | 0 | 0 | 0 | 0 | 0 | 0 | 0
Unit San Juan 1-4 - NOX Rate Annual v3.1, Unit 4096 and retrofits | 895 | 1896 | Rate Constraint in lbs/MMBtu | FALSE | L | Annual | Allowances Sold NOX | MTons | 0 | 0 | 0 | 0 | 0 | 0 | 0
Unit San Juan 1-4 - NOX Rate Annual v3.1, Unit 4096 and retrofits | 895 | 1896 | Rate Constraint in lbs/MMBtu | FALSE | L | Annual | Allowances Banked | MTons | 0 | 0 | 0 | 0 | 0 | 0 | 0
Unit San Juan 1-4 - NOX Rate Annual v3.1, Unit 4096 and retrofits | 895 | 1896 | Rate Constraint in lbs/MMBtu | FALSE | L | Annual | Allowances Withdrawn (1:1) | MTons | 0 | 0 | 0 | 0 | 0 | 0 | 0
Unit San Juan 1-4 - NOX Rate Annual v3.1, Unit 4096 and retrofits | 895 | 1896 | Rate Constraint in lbs/MMBtu | FALSE | L | Annual | Allowances Withdrawn (n:1) | MTons | 0 | 0 | 0 | 0 | 0 | 0 | 0
Unit San Juan 1-4 - NOX Rate Annual v3.1, Unit 4096 and retrofits | 895 | 1896 | Rate Constraint in lbs/MMBtu | FALSE | L | Annual | Net Emissions Allowance Position | MTons | 0 | 0 | 0 | 0 | 0 | 0 | 0
Unit San Juan 1-4 - NOX Rate Annual v3.1, Unit 4096 and retrofits | 895 | 1896 | Rate Constraint in lbs/MMBtu | FALSE | L | Annual | Fuel Consumed | TBtu | 0 | 0 | 0 | 0 | 0 | 0 | 0
Unit San Juan 1-4 - NOX Rate Annual v3.1, Unit 4096 and retrofits | 895 | 1896 | Rate Constraint in lbs/MMBtu | FALSE | L | Annual | Rate | lb/MMBtu | 0 | 0 | 0 | 0 | 0 | 0 | 0
Unit San Juan 1-4 - NOX Rate Annual v3.1, Unit 4096 and retrofits | 895 | 1896 | Rate Constraint in lbs/MMBtu | FALSE | L | Annual | Generation | TWh | 0 | 0 | 0 | 0 | 0 | 0 | 0
Unit San Juan 1-4 - NOX Rate Annual v3.1, Unit 4096 and retrofits | 895 | 1896 | Rate Constraint in lbs/MMBtu | FALSE | L | Annual | Qualifying Generation | TWh | 0 | 0 | 0 | 0 | 0 | 0 | 0
Unit San Juan 1-4 - NOX Rate Annual v3.1, Unit 4096 and retrofits | 895 | 1896 | Rate Constraint in lbs/MMBtu | FALSE | L | Annual | Rate | lb/MWh | 0 | 0 | 0 | 0 | 0 | 0 | 0
Unit San Juan 1-4 - NOX Rate Annual v3.1, Unit 4096 and retrofits | 895 | 1896 | Rate Constraint in lbs/MMBtu | FALSE | L | Annual | Constraint Shadow Price | US$/Ton | 0 | 0 | 0 | 0 | 0 | 0 | 0
Unit San Juan 1-4 - SO2 Rate Annual v3.1, Unit 4093 and retrofits | 896 | 1897 | Rate Constraint in lbs/MMBtu | FALSE | L | Annual | Seasons Included | Seasons | Winter, Summer | Winter, Summer | Winter, Summer | Winter, Summer | Winter, Summer | Winter, Summer | Winter, Summer
Unit San Juan 1-4 - SO2 Rate Annual v3.1, Unit 4093 and retrofits | 896 | 1897 | Rate Constraint in lbs/MMBtu | FALSE | L | Annual | Standard | lb/MMBtu | 0.25 | 0.25 | 0.25 | 0.25 | 0.25 | 0.25 | 0.25
Unit San Juan 1-4 - SO2 Rate Annual v3.1, Unit 4093 and retrofits | 896 | 1897 | Rate Constraint in lbs/MMBtu | FALSE | L | Annual | Emissions at Affected Plants SO2 | MTons | 1.8426 | 1.8426 | 1.33 | 1.7982 | 0.91518 | 0.70816 | 1.0161
Unit San Juan 1-4 - SO2 Rate Annual v3.1, Unit 4093 and retrofits | 896 | 1897 | Rate Constraint in lbs/MMBtu | FALSE | L | Annual | Allowances Purchased SO2 | MTons | 0 | 0 | 0 | 0 | 0 | 0 | 0
Unit San Juan 1-4 - SO2 Rate Annual v3.1, Unit 4093 and retrofits | 896 | 1897 | Rate Constraint in lbs/MMBtu | FALSE | L | Annual | Allowances Sold SO2 | MTons | 0 | 0 | 0 | 0 | 0 | 0 | 0
Unit San Juan 1-4 - SO2 Rate Annual v3.1, Unit 4093 and retrofits | 896 | 1897 | Rate Constraint in lbs/MMBtu | FALSE | L | Annual | Allowances Banked | MTons | 0 | 0 | 0 | 0 | 0 | 0 | 0
Unit San Juan 1-4 - SO2 Rate Annual v3.1, Unit 4093 and retrofits | 896 | 1897 | Rate Constraint in lbs/MMBtu | FALSE | L | Annual | Allowances Withdrawn (1:1) | MTons | 0 | 0 | 0 | 0 | 0 | 0 | 0
Unit San Juan 1-4 - SO2 Rate Annual v3.1, Unit 4093 and retrofits | 896 | 1897 | Rate Constraint in lbs/MMBtu | FALSE | L | Annual | Allowances Withdrawn (n:1) | MTons | 0 | 0 | 0 | 0 | 0 | 0 | 0
Unit San Juan 1-4 - SO2 Rate Annual v3.1, Unit 4093 and retrofits | 896 | 1897 | Rate Constraint in lbs/MMBtu | FALSE | L | Annual | Net Emissions Allowance Position | MTons | 1.8426 | 1.8426 | 1.33 | 1.7982 | 0.91518 | 0.70816 | 1.0161
Unit San Juan 1-4 - SO2 Rate Annual v3.1, Unit 4093 and retrofits | 896 | 1897 | Rate Constraint in lbs/MMBtu | FALSE | L | Annual | Fuel Consumed | TBtu | 36.8511 | 36.8511 | 26.5995 | 35.9638 | 18.3036 | 14.1632 | 20.3212
Unit San Juan 1-4 - SO2 Rate Annual v3.1, Unit 4093 and retrofits | 896 | 1897 | Rate Constraint in lbs/MMBtu | FALSE | L | Annual | Rate | lb/MMBtu | 0.1 | 0.1 | 0.1 | 0.1 | 0.1 | 0.1 | 0.1
Unit San Juan 1-4 - SO2 Rate Annual v3.1, Unit 4093 and retrofits | 896 | 1897 | Rate Constraint in lbs/MMBtu | FALSE | L | Annual | Generation | TWh | 3.6095 | 3.6095 | 2.6054 | 3.5226 | 1.7928 | 1.3873 | 1.9904
Unit San Juan 1-4 - SO2 Rate Annual v3.1, Unit 4093 and retrofits | 896 | 1897 | Rate Constraint in lbs/MMBtu | FALSE | L | Annual | Qualifying Generation | TWh | 3.6095 | 3.6095 | 2.6054 | 3.5226 | 1.7928 | 1.3873 | 1.9904
Unit San Juan 1-4 - SO2 Rate Annual v3.1, Unit 4093 and retrofits | 896 | 1897 | Rate Constraint in lbs/MMBtu | FALSE | L | Annual | Rate | lb/MWh | 0.51047 | 0.51047 | 0.51047 | 0.51047 | 0.51047 | 0.51046 | 0.51047
Unit San Juan 1-4 - SO2 Rate Annual v3.1, Unit 4093 and retrofits | 896 | 1897 | Rate Constraint in lbs/MMBtu | FALSE | L | Annual | Constraint Shadow Price | US$/Ton | 0 | 0 | 0 | 0 | 0 | 0 | 0
Unit San Juan 1-4 - SO2 Rate Annual v3.1, Unit 4094 and retrofits | 897 | 1897 | Rate Constraint in lbs/MMBtu | FALSE | L | Annual | Seasons Included | Seasons | Winter, Summer | Winter, Summer | Winter, Summer | Winter, Summer | Winter, Summer | Winter, Summer | Winter, Summer
Unit San Juan 1-4 - SO2 Rate Annual v3.1, Unit 4094 and retrofits | 897 | 1897 | Rate Constraint in lbs/MMBtu | FALSE | L | Annual | Standard | lb/MMBtu | 0.25 | 0.25 | 0.25 | 0.25 | 0.25 | 0.25 | 0.25
Unit San Juan 1-4 - SO2 Rate Annual v3.1, Unit 4094 and retrofits | 897 | 1897 | Rate Constraint in lbs/MMBtu | FALSE | L | Annual | Emissions at Affected Plants SO2 | MTons | 3.6717 | 0 | 0 | 0 | 0 | 0 | 0
Unit San Juan 1-4 - SO2 Rate Annual v3.1, Unit 4094 and retrofits | 897 | 1897 | Rate Constraint in lbs/MMBtu | FALSE | L | Annual | Allowances Purchased SO2 | MTons | 0 | 0 | 0 | 0 | 0 | 0 | 0
Unit San Juan 1-4 - SO2 Rate Annual v3.1, Unit 4094 and retrofits | 897 | 1897 | Rate Constraint in lbs/MMBtu | FALSE | L | Annual | Allowances Sold SO2 | MTons | 0 | 0 | 0 | 0 | 0 | 0 | 0
Unit San Juan 1-4 - SO2 Rate Annual v3.1, Unit 4094 and retrofits | 897 | 1897 | Rate Constraint in lbs/MMBtu | FALSE | L | Annual | Allowances Banked | MTons | 0 | 0 | 0 | 0 | 0 | 0 | 0
Unit San Juan 1-4 - SO2 Rate Annual v3.1, Unit 4094 and retrofits | 897 | 1897 | Rate Constraint in lbs/MMBtu | FALSE | L | Annual | Allowances Withdrawn (1:1) | MTons | 0 | 0 | 0 | 0 | 0 | 0 | 0
Unit San Juan 1-4 - SO2 Rate Annual v3.1, Unit 4094 and retrofits | 897 | 1897 | Rate Constraint in lbs/MMBtu | FALSE | L | Annual | Allowances Withdrawn (n:1) | MTons | 0 | 0 | 0 | 0 | 0 | 0 | 0
Unit San Juan 1-4 - SO2 Rate Annual v3.1, Unit 4094 and retrofits | 897 | 1897 | Rate Constraint in lbs/MMBtu | FALSE | L | Annual | Net Emissions Allowance Position | MTons | 3.6717 | 0 | 0 | 0 | 0 | 0 | 0
Unit San Juan 1-4 - SO2 Rate Annual v3.1, Unit 4094 and retrofits | 897 | 1897 | Rate Constraint in lbs/MMBtu | FALSE | L | Annual | Fuel Consumed | TBtu | 38.6293 | 0 | 0 | 0 | 0 | 0 | 0
Unit San Juan 1-4 - SO2 Rate Annual v3.1, Unit 4094 and retrofits | 897 | 1897 | Rate Constraint in lbs/MMBtu | FALSE | L | Annual | Rate | lb/MMBtu | 0.1901 | 0 | 0 | 0 | 0 | 0 | 0
Unit San Juan 1-4 - SO2 Rate Annual v3.1, Unit 4094 and retrofits | 897 | 1897 | Rate Constraint in lbs/MMBtu | FALSE | L | Annual | Generation | TWh | 3.5515 | 0 | 0 | 0 | 0 | 0 | 0
Unit San Juan 1-4 - SO2 Rate Annual v3.1, Unit 4094 and retrofits | 897 | 1897 | Rate Constraint in lbs/MMBtu | FALSE | L | Annual | Qualifying Generation | TWh | 3.5515 | 0 | 0 | 0 | 0 | 0 | 0
Unit San Juan 1-4 - SO2 Rate Annual v3.1, Unit 4094 and retrofits | 897 | 1897 | Rate Constraint in lbs/MMBtu | FALSE | L | Annual | Rate | lb/MWh | 1.0339 | 0 | 0 | 0 | 0 | 0 | 0
Unit San Juan 1-4 - SO2 Rate Annual v3.1, Unit 4094 and retrofits | 897 | 1897 | Rate Constraint in lbs/MMBtu | FALSE | L | Annual | Constraint Shadow Price | US$/Ton | 0 | 0 | 0 | 0 | 0 | 0 | 0
Unit San Juan 1-4 - SO2 Rate Annual v3.1, Unit 4095 and retrofits | 898 | 1897 | Rate Constraint in lbs/MMBtu | FALSE | L | Annual | Seasons Included | Seasons | Winter, Summer | Winter, Summer | Winter, Summer | Winter, Summer | Winter, Summer | Winter, Summer | Winter, Summer
Unit San Juan 1-4 - SO2 Rate Annual v3.1, Unit 4095 and retrofits | 898 | 1897 | Rate Constraint in lbs/MMBtu | FALSE | L | Annual | Standard | lb/MMBtu | 0.25 | 0.25 | 0.25 | 0.25 | 0.25 | 0.25 | 0.25
Unit San Juan 1-4 - SO2 Rate Annual v3.1, Unit 4095 and retrofits | 898 | 1897 | Rate Constraint in lbs/MMBtu | FALSE | L | Annual | Emissions at Affected Plants SO2 | MTons | 0 | 0 | 0 | 0 | 0 | 0 | 0
Unit San Juan 1-4 - SO2 Rate Annual v3.1, Unit 4095 and retrofits | 898 | 1897 | Rate Constraint in lbs/MMBtu | FALSE | L | Annual | Allowances Purchased SO2 | MTons | 0 | 0 | 0 | 0 | 0 | 0 | 0
Unit San Juan 1-4 - SO2 Rate Annual v3.1, Unit 4095 and retrofits | 898 | 1897 | Rate Constraint in lbs/MMBtu | FALSE | L | Annual | Allowances Sold SO2 | MTons | 0 | 0 | 0 | 0 | 0 | 0 | 0
Unit San Juan 1-4 - SO2 Rate Annual v3.1, Unit 4095 and retrofits | 898 | 1897 | Rate Constraint in lbs/MMBtu | FALSE | L | Annual | Allowances Banked | MTons | 0 | 0 | 0 | 0 | 0 | 0 | 0
Unit San Juan 1-4 - SO2 Rate Annual v3.1, Unit 4095 and retrofits | 898 | 1897 | Rate Constraint in lbs/MMBtu | FALSE | L | Annual | Allowances Withdrawn (1:1) | MTons | 0 | 0 | 0 | 0 | 0 | 0 | 0
Unit San Juan 1-4 - SO2 Rate Annual v3.1, Unit 4095 and retrofits | 898 | 1897 | Rate Constraint in lbs/MMBtu | FALSE | L | Annual | Allowances Withdrawn (n:1) | MTons | 0 | 0 | 0 | 0 | 0 | 0 | 0
Unit San Juan 1-4 - SO2 Rate Annual v3.1, Unit 4095 and retrofits | 898 | 1897 | Rate Constraint in lbs/MMBtu | FALSE | L | Annual | Net Emissions Allowance Position | MTons | 0 | 0 | 0 | 0 | 0 | 0 | 0
Unit San Juan 1-4 - SO2 Rate Annual v3.1, Unit 4095 and retrofits | 898 | 1897 | Rate Constraint in lbs/MMBtu | FALSE | L | Annual | Fuel Consumed | TBtu | 0 | 0 | 0 | 0 | 0 | 0 | 0
Unit San Juan 1-4 - SO2 Rate Annual v3.1, Unit 4095 and retrofits | 898 | 1897 | Rate Constraint in lbs/MMBtu | FALSE | L | Annual | Rate | lb/MMBtu | 0 | 0 | 0 | 0 | 0 | 0 | 0
Unit San Juan 1-4 - SO2 Rate Annual v3.1, Unit 4095 and retrofits | 898 | 1897 | Rate Constraint in lbs/MMBtu | FALSE | L | Annual | Generation | TWh | 0 | 0 | 0 | 0 | 0 | 0 | 0
Unit San Juan 1-4 - SO2 Rate Annual v3.1, Unit 4095 and retrofits | 898 | 1897 | Rate Constraint in lbs/MMBtu | FALSE | L | Annual | Qualifying Generation | TWh | 0 | 0 | 0 | 0 | 0 | 0 | 0
Unit San Juan 1-4 - SO2 Rate Annual v3.1, Unit 4095 and retrofits | 898 | 1897 | Rate Constraint in lbs/MMBtu | FALSE | L | Annual | Rate | lb/MWh | 0 | 0 | 0 | 0 | 0 | 0 | 0
Unit San Juan 1-4 - SO2 Rate Annual v3.1, Unit 4095 and retrofits | 898 | 1897 | Rate Constraint in lbs/MMBtu | FALSE | L | Annual | Constraint Shadow Price | US$/Ton | 0 | 0 | 0 | 0 | 0 | 0 | 0
Unit San Juan 1-4 - SO2 Rate Annual v3.1, Unit 4096 and retrofits | 899 | 1897 | Rate Constraint in lbs/MMBtu | FALSE | L | Annual | Seasons Included | Seasons | Winter, Summer | Winter, Summer | Winter, Summer | Winter, Summer | Winter, Summer | Winter, Summer | Winter, Summer
Unit San Juan 1-4 - SO2 Rate Annual v3.1, Unit 4096 and retrofits | 899 | 1897 | Rate Constraint in lbs/MMBtu | FALSE | L | Annual | Standard | lb/MMBtu | 0.25 | 0.25 | 0.25 | 0.25 | 0.25 | 0.25 | 0.25
Unit San Juan 1-4 - SO2 Rate Annual v3.1, Unit 4096 and retrofits | 899 | 1897 | Rate Constraint in lbs/MMBtu | FALSE | L | Annual | Emissions at Affected Plants SO2 | MTons | 0 | 0 | 0 | 0 | 0 | 0 | 0
Unit San Juan 1-4 - SO2 Rate Annual v3.1, Unit 4096 and retrofits | 899 | 1897 | Rate Constraint in lbs/MMBtu | FALSE | L | Annual | Allowances Purchased SO2 | MTons | 0 | 0 | 0 | 0 | 0 | 0 | 0
Unit San Juan 1-4 - SO2 Rate Annual v3.1, Unit 4096 and retrofits | 899 | 1897 | Rate Constraint in lbs/MMBtu | FALSE | L | Annual | Allowances Sold SO2 | MTons | 0 | 0 | 0 | 0 | 0 | 0 | 0
Unit San Juan 1-4 - SO2 Rate Annual v3.1, Unit 4096 and retrofits | 899 | 1897 | Rate Constraint in lbs/MMBtu | FALSE | L | Annual | Allowances Banked | MTons | 0 | 0 | 0 | 0 | 0 | 0 | 0
Unit San Juan 1-4 - SO2 Rate Annual v3.1, Unit 4096 and retrofits | 899 | 1897 | Rate Constraint in lbs/MMBtu | FALSE | L | Annual | Allowances Withdrawn (1:1) | MTons | 0 | 0 | 0 | 0 | 0 | 0 | 0
Unit San Juan 1-4 - SO2 Rate Annual v3.1, Unit 4096 and retrofits | 899 | 1897 | Rate Constraint in lbs/MMBtu | FALSE | L | Annual | Allowances Withdrawn (n:1) | MTons | 0 | 0 | 0 | 0 | 0 | 0 | 0
Unit San Juan 1-4 - SO2 Rate Annual v3.1, Unit 4096 and retrofits | 899 | 1897 | Rate Constraint in lbs/MMBtu | FALSE | L | Annual | Net Emissions Allowance Position | MTons | 0 | 0 | 0 | 0 | 0 | 0 | 0
Unit San Juan 1-4 - SO2 Rate Annual v3.1, Unit 4096 and retrofits | 899 | 1897 | Rate Constraint in lbs/MMBtu | FALSE | L | Annual | Fuel Consumed | TBtu | 0 | 0 | 0 | 0 | 0 | 0 | 0
Unit San Juan 1-4 - SO2 Rate Annual v3.1, Unit 4096 and retrofits | 899 | 1897 | Rate Constraint in lbs/MMBtu | FALSE | L | Annual | Rate | lb/MMBtu | 0 | 0 | 0 | 0 | 0 | 0 | 0
Unit San Juan 1-4 - SO2 Rate Annual v3.1, Unit 4096 and retrofits | 899 | 1897 | Rate Constraint in lbs/MMBtu | FALSE | L | Annual | Generation | TWh | 0 | 0 | 0 | 0 | 0 | 0 | 0
Unit San Juan 1-4 - SO2 Rate Annual v3.1, Unit 4096 and retrofits | 899 | 1897 | Rate Constraint in lbs/MMBtu | FALSE | L | Annual | Qualifying Generation | TWh | 0 | 0 | 0 | 0 | 0 | 0 | 0
Unit San Juan 1-4 - SO2 Rate Annual v3.1, Unit 4096 and retrofits | 899 | 1897 | Rate Constraint in lbs/MMBtu | FALSE | L | Annual | Rate | lb/MWh | 0 | 0 | 0 | 0 | 0 | 0 | 0
Unit San Juan 1-4 - SO2 Rate Annual v3.1, Unit 4096 and retrofits | 899 | 1897 | Rate Constraint in lbs/MMBtu | FALSE | L | Annual | Constraint Shadow Price | US$/Ton | 0 | 0 | 0 | 0 | 0 | 0 | 0
Unit Sheldon 1 - SO2 Rate Annual v4.10, Unit 3559 and retrofits | 900 | 2223 | Rate Constraint in lbs/MMBtu | FALSE | L | Annual | Seasons Included | Seasons | Winter, Summer | Winter, Summer | Winter, Summer | Winter, Summer | Winter, Summer | Winter, Summer | Winter, Summer
Unit Sheldon 1 - SO2 Rate Annual v4.10, Unit 3559 and retrofits | 900 | 2223 | Rate Constraint in lbs/MMBtu | FALSE | L | Annual | Standard | lb/MMBtu | 0.60888 | 0.60888 | 0.60888 | 0.60888 | 0.60888 | 0.60888 | 0.60888
Unit Sheldon 1 - SO2 Rate Annual v4.10, Unit 3559 and retrofits | 900 | 2223 | Rate Constraint in lbs/MMBtu | FALSE | L | Annual | Emissions at Affected Plants SO2 | MTons | 0.74564 | 0.74564 | 0.47416 | 0.47416 | 0.47416 | 0.45284 | 0.60205
Unit Sheldon 1 - SO2 Rate Annual v4.10, Unit 3559 and retrofits | 900 | 2223 | Rate Constraint in lbs/MMBtu | FALSE | L | Annual | Allowances Purchased SO2 | MTons | 0 | 0 | 0 | 0 | 0 | 0 | 0
Unit Sheldon 1 - SO2 Rate Annual v4.10, Unit 3559 and retrofits | 900 | 2223 | Rate Constraint in lbs/MMBtu | FALSE | L | Annual | Allowances Sold SO2 | MTons | 0 | 0 | 0 | 0 | 0 | 0 | 0
Unit Sheldon 1 - SO2 Rate Annual v4.10, Unit 3559 and retrofits | 900 | 2223 | Rate Constraint in lbs/MMBtu | FALSE | L | Annual | Allowances Banked | MTons | 0 | 0 | 0 | 0 | 0 | 0 | 0
Unit Sheldon 1 - SO2 Rate Annual v4.10, Unit 3559 and retrofits | 900 | 2223 | Rate Constraint in lbs/MMBtu | FALSE | L | Annual | Allowances Withdrawn (1:1) | MTons | 0 | 0 | 0 | 0 | 0 | 0 | 0
Unit Sheldon 1 - SO2 Rate Annual v4.10, Unit 3559 and retrofits | 900 | 2223 | Rate Constraint in lbs/MMBtu | FALSE | L | Annual | Allowances Withdrawn (n:1) | MTons | 0 | 0 | 0 | 0 | 0 | 0 | 0
Unit Sheldon 1 - SO2 Rate Annual v4.10, Unit 3559 and retrofits | 900 | 2223 | Rate Constraint in lbs/MMBtu | FALSE | L | Annual | Net Emissions Allowance Position | MTons | 0.74564 | 0.74564 | 0.47416 | 0.47416 | 0.47416 | 0.45284 | 0.60205
Unit Sheldon 1 - SO2 Rate Annual v4.10, Unit 3559 and retrofits | 900 | 2223 | Rate Constraint in lbs/MMBtu | FALSE | L | Annual | Fuel Consumed | TBtu | 8.5706 | 8.5706 | 5.4501 | 5.4501 | 5.4501 | 5.205 | 6.9202
Unit Sheldon 1 - SO2 Rate Annual v4.10, Unit 3559 and retrofits | 900 | 2223 | Rate Constraint in lbs/MMBtu | FALSE | L | Annual | Rate | lb/MMBtu | 0.174 | 0.174 | 0.174 | 0.174 | 0.174 | 0.174 | 0.174
Unit Sheldon 1 - SO2 Rate Annual v4.10, Unit 3559 and retrofits | 900 | 2223 | Rate Constraint in lbs/MMBtu | FALSE | L | Annual | Generation | TWh | 0.77824 | 0.77824 | 0.49489 | 0.49489 | 0.49489 | 0.47264 | 0.62838
Unit Sheldon 1 - SO2 Rate Annual v4.10, Unit 3559 and retrofits | 900 | 2223 | Rate Constraint in lbs/MMBtu | FALSE | L | Annual | Qualifying Generation | TWh | 0.77824 | 0.77824 | 0.49489 | 0.49489 | 0.49489 | 0.47264 | 0.62838
Unit Sheldon 1 - SO2 Rate Annual v4.10, Unit 3559 and retrofits | 900 | 2223 | Rate Constraint in lbs/MMBtu | FALSE | L | Annual | Rate | lb/MWh | 0.95811 | 0.95811 | 0.95811 | 0.95811 | 0.95811 | 0.95811 | 0.95811
Unit Sheldon 1 - SO2 Rate Annual v4.10, Unit 3559 and retrofits | 900 | 2223 | Rate Constraint in lbs/MMBtu | FALSE | L | Annual | Constraint Shadow Price | US$/Ton | 0 | 0 | 0 | 0 | 0 | 0 | 0
Unit Sheldon 2 - SO2 Rate Annual v4.10, Unit 3560 and retrofits | 901 | 2224 | Rate Constraint in lbs/MMBtu | FALSE | L | Annual | Seasons Included | Seasons | Winter, Summer | Winter, Summer | Winter, Summer | Winter, Summer | Winter, Summer | Winter, Summer | Winter, Summer
Unit Sheldon 2 - SO2 Rate Annual v4.10, Unit 3560 and retrofits | 901 | 2224 | Rate Constraint in lbs/MMBtu | FALSE | L | Annual | Standard | lb/MMBtu | 0.5884 | 0.5884 | 0.5884 | 0.5884 | 0.5884 | 0.5884 | 0.5884
Unit Sheldon 2 - SO2 Rate Annual v4.10, Unit 3560 and retrofits | 901 | 2224 | Rate Constraint in lbs/MMBtu | FALSE | L | Annual | Emissions at Affected Plants SO2 | MTons | 0.85319 | 0.85319 | 0.54255 | 0.54255 | 0.54255 | 0.51816 | 0.6889
Unit Sheldon 2 - SO2 Rate Annual v4.10, Unit 3560 and retrofits | 901 | 2224 | Rate Constraint in lbs/MMBtu | FALSE | L | Annual | Allowances Purchased SO2 | MTons | 0 | 0 | 0 | 0 | 0 | 0 | 0
Unit Sheldon 2 - SO2 Rate Annual v4.10, Unit 3560 and retrofits | 901 | 2224 | Rate Constraint in lbs/MMBtu | FALSE | L | Annual | Allowances Sold SO2 | MTons | 0 | 0 | 0 | 0 | 0 | 0 | 0
Unit Sheldon 2 - SO2 Rate Annual v4.10, Unit 3560 and retrofits | 901 | 2224 | Rate Constraint in lbs/MMBtu | FALSE | L | Annual | Allowances Banked | MTons | 0 | 0 | 0 | 0 | 0 | 0 | 0
Unit Sheldon 2 - SO2 Rate Annual v4.10, Unit 3560 and retrofits | 901 | 2224 | Rate Constraint in lbs/MMBtu | FALSE | L | Annual | Allowances Withdrawn (1:1) | MTons | 0 | 0 | 0 | 0 | 0 | 0 | 0
Unit Sheldon 2 - SO2 Rate Annual v4.10, Unit 3560 and retrofits | 901 | 2224 | Rate Constraint in lbs/MMBtu | FALSE | L | Annual | Allowances Withdrawn (n:1) | MTons | 0 | 0 | 0 | 0 | 0 | 0 | 0
Unit Sheldon 2 - SO2 Rate Annual v4.10, Unit 3560 and retrofits | 901 | 2224 | Rate Constraint in lbs/MMBtu | FALSE | L | Annual | Net Emissions Allowance Position | MTons | 0.85319 | 0.85319 | 0.54255 | 0.54255 | 0.54255 | 0.51816 | 0.6889
Unit Sheldon 2 - SO2 Rate Annual v4.10, Unit 3560 and retrofits | 901 | 2224 | Rate Constraint in lbs/MMBtu | FALSE | L | Annual | Fuel Consumed | TBtu | 9.8068 | 9.8068 | 6.2363 | 6.2363 | 6.2363 | 5.9558 | 7.9183
Unit Sheldon 2 - SO2 Rate Annual v4.10, Unit 3560 and retrofits | 901 | 2224 | Rate Constraint in lbs/MMBtu | FALSE | L | Annual | Rate | lb/MMBtu | 0.174 | 0.174 | 0.174 | 0.174 | 0.174 | 0.174 | 0.174
Unit Sheldon 2 - SO2 Rate Annual v4.10, Unit 3560 and retrofits | 901 | 2224 | Rate Constraint in lbs/MMBtu | FALSE | L | Annual | Generation | TWh | 0.88942 | 0.88942 | 0.56559 | 0.56559 | 0.56559 | 0.54016 | 0.71814
Unit Sheldon 2 - SO2 Rate Annual v4.10, Unit 3560 and retrofits | 901 | 2224 | Rate Constraint in lbs/MMBtu | FALSE | L | Annual | Qualifying Generation | TWh | 0.88942 | 0.88942 | 0.56559 | 0.56559 | 0.56559 | 0.54016 | 0.71814
Unit Sheldon 2 - SO2 Rate Annual v4.10, Unit 3560 and retrofits | 901 | 2224 | Rate Constraint in lbs/MMBtu | FALSE | L | Annual | Rate | lb/MWh | 0.95927 | 0.95927 | 0.95927 | 0.95927 | 0.95927 | 0.95927 | 0.95927
Unit Sheldon 2 - SO2 Rate Annual v4.10, Unit 3560 and retrofits | 901 | 2224 | Rate Constraint in lbs/MMBtu | FALSE | L | Annual | Constraint Shadow Price | US$/Ton | 0 | 0 | 0 | 0 | 0 | 0 | 0
Unit Westover 8 - NOX Rate Annual v3.1, Unit 3587 and retrofits | 902 | 1898 | Rate Constraint in lbs/MMBtu | FALSE | L | Annual | Seasons Included | Seasons | Winter, Summer | Winter, Summer | Winter, Summer | Winter, Summer | Winter, Summer | Winter, Summer | Winter, Summer
Unit Westover 8 - NOX Rate Annual v3.1, Unit 3587 and retrofits | 902 | 1898 | Rate Constraint in lbs/MMBtu | FALSE | L | Annual | Standard | lb/MMBtu | 0.15 | 0.15 | 0.15 | 0.15 | 0.15 | 0.15 | 0.15
Unit Westover 8 - NOX Rate Annual v3.1, Unit 3587 and retrofits | 902 | 1898 | Rate Constraint in lbs/MMBtu | FALSE | L | Annual | Emissions at Affected Plants NOX | MTons | 0 | 0 | 0 | 0 | 0 | 0 | 0
Unit Westover 8 - NOX Rate Annual v3.1, Unit 3587 and retrofits | 902 | 1898 | Rate Constraint in lbs/MMBtu | FALSE | L | Annual | Allowances Purchased NOX | MTons | 0 | 0 | 0 | 0 | 0 | 0 | 0
Unit Westover 8 - NOX Rate Annual v3.1, Unit 3587 and retrofits | 902 | 1898 | Rate Constraint in lbs/MMBtu | FALSE | L | Annual | Allowances Sold NOX | MTons | 0 | 0 | 0 | 0 | 0 | 0 | 0
Unit Westover 8 - NOX Rate Annual v3.1, Unit 3587 and retrofits | 902 | 1898 | Rate Constraint in lbs/MMBtu | FALSE | L | Annual | Allowances Banked | MTons | 0 | 0 | 0 | 0 | 0 | 0 | 0
Unit Westover 8 - NOX Rate Annual v3.1, Unit 3587 and retrofits | 902 | 1898 | Rate Constraint in lbs/MMBtu | FALSE | L | Annual | Allowances Withdrawn (1:1) | MTons | 0 | 0 | 0 | 0 | 0 | 0 | 0
Unit Westover 8 - NOX Rate Annual v3.1, Unit 3587 and retrofits | 902 | 1898 | Rate Constraint in lbs/MMBtu | FALSE | L | Annual | Allowances Withdrawn (n:1) | MTons | 0 | 0 | 0 | 0 | 0 | 0 | 0
Unit Westover 8 - NOX Rate Annual v3.1, Unit 3587 and retrofits | 902 | 1898 | Rate Constraint in lbs/MMBtu | FALSE | L | Annual | Net Emissions Allowance Position | MTons | 0 | 0 | 0 | 0 | 0 | 0 | 0
Unit Westover 8 - NOX Rate Annual v3.1, Unit 3587 and retrofits | 902 | 1898 | Rate Constraint in lbs/MMBtu | FALSE | L | Annual | Fuel Consumed | TBtu | 0 | 0 | 0 | 0 | 0 | 0 | 0
Unit Westover 8 - NOX Rate Annual v3.1, Unit 3587 and retrofits | 902 | 1898 | Rate Constraint in lbs/MMBtu | FALSE | L | Annual | Rate | lb/MMBtu | 0 | 0 | 0 | 0 | 0 | 0 | 0
Unit Westover 8 - NOX Rate Annual v3.1, Unit 3587 and retrofits | 902 | 1898 | Rate Constraint in lbs/MMBtu | FALSE | L | Annual | Generation | TWh | 0 | 0 | 0 | 0 | 0 | 0 | 0
Unit Westover 8 - NOX Rate Annual v3.1, Unit 3587 and retrofits | 902 | 1898 | Rate Constraint in lbs/MMBtu | FALSE | L | Annual | Qualifying Generation | TWh | 0 | 0 | 0 | 0 | 0 | 0 | 0
Unit Westover 8 - NOX Rate Annual v3.1, Unit 3587 and retrofits | 902 | 1898 | Rate Constraint in lbs/MMBtu | FALSE | L | Annual | Rate | lb/MWh | 0 | 0 | 0 | 0 | 0 | 0 | 0
Unit Westover 8 - NOX Rate Annual v3.1, Unit 3587 and retrofits | 902 | 1898 | Rate Constraint in lbs/MMBtu | FALSE | L | Annual | Constraint Shadow Price | US$/Ton | 0 | 0 | 0 | 0 | 0 | 0 | 0
Unit Westover 8 - SO2 Rate Annual v3.1, Unit 3587 and retrofits | 903 | 1899 | Rate Constraint in lbs/MMBtu | FALSE | L | Annual | Seasons Included | Seasons | Winter, Summer | Winter, Summer | Winter, Summer | Winter, Summer | Winter, Summer | Winter, Summer | Winter, Summer
Unit Westover 8 - SO2 Rate Annual v3.1, Unit 3587 and retrofits | 903 | 1899 | Rate Constraint in lbs/MMBtu | FALSE | L | Annual | Standard | lb/MMBtu | 0.34 | 0.34 | 0.34 | 0.34 | 0.34 | 0.34 | 0.34
Unit Westover 8 - SO2 Rate Annual v3.1, Unit 3587 and retrofits | 903 | 1899 | Rate Constraint in lbs/MMBtu | FALSE | L | Annual | Emissions at Affected Plants SO2 | MTons | 0 | 0 | 0 | 0 | 0 | 0 | 0
Unit Westover 8 - SO2 Rate Annual v3.1, Unit 3587 and retrofits | 903 | 1899 | Rate Constraint in lbs/MMBtu | FALSE | L | Annual | Allowances Purchased SO2 | MTons | 0 | 0 | 0 | 0 | 0 | 0 | 0
Unit Westover 8 - SO2 Rate Annual v3.1, Unit 3587 and retrofits | 903 | 1899 | Rate Constraint in lbs/MMBtu | FALSE | L | Annual | Allowances Sold SO2 | MTons | 0 | 0 | 0 | 0 | 0 | 0 | 0
Unit Westover 8 - SO2 Rate Annual v3.1, Unit 3587 and retrofits | 903 | 1899 | Rate Constraint in lbs/MMBtu | FALSE | L | Annual | Allowances Banked | MTons | 0 | 0 | 0 | 0 | 0 | 0 | 0
Unit Westover 8 - SO2 Rate Annual v3.1, Unit 3587 and retrofits | 903 | 1899 | Rate Constraint in lbs/MMBtu | FALSE | L | Annual | Allowances Withdrawn (1:1) | MTons | 0 | 0 | 0 | 0 | 0 | 0 | 0
Unit Westover 8 - SO2 Rate Annual v3.1, Unit 3587 and retrofits | 903 | 1899 | Rate Constraint in lbs/MMBtu | FALSE | L | Annual | Allowances Withdrawn (n:1) | MTons | 0 | 0 | 0 | 0 | 0 | 0 | 0
Unit Westover 8 - SO2 Rate Annual v3.1, Unit 3587 and retrofits | 903 | 1899 | Rate Constraint in lbs/MMBtu | FALSE | L | Annual | Net Emissions Allowance Position | MTons | 0 | 0 | 0 | 0 | 0 | 0 | 0
Unit Westover 8 - SO2 Rate Annual v3.1, Unit 3587 and retrofits | 903 | 1899 | Rate Constraint in lbs/MMBtu | FALSE | L | Annual | Fuel Consumed | TBtu | 0 | 0 | 0 | 0 | 0 | 0 | 0
Unit Westover 8 - SO2 Rate Annual v3.1, Unit 3587 and retrofits | 903 | 1899 | Rate Constraint in lbs/MMBtu | FALSE | L | Annual | Rate | lb/MMBtu | 0 | 0 | 0 | 0 | 0 | 0 | 0
Unit Westover 8 - SO2 Rate Annual v3.1, Unit 3587 and retrofits | 903 | 1899 | Rate Constraint in lbs/MMBtu | FALSE | L | Annual | Generation | TWh | 0 | 0 | 0 | 0 | 0 | 0 | 0
Unit Westover 8 - SO2 Rate Annual v3.1, Unit 3587 and retrofits | 903 | 1899 | Rate Constraint in lbs/MMBtu | FALSE | L | Annual | Qualifying Generation | TWh | 0 | 0 | 0 | 0 | 0 | 0 | 0
Unit Westover 8 - SO2 Rate Annual v3.1, Unit 3587 and retrofits | 903 | 1899 | Rate Constraint in lbs/MMBtu | FALSE | L | Annual | Rate | lb/MWh | 0 | 0 | 0 | 0 | 0 | 0 | 0
Unit Westover 8 - SO2 Rate Annual v3.1, Unit 3587 and retrofits | 903 | 1899 | Rate Constraint in lbs/MMBtu | FALSE | L | Annual | Constraint Shadow Price | US$/Ton | 0 | 0 | 0 | 0 | 0 | 0 | 0
Unit Whelan Energy Center 1- SO2 Rate Annual v4.10, Unit 3561 and retrofits | 904 | 2229 | Rate Constraint in lbs/MMBtu | FALSE | L | Annual | Seasons Included | Seasons | Winter, Summer | Winter, Summer | Winter, Summer | Winter, Summer | Winter, Summer | Winter, Summer | Winter, Summer
Unit Whelan Energy Center 1- SO2 Rate Annual v4.10, Unit 3561 and retrofits | 904 | 2229 | Rate Constraint in lbs/MMBtu | FALSE | L | Annual | Standard | lb/MMBtu | 0.6904 | 0.6904 | 0.6904 | 0.6904 | 0.6904 | 0.6904 | 0.6904
Unit Whelan Energy Center 1- SO2 Rate Annual v4.10, Unit 3561 and retrofits | 904 | 2229 | Rate Constraint in lbs/MMBtu | FALSE | L | Annual | Emissions at Affected Plants SO2 | MTons | 0.89804 | 0.85314 | 0.67148 | 0.74521 | 0.74521 | 0.74521 | 0.84601
Unit Whelan Energy Center 1- SO2 Rate Annual v4.10, Unit 3561 and retrofits | 904 | 2229 | Rate Constraint in lbs/MMBtu | FALSE | L | Annual | Allowances Purchased SO2 | MTons | 0 | 0 | 0 | 0 | 0 | 0 | 0
Unit Whelan Energy Center 1- SO2 Rate Annual v4.10, Unit 3561 and retrofits | 904 | 2229 | Rate Constraint in lbs/MMBtu | FALSE | L | Annual | Allowances Sold SO2 | MTons | 0 | 0 | 0 | 0 | 0 | 0 | 0
Unit Whelan Energy Center 1- SO2 Rate Annual v4.10, Unit 3561 and retrofits | 904 | 2229 | Rate Constraint in lbs/MMBtu | FALSE | L | Annual | Allowances Banked | MTons | 0 | 0 | 0 | 0 | 0 | 0 | 0
Unit Whelan Energy Center 1- SO2 Rate Annual v4.10, Unit 3561 and retrofits | 904 | 2229 | Rate Constraint in lbs/MMBtu | FALSE | L | Annual | Allowances Withdrawn (1:1) | MTons | 0 | 0 | 0 | 0 | 0 | 0 | 0
Unit Whelan Energy Center 1- SO2 Rate Annual v4.10, Unit 3561 and retrofits | 904 | 2229 | Rate Constraint in lbs/MMBtu | FALSE | L | Annual | Allowances Withdrawn (n:1) | MTons | 0 | 0 | 0 | 0 | 0 | 0 | 0
Unit Whelan Energy Center 1- SO2 Rate Annual v4.10, Unit 3561 and retrofits | 904 | 2229 | Rate Constraint in lbs/MMBtu | FALSE | L | Annual | Net Emissions Allowance Position | MTons | 0.89804 | 0.85314 | 0.67148 | 0.74521 | 0.74521 | 0.74521 | 0.84601
Unit Whelan Energy Center 1- SO2 Rate Annual v4.10, Unit 3561 and retrofits | 904 | 2229 | Rate Constraint in lbs/MMBtu | FALSE | L | Annual | Fuel Consumed | TBtu | 6.3691 | 6.0506 | 4.7623 | 5.2852 | 5.2852 | 5.2852 | 6
Unit Whelan Energy Center 1- SO2 Rate Annual v4.10, Unit 3561 and retrofits | 904 | 2229 | Rate Constraint in lbs/MMBtu | FALSE | L | Annual | Rate | lb/MMBtu | 0.282 | 0.282 | 0.282 | 0.282 | 0.282 | 0.282 | 0.282
Unit Whelan Energy Center 1- SO2 Rate Annual v4.10, Unit 3561 and retrofits | 904 | 2229 | Rate Constraint in lbs/MMBtu | FALSE | L | Annual | Generation | TWh | 0.56097 | 0.56097 | 0.44152 | 0.49 | 0.49 | 0.49 | 0.55628
Unit Whelan Energy Center 1- SO2 Rate Annual v4.10, Unit 3561 and retrofits | 904 | 2229 | Rate Constraint in lbs/MMBtu | FALSE | L | Annual | Qualifying Generation | TWh | 0.56097 | 0.56097 | 0.44152 | 0.49 | 0.49 | 0.49 | 0.55628
Unit Whelan Energy Center 1- SO2 Rate Annual v4.10, Unit 3561 and retrofits | 904 | 2229 | Rate Constraint in lbs/MMBtu | FALSE | L | Annual | Rate | lb/MWh | 1.6009 | 1.5208 | 1.5208 | 1.5208 | 1.5208 | 1.5208 | 1.5208
Unit Whelan Energy Center 1- SO2 Rate Annual v4.10, Unit 3561 and retrofits | 904 | 2229 | Rate Constraint in lbs/MMBtu | FALSE | L | Annual | Constraint Shadow Price | US$/Ton | 0 | 0 | 0 | 0 | 0 | 0 | 0
UT Hg Rule - MER Removal Annual v.4.10 | 905 | 2215 | MACT Fuel Choice Floor in lbs/MMBtu | FALSE | L | Annual | Seasons Included | Seasons | Winter, Summer | Winter, Summer | Winter, Summer | Winter, Summer | Winter, Summer | Winter, Summer | Winter, Summer
UT Hg Rule - MER Removal Annual v.4.10 | 905 | 2215 | MACT Fuel Choice Floor in lbs/MMBtu | FALSE | L | Annual | Emission Floor | lbs/MMBtu | 6.5e-07 | 6.5e-07 | 6.5e-07 | 6.5e-07 | 6.5e-07 | 6.5e-07 | 6.5e-07
UT Hg Rule - MER Removal Annual v.4.10 | 905 | 2215 | MACT Fuel Choice Floor in lbs/MMBtu | FALSE | L | Annual | Emissions at Affected Plants MER | lbs | 153.9488 | 149.5151 | 136.0317 | 149.3366 | 140.0185 | 139.4189 | 139.1583
UT Hg Rule - MER Removal Annual v.4.10 | 905 | 2215 | MACT Fuel Choice Floor in lbs/MMBtu | FALSE | L | Annual | Allowances Purchased MER | lbs | 0 | 0 | 0 | 0 | 0 | 0 | 0
UT Hg Rule - MER Removal Annual v.4.10 | 905 | 2215 | MACT Fuel Choice Floor in lbs/MMBtu | FALSE | L | Annual | Allowances Sold MER | lbs | 0 | 0 | 0 | 0 | 0 | 0 | 0
UT Hg Rule - MER Removal Annual v.4.10 | 905 | 2215 | MACT Fuel Choice Floor in lbs/MMBtu | FALSE | L | Annual | Allowances Banked | lbs | 0 | 0 | 0 | 0 | 0 | 0 | 0
UT Hg Rule - MER Removal Annual v.4.10 | 905 | 2215 | MACT Fuel Choice Floor in lbs/MMBtu | FALSE | L | Annual | Allowances Withdrawn (1:1) | lbs | 0 | 0 | 0 | 0 | 0 | 0 | 0
UT Hg Rule - MER Removal Annual v.4.10 | 905 | 2215 | MACT Fuel Choice Floor in lbs/MMBtu | FALSE | L | Annual | Allowances Withdrawn (n:1) | lbs | 0 | 0 | 0 | 0 | 0 | 0 | 0
UT Hg Rule - MER Removal Annual v.4.10 | 905 | 2215 | MACT Fuel Choice Floor in lbs/MMBtu | FALSE | L | Annual | Net Emissions Allowance Position | lbs | 153.9488 | 149.5151 | 136.0317 | 149.3366 | 140.0185 | 139.4189 | 139.1583
UT Hg Rule - MER Removal Annual v.4.10 | 905 | 2215 | MACT Fuel Choice Floor in lbs/MMBtu | FALSE | L | Annual | Fuel Consumed | TBtu | 328.7844 | 320.3389 | 288.3659 | 319.3768 | 297.723 | 286.7312 | 286.1293
UT Hg Rule - MER Removal Annual v.4.10 | 905 | 2215 | MACT Fuel Choice Floor in lbs/MMBtu | FALSE | L | Annual | Rate | lb/MMBtu | 4.6824e-07 | 4.6674e-07 | 4.7173e-07 | 4.6759e-07 | 4.703e-07 | 4.8624e-07 | 4.8635e-07
UT Hg Rule - MER Removal Annual v.4.10 | 905 | 2215 | MACT Fuel Choice Floor in lbs/MMBtu | FALSE | L | Annual | Generation | TWh | 32.8786 | 32.8786 | 29.6375 | 32.785 | 30.577 | 29.4675 | 29.4263
UT Hg Rule - MER Removal Annual v.4.10 | 905 | 2215 | MACT Fuel Choice Floor in lbs/MMBtu | FALSE | L | Annual | Qualifying Generation | TWh | 32.8786 | 32.8786 | 29.6375 | 32.785 | 30.577 | 29.4675 | 29.4263
UT Hg Rule - MER Removal Annual v.4.10 | 905 | 2215 | MACT Fuel Choice Floor in lbs/MMBtu | FALSE | L | Annual | Constraint Shadow Price | US$/Lb | 0 | 0 | 0 | 0 | 0 | 0 | 0
WA - CO2 Penalty Annual v5.13 | 906 | 6028 | Rate Constraint in MTons | FALSE | L | Annual | Seasons Included | Seasons | Winter, Summer | Winter, Summer | Winter, Summer | Winter, Summer | Winter, Summer | Winter, Summer | Winter, Summer
WA - CO2 Penalty Annual v5.13 | 906 | 6028 | Rate Constraint in MTons | FALSE | L | Annual | Standard | MTons | 0 | 0 | 0 | 0 | 0 | 0 | 0
WA - CO2 Penalty Annual v5.13 | 906 | 6028 | Rate Constraint in MTons | FALSE | L | Annual | Standard CO2 | MTons | 0 | 0 | 0 | 0 | 0 | 0 | 0
WA - CO2 Penalty Annual v5.13 | 906 | 6028 | Rate Constraint in MTons | FALSE | L | Annual | Emissions at Affected Plants CO2 | MTons | 11.232 | 19.9145 | 19.9145 | 19.9145 | 15.1382 | 4715.8173 | 13145.4053
WA - CO2 Penalty Annual v5.13 | 906 | 6028 | Rate Constraint in MTons | FALSE | L | Annual | Allowances Purchased CO2 | MTons | -11.232 | -19.9145 | -19.9145 | -19.9145 | -15.1382 | -4715.8173 | -13145.4053
WA - CO2 Penalty Annual v5.13 | 906 | 6028 | Rate Constraint in MTons | FALSE | L | Annual | Allowances Sold CO2 | MTons | 0 | 0 | 0 | 0 | 0 | 0 | 0
WA - CO2 Penalty Annual v5.13 | 906 | 6028 | Rate Constraint in MTons | FALSE | L | Annual | Allowances Banked | MTons | 0 | 0 | 0 | 0 | 0 | 0 | 0
WA - CO2 Penalty Annual v5.13 | 906 | 6028 | Rate Constraint in MTons | FALSE | L | Annual | Allowances Withdrawn (1:1) | MTons | 0 | 0 | 0 | 0 | 0 | 0 | 0
WA - CO2 Penalty Annual v5.13 | 906 | 6028 | Rate Constraint in MTons | FALSE | L | Annual | Allowances Withdrawn (n:1) | MTons | 0 | 0 | 0 | 0 | 0 | 0 | 0
WA - CO2 Penalty Annual v5.13 | 906 | 6028 | Rate Constraint in MTons | FALSE | L | Annual | Net Emissions Allowance Position | MTons | -1.7519e-07 | -4.882e-07 | -4.882e-07 | -4.882e-07 | -3.2146e-07 | -7.4906e-07 | -4.511e-06
WA - CO2 Penalty Annual v5.13 | 906 | 6028 | Rate Constraint in MTons | FALSE | L | Annual | Fuel Consumed | TBtu | 0.19187 | 0.34019 | 0.34019 | 0.34019 | 0.2586 | 80.5572 | 224.5542
WA - CO2 Penalty Annual v5.13 | 906 | 6028 | Rate Constraint in MTons | FALSE | L | Annual | Rate | lb/MMBtu | 117.08 | 117.08 | 117.08 | 117.08 | 117.08 | 117.08 | 117.08
WA - CO2 Penalty Annual v5.13 | 906 | 6028 | Rate Constraint in MTons | FALSE | L | Annual | Generation | TWh | 0.02984 | 0.052906 | 0.052906 | 0.052906 | 0.040217 | 12.5283 | 34.9229
WA - CO2 Penalty Annual v5.13 | 906 | 6028 | Rate Constraint in MTons | FALSE | L | Annual | Qualifying Generation | TWh | 0.02984 | 0.052906 | 0.052906 | 0.052906 | 0.040217 | 12.5283 | 34.9229
WA - CO2 Penalty Annual v5.13 | 906 | 6028 | Rate Constraint in MTons | FALSE | L | Annual | Rate | lb/MWh | 376.4122 | 376.4122 | 376.4122 | 376.4122 | 376.4122 | 376.4122 | 376.4122
WA - CO2 Penalty Annual v5.13 | 906 | 6028 | Rate Constraint in MTons | FALSE | L | Annual | Constraint Shadow Price | US$/Ton | 1.8726 | 1.8726 | 1.8724 | 1.8723 | 1.8723 | 1.8724 | 1.8729
WA - CO2 Rate Limit (New Advanced Coal with CCS) | 907 | 2428 | Rate Constraint in lbs/MWh | FALSE | L | Annual | Seasons Included | Seasons | Winter, Summer | Winter, Summer | Winter, Summer | Winter, Summer | Winter, Summer | Winter, Summer | Winter, Summer
WA - CO2 Rate Limit (New Advanced Coal with CCS) | 907 | 2428 | Rate Constraint in lbs/MWh | FALSE | L | Annual | Standard | lb/MWh | 1100 | 1100 | 1100 | 1100 | 1100 | 1100 | 1100
WA - CO2 Rate Limit (New Advanced Coal with CCS) | 907 | 2428 | Rate Constraint in lbs/MWh | FALSE | L | Annual | Emissions at Affected Plants CO2 | MTons | 0 | 0 | 0 | 0 | 0 | 0 | 0
WA - CO2 Rate Limit (New Advanced Coal with CCS) | 907 | 2428 | Rate Constraint in lbs/MWh | FALSE | L | Annual | Allowances Purchased CO2 | MTons | 0 | 0 | 0 | 0 | 0 | 0 | 0
WA - CO2 Rate Limit (New Advanced Coal with CCS) | 907 | 2428 | Rate Constraint in lbs/MWh | FALSE | L | Annual | Allowances Sold CO2 | MTons | 0 | 0 | 0 | 0 | 0 | 0 | 0
WA - CO2 Rate Limit (New Advanced Coal with CCS) | 907 | 2428 | Rate Constraint in lbs/MWh | FALSE | L | Annual | Allowances Banked | MTons | 0 | 0 | 0 | 0 | 0 | 0 | 0
WA - CO2 Rate Limit (New Advanced Coal with CCS) | 907 | 2428 | Rate Constraint in lbs/MWh | FALSE | L | Annual | Allowances Withdrawn (1:1) | MTons | 0 | 0 | 0 | 0 | 0 | 0 | 0
WA - CO2 Rate Limit (New Advanced Coal with CCS) | 907 | 2428 | Rate Constraint in lbs/MWh | FALSE | L | Annual | Allowances Withdrawn (n:1) | MTons | 0 | 0 | 0 | 0 | 0 | 0 | 0
WA - CO2 Rate Limit (New Advanced Coal with CCS) | 907 | 2428 | Rate Constraint in lbs/MWh | FALSE | L | Annual | Net Emissions Allowance Position | MTons | 0 | 0 | 0 | 0 | 0 | 0 | 0
WA - CO2 Rate Limit (New Advanced Coal with CCS) | 907 | 2428 | Rate Constraint in lbs/MWh | FALSE | L | Annual | Fuel Consumed | TBtu | 0 | 0 | 0 | 0 | 0 | 0 | 0
WA - CO2 Rate Limit (New Advanced Coal with CCS) | 907 | 2428 | Rate Constraint in lbs/MWh | FALSE | L | Annual | Rate | lb/MMBtu | 0 | 0 | 0 | 0 | 0 | 0 | 0
WA - CO2 Rate Limit (New Advanced Coal with CCS) | 907 | 2428 | Rate Constraint in lbs/MWh | FALSE | L | Annual | Generation | TWh | 0 | 0 | 0 | 0 | 0 | 0 | 0
WA - CO2 Rate Limit (New Advanced Coal with CCS) | 907 | 2428 | Rate Constraint in lbs/MWh | FALSE | L | Annual | Qualifying Generation | TWh | 0 | 0 | 0 | 0 | 0 | 0 | 0
WA - CO2 Rate Limit (New Advanced Coal with CCS) | 907 | 2428 | Rate Constraint in lbs/MWh | FALSE | L | Annual | Constraint Shadow Price | US$/Ton | 0 | 0 | 0 | 0 | 0 | 0 | 0
WA - CO2 Rate Limit (New SPC and IGCC without CCS) | 908 | 2429 | Rate Constraint in lbs/MWh | FALSE | L | Annual | Seasons Included | Seasons | Winter, Summer | Winter, Summer | Winter, Summer | Winter, Summer | Winter, Summer | Winter, Summer | Winter, Summer
WA - CO2 Rate Limit (New SPC and IGCC without CCS) | 908 | 2429 | Rate Constraint in lbs/MWh | FALSE | L | Annual | Standard | lb/MWh | 1100 | 1100 | 1100 | 1100 | 1100 | 1100 | 1100
WA - CO2 Rate Limit (New SPC and IGCC without CCS) | 908 | 2429 | Rate Constraint in lbs/MWh | FALSE | L | Annual | Emissions at Affected Plants CO2 | MTons | 0 | 0 | 0 | 0 | 0 | 0 | 0
WA - CO2 Rate Limit (New SPC and IGCC without CCS) | 908 | 2429 | Rate Constraint in lbs/MWh | FALSE | L | Annual | Allowances Purchased CO2 | MTons | 0 | 0 | 0 | 0 | 0 | 0 | 0
WA - CO2 Rate Limit (New SPC and IGCC without CCS) | 908 | 2429 | Rate Constraint in lbs/MWh | FALSE | L | Annual | Allowances Sold CO2 | MTons | 0 | 0 | 0 | 0 | 0 | 0 | 0
WA - CO2 Rate Limit (New SPC and IGCC without CCS) | 908 | 2429 | Rate Constraint in lbs/MWh | FALSE | L | Annual | Allowances Banked | MTons | 0 | 0 | 0 | 0 | 0 | 0 | 0
WA - CO2 Rate Limit (New SPC and IGCC without CCS) | 908 | 2429 | Rate Constraint in lbs/MWh | FALSE | L | Annual | Allowances Withdrawn (1:1) | MTons | 0 | 0 | 0 | 0 | 0 | 0 | 0
WA - CO2 Rate Limit (New SPC and IGCC without CCS) | 908 | 2429 | Rate Constraint in lbs/MWh | FALSE | L | Annual | Allowances Withdrawn (n:1) | MTons | 0 | 0 | 0 | 0 | 0 | 0 | 0
WA - CO2 Rate Limit (New SPC and IGCC without CCS) | 908 | 2429 | Rate Constraint in lbs/MWh | FALSE | L | Annual | Net Emissions Allowance Position | MTons | 0 | 0 | 0 | 0 | 0 | 0 | 0
WA - CO2 Rate Limit (New SPC and IGCC without CCS) | 908 | 2429 | Rate Constraint in lbs/MWh | FALSE | L | Annual | Fuel Consumed | TBtu | 0 | 0 | 0 | 0 | 0 | 0 | 0
WA - CO2 Rate Limit (New SPC and IGCC without CCS) | 908 | 2429 | Rate Constraint in lbs/MWh | FALSE | L | Annual | Rate | lb/MMBtu | 0 | 0 | 0 | 0 | 0 | 0 | 0
WA - CO2 Rate Limit (New SPC and IGCC without CCS) | 908 | 2429 | Rate Constraint in lbs/MWh | FALSE | L | Annual | Generation | TWh | 0 | 0 | 0 | 0 | 0 | 0 | 0
WA - CO2 Rate Limit (New SPC and IGCC without CCS) | 908 | 2429 | Rate Constraint in lbs/MWh | FALSE | L | Annual | Qualifying Generation | TWh | 0 | 0 | 0 | 0 | 0 | 0 | 0
WA - CO2 Rate Limit (New SPC and IGCC without CCS) | 908 | 2429 | Rate Constraint in lbs/MWh | FALSE | L | Annual | Constraint Shadow Price | US$/Ton | 146.8806 | 155.882 | 187.8554 | 210.6878 | 246.3243 | 260.0721 | 289.0826
WI CC NGas NOx Annual Rate v3.1 | 909 | 1938 | Rate Constraint in lbs/MMBtu | FALSE | L | Annual | Seasons Included | Seasons | Winter, Summer | Winter, Summer | Winter, Summer | Winter, Summer | Winter, Summer | Winter, Summer | Winter, Summer
WI CC NGas NOx Annual Rate v3.1 | 909 | 1938 | Rate Constraint in lbs/MMBtu | FALSE | L | Annual | Standard | lb/MMBtu | 0.04 | 0.04 | 0.04 | 0.04 | 0.04 | 0.04 | 0.04
WI CC NGas NOx Annual Rate v3.1 | 909 | 1938 | Rate Constraint in lbs/MMBtu | FALSE | L | Annual | Emissions at Affected Plants NOX | MTons | 0.072756 | 0.088847 | 0.3798 | 0.3798 | 0.39714 | 0.46254 | 0.45603
WI CC NGas NOx Annual Rate v3.1 | 909 | 1938 | Rate Constraint in lbs/MMBtu | FALSE | L | Annual | Allowances Purchased NOX | MTons | 0 | 0 | 0 | 0 | 0 | 0 | 0
WI CC NGas NOx Annual Rate v3.1 | 909 | 1938 | Rate Constraint in lbs/MMBtu | FALSE | L | Annual | Allowances Sold NOX | MTons | 0 | 0 | 0 | 0 | 0 | 0 | 0
WI CC NGas NOx Annual Rate v3.1 | 909 | 1938 | Rate Constraint in lbs/MMBtu | FALSE | L | Annual | Allowances Banked | MTons | 0 | 0 | 0 | 0 | 0 | 0 | 0
WI CC NGas NOx Annual Rate v3.1 | 909 | 1938 | Rate Constraint in lbs/MMBtu | FALSE | L | Annual | Allowances Withdrawn (1:1) | MTons | 0 | 0 | 0 | 0 | 0 | 0 | 0
WI CC NGas NOx Annual Rate v3.1 | 909 | 1938 | Rate Constraint in lbs/MMBtu | FALSE | L | Annual | Allowances Withdrawn (n:1) | MTons | 0 | 0 | 0 | 0 | 0 | 0 | 0
WI CC NGas NOx Annual Rate v3.1 | 909 | 1938 | Rate Constraint in lbs/MMBtu | FALSE | L | Annual | Net Emissions Allowance Position | MTons | 0.072756 | 0.088847 | 0.3798 | 0.3798 | 0.39714 | 0.46254 | 0.45603
WI CC NGas NOx Annual Rate v3.1 | 909 | 1938 | Rate Constraint in lbs/MMBtu | FALSE | L | Annual | Fuel Consumed | TBtu | 11.6424 | 14.0532 | 60.2157 | 60.2157 | 63.3688 | 75.2595 | 74.0755
WI CC NGas NOx Annual Rate v3.1 | 909 | 1938 | Rate Constraint in lbs/MMBtu | FALSE | L | Annual | Rate | lb/MMBtu | 0.012498 | 0.012644 | 0.012615 | 0.012615 | 0.012534 | 0.012292 | 0.012313
WI CC NGas NOx Annual Rate v3.1 | 909 | 1938 | Rate Constraint in lbs/MMBtu | FALSE | L | Annual | Generation | TWh | 1.6005 | 1.932 | 8.2782 | 8.2782 | 8.7686 | 10.6178 | 10.4337
WI CC NGas NOx Annual Rate v3.1 | 909 | 1938 | Rate Constraint in lbs/MMBtu | FALSE | L | Annual | Qualifying Generation | TWh | 1.6005 | 1.932 | 8.2782 | 8.2782 | 8.7686 | 10.6178 | 10.4337
WI CC NGas NOx Annual Rate v3.1 | 909 | 1938 | Rate Constraint in lbs/MMBtu | FALSE | L | Annual | Rate | lb/MWh | 0.045457 | 0.045988 | 0.045879 | 0.045879 | 0.045291 | 0.043563 | 0.043707
WI CC NGas NOx Annual Rate v3.1 | 909 | 1938 | Rate Constraint in lbs/MMBtu | FALSE | L | Annual | Constraint Shadow Price | US$/Ton | 0 | 0 | 0 | 0 | 0 | 0 | 0
WI CoalUnits1 NOx Annual Rate v3.1 | 910 | 1930 | Rate Constraint in lbs/MMBtu | FALSE | L | Annual | Seasons Included | Seasons | Winter, Summer | Winter, Summer | Winter, Summer | Winter, Summer | Winter, Summer | Winter, Summer | Winter, Summer
WI CoalUnits1 NOx Annual Rate v3.1 | 910 | 1930 | Rate Constraint in lbs/MMBtu | FALSE | L | Annual | Standard | lb/MMBtu | 0.1 | 0.1 | 0.1 | 0.1 | 0.1 | 0.1 | 0.1
WI CoalUnits1 NOx Annual Rate v3.1 | 910 | 1930 | Rate Constraint in lbs/MMBtu | FALSE | L | Annual | Emissions at Affected Plants NOX | MTons | 9.03 | 9.0261 | 7.1962 | 7.4765 | 7.6001 | 7.7206 | 7.9307
WI CoalUnits1 NOx Annual Rate v3.1 | 910 | 1930 | Rate Constraint in lbs/MMBtu | FALSE | L | Annual | Allowances Purchased NOX | MTons | 0 | 0 | 0 | 0 | 0 | 0 | 0
WI CoalUnits1 NOx Annual Rate v3.1 | 910 | 1930 | Rate Constraint in lbs/MMBtu | FALSE | L | Annual | Allowances Sold NOX | MTons | 0 | 0 | 0 | 0 | 0 | 0 | 0
WI CoalUnits1 NOx Annual Rate v3.1 | 910 | 1930 | Rate Constraint in lbs/MMBtu | FALSE | L | Annual | Allowances Banked | MTons | 0 | 0 | 0 | 0 | 0 | 0 | 0
WI CoalUnits1 NOx Annual Rate v3.1 | 910 | 1930 | Rate Constraint in lbs/MMBtu | FALSE | L | Annual | Allowances Withdrawn (1:1) | MTons | 0 | 0 | 0 | 0 | 0 | 0 | 0
WI CoalUnits1 NOx Annual Rate v3.1 | 910 | 1930 | Rate Constraint in lbs/MMBtu | FALSE | L | Annual | Allowances Withdrawn (n:1) | MTons | 0 | 0 | 0 | 0 | 0 | 0 | 0
WI CoalUnits1 NOx Annual Rate v3.1 | 910 | 1930 | Rate Constraint in lbs/MMBtu | FALSE | L | Annual | Net Emissions Allowance Position | MTons | 9.03 | 9.0261 | 7.1962 | 7.4765 | 7.6001 | 7.7206 | 7.9307
WI CoalUnits1 NOx Annual Rate v3.1 | 910 | 1930 | Rate Constraint in lbs/MMBtu | FALSE | L | Annual | Fuel Consumed | TBtu | 252.6914 | 252.4458 | 205.3587 | 211.6213 | 215.962 | 218.3489 | 223.2998
WI CoalUnits1 NOx Annual Rate v3.1 | 910 | 1930 | Rate Constraint in lbs/MMBtu | FALSE | L | Annual | Rate | lb/MMBtu | 0.071471 | 0.071509 | 0.070084 | 0.070659 | 0.070383 | 0.070718 | 0.071032
WI CoalUnits1 NOx Annual Rate v3.1 | 910 | 1930 | Rate Constraint in lbs/MMBtu | FALSE | L | Annual | Generation | TWh | 25.8472 | 25.8302 | 21.1492 | 21.801 | 22.2329 | 22.4914 | 22.9988
WI CoalUnits1 NOx Annual Rate v3.1 | 910 | 1930 | Rate Constraint in lbs/MMBtu | FALSE | L | Annual | Qualifying Generation | TWh | 25.8472 | 25.8302 | 21.1492 | 21.801 | 22.2329 | 22.4914 | 22.9988
WI CoalUnits1 NOx Annual Rate v3.1 | 910 | 1930 | Rate Constraint in lbs/MMBtu | FALSE | L | Annual | Rate | lb/MWh | 0.34936 | 0.34944 | 0.34026 | 0.34294 | 0.34184 | 0.34327 | 0.34483
WI CoalUnits1 NOx Annual Rate v3.1 | 910 | 1930 | Rate Constraint in lbs/MMBtu | FALSE | L | Annual | Constraint Shadow Price | US$/Ton | 0 | 0 | 0 | 0 | 0 | 0 | 0
WI CT DFO NOx Annual Rate v3.1 | 911 | 1940 | Rate Constraint in lbs/MMBtu | FALSE | L | Annual | Seasons Included | Seasons | Winter, Summer | Winter, Summer | Winter, Summer | Winter, Summer | Winter, Summer | Winter, Summer | Winter, Summer
WI CT DFO NOx Annual Rate v3.1 | 911 | 1940 | Rate Constraint in lbs/MMBtu | FALSE | L | Annual | Standard | lb/MMBtu | 0.28 | 0.28 | 0.28 | 0.28 | 0.28 | 0.28 | 0.28
WI CT DFO NOx Annual Rate v3.1 | 911 | 1940 | Rate Constraint in lbs/MMBtu | FALSE | L | Annual | Emissions at Affected Plants NOX | MTons | 7.6488e-06 | 7.6488e-06 | 7.6488e-06 | 0.0017406 | 0.0036342 | 0.020664 | 0.032231
WI CT DFO NOx Annual Rate v3.1 | 911 | 1940 | Rate Constraint in lbs/MMBtu | FALSE | L | Annual | Allowances Purchased NOX | MTons | 0 | 0 | 0 | 0 | 0 | 0 | 0
WI CT DFO NOx Annual Rate v3.1 | 911 | 1940 | Rate Constraint in lbs/MMBtu | FALSE | L | Annual | Allowances Sold NOX | MTons | 0 | 0 | 0 | 0 | 0 | 0 | 0
WI CT DFO NOx Annual Rate v3.1 | 911 | 1940 | Rate Constraint in lbs/MMBtu | FALSE | L | Annual | Allowances Banked | MTons | 0 | 0 | 0 | 0 | 0 | 0 | 0
WI CT DFO NOx Annual Rate v3.1 | 911 | 1940 | Rate Constraint in lbs/MMBtu | FALSE | L | Annual | Allowances Withdrawn (1:1) | MTons | 0 | 0 | 0 | 0 | 0 | 0 | 0
WI CT DFO NOx Annual Rate v3.1 | 911 | 1940 | Rate Constraint in lbs/MMBtu | FALSE | L | Annual | Allowances Withdrawn (n:1) | MTons | 0 | 0 | 0 | 0 | 0 | 0 | 0
WI CT DFO NOx Annual Rate v3.1 | 911 | 1940 | Rate Constraint in lbs/MMBtu | FALSE | L | Annual | Net Emissions Allowance Position | MTons | 7.6488e-06 | 7.6488e-06 | 7.6488e-06 | 0.0017406 | 0.0036342 | 0.020664 | 0.032231
WI CT DFO NOx Annual Rate v3.1 | 911 | 1940 | Rate Constraint in lbs/MMBtu | FALSE | L | Annual | Fuel Consumed | TBtu | 0.0013907 | 0.0013907 | 0.0013907 | 0.31647 | 0.66077 | 3.7571 | 5.8602
WI CT DFO NOx Annual Rate v3.1 | 911 | 1940 | Rate Constraint in lbs/MMBtu | FALSE | L | Annual | Rate | lb/MMBtu | 0.011 | 0.011 | 0.011 | 0.011 | 0.011 | 0.011 | 0.011
WI CT DFO NOx Annual Rate v3.1 | 911 | 1940 | Rate Constraint in lbs/MMBtu | FALSE | L | Annual | Generation | TWh | 0.00014264 | 0.00014264 | 0.00014264 | 0.032458 | 0.067771 | 0.38534 | 0.60105
WI CT DFO NOx Annual Rate v3.1 | 911 | 1940 | Rate Constraint in lbs/MMBtu | FALSE | L | Annual | Qualifying Generation | TWh | 0.00014264 | 0.00014264 | 0.00014264 | 0.032458 | 0.067771 | 0.38534 | 0.60105
WI CT DFO NOx Annual Rate v3.1 | 911 | 1940 | Rate Constraint in lbs/MMBtu | FALSE | L | Annual | Rate | lb/MWh | 0.053625 | 0.053625 | 0.053625 | 0.053625 | 0.053625 | 0.053625 | 0.053625
WI CT DFO NOx Annual Rate v3.1 | 911 | 1940 | Rate Constraint in lbs/MMBtu | FALSE | L | Annual | Constraint Shadow Price | US$/Ton | 0 | 0 | 0 | 0 | 0 | 0 | 0
WI CT NGas NOx Annual Rate v3.1 | 912 | 1939 | Rate Constraint in lbs/MMBtu | FALSE | L | Annual | Seasons Included | Seasons | Winter, Summer | Winter, Summer | Winter, Summer | Winter, Summer | Winter, Summer | Winter, Summer | Winter, Summer
WI CT NGas NOx Annual Rate v3.1 | 912 | 1939 | Rate Constraint in lbs/MMBtu | FALSE | L | Annual | Standard | lb/MMBtu | 0.11 | 0.11 | 0.11 | 0.11 | 0.11 | 0.11 | 0.11
WI CT NGas NOx Annual Rate v3.1 | 912 | 1939 | Rate Constraint in lbs/MMBtu | FALSE | L | Annual | Emissions at Affected Plants NOX | MTons | 0.0014508 | 0.0014508 | 0.0073437 | 0.0090766 | 0.033482 | 0.028 | 0.039567
WI CT NGas NOx Annual Rate v3.1 | 912 | 1939 | Rate Constraint in lbs/MMBtu | FALSE | L | Annual | Allowances Purchased NOX | MTons | 0 | 0 | 0 | 0 | 0 | 0 | 0
WI CT NGas NOx Annual Rate v3.1 | 912 | 1939 | Rate Constraint in lbs/MMBtu | FALSE | L | Annual | Allowances Sold NOX | MTons | 0 | 0 | 0 | 0 | 0 | 0 | 0
WI CT NGas NOx Annual Rate v3.1 | 912 | 1939 | Rate Constraint in lbs/MMBtu | FALSE | L | Annual | Allowances Banked | MTons | 0 | 0 | 0 | 0 | 0 | 0 | 0
WI CT NGas NOx Annual Rate v3.1 | 912 | 1939 | Rate Constraint in lbs/MMBtu | FALSE | L | Annual | Allowances Withdrawn (1:1) | MTons | 0 | 0 | 0 | 0 | 0 | 0 | 0
WI CT NGas NOx Annual Rate v3.1 | 912 | 1939 | Rate Constraint in lbs/MMBtu | FALSE | L | Annual | Allowances Withdrawn (n:1) | MTons | 0 | 0 | 0 | 0 | 0 | 0 | 0
WI CT NGas NOx Annual Rate v3.1 | 912 | 1939 | Rate Constraint in lbs/MMBtu | FALSE | L | Annual | Net Emissions Allowance Position | MTons | 0.0014508 | 0.0014508 | 0.0073437 | 0.0090766 | 0.033482 | 0.028 | 0.039567
WI CT NGas NOx Annual Rate v3.1 | 912 | 1939 | Rate Constraint in lbs/MMBtu | FALSE | L | Annual | Fuel Consumed | TBtu | 0.10751 | 0.10751 | 0.54081 | 0.85588 | 2.5685 | 4.2965 | 6.3996
WI CT NGas NOx Annual Rate v3.1 | 912 | 1939 | Rate Constraint in lbs/MMBtu | FALSE | L | Annual | Rate | lb/MMBtu | 0.02699 | 0.02699 | 0.027158 | 0.02121 | 0.026071 | 0.013034 | 0.012365
WI CT NGas NOx Annual Rate v3.1 | 912 | 1939 | Rate Constraint in lbs/MMBtu | FALSE | L | Annual | Generation | TWh | 0.01001 | 0.01001 | 0.050302 | 0.082618 | 0.24121 | 0.4355 | 0.65121
WI CT NGas NOx Annual Rate v3.1 | 912 | 1939 | Rate Constraint in lbs/MMBtu | FALSE | L | Annual | Qualifying Generation | TWh | 0.01001 | 0.01001 | 0.050302 | 0.082618 | 0.24121 | 0.4355 | 0.65121
WI CT NGas NOx Annual Rate v3.1 | 912 | 1939 | Rate Constraint in lbs/MMBtu | FALSE | L | Annual | Rate | lb/MWh | 0.14493 | 0.14493 | 0.14599 | 0.10986 | 0.13881 | 0.064294 | 0.06076
WI CT NGas NOx Annual Rate v3.1 | 912 | 1939 | Rate Constraint in lbs/MMBtu | FALSE | L | Annual | Constraint Shadow Price | US$/Ton | 0 | 0 | 0 | 0 | 0 | 0 | 0
WI CyclFired Coal Units NOx Annual Rate v3.1 | 913 | 1937 | Rate Constraint in lbs/MMBtu | FALSE | L | Annual | Seasons Included | Seasons | Winter, Summer | Winter, Summer | Winter, Summer | Winter, Summer | Winter, Summer | Winter, Summer | Winter, Summer
WI CyclFired Coal Units NOx Annual Rate v3.1 | 913 | 1937 | Rate Constraint in lbs/MMBtu | FALSE | L | Annual | Standard | lb/MMBtu | 0.15 | 0.15 | 0.15 | 0.15 | 0.15 | 0.15 | 0.15
WI CyclFired Coal Units NOx Annual Rate v3.1 | 913 | 1937 | Rate Constraint in lbs/MMBtu | FALSE | L | Annual | Emissions at Affected Plants NOX | MTons | 0 | 0 | 0 | 0 | 0 | 0 | 0
WI CyclFired Coal Units NOx Annual Rate v3.1 | 913 | 1937 | Rate Constraint in lbs/MMBtu | FALSE | L | Annual | Allowances Purchased NOX | MTons | 0 | 0 | 0 | 0 | 0 | 0 | 0
WI CyclFired Coal Units NOx Annual Rate v3.1 | 913 | 1937 | Rate Constraint in lbs/MMBtu | FALSE | L | Annual | Allowances Sold NOX | MTons | 0 | 0 | 0 | 0 | 0 | 0 | 0
WI CyclFired Coal Units NOx Annual Rate v3.1 | 913 | 1937 | Rate Constraint in lbs/MMBtu | FALSE | L | Annual | Allowances Banked | MTons | 0 | 0 | 0 | 0 | 0 | 0 | 0
WI CyclFired Coal Units NOx Annual Rate v3.1 | 913 | 1937 | Rate Constraint in lbs/MMBtu | FALSE | L | Annual | Allowances Withdrawn (1:1) | MTons | 0 | 0 | 0 | 0 | 0 | 0 | 0
WI CyclFired Coal Units NOx Annual Rate v3.1 | 913 | 1937 | Rate Constraint in lbs/MMBtu | FALSE | L | Annual | Allowances Withdrawn (n:1) | MTons | 0 | 0 | 0 | 0 | 0 | 0 | 0
WI CyclFired Coal Units NOx Annual Rate v3.1 | 913 | 1937 | Rate Constraint in lbs/MMBtu | FALSE | L | Annual | Net Emissions Allowance Position | MTons | 0 | 0 | 0 | 0 | 0 | 0 | 0
WI CyclFired Coal Units NOx Annual Rate v3.1 | 913 | 1937 | Rate Constraint in lbs/MMBtu | FALSE | L | Annual | Fuel Consumed | TBtu | 0 | 0 | 0 | 0 | 0 | 0 | 0
WI CyclFired Coal Units NOx Annual Rate v3.1 | 913 | 1937 | Rate Constraint in lbs/MMBtu | FALSE | L | Annual | Rate | lb/MMBtu | 0 | 0 | 0 | 0 | 0 | 0 | 0
WI CyclFired Coal Units NOx Annual Rate v3.1 | 913 | 1937 | Rate Constraint in lbs/MMBtu | FALSE | L | Annual | Generation | TWh | 0 | 0 | 0 | 0 | 0 | 0 | 0
WI CyclFired Coal Units NOx Annual Rate v3.1 | 913 | 1937 | Rate Constraint in lbs/MMBtu | FALSE | L | Annual | Qualifying Generation | TWh | 0 | 0 | 0 | 0 | 0 | 0 | 0
WI CyclFired Coal Units NOx Annual Rate v3.1 | 913 | 1937 | Rate Constraint in lbs/MMBtu | FALSE | L | Annual | Rate | lb/MWh | 0 | 0 | 0 | 0 | 0 | 0 | 0
WI CyclFired Coal Units NOx Annual Rate v3.1 | 913 | 1937 | Rate Constraint in lbs/MMBtu | FALSE | L | Annual | Constraint Shadow Price | US$/Ton | 0 | 0 | 0 | 0 | 0 | 0 | 0
WI Large Coal Units Hg Rule v3.1, Unit 4118 and retrofits | 914 | 2200 | MACT Fuel Choice Floor in lbs/MMBtu | FALSE | L | Annual | Seasons Included | Seasons | Winter, Summer | Winter, Summer | Winter, Summer | Winter, Summer | Winter, Summer | Winter, Summer | Winter, Summer
WI Large Coal Units Hg Rule v3.1, Unit 4118 and retrofits | 914 | 2200 | MACT Fuel Choice Floor in lbs/MMBtu | FALSE | L | Annual | Emission Floor | lbs/MMBtu | 7.92e-07 | 7.92e-07 | 7.92e-07 | 7.92e-07 | 7.92e-07 | 7.92e-07 | 7.92e-07
WI Large Coal Units Hg Rule v3.1, Unit 4118 and retrofits | 914 | 2200 | MACT Fuel Choice Floor in lbs/MMBtu | FALSE | L | Annual | Emissions at Affected Plants MER | lbs | 19.262 | 19.262 | 16.8254 | 16.8254 | 17.0083 | 18.7274 | 19.262
WI Large Coal Units Hg Rule v3.1, Unit 4118 and retrofits | 914 | 2200 | MACT Fuel Choice Floor in lbs/MMBtu | FALSE | L | Annual | Allowances Purchased MER | lbs | 0 | 0 | 0 | 0 | 0 | 0 | 0
WI Large Coal Units Hg Rule v3.1, Unit 4118 and retrofits | 914 | 2200 | MACT Fuel Choice Floor in lbs/MMBtu | FALSE | L | Annual | Allowances Sold MER | lbs | 0 | 0 | 0 | 0 | 0 | 0 | 0
WI Large Coal Units Hg Rule v3.1, Unit 4118 and retrofits | 914 | 2200 | MACT Fuel Choice Floor in lbs/MMBtu | FALSE | L | Annual | Allowances Banked | lbs | 0 | 0 | 0 | 0 | 0 | 0 | 0
WI Large Coal Units Hg Rule v3.1, Unit 4118 and retrofits | 914 | 2200 | MACT Fuel Choice Floor in lbs/MMBtu | FALSE | L | Annual | Allowances Withdrawn (1:1) | lbs | 0 | 0 | 0 | 0 | 0 | 0 | 0
WI Large Coal Units Hg Rule v3.1, Unit 4118 and retrofits | 914 | 2200 | MACT Fuel Choice Floor in lbs/MMBtu | FALSE | L | Annual | Allowances Withdrawn (n:1) | lbs | 0 | 0 | 0 | 0 | 0 | 0 | 0
WI Large Coal Units Hg Rule v3.1, Unit 4118 and retrofits | 914 | 2200 | MACT Fuel Choice Floor in lbs/MMBtu | FALSE | L | Annual | Net Emissions Allowance Position | lbs | 19.262 | 19.262 | 16.8254 | 16.8254 | 17.0083 | 18.7274 | 19.262
WI Large Coal Units Hg Rule v3.1, Unit 4118 and retrofits | 914 | 2200 | MACT Fuel Choice Floor in lbs/MMBtu | FALSE | L | Annual | Fuel Consumed | TBtu | 35.9324 | 35.9324 | 31.3869 | 31.3869 | 31.7281 | 34.935 | 35.9324
WI Large Coal Units Hg Rule v3.1, Unit 4118 and retrofits | 914 | 2200 | MACT Fuel Choice Floor in lbs/MMBtu | FALSE | L | Annual | Rate | lb/MMBtu | 5.3606e-07 | 5.3606e-07 | 5.3606e-07 | 5.3606e-07 | 5.3606e-07 | 5.3606e-07 | 5.3606e-07
WI Large Coal Units Hg Rule v3.1, Unit 4118 and retrofits | 914 | 2200 | MACT Fuel Choice Floor in lbs/MMBtu | FALSE | L | Annual | Generation | TWh | 3.9604 | 3.9604 | 3.4594 | 3.4594 | 3.497 | 3.8505 | 3.9604
WI Large Coal Units Hg Rule v3.1, Unit 4118 and retrofits | 914 | 2200 | MACT Fuel Choice Floor in lbs/MMBtu | FALSE | L | Annual | Qualifying Generation | TWh | 3.9604 | 3.9604 | 3.4594 | 3.4594 | 3.497 | 3.8505 | 3.9604
WI Large Coal Units Hg Rule v3.1, Unit 4118 and retrofits | 914 | 2200 | MACT Fuel Choice Floor in lbs/MMBtu | FALSE | L | Annual | Constraint Shadow Price | US$/Lb | 0 | 0 | 0 | 0 | 0 | 0 | 0
WI Large Coal Units Hg Rule v3.1, Unit 4130 and retrofits | 915 | 2200 | MACT Fuel Choice Floor in lbs/MMBtu | FALSE | L | Annual | Seasons Included | Seasons | Winter, Summer | Winter, Summer | Winter, Summer | Winter, Summer | Winter, Summer | Winter, Summer | Winter, Summer
WI Large Coal Units Hg Rule v3.1, Unit 4130 and retrofits | 915 | 2200 | MACT Fuel Choice Floor in lbs/MMBtu | FALSE | L | Annual | Emission Floor | lbs/MMBtu | 7.92e-07 | 7.92e-07 | 7.92e-07 | 7.92e-07 | 7.92e-07 | 7.92e-07 | 7.92e-07
WI Large Coal Units Hg Rule v3.1, Unit 4130 and retrofits | 915 | 2200 | MACT Fuel Choice Floor in lbs/MMBtu | FALSE | L | Annual | Emissions at Affected Plants MER | lbs | 11.5031 | 11.5031 | 11.331 | 11.331 | 11.331 | 11.5031 | 11.5031
WI Large Coal Units Hg Rule v3.1, Unit 4130 and retrofits | 915 | 2200 | MACT Fuel Choice Floor in lbs/MMBtu | FALSE | L | Annual | Allowances Purchased MER | lbs | 0 | 0 | 0 | 0 | 0 | 0 | 0
WI Large Coal Units Hg Rule v3.1, Unit 4130 and retrofits | 915 | 2200 | MACT Fuel Choice Floor in lbs/MMBtu | FALSE | L | Annual | Allowances Sold MER | lbs | 0 | 0 | 0 | 0 | 0 | 0 | 0
WI Large Coal Units Hg Rule v3.1, Unit 4130 and retrofits | 915 | 2200 | MACT Fuel Choice Floor in lbs/MMBtu | FALSE | L | Annual | Allowances Banked | lbs | 0 | 0 | 0 | 0 | 0 | 0 | 0
WI Large Coal Units Hg Rule v3.1, Unit 4130 and retrofits | 915 | 2200 | MACT Fuel Choice Floor in lbs/MMBtu | FALSE | L | Annual | Allowances Withdrawn (1:1) | lbs | 0 | 0 | 0 | 0 | 0 | 0 | 0
WI Large Coal Units Hg Rule v3.1, Unit 4130 and retrofits | 915 | 2200 | MACT Fuel Choice Floor in lbs/MMBtu | FALSE | L | Annual | Allowances Withdrawn (n:1) | lbs | 0 | 0 | 0 | 0 | 0 | 0 | 0
WI Large Coal Units Hg Rule v3.1, Unit 4130 and retrofits | 915 | 2200 | MACT Fuel Choice Floor in lbs/MMBtu | FALSE | L | Annual | Net Emissions Allowance Position | lbs | 11.5031 | 11.5031 | 11.331 | 11.331 | 11.331 | 11.5031 | 11.5031
WI Large Coal Units Hg Rule v3.1, Unit 4130 and retrofits | 915 | 2200 | MACT Fuel Choice Floor in lbs/MMBtu | FALSE | L | Annual | Fuel Consumed | TBtu | 20.5047 | 20.5047 | 20.1979 | 20.1979 | 20.1979 | 20.5047 | 20.5047
WI Large Coal Units Hg Rule v3.1, Unit 4130 and retrofits | 915 | 2200 | MACT Fuel Choice Floor in lbs/MMBtu | FALSE | L | Annual | Rate | lb/MMBtu | 5.61e-07 | 5.61e-07 | 5.61e-07 | 5.61e-07 | 5.61e-07 | 5.61e-07 | 5.61e-07
WI Large Coal Units Hg Rule v3.1, Unit 4130 and retrofits | 915 | 2200 | MACT Fuel Choice Floor in lbs/MMBtu | FALSE | L | Annual | Generation | TWh | 2.2071 | 2.2071 | 2.1743 | 2.1743 | 2.1743 | 2.2071 | 2.2071
WI Large Coal Units Hg Rule v3.1, Unit 4130 and retrofits | 915 | 2200 | MACT Fuel Choice Floor in lbs/MMBtu | FALSE | L | Annual | Qualifying Generation | TWh | 2.2071 | 2.2071 | 2.1743 | 2.1743 | 2.1743 | 2.2071 | 2.2071
WI Large Coal Units Hg Rule v3.1, Unit 4130 and retrofits | 915 | 2200 | MACT Fuel Choice Floor in lbs/MMBtu | FALSE | L | Annual | Constraint Shadow Price | US$/Lb | 0 | 0 | 0 | 0 | 0 | 0 | 0
WI Large Coal Units Hg Rule v3.1, Unit 4139 and retrofits | 916 | 2200 | MACT Fuel Choice Floor in lbs/MMBtu | FALSE | L | Annual | Seasons Included | Seasons | Winter, Summer | Winter, Summer | Winter, Summer | Winter, Summer | Winter, Summer | Winter, Summer | Winter, Summer
WI Large Coal Units Hg Rule v3.1, Unit 4139 and retrofits | 916 | 2200 | MACT Fuel Choice Floor in lbs/MMBtu | FALSE | L | Annual | Emission Floor | lbs/MMBtu | 7.92e-07 | 7.92e-07 | 7.92e-07 | 7.92e-07 | 7.92e-07 | 7.92e-07 | 7.92e-07
WI Large Coal Units Hg Rule v3.1, Unit 4139 and retrofits | 916 | 2200 | MACT Fuel Choice Floor in lbs/MMBtu | FALSE | L | Annual | Emissions at Affected Plants MER | lbs | 22.1267 | 21.417 | 0 | 0 | 0 | 0 | 0
WI Large Coal Units Hg Rule v3.1, Unit 4139 and retrofits | 916 | 2200 | MACT Fuel Choice Floor in lbs/MMBtu | FALSE | L | Annual | Allowances Purchased MER | lbs | 0 | 0 | 0 | 0 | 0 | 0 | 0
WI Large Coal Units Hg Rule v3.1, Unit 4139 and retrofits | 916 | 2200 | MACT Fuel Choice Floor in lbs/MMBtu | FALSE | L | Annual | Allowances Sold MER | lbs | 0 | 0 | 0 | 0 | 0 | 0 | 0
WI Large Coal Units Hg Rule v3.1, Unit 4139 and retrofits | 916 | 2200 | MACT Fuel Choice Floor in lbs/MMBtu | FALSE | L | Annual | Allowances Banked | lbs | 0 | 0 | 0 | 0 | 0 | 0 | 0
WI Large Coal Units Hg Rule v3.1, Unit 4139 and retrofits | 916 | 2200 | MACT Fuel Choice Floor in lbs/MMBtu | FALSE | L | Annual | Allowances Withdrawn (1:1) | lbs | 0 | 0 | 0 | 0 | 0 | 0 | 0
WI Large Coal Units Hg Rule v3.1, Unit 4139 and retrofits | 916 | 2200 | MACT Fuel Choice Floor in lbs/MMBtu | FALSE | L | Annual | Allowances Withdrawn (n:1) | lbs | 0 | 0 | 0 | 0 | 0 | 0 | 0
WI Large Coal Units Hg Rule v3.1, Unit 4139 and retrofits | 916 | 2200 | MACT Fuel Choice Floor in lbs/MMBtu | FALSE | L | Annual | Net Emissions Allowance Position | lbs | 22.1267 | 21.417 | 0 | 0 | 0 | 0 | 0
WI Large Coal Units Hg Rule v3.1, Unit 4139 and retrofits | 916 | 2200 | MACT Fuel Choice Floor in lbs/MMBtu | FALSE | L | Annual | Fuel Consumed | TBtu | 41.1036 | 38.1765 | 0 | 0 | 0 | 0 | 0
WI Large Coal Units Hg Rule v3.1, Unit 4139 and retrofits | 916 | 2200 | MACT Fuel Choice Floor in lbs/MMBtu | FALSE | L | Annual | Rate | lb/MMBtu | 5.3832e-07 | 5.61e-07 | 0 | 0 | 0 | 0 | 0
WI Large Coal Units Hg Rule v3.1, Unit 4139 and retrofits | 916 | 2200 | MACT Fuel Choice Floor in lbs/MMBtu | FALSE | L | Annual | Generation | TWh | 3.8217 | 3.5586 | 0 | 0 | 0 | 0 | 0
WI Large Coal Units Hg Rule v3.1, Unit 4139 and retrofits | 916 | 2200 | MACT Fuel Choice Floor in lbs/MMBtu | FALSE | L | Annual | Qualifying Generation | TWh | 3.8217 | 3.5586 | 0 | 0 | 0 | 0 | 0
WI Large Coal Units Hg Rule v3.1, Unit 4139 and retrofits | 916 | 2200 | MACT Fuel Choice Floor in lbs/MMBtu | FALSE | L | Annual | Constraint Shadow Price | US$/Lb | 0 | 0 | 0 | 0 | 0 | 0 | 0
WI Large Coal Units Hg Rule v3.1, Unit 4140 and retrofits | 917 | 2200 | MACT Fuel Choice Floor in lbs/MMBtu | FALSE | L | Annual | Seasons Included | Seasons | Winter, Summer | Winter, Summer | Winter, Summer | Winter, Summer | Winter, Summer | Winter, Summer | Winter, Summer
WI Large Coal Units Hg Rule v3.1, Unit 4140 and retrofits | 917 | 2200 | MACT Fuel Choice Floor in lbs/MMBtu | FALSE | L | Annual | Emission Floor | lbs/MMBtu | 7.92e-07 | 7.92e-07 | 7.92e-07 | 7.92e-07 | 7.92e-07 | 7.92e-07 | 7.92e-07
WI Large Coal Units Hg Rule v3.1, Unit 4140 and retrofits | 917 | 2200 | MACT Fuel Choice Floor in lbs/MMBtu | FALSE | L | Annual | Emissions at Affected Plants MER | lbs | 12.9877 | 13.1967 | 9.3724 | 9.3724 | 9.3724 | 9.3724 | 9.3724
WI Large Coal Units Hg Rule v3.1, Unit 4140 and retrofits | 917 | 2200 | MACT Fuel Choice Floor in lbs/MMBtu | FALSE | L | Annual | Allowances Purchased MER | lbs | 0 | 0 | 0 | 0 | 0 | 0 | 0
WI Large Coal Units Hg Rule v3.1, Unit 4140 and retrofits | 917 | 2200 | MACT Fuel Choice Floor in lbs/MMBtu | FALSE | L | Annual | Allowances Sold MER | lbs | 0 | 0 | 0 | 0 | 0 | 0 | 0
WI Large Coal Units Hg Rule v3.1, Unit 4140 and retrofits | 917 | 2200 | MACT Fuel Choice Floor in lbs/MMBtu | FALSE | L | Annual | Allowances Banked | lbs | 0 | 0 | 0 | 0 | 0 | 0 | 0
WI Large Coal Units Hg Rule v3.1, Unit 4140 and retrofits | 917 | 2200 | MACT Fuel Choice Floor in lbs/MMBtu | FALSE | L | Annual | Allowances Withdrawn (1:1) | lbs | 0 | 0 | 0 | 0 | 0 | 0 | 0
WI Large Coal Units Hg Rule v3.1, Unit 4140 and retrofits | 917 | 2200 | MACT Fuel Choice Floor in lbs/MMBtu | FALSE | L | Annual | Allowances Withdrawn (n:1) | lbs | 0 | 0 | 0 | 0 | 0 | 0 | 0
WI Large Coal Units Hg Rule v3.1, Unit 4140 and retrofits | 917 | 2200 | MACT Fuel Choice Floor in lbs/MMBtu | FALSE | L | Annual | Net Emissions Allowance Position | lbs | 12.9877 | 13.1967 | 9.3724 | 9.3724 | 9.3724 | 9.3724 | 9.3724
WI Large Coal Units Hg Rule v3.1, Unit 4140 and retrofits | 917 | 2200 | MACT Fuel Choice Floor in lbs/MMBtu | FALSE | L | Annual | Fuel Consumed | TBtu | 24.1265 | 24.1016 | 17.4107 | 17.4107 | 17.4107 | 17.4107 | 17.4107
WI Large Coal Units Hg Rule v3.1, Unit 4140 and retrofits | 917 | 2200 | MACT Fuel Choice Floor in lbs/MMBtu | FALSE | L | Annual | Rate | lb/MMBtu | 5.3832e-07 | 5.4754e-07 | 5.3832e-07 | 5.3832e-07 | 5.3832e-07 | 5.3832e-07 | 5.3832e-07
WI Large Coal Units Hg Rule v3.1, Unit 4140 and retrofits | 917 | 2200 | MACT Fuel Choice Floor in lbs/MMBtu | FALSE | L | Annual | Generation | TWh | 2.3871 | 2.3871 | 1.7226 | 1.7226 | 1.7226 | 1.7226 | 1.7226
WI Large Coal Units Hg Rule v3.1, Unit 4140 and retrofits | 917 | 2200 | MACT Fuel Choice Floor in lbs/MMBtu | FALSE | L | Annual | Qualifying Generation | TWh | 2.3871 | 2.3871 | 1.7226 | 1.7226 | 1.7226 | 1.7226 | 1.7226
WI Large Coal Units Hg Rule v3.1, Unit 4140 and retrofits | 917 | 2200 | MACT Fuel Choice Floor in lbs/MMBtu | FALSE | L | Annual | Constraint Shadow Price | US$/Lb | 0 | 0 | 0 | 0 | 0 | 0 | 0
WI Large Coal Units Hg Rule v3.1, Unit 4141 and retrofits | 918 | 2200 | MACT Fuel Choice Floor in lbs/MMBtu | FALSE | L | Annual | Seasons Included | Seasons | Winter, Summer | Winter, Summer | Winter, Summer | Winter, Summer | Winter, Summer | Winter, Summer | Winter, Summer
WI Large Coal Units Hg Rule v3.1, Unit 4141 and retrofits | 918 | 2200 | MACT Fuel Choice Floor in lbs/MMBtu | FALSE | L | Annual | Emission Floor | lbs/MMBtu | 7.92e-07 | 7.92e-07 | 7.92e-07 | 7.92e-07 | 7.92e-07 | 7.92e-07 | 7.92e-07
WI Large Coal Units Hg Rule v3.1, Unit 4141 and retrofits | 918 | 2200 | MACT Fuel Choice Floor in lbs/MMBtu | FALSE | L | Annual | Emissions at Affected Plants MER | lbs | 11.7225 | 11.0701 | 10.4511 | 10.4511 | 10.4596 | 11.0701 | 11.0701
WI Large Coal Units Hg Rule v3.1, Unit 4141 and retrofits | 918 | 2200 | MACT Fuel Choice Floor in lbs/MMBtu | FALSE | L | Annual | Allowances Purchased MER | lbs | 0 | 0 | 0 | 0 | 0 | 0 | 0
WI Large Coal Units Hg Rule v3.1, Unit 4141 and retrofits | 918 | 2200 | MACT Fuel Choice Floor in lbs/MMBtu | FALSE | L | Annual | Allowances Sold MER | lbs | 0 | 0 | 0 | 0 | 0 | 0 | 0
WI Large Coal Units Hg Rule v3.1, Unit 4141 and retrofits | 918 | 2200 | MACT Fuel Choice Floor in lbs/MMBtu | FALSE | L | Annual | Allowances Banked | lbs | 0 | 0 | 0 | 0 | 0 | 0 | 0
WI Large Coal Units Hg Rule v3.1, Unit 4141 and retrofits | 918 | 2200 | MACT Fuel Choice Floor in lbs/MMBtu | FALSE | L | Annual | Allowances Withdrawn (1:1) | lbs | 0 | 0 | 0 | 0 | 0 | 0 | 0
WI Large Coal Units Hg Rule v3.1, Unit 4141 and retrofits | 918 | 2200 | MACT Fuel Choice Floor in lbs/MMBtu | FALSE | L | Annual | Allowances Withdrawn (n:1) | lbs | 0 | 0 | 0 | 0 | 0 | 0 | 0
WI Large Coal Units Hg Rule v3.1, Unit 4141 and retrofits | 918 | 2200 | MACT Fuel Choice Floor in lbs/MMBtu | FALSE | L | Annual | Net Emissions Allowance Position | lbs | 11.7225 | 11.0701 | 10.4511 | 10.4511 | 10.4596 | 11.0701 | 11.0701
WI Large Coal Units Hg Rule v3.1, Unit 4141 and retrofits | 918 | 2200 | MACT Fuel Choice Floor in lbs/MMBtu | FALSE | L | Annual | Fuel Consumed | TBtu | 21.8679 | 20.6508 | 19.5119 | 19.5119 | 19.5119 | 20.6508 | 20.6508
WI Large Coal Units Hg Rule v3.1, Unit 4141 and retrofits | 918 | 2200 | MACT Fuel Choice Floor in lbs/MMBtu | FALSE | L | Annual | Rate | lb/MMBtu | 5.3606e-07 | 5.3606e-07 | 5.3563e-07 | 5.3563e-07 | 5.3606e-07 | 5.3606e-07 | 5.3606e-07
WI Large Coal Units Hg Rule v3.1, Unit 4141 and retrofits | 918 | 2200 | MACT Fuel Choice Floor in lbs/MMBtu | FALSE | L | Annual | Generation | TWh | 2.4098 | 2.2729 | 2.1476 | 2.1476 | 2.1476 | 2.2729 | 2.2729
WI Large Coal Units Hg Rule v3.1, Unit 4141 and retrofits | 918 | 2200 | MACT Fuel Choice Floor in lbs/MMBtu | FALSE | L | Annual | Qualifying Generation | TWh | 2.4098 | 2.2729 | 2.1476 | 2.1476 | 2.1476 | 2.2729 | 2.2729
WI Large Coal Units Hg Rule v3.1, Unit 4141 and retrofits | 918 | 2200 | MACT Fuel Choice Floor in lbs/MMBtu | FALSE | L | Annual | Constraint Shadow Price | US$/Lb | 0 | 0 | 0 | 0 | 0 | 0 | 0
WI Large Coal Units Hg Rule v3.1, Unit 4145 and retrofits | 919 | 2200 | MACT Fuel Choice Floor in lbs/MMBtu | FALSE | L | Annual | Seasons Included | Seasons | Winter, Summer | Winter, Summer | Winter, Summer | Winter, Summer | Winter, Summer | Winter, Summer | Winter, Summer
WI Large Coal Units Hg Rule v3.1, Unit 4145 and retrofits | 919 | 2200 | MACT Fuel Choice Floor in lbs/MMBtu | FALSE | L | Annual | Emission Floor | lbs/MMBtu | 7.92e-07 | 7.92e-07 | 7.92e-07 | 7.92e-07 | 7.92e-07 | 7.92e-07 | 7.92e-07
WI Large Coal Units Hg Rule v3.1, Unit 4145 and retrofits | 919 | 2200 | MACT Fuel Choice Floor in lbs/MMBtu | FALSE | L | Annual | Emissions at Affected Plants MER | lbs | 0.73738 | 0.63449 | 0.63449 | 0.63449 | 0.63449 | 0.63449 | 0.63449
WI Large Coal Units Hg Rule v3.1, Unit 4145 and retrofits | 919 | 2200 | MACT Fuel Choice Floor in lbs/MMBtu | FALSE | L | Annual | Allowances Purchased MER | lbs | 0 | 0 | 0 | 0 | 0 | 0 | 0
WI Large Coal Units Hg Rule v3.1, Unit 4145 and retrofits | 919 | 2200 | MACT Fuel Choice Floor in lbs/MMBtu | FALSE | L | Annual | Allowances Sold MER | lbs | 0 | 0 | 0 | 0 | 0 | 0 | 0
WI Large Coal Units Hg Rule v3.1, Unit 4145 and retrofits | 919 | 2200 | MACT Fuel Choice Floor in lbs/MMBtu | FALSE | L | Annual | Allowances Banked | lbs | 0 | 0 | 0 | 0 | 0 | 0 | 0
WI Large Coal Units Hg Rule v3.1, Unit 4145 and retrofits | 919 | 2200 | MACT Fuel Choice Floor in lbs/MMBtu | FALSE | L | Annual | Allowances Withdrawn (1:1) | lbs | 0 | 0 | 0 | 0 | 0 | 0 | 0
WI Large Coal Units Hg Rule v3.1, Unit 4145 and retrofits | 919 | 2200 | MACT Fuel Choice Floor in lbs/MMBtu | FALSE | L | Annual | Allowances Withdrawn (n:1) | lbs | 0 | 0 | 0 | 0 | 0 | 0 | 0
WI Large Coal Units Hg Rule v3.1, Unit 4145 and retrofits | 919 | 2200 | MACT Fuel Choice Floor in lbs/MMBtu | FALSE | L | Annual | Net Emissions Allowance Position | lbs | 0.73738 | 0.63449 | 0.63449 | 0.63449 | 0.63449 | 0.63449 | 0.63449
WI Large Coal Units Hg Rule v3.1, Unit 4145 and retrofits | 919 | 2200 | MACT Fuel Choice Floor in lbs/MMBtu | FALSE | L | Annual | Fuel Consumed | TBtu | 1.4309 | 1.274 | 1.274 | 1.274 | 1.274 | 1.274 | 1.274
WI Large Coal Units Hg Rule v3.1, Unit 4145 and retrofits | 919 | 2200 | MACT Fuel Choice Floor in lbs/MMBtu | FALSE | L | Annual | Rate | lb/MMBtu | 5.1532e-07 | 4.9804e-07 | 4.9804e-07 | 4.9804e-07 | 4.9804e-07 | 4.9804e-07 | 4.9804e-07
WI Large Coal Units Hg Rule v3.1, Unit 4145 and retrofits | 919 | 2200 | MACT Fuel Choice Floor in lbs/MMBtu | FALSE | L | Annual | Generation | TWh | 0.15093 | 0.13395 | 0.13395 | 0.13395 | 0.13395 | 0.13395 | 0.13395
WI Large Coal Units Hg Rule v3.1, Unit 4145 and retrofits | 919 | 2200 | MACT Fuel Choice Floor in lbs/MMBtu | FALSE | L | Annual | Qualifying Generation | TWh | 0.15093 | 0.13395 | 0.13395 | 0.13395 | 0.13395 | 0.13395 | 0.13395
WI Large Coal Units Hg Rule v3.1, Unit 4145 and retrofits | 919 | 2200 | MACT Fuel Choice Floor in lbs/MMBtu | FALSE | L | Annual | Constraint Shadow Price | US$/Lb | 0 | 0 | 0 | 0 | 0 | 0 | 0
WI Large Coal Units Hg Rule v3.1, Unit 4736 and retrofits | 920 | 2200 | MACT Fuel Choice Floor in lbs/MMBtu | FALSE | L | Annual | Seasons Included | Seasons | Winter, Summer | Winter, Summer | Winter, Summer | Winter, Summer | Winter, Summer | Winter, Summer | Winter, Summer
WI Large Coal Units Hg Rule v3.1, Unit 4736 and retrofits | 920 | 2200 | MACT Fuel Choice Floor in lbs/MMBtu | FALSE | L | Annual | Emission Floor | lbs/MMBtu | 7.92e-07 | 7.92e-07 | 7.92e-07 | 7.92e-07 | 7.92e-07 | 7.92e-07 | 7.92e-07
WI Large Coal Units Hg Rule v3.1, Unit 4736 and retrofits | 920 | 2200 | MACT Fuel Choice Floor in lbs/MMBtu | FALSE | L | Annual | Emissions at Affected Plants MER | lbs | 0 | 0 | 0 | 0 | 0 | 0 | 0
WI Large Coal Units Hg Rule v3.1, Unit 4736 and retrofits | 920 | 2200 | MACT Fuel Choice Floor in lbs/MMBtu | FALSE | L | Annual | Allowances Purchased MER | lbs | 0 | 0 | 0 | 0 | 0 | 0 | 0
WI Large Coal Units Hg Rule v3.1, Unit 4736 and retrofits | 920 | 2200 | MACT Fuel Choice Floor in lbs/MMBtu | FALSE | L | Annual | Allowances Sold MER | lbs | 0 | 0 | 0 | 0 | 0 | 0 | 0
WI Large Coal Units Hg Rule v3.1, Unit 4736 and retrofits | 920 | 2200 | MACT Fuel Choice Floor in lbs/MMBtu | FALSE | L | Annual | Allowances Banked | lbs | 0 | 0 | 0 | 0 | 0 | 0 | 0
WI Large Coal Units Hg Rule v3.1, Unit 4736 and retrofits | 920 | 2200 | MACT Fuel Choice Floor in lbs/MMBtu | FALSE | L | Annual | Allowances Withdrawn (1:1) | lbs | 0 | 0 | 0 | 0 | 0 | 0 | 0
WI Large Coal Units Hg Rule v3.1, Unit 4736 and retrofits | 920 | 2200 | MACT Fuel Choice Floor in lbs/MMBtu | FALSE | L | Annual | Allowances Withdrawn (n:1) | lbs | 0 | 0 | 0 | 0 | 0 | 0 | 0
WI Large Coal Units Hg Rule v3.1, Unit 4736 and retrofits | 920 | 2200 | MACT Fuel Choice Floor in lbs/MMBtu | FALSE | L | Annual | Net Emissions Allowance Position | lbs | 0 | 0 | 0 | 0 | 0 | 0 | 0
WI Large Coal Units Hg Rule v3.1, Unit 4736 and retrofits | 920 | 2200 | MACT Fuel Choice Floor in lbs/MMBtu | FALSE | L | Annual | Fuel Consumed | TBtu | 0 | 0 | 0 | 0 | 0 | 0 | 0
WI Large Coal Units Hg Rule v3.1, Unit 4736 and retrofits | 920 | 2200 | MACT Fuel Choice Floor in lbs/MMBtu | FALSE | L | Annual | Rate | lb/MMBtu | 0 | 0 | 0 | 0 | 0 | 0 | 0
WI Large Coal Units Hg Rule v3.1, Unit 4736 and retrofits | 920 | 2200 | MACT Fuel Choice Floor in lbs/MMBtu | FALSE | L | Annual | Generation | TWh | 0 | 0 | 0 | 0 | 0 | 0 | 0
WI Large Coal Units Hg Rule v3.1, Unit 4736 and retrofits | 920 | 2200 | MACT Fuel Choice Floor in lbs/MMBtu | FALSE | L | Annual | Qualifying Generation | TWh | 0 | 0 | 0 | 0 | 0 | 0 | 0
WI Large Coal Units Hg Rule v3.1, Unit 4736 and retrofits | 920 | 2200 | MACT Fuel Choice Floor in lbs/MMBtu | FALSE | L | Annual | Constraint Shadow Price | US$/Lb | 0 | 0 | 0 | 0 | 0 | 0 | 0
WI Large Coal Units Hg Rule v3.1, Unit 5202 and retrofits | 921 | 2200 | MACT Fuel Choice Floor in lbs/MMBtu | FALSE | L | Annual | Seasons Included | Seasons | Winter, Summer | Winter, Summer | Winter, Summer | Winter, Summer | Winter, Summer | Winter, Summer | Winter, Summer
WI Large Coal Units Hg Rule v3.1, Unit 5202 and retrofits | 921 | 2200 | MACT Fuel Choice Floor in lbs/MMBtu | FALSE | L | Annual | Emission Floor | lbs/MMBtu | 7.92e-07 | 7.92e-07 | 7.92e-07 | 7.92e-07 | 7.92e-07 | 7.92e-07 | 7.92e-07
WI Large Coal Units Hg Rule v3.1, Unit 5202 and retrofits | 921 | 2200 | MACT Fuel Choice Floor in lbs/MMBtu | FALSE | L | Annual | Emissions at Affected Plants MER | lbs | 0 | 0 | 0 | 0 | 0 | 0 | 0
WI Large Coal Units Hg Rule v3.1, Unit 5202 and retrofits | 921 | 2200 | MACT Fuel Choice Floor in lbs/MMBtu | FALSE | L | Annual | Allowances Purchased MER | lbs | 0 | 0 | 0 | 0 | 0 | 0 | 0
WI Large Coal Units Hg Rule v3.1, Unit 5202 and retrofits | 921 | 2200 | MACT Fuel Choice Floor in lbs/MMBtu | FALSE | L | Annual | Allowances Sold MER | lbs | 0 | 0 | 0 | 0 | 0 | 0 | 0
WI Large Coal Units Hg Rule v3.1, Unit 5202 and retrofits | 921 | 2200 | MACT Fuel Choice Floor in lbs/MMBtu | FALSE | L | Annual | Allowances Banked | lbs | 0 | 0 | 0 | 0 | 0 | 0 | 0
WI Large Coal Units Hg Rule v3.1, Unit 5202 and retrofits | 921 | 2200 | MACT Fuel Choice Floor in lbs/MMBtu | FALSE | L | Annual | Allowances Withdrawn (1:1) | lbs | 0 | 0 | 0 | 0 | 0 | 0 | 0
WI Large Coal Units Hg Rule v3.1, Unit 5202 and retrofits | 921 | 2200 | MACT Fuel Choice Floor in lbs/MMBtu | FALSE | L | Annual | Allowances Withdrawn (n:1) | lbs | 0 | 0 | 0 | 0 | 0 | 0 | 0
WI Large Coal Units Hg Rule v3.1, Unit 5202 and retrofits | 921 | 2200 | MACT Fuel Choice Floor in lbs/MMBtu | FALSE | L | Annual | Net Emissions Allowance Position | lbs | 0 | 0 | 0 | 0 | 0 | 0 | 0
WI Large Coal Units Hg Rule v3.1, Unit 5202 and retrofits | 921 | 2200 | MACT Fuel Choice Floor in lbs/MMBtu | FALSE | L | Annual | Fuel Consumed | TBtu | 0 | 0 | 0 | 0 | 0 | 0 | 0
WI Large Coal Units Hg Rule v3.1, Unit 5202 and retrofits | 921 | 2200 | MACT Fuel Choice Floor in lbs/MMBtu | FALSE | L | Annual | Rate | lb/MMBtu | 0 | 0 | 0 | 0 | 0 | 0 | 0
WI Large Coal Units Hg Rule v3.1, Unit 5202 and retrofits | 921 | 2200 | MACT Fuel Choice Floor in lbs/MMBtu | FALSE | L | Annual | Generation | TWh | 0 | 0 | 0 | 0 | 0 | 0 | 0
WI Large Coal Units Hg Rule v3.1, Unit 5202 and retrofits | 921 | 2200 | MACT Fuel Choice Floor in lbs/MMBtu | FALSE | L | Annual | Qualifying Generation | TWh | 0 | 0 | 0 | 0 | 0 | 0 | 0
WI Large Coal Units Hg Rule v3.1, Unit 5202 and retrofits | 921 | 2200 | MACT Fuel Choice Floor in lbs/MMBtu | FALSE | L | Annual | Constraint Shadow Price | US$/Lb | 0 | 0 | 0 | 0 | 0 | 0 | 0
WI Large Coal Units Hg Rule v3.1, Unit 5409 and retrofits | 922 | 2200 | MACT Fuel Choice Floor in lbs/MMBtu | FALSE | L | Annual | Seasons Included | Seasons | Winter, Summer | Winter, Summer | Winter, Summer | Winter, Summer | Winter, Summer | Winter, Summer | Winter, Summer
WI Large Coal Units Hg Rule v3.1, Unit 5409 and retrofits | 922 | 2200 | MACT Fuel Choice Floor in lbs/MMBtu | FALSE | L | Annual | Emission Floor | lbs/MMBtu | 7.92e-07 | 7.92e-07 | 7.92e-07 | 7.92e-07 | 7.92e-07 | 7.92e-07 | 7.92e-07
WI Large Coal Units Hg Rule v3.1, Unit 5409 and retrofits | 922 | 2200 | MACT Fuel Choice Floor in lbs/MMBtu | FALSE | L | Annual | Emissions at Affected Plants MER | lbs | 24.1939 | 24.9389 | 17.3535 | 17.3535 | 18.4308 | 17.6128 | 19.9083
WI Large Coal Units Hg Rule v3.1, Unit 5409 and retrofits | 922 | 2200 | MACT Fuel Choice Floor in lbs/MMBtu | FALSE | L | Annual | Allowances Purchased MER | lbs | 0 | 0 | 0 | 0 | 0 | 0 | 0
WI Large Coal Units Hg Rule v3.1, Unit 5409 and retrofits | 922 | 2200 | MACT Fuel Choice Floor in lbs/MMBtu | FALSE | L | Annual | Allowances Sold MER | lbs | 0 | 0 | 0 | 0 | 0 | 0 | 0
WI Large Coal Units Hg Rule v3.1, Unit 5409 and retrofits | 922 | 2200 | MACT Fuel Choice Floor in lbs/MMBtu | FALSE | L | Annual | Allowances Banked | lbs | 0 | 0 | 0 | 0 | 0 | 0 | 0
WI Large Coal Units Hg Rule v3.1, Unit 5409 and retrofits | 922 | 2200 | MACT Fuel Choice Floor in lbs/MMBtu | FALSE | L | Annual | Allowances Withdrawn (1:1) | lbs | 0 | 0 | 0 | 0 | 0 | 0 | 0
WI Large Coal Units Hg Rule v3.1, Unit 5409 and retrofits | 922 | 2200 | MACT Fuel Choice Floor in lbs/MMBtu | FALSE | L | Annual | Allowances Withdrawn (n:1) | lbs | 0 | 0 | 0 | 0 | 0 | 0 | 0
WI Large Coal Units Hg Rule v3.1, Unit 5409 and retrofits | 922 | 2200 | MACT Fuel Choice Floor in lbs/MMBtu | FALSE | L | Annual | Net Emissions Allowance Position | lbs | 24.1939 | 24.9389 | 17.3535 | 17.3535 | 18.4308 | 17.6128 | 19.9083
WI Large Coal Units Hg Rule v3.1, Unit 5409 and retrofits | 922 | 2200 | MACT Fuel Choice Floor in lbs/MMBtu | FALSE | L | Annual | Fuel Consumed | TBtu | 44.5431 | 44.4544 | 32.1568 | 32.1568 | 34.1531 | 32.6373 | 35.4872
WI Large Coal Units Hg Rule v3.1, Unit 5409 and retrofits | 922 | 2200 | MACT Fuel Choice Floor in lbs/MMBtu | FALSE | L | Annual | Rate | lb/MMBtu | 5.4316e-07 | 5.61e-07 | 5.3965e-07 | 5.3965e-07 | 5.3965e-07 | 5.3965e-07 | 5.61e-07
WI Large Coal Units Hg Rule v3.1, Unit 5409 and retrofits | 922 | 2200 | MACT Fuel Choice Floor in lbs/MMBtu | FALSE | L | Annual | Generation | TWh | 4.2339 | 4.2339 | 3.0554 | 3.0554 | 3.2451 | 3.101 | 3.3799
WI Large Coal Units Hg Rule v3.1, Unit 5409 and retrofits | 922 | 2200 | MACT Fuel Choice Floor in lbs/MMBtu | FALSE | L | Annual | Qualifying Generation | TWh | 4.2339 | 4.2339 | 3.0554 | 3.0554 | 3.2451 | 3.101 | 3.3799
WI Large Coal Units Hg Rule v3.1, Unit 5409 and retrofits | 922 | 2200 | MACT Fuel Choice Floor in lbs/MMBtu | FALSE | L | Annual | Constraint Shadow Price | US$/Lb | 0 | 0 | 0 | 0 | 0 | 0 | 0
WI Large Coal Units Hg Rule v3.1, Unit 5410 and retrofits | 923 | 2200 | MACT Fuel Choice Floor in lbs/MMBtu | FALSE | L | Annual | Seasons Included | Seasons | Winter, Summer | Winter, Summer | Winter, Summer | Winter, Summer | Winter, Summer | Winter, Summer | Winter, Summer
WI Large Coal Units Hg Rule v3.1, Unit 5410 and retrofits | 923 | 2200 | MACT Fuel Choice Floor in lbs/MMBtu | FALSE | L | Annual | Emission Floor | lbs/MMBtu | 7.92e-07 | 7.92e-07 | 7.92e-07 | 7.92e-07 | 7.92e-07 | 7.92e-07 | 7.92e-07
WI Large Coal Units Hg Rule v3.1, Unit 5410 and retrofits | 923 | 2200 | MACT Fuel Choice Floor in lbs/MMBtu | FALSE | L | Annual | Emissions at Affected Plants MER | lbs | 25.0388 | 25.0388 | 17.423 | 17.7447 | 17.423 | 17.423 | 18.0691
WI Large Coal Units Hg Rule v3.1, Unit 5410 and retrofits | 923 | 2200 | MACT Fuel Choice Floor in lbs/MMBtu | FALSE | L | Annual | Allowances Purchased MER | lbs | 0 | 0 | 0 | 0 | 0 | 0 | 0
WI Large Coal Units Hg Rule v3.1, Unit 5410 and retrofits | 923 | 2200 | MACT Fuel Choice Floor in lbs/MMBtu | FALSE | L | Annual | Allowances Sold MER | lbs | 0 | 0 | 0 | 0 | 0 | 0 | 0
WI Large Coal Units Hg Rule v3.1, Unit 5410 and retrofits | 923 | 2200 | MACT Fuel Choice Floor in lbs/MMBtu | FALSE | L | Annual | Allowances Banked | lbs | 0 | 0 | 0 | 0 | 0 | 0 | 0
WI Large Coal Units Hg Rule v3.1, Unit 5410 and retrofits | 923 | 2200 | MACT Fuel Choice Floor in lbs/MMBtu | FALSE | L | Annual | Allowances Withdrawn (1:1) | lbs | 0 | 0 | 0 | 0 | 0 | 0 | 0
WI Large Coal Units Hg Rule v3.1, Unit 5410 and retrofits | 923 | 2200 | MACT Fuel Choice Floor in lbs/MMBtu | FALSE | L | Annual | Allowances Withdrawn (n:1) | lbs | 0 | 0 | 0 | 0 | 0 | 0 | 0
WI Large Coal Units Hg Rule v3.1, Unit 5410 and retrofits | 923 | 2200 | MACT Fuel Choice Floor in lbs/MMBtu | FALSE | L | Annual | Net Emissions Allowance Position | lbs | 25.0388 | 25.0388 | 17.423 | 17.7447 | 17.423 | 17.423 | 18.0691
WI Large Coal Units Hg Rule v3.1, Unit 5410 and retrofits | 923 | 2200 | MACT Fuel Choice Floor in lbs/MMBtu | FALSE | L | Annual | Fuel Consumed | TBtu | 44.6325 | 44.6325 | 32.2856 | 32.2473 | 32.2856 | 32.2856 | 32.2087
WI Large Coal Units Hg Rule v3.1, Unit 5410 and retrofits | 923 | 2200 | MACT Fuel Choice Floor in lbs/MMBtu | FALSE | L | Annual | Rate | lb/MMBtu | 5.61e-07 | 5.61e-07 | 5.3965e-07 | 5.5027e-07 | 5.3965e-07 | 5.3965e-07 | 5.61e-07
WI Large Coal Units Hg Rule v3.1, Unit 5410 and retrofits | 923 | 2200 | MACT Fuel Choice Floor in lbs/MMBtu | FALSE | L | Annual | Generation | TWh | 4.2339 | 4.2339 | 3.0554 | 3.0554 | 3.0554 | 3.0554 | 3.0554
WI Large Coal Units Hg Rule v3.1, Unit 5410 and retrofits | 923 | 2200 | MACT Fuel Choice Floor in lbs/MMBtu | FALSE | L | Annual | Qualifying Generation | TWh | 4.2339 | 4.2339 | 3.0554 | 3.0554 | 3.0554 | 3.0554 | 3.0554
WI Large Coal Units Hg Rule v3.1, Unit 5410 and retrofits | 923 | 2200 | MACT Fuel Choice Floor in lbs/MMBtu | FALSE | L | Annual | Constraint Shadow Price | US$/Lb | 0 | 0 | 0 | 0 | 0 | 0 | 0
WI Large Coal Units Hg Rule v3.1, Unit 5411 and retrofits | 924 | 2200 | MACT Fuel Choice Floor in lbs/MMBtu | FALSE | L | Annual | Seasons Included | Seasons | Winter, Summer | Winter, Summer | Winter, Summer | Winter, Summer | Winter, Summer | Winter, Summer | Winter, Summer
WI Large Coal Units Hg Rule v3.1, Unit 5411 and retrofits | 924 | 2200 | MACT Fuel Choice Floor in lbs/MMBtu | FALSE | L | Annual | Emission Floor | lbs/MMBtu | 7.92e-07 | 7.92e-07 | 7.92e-07 | 7.92e-07 | 7.92e-07 | 7.92e-07 | 7.92e-07
WI Large Coal Units Hg Rule v3.1, Unit 5411 and retrofits | 924 | 2200 | MACT Fuel Choice Floor in lbs/MMBtu | FALSE | L | Annual | Emissions at Affected Plants MER | lbs | 11.1447 | 11.1447 | 8.0425 | 8.9931 | 8.9931 | 9.7349 | 9.7349
WI Large Coal Units Hg Rule v3.1, Unit 5411 and retrofits | 924 | 2200 | MACT Fuel Choice Floor in lbs/MMBtu | FALSE | L | Annual | Allowances Purchased MER | lbs | 0 | 0 | 0 | 0 | 0 | 0 | 0
WI Large Coal Units Hg Rule v3.1, Unit 5411 and retrofits | 924 | 2200 | MACT Fuel Choice Floor in lbs/MMBtu | FALSE | L | Annual | Allowances Sold MER | lbs | 0 | 0 | 0 | 0 | 0 | 0 | 0
WI Large Coal Units Hg Rule v3.1, Unit 5411 and retrofits | 924 | 2200 | MACT Fuel Choice Floor in lbs/MMBtu | FALSE | L | Annual | Allowances Banked | lbs | 0 | 0 | 0 | 0 | 0 | 0 | 0
WI Large Coal Units Hg Rule v3.1, Unit 5411 and retrofits | 924 | 2200 | MACT Fuel Choice Floor in lbs/MMBtu | FALSE | L | Annual | Allowances Withdrawn (1:1) | lbs | 0 | 0 | 0 | 0 | 0 | 0 | 0
WI Large Coal Units Hg Rule v3.1, Unit 5411 and retrofits | 924 | 2200 | MACT Fuel Choice Floor in lbs/MMBtu | FALSE | L | Annual | Allowances Withdrawn (n:1) | lbs | 0 | 0 | 0 | 0 | 0 | 0 | 0
WI Large Coal Units Hg Rule v3.1, Unit 5411 and retrofits | 924 | 2200 | MACT Fuel Choice Floor in lbs/MMBtu | FALSE | L | Annual | Net Emissions Allowance Position | lbs | 11.1447 | 11.1447 | 8.0425 | 8.9931 | 8.9931 | 9.7349 | 9.7349
WI Large Coal Units Hg Rule v3.1, Unit 5411 and retrofits | 924 | 2200 | MACT Fuel Choice Floor in lbs/MMBtu | FALSE | L | Annual | Fuel Consumed | TBtu | 20.7037 | 20.7037 | 14.9406 | 16.7065 | 16.7065 | 18.0847 | 18.0847
WI Large Coal Units Hg Rule v3.1, Unit 5411 and retrofits | 924 | 2200 | MACT Fuel Choice Floor in lbs/MMBtu | FALSE | L | Annual | Rate | lb/MMBtu | 5.383e-07 | 5.383e-07 | 5.383e-07 | 5.383e-07 | 5.383e-07 | 5.383e-07 | 5.383e-07
WI Large Coal Units Hg Rule v3.1, Unit 5411 and retrofits | 924 | 2200 | MACT Fuel Choice Floor in lbs/MMBtu | FALSE | L | Annual | Generation | TWh | 2.1248 | 2.1248 | 1.5334 | 1.7146 | 1.7146 | 1.856 | 1.856
WI Large Coal Units Hg Rule v3.1, Unit 5411 and retrofits | 924 | 2200 | MACT Fuel Choice Floor in lbs/MMBtu | FALSE | L | Annual | Qualifying Generation | TWh | 2.1248 | 2.1248 | 1.5334 | 1.7146 | 1.7146 | 1.856 | 1.856
WI Large Coal Units Hg Rule v3.1, Unit 5411 and retrofits | 924 | 2200 | MACT Fuel Choice Floor in lbs/MMBtu | FALSE | L | Annual | Constraint Shadow Price | US$/Lb | 0 | 0 | 0 | 0 | 0 | 0 | 0
WI Large Coal Units Hg Rule v3.1, Unit 5412 and retrofits | 925 | 2200 | MACT Fuel Choice Floor in lbs/MMBtu | FALSE | L | Annual | Seasons Included | Seasons | Winter, Summer | Winter, Summer | Winter, Summer | Winter, Summer | Winter, Summer | Winter, Summer | Winter, Summer
WI Large Coal Units Hg Rule v3.1, Unit 5412 and retrofits | 925 | 2200 | MACT Fuel Choice Floor in lbs/MMBtu | FALSE | L | Annual | Emission Floor | lbs/MMBtu | 7.92e-07 | 7.92e-07 | 7.92e-07 | 7.92e-07 | 7.92e-07 | 7.92e-07 | 7.92e-07
WI Large Coal Units Hg Rule v3.1, Unit 5412 and retrofits | 925 | 2200 | MACT Fuel Choice Floor in lbs/MMBtu | FALSE | L | Annual | Emissions at Affected Plants MER | lbs | 11.9685 | 11.9685 | 8.6369 | 9.662 | 9.662 | 10.4544 | 10.2978
WI Large Coal Units Hg Rule v3.1, Unit 5412 and retrofits | 925 | 2200 | MACT Fuel Choice Floor in lbs/MMBtu | FALSE | L | Annual | Allowances Purchased MER | lbs | 0 | 0 | 0 | 0 | 0 | 0 | 0
WI Large Coal Units Hg Rule v3.1, Unit 5412 and retrofits | 925 | 2200 | MACT Fuel Choice Floor in lbs/MMBtu | FALSE | L | Annual | Allowances Sold MER | lbs | 0 | 0 | 0 | 0 | 0 | 0 | 0
WI Large Coal Units Hg Rule v3.1, Unit 5412 and retrofits | 925 | 2200 | MACT Fuel Choice Floor in lbs/MMBtu | FALSE | L | Annual | Allowances Banked | lbs | 0 | 0 | 0 | 0 | 0 | 0 | 0
WI Large Coal Units Hg Rule v3.1, Unit 5412 and retrofits | 925 | 2200 | MACT Fuel Choice Floor in lbs/MMBtu | FALSE | L | Annual | Allowances Withdrawn (1:1) | lbs | 0 | 0 | 0 | 0 | 0 | 0 | 0
WI Large Coal Units Hg Rule v3.1, Unit 5412 and retrofits | 925 | 2200 | MACT Fuel Choice Floor in lbs/MMBtu | FALSE | L | Annual | Allowances Withdrawn (n:1) | lbs | 0 | 0 | 0 | 0 | 0 | 0 | 0
WI Large Coal Units Hg Rule v3.1, Unit 5412 and retrofits | 925 | 2200 | MACT Fuel Choice Floor in lbs/MMBtu | FALSE | L | Annual | Net Emissions Allowance Position | lbs | 11.9685 | 11.9685 | 8.6369 | 9.662 | 9.662 | 10.4544 | 10.2978
WI Large Coal Units Hg Rule v3.1, Unit 5412 and retrofits | 925 | 2200 | MACT Fuel Choice Floor in lbs/MMBtu | FALSE | L | Annual | Fuel Consumed | TBtu | 22.234 | 22.234 | 16.045 | 17.9493 | 17.9493 | 19.4214 | 19.1305
WI Large Coal Units Hg Rule v3.1, Unit 5412 and retrofits | 925 | 2200 | MACT Fuel Choice Floor in lbs/MMBtu | FALSE | L | Annual | Rate | lb/MMBtu | 5.383e-07 | 5.383e-07 | 5.383e-07 | 5.383e-07 | 5.383e-07 | 5.383e-07 | 5.383e-07
WI Large Coal Units Hg Rule v3.1, Unit 5412 and retrofits | 925 | 2200 | MACT Fuel Choice Floor in lbs/MMBtu | FALSE | L | Annual | Generation | TWh | 2.2748 | 2.2748 | 1.6416 | 1.8364 | 1.8364 | 1.987 | 1.9572
WI Large Coal Units Hg Rule v3.1, Unit 5412 and retrofits | 925 | 2200 | MACT Fuel Choice Floor in lbs/MMBtu | FALSE | L | Annual | Qualifying Generation | TWh | 2.2748 | 2.2748 | 1.6416 | 1.8364 | 1.8364 | 1.987 | 1.9572
WI Large Coal Units Hg Rule v3.1, Unit 5412 and retrofits | 925 | 2200 | MACT Fuel Choice Floor in lbs/MMBtu | FALSE | L | Annual | Constraint Shadow Price | US$/Lb | 0 | 0 | 0 | 0 | 0 | 0 | 0
WI Large Coal Units Hg Rule v3.1, Unit 5413 and retrofits | 926 | 2200 | MACT Fuel Choice Floor in lbs/MMBtu | FALSE | L | Annual | Seasons Included | Seasons | Winter, Summer | Winter, Summer | Winter, Summer | Winter, Summer | Winter, Summer | Winter, Summer | Winter, Summer
WI Large Coal Units Hg Rule v3.1, Unit 5413 and retrofits | 926 | 2200 | MACT Fuel Choice Floor in lbs/MMBtu | FALSE | L | Annual | Emission Floor | lbs/MMBtu | 7.92e-07 | 7.92e-07 | 7.92e-07 | 7.92e-07 | 7.92e-07 | 7.92e-07 | 7.92e-07
WI Large Coal Units Hg Rule v3.1, Unit 5413 and retrofits | 926 | 2200 | MACT Fuel Choice Floor in lbs/MMBtu | FALSE | L | Annual | Emissions at Affected Plants MER | lbs | 9.6267 | 9.6267 | 8.4089 | 8.4089 | 8.4089 | 8.4089 | 9.6267
WI Large Coal Units Hg Rule v3.1, Unit 5413 and retrofits | 926 | 2200 | MACT Fuel Choice Floor in lbs/MMBtu | FALSE | L | Annual | Allowances Purchased MER | lbs | 0 | 0 | 0 | 0 | 0 | 0 | 0
WI Large Coal Units Hg Rule v3.1, Unit 5413 and retrofits | 926 | 2200 | MACT Fuel Choice Floor in lbs/MMBtu | FALSE | L | Annual | Allowances Sold MER | lbs | 0 | 0 | 0 | 0 | 0 | 0 | 0
WI Large Coal Units Hg Rule v3.1, Unit 5413 and retrofits | 926 | 2200 | MACT Fuel Choice Floor in lbs/MMBtu | FALSE | L | Annual | Allowances Banked | lbs | 0 | 0 | 0 | 0 | 0 | 0 | 0
WI Large Coal Units Hg Rule v3.1, Unit 5413 and retrofits | 926 | 2200 | MACT Fuel Choice Floor in lbs/MMBtu | FALSE | L | Annual | Allowances Withdrawn (1:1) | lbs | 0 | 0 | 0 | 0 | 0 | 0 | 0
WI Large Coal Units Hg Rule v3.1, Unit 5413 and retrofits | 926 | 2200 | MACT Fuel Choice Floor in lbs/MMBtu | FALSE | L | Annual | Allowances Withdrawn (n:1) | lbs | 0 | 0 | 0 | 0 | 0 | 0 | 0
WI Large Coal Units Hg Rule v3.1, Unit 5413 and retrofits | 926 | 2200 | MACT Fuel Choice Floor in lbs/MMBtu | FALSE | L | Annual | Net Emissions Allowance Position | lbs | 9.6267 | 9.6267 | 8.4089 | 8.4089 | 8.4089 | 8.4089 | 9.6267
WI Large Coal Units Hg Rule v3.1, Unit 5413 and retrofits | 926 | 2200 | MACT Fuel Choice Floor in lbs/MMBtu | FALSE | L | Annual | Fuel Consumed | TBtu | 17.8837 | 17.8837 | 15.6214 | 15.6214 | 15.6214 | 15.6214 | 17.8837
WI Large Coal Units Hg Rule v3.1, Unit 5413 and retrofits | 926 | 2200 | MACT Fuel Choice Floor in lbs/MMBtu | FALSE | L | Annual | Rate | lb/MMBtu | 5.383e-07 | 5.383e-07 | 5.383e-07 | 5.383e-07 | 5.383e-07 | 5.383e-07 | 5.383e-07
WI Large Coal Units Hg Rule v3.1, Unit 5413 and retrofits | 926 | 2200 | MACT Fuel Choice Floor in lbs/MMBtu | FALSE | L | Annual | Generation | TWh | 1.8719 | 1.8719 | 1.6351 | 1.6351 | 1.6351 | 1.6351 | 1.8719
WI Large Coal Units Hg Rule v3.1, Unit 5413 and retrofits | 926 | 2200 | MACT Fuel Choice Floor in lbs/MMBtu | FALSE | L | Annual | Qualifying Generation | TWh | 1.8719 | 1.8719 | 1.6351 | 1.6351 | 1.6351 | 1.6351 | 1.8719
WI Large Coal Units Hg Rule v3.1, Unit 5413 and retrofits | 926 | 2200 | MACT Fuel Choice Floor in lbs/MMBtu | FALSE | L | Annual | Constraint Shadow Price | US$/Lb | 0 | 0 | 0 | 0 | 0 | 0 | 0
WI Large Coal Units Hg Rule v3.1, Unit 5414 and retrofits | 927 | 2200 | MACT Fuel Choice Floor in lbs/MMBtu | FALSE | L | Annual | Seasons Included | Seasons | Winter, Summer | Winter, Summer | Winter, Summer | Winter, Summer | Winter, Summer | Winter, Summer | Winter, Summer
WI Large Coal Units Hg Rule v3.1, Unit 5414 and retrofits | 927 | 2200 | MACT Fuel Choice Floor in lbs/MMBtu | FALSE | L | Annual | Emission Floor | lbs/MMBtu | 7.92e-07 | 7.92e-07 | 7.92e-07 | 7.92e-07 | 7.92e-07 | 7.92e-07 | 7.92e-07
WI Large Coal Units Hg Rule v3.1, Unit 5414 and retrofits | 927 | 2200 | MACT Fuel Choice Floor in lbs/MMBtu | FALSE | L | Annual | Emissions at Affected Plants MER | lbs | 9.5276 | 9.5276 | 7.6881 | 8.3223 | 8.2949 | 8.3223 | 8.4335
WI Large Coal Units Hg Rule v3.1, Unit 5414 and retrofits | 927 | 2200 | MACT Fuel Choice Floor in lbs/MMBtu | FALSE | L | Annual | Allowances Purchased MER | lbs | 0 | 0 | 0 | 0 | 0 | 0 | 0
WI Large Coal Units Hg Rule v3.1, Unit 5414 and retrofits | 927 | 2200 | MACT Fuel Choice Floor in lbs/MMBtu | FALSE | L | Annual | Allowances Sold MER | lbs | 0 | 0 | 0 | 0 | 0 | 0 | 0
WI Large Coal Units Hg Rule v3.1, Unit 5414 and retrofits | 927 | 2200 | MACT Fuel Choice Floor in lbs/MMBtu | FALSE | L | Annual | Allowances Banked | lbs | 0 | 0 | 0 | 0 | 0 | 0 | 0
WI Large Coal Units Hg Rule v3.1, Unit 5414 and retrofits | 927 | 2200 | MACT Fuel Choice Floor in lbs/MMBtu | FALSE | L | Annual | Allowances Withdrawn (1:1) | lbs | 0 | 0 | 0 | 0 | 0 | 0 | 0
WI Large Coal Units Hg Rule v3.1, Unit 5414 and retrofits | 927 | 2200 | MACT Fuel Choice Floor in lbs/MMBtu | FALSE | L | Annual | Allowances Withdrawn (n:1) | lbs | 0 | 0 | 0 | 0 | 0 | 0 | 0
WI Large Coal Units Hg Rule v3.1, Unit 5414 and retrofits | 927 | 2200 | MACT Fuel Choice Floor in lbs/MMBtu | FALSE | L | Annual | Net Emissions Allowance Position | lbs | 9.5276 | 9.5276 | 7.6881 | 8.3223 | 8.2949 | 8.3223 | 8.4335
WI Large Coal Units Hg Rule v3.1, Unit 5414 and retrofits | 927 | 2200 | MACT Fuel Choice Floor in lbs/MMBtu | FALSE | L | Annual | Fuel Consumed | TBtu | 17.6995 | 17.6995 | 14.2824 | 15.4605 | 15.4096 | 15.4605 | 15.667
WI Large Coal Units Hg Rule v3.1, Unit 5414 and retrofits | 927 | 2200 | MACT Fuel Choice Floor in lbs/MMBtu | FALSE | L | Annual | Rate | lb/MMBtu | 5.383e-07 | 5.383e-07 | 5.383e-07 | 5.383e-07 | 5.383e-07 | 5.383e-07 | 5.383e-07
WI Large Coal Units Hg Rule v3.1, Unit 5414 and retrofits | 927 | 2200 | MACT Fuel Choice Floor in lbs/MMBtu | FALSE | L | Annual | Generation | TWh | 1.8502 | 1.8502 | 1.493 | 1.6162 | 1.6108 | 1.6162 | 1.6378
WI Large Coal Units Hg Rule v3.1, Unit 5414 and retrofits | 927 | 2200 | MACT Fuel Choice Floor in lbs/MMBtu | FALSE | L | Annual | Qualifying Generation | TWh | 1.8502 | 1.8502 | 1.493 | 1.6162 | 1.6108 | 1.6162 | 1.6378
WI Large Coal Units Hg Rule v3.1, Unit 5414 and retrofits | 927 | 2200 | MACT Fuel Choice Floor in lbs/MMBtu | FALSE | L | Annual | Constraint Shadow Price | US$/Lb | 0 | 0 | 0 | 0 | 0 | 0 | 0
WI Large Coal Units Hg Rule v3.1, Unit 5415 and retrofits | 928 | 2200 | MACT Fuel Choice Floor in lbs/MMBtu | FALSE | L | Annual | Seasons Included | Seasons | Winter, Summer | Winter, Summer | Winter, Summer | Winter, Summer | Winter, Summer | Winter, Summer | Winter, Summer
WI Large Coal Units Hg Rule v3.1, Unit 5415 and retrofits | 928 | 2200 | MACT Fuel Choice Floor in lbs/MMBtu | FALSE | L | Annual | Emission Floor | lbs/MMBtu | 7.92e-07 | 7.92e-07 | 7.92e-07 | 7.92e-07 | 7.92e-07 | 7.92e-07 | 7.92e-07
WI Large Coal Units Hg Rule v3.1, Unit 5415 and retrofits | 928 | 2200 | MACT Fuel Choice Floor in lbs/MMBtu | FALSE | L | Annual | Emissions at Affected Plants MER | lbs | 17.376 | 28.471 | 27.1808 | 28.1879 | 29.8221 | 29.249 | 30.5166
WI Large Coal Units Hg Rule v3.1, Unit 5415 and retrofits | 928 | 2200 | MACT Fuel Choice Floor in lbs/MMBtu | FALSE | L | Annual | Allowances Purchased MER | lbs | 0 | 0 | 0 | 0 | 0 | 0 | 0
WI Large Coal Units Hg Rule v3.1, Unit 5415 and retrofits | 928 | 2200 | MACT Fuel Choice Floor in lbs/MMBtu | FALSE | L | Annual | Allowances Sold MER | lbs | 0 | 0 | 0 | 0 | 0 | 0 | 0
WI Large Coal Units Hg Rule v3.1, Unit 5415 and retrofits | 928 | 2200 | MACT Fuel Choice Floor in lbs/MMBtu | FALSE | L | Annual | Allowances Banked | lbs | 0 | 0 | 0 | 0 | 0 | 0 | 0
WI Large Coal Units Hg Rule v3.1, Unit 5415 and retrofits | 928 | 2200 | MACT Fuel Choice Floor in lbs/MMBtu | FALSE | L | Annual | Allowances Withdrawn (1:1) | lbs | 0 | 0 | 0 | 0 | 0 | 0 | 0
WI Large Coal Units Hg Rule v3.1, Unit 5415 and retrofits | 928 | 2200 | MACT Fuel Choice Floor in lbs/MMBtu | FALSE | L | Annual | Allowances Withdrawn (n:1) | lbs | 0 | 0 | 0 | 0 | 0 | 0 | 0
WI Large Coal Units Hg Rule v3.1, Unit 5415 and retrofits | 928 | 2200 | MACT Fuel Choice Floor in lbs/MMBtu | FALSE | L | Annual | Net Emissions Allowance Position | lbs | 17.376 | 28.471 | 27.1808 | 28.1879 | 29.8221 | 29.249 | 30.5166
WI Large Coal Units Hg Rule v3.1, Unit 5415 and retrofits | 928 | 2200 | MACT Fuel Choice Floor in lbs/MMBtu | FALSE | L | Annual | Fuel Consumed | TBtu | 44.0145 | 44.0145 | 39.2033 | 40.6559 | 43.0129 | 44.0145 | 44.0145
WI Large Coal Units Hg Rule v3.1, Unit 5415 and retrofits | 928 | 2200 | MACT Fuel Choice Floor in lbs/MMBtu | FALSE | L | Annual | Rate | lb/MMBtu | 3.9478e-07 | 6.4686e-07 | 6.9333e-07 | 6.9333e-07 | 6.9333e-07 | 6.6453e-07 | 6.9333e-07
WI Large Coal Units Hg Rule v3.1, Unit 5415 and retrofits | 928 | 2200 | MACT Fuel Choice Floor in lbs/MMBtu | FALSE | L | Annual | Generation | TWh | 4.6226 | 4.6226 | 4.1173 | 4.2699 | 4.5174 | 4.6226 | 4.6226
WI Large Coal Units Hg Rule v3.1, Unit 5415 and retrofits | 928 | 2200 | MACT Fuel Choice Floor in lbs/MMBtu | FALSE | L | Annual | Qualifying Generation | TWh | 4.6226 | 4.6226 | 4.1173 | 4.2699 | 4.5174 | 4.6226 | 4.6226
WI Large Coal Units Hg Rule v3.1, Unit 5415 and retrofits | 928 | 2200 | MACT Fuel Choice Floor in lbs/MMBtu | FALSE | L | Annual | Constraint Shadow Price | US$/Lb | 0 | 0 | 0 | 0 | 0 | 0 | 0
WI Large Coal Units Hg Rule v3.1, Unit 5416 and retrofits | 929 | 2200 | MACT Fuel Choice Floor in lbs/MMBtu | FALSE | L | Annual | Seasons Included | Seasons | Winter, Summer | Winter, Summer | Winter, Summer | Winter, Summer | Winter, Summer | Winter, Summer | Winter, Summer
WI Large Coal Units Hg Rule v3.1, Unit 5416 and retrofits | 929 | 2200 | MACT Fuel Choice Floor in lbs/MMBtu | FALSE | L | Annual | Emission Floor | lbs/MMBtu | 7.92e-07 | 7.92e-07 | 7.92e-07 | 7.92e-07 | 7.92e-07 | 7.92e-07 | 7.92e-07
WI Large Coal Units Hg Rule v3.1, Unit 5416 and retrofits | 929 | 2200 | MACT Fuel Choice Floor in lbs/MMBtu | FALSE | L | Annual | Emissions at Affected Plants MER | lbs | 15.6133 | 24.2652 | 27.4208 | 27.4208 | 27.4208 | 26.2818 | 27.4208
WI Large Coal Units Hg Rule v3.1, Unit 5416 and retrofits | 929 | 2200 | MACT Fuel Choice Floor in lbs/MMBtu | FALSE | L | Annual | Allowances Purchased MER | lbs | 0 | 0 | 0 | 0 | 0 | 0 | 0
WI Large Coal Units Hg Rule v3.1, Unit 5416 and retrofits | 929 | 2200 | MACT Fuel Choice Floor in lbs/MMBtu | FALSE | L | Annual | Allowances Sold MER | lbs | 0 | 0 | 0 | 0 | 0 | 0 | 0
WI Large Coal Units Hg Rule v3.1, Unit 5416 and retrofits | 929 | 2200 | MACT Fuel Choice Floor in lbs/MMBtu | FALSE | L | Annual | Allowances Banked | lbs | 0 | 0 | 0 | 0 | 0 | 0 | 0
WI Large Coal Units Hg Rule v3.1, Unit 5416 and retrofits | 929 | 2200 | MACT Fuel Choice Floor in lbs/MMBtu | FALSE | L | Annual | Allowances Withdrawn (1:1) | lbs | 0 | 0 | 0 | 0 | 0 | 0 | 0
WI Large Coal Units Hg Rule v3.1, Unit 5416 and retrofits | 929 | 2200 | MACT Fuel Choice Floor in lbs/MMBtu | FALSE | L | Annual | Allowances Withdrawn (n:1) | lbs | 0 | 0 | 0 | 0 | 0 | 0 | 0
WI Large Coal Units Hg Rule v3.1, Unit 5416 and retrofits | 929 | 2200 | MACT Fuel Choice Floor in lbs/MMBtu | FALSE | L | Annual | Net Emissions Allowance Position | lbs | 15.6133 | 24.2652 | 27.4208 | 27.4208 | 27.4208 | 26.2818 | 27.4208
WI Large Coal Units Hg Rule v3.1, Unit 5416 and retrofits | 929 | 2200 | MACT Fuel Choice Floor in lbs/MMBtu | FALSE | L | Annual | Fuel Consumed | TBtu | 39.5495 | 39.5495 | 39.5495 | 39.5495 | 39.5495 | 39.5495 | 39.5495
WI Large Coal Units Hg Rule v3.1, Unit 5416 and retrofits | 929 | 2200 | MACT Fuel Choice Floor in lbs/MMBtu | FALSE | L | Annual | Rate | lb/MMBtu | 3.9478e-07 | 6.1354e-07 | 6.9333e-07 | 6.9333e-07 | 6.9333e-07 | 6.6453e-07 | 6.9333e-07
WI Large Coal Units Hg Rule v3.1, Unit 5416 and retrofits | 929 | 2200 | MACT Fuel Choice Floor in lbs/MMBtu | FALSE | L | Annual | Generation | TWh | 4.4841 | 4.4841 | 4.4841 | 4.4841 | 4.4841 | 4.4841 | 4.4841
WI Large Coal Units Hg Rule v3.1, Unit 5416 and retrofits | 929 | 2200 | MACT Fuel Choice Floor in lbs/MMBtu | FALSE | L | Annual | Qualifying Generation | TWh | 4.4841 | 4.4841 | 4.4841 | 4.4841 | 4.4841 | 4.4841 | 4.4841
WI Large Coal Units Hg Rule v3.1, Unit 5416 and retrofits | 929 | 2200 | MACT Fuel Choice Floor in lbs/MMBtu | FALSE | L | Annual | Constraint Shadow Price | US$/Lb | 0 | 0 | 0 | 0 | 0 | 0 | 0
WI Small Coal Units Hg Rule v3.1, Unit 3493 and retrofits | 930 | 2201 | MACT Fuel Choice Floor in lbs/MMBtu | FALSE | L | Annual | Seasons Included | Seasons | Winter, Summer | Winter, Summer | Winter, Summer | Winter, Summer | Winter, Summer | Winter, Summer | Winter, Summer
WI Small Coal Units Hg Rule v3.1, Unit 3493 and retrofits | 930 | 2201 | MACT Fuel Choice Floor in lbs/MMBtu | FALSE | L | Annual | Emission Floor | lbs/MMBtu | 6.91e-07 | 6.91e-07 | 6.91e-07 | 6.91e-07 | 6.91e-07 | 6.91e-07 | 6.91e-07
WI Small Coal Units Hg Rule v3.1, Unit 3493 and retrofits | 930 | 2201 | MACT Fuel Choice Floor in lbs/MMBtu | FALSE | L | Annual | Emissions at Affected Plants MER | lbs | 0 | 0 | 0 | 0 | 0 | 0 | 0
WI Small Coal Units Hg Rule v3.1, Unit 3493 and retrofits | 930 | 2201 | MACT Fuel Choice Floor in lbs/MMBtu | FALSE | L | Annual | Allowances Purchased MER | lbs | 0 | 0 | 0 | 0 | 0 | 0 | 0
WI Small Coal Units Hg Rule v3.1, Unit 3493 and retrofits | 930 | 2201 | MACT Fuel Choice Floor in lbs/MMBtu | FALSE | L | Annual | Allowances Sold MER | lbs | 0 | 0 | 0 | 0 | 0 | 0 | 0
WI Small Coal Units Hg Rule v3.1, Unit 3493 and retrofits | 930 | 2201 | MACT Fuel Choice Floor in lbs/MMBtu | FALSE | L | Annual | Allowances Banked | lbs | 0 | 0 | 0 | 0 | 0 | 0 | 0
WI Small Coal Units Hg Rule v3.1, Unit 3493 and retrofits | 930 | 2201 | MACT Fuel Choice Floor in lbs/MMBtu | FALSE | L | Annual | Allowances Withdrawn (1:1) | lbs | 0 | 0 | 0 | 0 | 0 | 0 | 0
WI Small Coal Units Hg Rule v3.1, Unit 3493 and retrofits | 930 | 2201 | MACT Fuel Choice Floor in lbs/MMBtu | FALSE | L | Annual | Allowances Withdrawn (n:1) | lbs | 0 | 0 | 0 | 0 | 0 | 0 | 0
WI Small Coal Units Hg Rule v3.1, Unit 3493 and retrofits | 930 | 2201 | MACT Fuel Choice Floor in lbs/MMBtu | FALSE | L | Annual | Net Emissions Allowance Position | lbs | 0 | 0 | 0 | 0 | 0 | 0 | 0
WI Small Coal Units Hg Rule v3.1, Unit 3493 and retrofits | 930 | 2201 | MACT Fuel Choice Floor in lbs/MMBtu | FALSE | L | Annual | Fuel Consumed | TBtu | 0 | 0 | 0 | 0 | 0 | 0 | 0
WI Small Coal Units Hg Rule v3.1, Unit 3493 and retrofits | 930 | 2201 | MACT Fuel Choice Floor in lbs/MMBtu | FALSE | L | Annual | Rate | lb/MMBtu | 0 | 0 | 0 | 0 | 0 | 0 | 0
WI Small Coal Units Hg Rule v3.1, Unit 3493 and retrofits | 930 | 2201 | MACT Fuel Choice Floor in lbs/MMBtu | FALSE | L | Annual | Generation | TWh | 0 | 0 | 0 | 0 | 0 | 0 | 0
WI Small Coal Units Hg Rule v3.1, Unit 3493 and retrofits | 930 | 2201 | MACT Fuel Choice Floor in lbs/MMBtu | FALSE | L | Annual | Qualifying Generation | TWh | 0 | 0 | 0 | 0 | 0 | 0 | 0
WI Small Coal Units Hg Rule v3.1, Unit 3493 and retrofits | 930 | 2201 | MACT Fuel Choice Floor in lbs/MMBtu | FALSE | L | Annual | Constraint Shadow Price | US$/Lb | 0 | 0 | 0 | 0 | 0 | 0 | 0
WI Small Coal Units Hg Rule v3.1, Unit 3496 and retrofits | 931 | 2201 | MACT Fuel Choice Floor in lbs/MMBtu | FALSE | L | Annual | Seasons Included | Seasons | Winter, Summer | Winter, Summer | Winter, Summer | Winter, Summer | Winter, Summer | Winter, Summer | Winter, Summer
WI Small Coal Units Hg Rule v3.1, Unit 3496 and retrofits | 931 | 2201 | MACT Fuel Choice Floor in lbs/MMBtu | FALSE | L | Annual | Emission Floor | lbs/MMBtu | 6.91e-07 | 6.91e-07 | 6.91e-07 | 6.91e-07 | 6.91e-07 | 6.91e-07 | 6.91e-07
WI Small Coal Units Hg Rule v3.1, Unit 3496 and retrofits | 931 | 2201 | MACT Fuel Choice Floor in lbs/MMBtu | FALSE | L | Annual | Emissions at Affected Plants MER | lbs | 0 | 0 | 0 | 0 | 0 | 0 | 0
WI Small Coal Units Hg Rule v3.1, Unit 3496 and retrofits | 931 | 2201 | MACT Fuel Choice Floor in lbs/MMBtu | FALSE | L | Annual | Allowances Purchased MER | lbs | 0 | 0 | 0 | 0 | 0 | 0 | 0
WI Small Coal Units Hg Rule v3.1, Unit 3496 and retrofits | 931 | 2201 | MACT Fuel Choice Floor in lbs/MMBtu | FALSE | L | Annual | Allowances Sold MER | lbs | 0 | 0 | 0 | 0 | 0 | 0 | 0
WI Small Coal Units Hg Rule v3.1, Unit 3496 and retrofits | 931 | 2201 | MACT Fuel Choice Floor in lbs/MMBtu | FALSE | L | Annual | Allowances Banked | lbs | 0 | 0 | 0 | 0 | 0 | 0 | 0
WI Small Coal Units Hg Rule v3.1, Unit 3496 and retrofits | 931 | 2201 | MACT Fuel Choice Floor in lbs/MMBtu | FALSE | L | Annual | Allowances Withdrawn (1:1) | lbs | 0 | 0 | 0 | 0 | 0 | 0 | 0
WI Small Coal Units Hg Rule v3.1, Unit 3496 and retrofits | 931 | 2201 | MACT Fuel Choice Floor in lbs/MMBtu | FALSE | L | Annual | Allowances Withdrawn (n:1) | lbs | 0 | 0 | 0 | 0 | 0 | 0 | 0
WI Small Coal Units Hg Rule v3.1, Unit 3496 and retrofits | 931 | 2201 | MACT Fuel Choice Floor in lbs/MMBtu | FALSE | L | Annual | Net Emissions Allowance Position | lbs | 0 | 0 | 0 | 0 | 0 | 0 | 0
WI Small Coal Units Hg Rule v3.1, Unit 3496 and retrofits | 931 | 2201 | MACT Fuel Choice Floor in lbs/MMBtu | FALSE | L | Annual | Fuel Consumed | TBtu | 0 | 0 | 0 | 0 | 0 | 0 | 0
WI Small Coal Units Hg Rule v3.1, Unit 3496 and retrofits | 931 | 2201 | MACT Fuel Choice Floor in lbs/MMBtu | FALSE | L | Annual | Rate | lb/MMBtu | 0 | 0 | 0 | 0 | 0 | 0 | 0
WI Small Coal Units Hg Rule v3.1, Unit 3496 and retrofits | 931 | 2201 | MACT Fuel Choice Floor in lbs/MMBtu | FALSE | L | Annual | Generation | TWh | 0 | 0 | 0 | 0 | 0 | 0 | 0
WI Small Coal Units Hg Rule v3.1, Unit 3496 and retrofits | 931 | 2201 | MACT Fuel Choice Floor in lbs/MMBtu | FALSE | L | Annual | Qualifying Generation | TWh | 0 | 0 | 0 | 0 | 0 | 0 | 0
WI Small Coal Units Hg Rule v3.1, Unit 3496 and retrofits | 931 | 2201 | MACT Fuel Choice Floor in lbs/MMBtu | FALSE | L | Annual | Constraint Shadow Price | US$/Lb | 0 | 0 | 0 | 0 | 0 | 0 | 0
WI Small Coal Units Hg Rule v3.1, Unit 3497 and retrofits | 932 | 2201 | MACT Fuel Choice Floor in lbs/MMBtu | FALSE | L | Annual | Seasons Included | Seasons | Winter, Summer | Winter, Summer | Winter, Summer | Winter, Summer | Winter, Summer | Winter, Summer | Winter, Summer
WI Small Coal Units Hg Rule v3.1, Unit 3497 and retrofits | 932 | 2201 | MACT Fuel Choice Floor in lbs/MMBtu | FALSE | L | Annual | Emission Floor | lbs/MMBtu | 6.91e-07 | 6.91e-07 | 6.91e-07 | 6.91e-07 | 6.91e-07 | 6.91e-07 | 6.91e-07
WI Small Coal Units Hg Rule v3.1, Unit 3497 and retrofits | 932 | 2201 | MACT Fuel Choice Floor in lbs/MMBtu | FALSE | L | Annual | Emissions at Affected Plants MER | lbs | 0 | 0 | 0 | 0 | 0 | 0 | 0
WI Small Coal Units Hg Rule v3.1, Unit 3497 and retrofits | 932 | 2201 | MACT Fuel Choice Floor in lbs/MMBtu | FALSE | L | Annual | Allowances Purchased MER | lbs | 0 | 0 | 0 | 0 | 0 | 0 | 0
WI Small Coal Units Hg Rule v3.1, Unit 3497 and retrofits | 932 | 2201 | MACT Fuel Choice Floor in lbs/MMBtu | FALSE | L | Annual | Allowances Sold MER | lbs | 0 | 0 | 0 | 0 | 0 | 0 | 0
WI Small Coal Units Hg Rule v3.1, Unit 3497 and retrofits | 932 | 2201 | MACT Fuel Choice Floor in lbs/MMBtu | FALSE | L | Annual | Allowances Banked | lbs | 0 | 0 | 0 | 0 | 0 | 0 | 0
WI Small Coal Units Hg Rule v3.1, Unit 3497 and retrofits | 932 | 2201 | MACT Fuel Choice Floor in lbs/MMBtu | FALSE | L | Annual | Allowances Withdrawn (1:1) | lbs | 0 | 0 | 0 | 0 | 0 | 0 | 0
WI Small Coal Units Hg Rule v3.1, Unit 3497 and retrofits | 932 | 2201 | MACT Fuel Choice Floor in lbs/MMBtu | FALSE | L | Annual | Allowances Withdrawn (n:1) | lbs | 0 | 0 | 0 | 0 | 0 | 0 | 0
WI Small Coal Units Hg Rule v3.1, Unit 3497 and retrofits | 932 | 2201 | MACT Fuel Choice Floor in lbs/MMBtu | FALSE | L | Annual | Net Emissions Allowance Position | lbs | 0 | 0 | 0 | 0 | 0 | 0 | 0
WI Small Coal Units Hg Rule v3.1, Unit 3497 and retrofits | 932 | 2201 | MACT Fuel Choice Floor in lbs/MMBtu | FALSE | L | Annual | Fuel Consumed | TBtu | 0 | 0 | 0 | 0 | 0 | 0 | 0
WI Small Coal Units Hg Rule v3.1, Unit 3497 and retrofits | 932 | 2201 | MACT Fuel Choice Floor in lbs/MMBtu | FALSE | L | Annual | Rate | lb/MMBtu | 0 | 0 | 0 | 0 | 0 | 0 | 0
WI Small Coal Units Hg Rule v3.1, Unit 3497 and retrofits | 932 | 2201 | MACT Fuel Choice Floor in lbs/MMBtu | FALSE | L | Annual | Generation | TWh | 0 | 0 | 0 | 0 | 0 | 0 | 0
WI Small Coal Units Hg Rule v3.1, Unit 3497 and retrofits | 932 | 2201 | MACT Fuel Choice Floor in lbs/MMBtu | FALSE | L | Annual | Qualifying Generation | TWh | 0 | 0 | 0 | 0 | 0 | 0 | 0
WI Small Coal Units Hg Rule v3.1, Unit 3497 and retrofits | 932 | 2201 | MACT Fuel Choice Floor in lbs/MMBtu | FALSE | L | Annual | Constraint Shadow Price | US$/Lb | 0 | 0 | 0 | 0 | 0 | 0 | 0
WI Small Coal Units Hg Rule v3.1, Unit 3498 and retrofits | 933 | 2201 | MACT Fuel Choice Floor in lbs/MMBtu | FALSE | L | Annual | Seasons Included | Seasons | Winter, Summer | Winter, Summer | Winter, Summer | Winter, Summer | Winter, Summer | Winter, Summer | Winter, Summer
WI Small Coal Units Hg Rule v3.1, Unit 3498 and retrofits | 933 | 2201 | MACT Fuel Choice Floor in lbs/MMBtu | FALSE | L | Annual | Emission Floor | lbs/MMBtu | 6.91e-07 | 6.91e-07 | 6.91e-07 | 6.91e-07 | 6.91e-07 | 6.91e-07 | 6.91e-07
WI Small Coal Units Hg Rule v3.1, Unit 3498 and retrofits | 933 | 2201 | MACT Fuel Choice Floor in lbs/MMBtu | FALSE | L | Annual | Emissions at Affected Plants MER | lbs | 0 | 0 | 0 | 0 | 0 | 0 | 0
WI Small Coal Units Hg Rule v3.1, Unit 3498 and retrofits | 933 | 2201 | MACT Fuel Choice Floor in lbs/MMBtu | FALSE | L | Annual | Allowances Purchased MER | lbs | 0 | 0 | 0 | 0 | 0 | 0 | 0
WI Small Coal Units Hg Rule v3.1, Unit 3498 and retrofits | 933 | 2201 | MACT Fuel Choice Floor in lbs/MMBtu | FALSE | L | Annual | Allowances Sold MER | lbs | 0 | 0 | 0 | 0 | 0 | 0 | 0
WI Small Coal Units Hg Rule v3.1, Unit 3498 and retrofits | 933 | 2201 | MACT Fuel Choice Floor in lbs/MMBtu | FALSE | L | Annual | Allowances Banked | lbs | 0 | 0 | 0 | 0 | 0 | 0 | 0
WI Small Coal Units Hg Rule v3.1, Unit 3498 and retrofits | 933 | 2201 | MACT Fuel Choice Floor in lbs/MMBtu | FALSE | L | Annual | Allowances Withdrawn (1:1) | lbs | 0 | 0 | 0 | 0 | 0 | 0 | 0
WI Small Coal Units Hg Rule v3.1, Unit 3498 and retrofits | 933 | 2201 | MACT Fuel Choice Floor in lbs/MMBtu | FALSE | L | Annual | Allowances Withdrawn (n:1) | lbs | 0 | 0 | 0 | 0 | 0 | 0 | 0
WI Small Coal Units Hg Rule v3.1, Unit 3498 and retrofits | 933 | 2201 | MACT Fuel Choice Floor in lbs/MMBtu | FALSE | L | Annual | Net Emissions Allowance Position | lbs | 0 | 0 | 0 | 0 | 0 | 0 | 0
WI Small Coal Units Hg Rule v3.1, Unit 3498 and retrofits | 933 | 2201 | MACT Fuel Choice Floor in lbs/MMBtu | FALSE | L | Annual | Fuel Consumed | TBtu | 0 | 0 | 0 | 0 | 0 | 0 | 0
WI Small Coal Units Hg Rule v3.1, Unit 3498 and retrofits | 933 | 2201 | MACT Fuel Choice Floor in lbs/MMBtu | FALSE | L | Annual | Rate | lb/MMBtu | 0 | 0 | 0 | 0 | 0 | 0 | 0
WI Small Coal Units Hg Rule v3.1, Unit 3498 and retrofits | 933 | 2201 | MACT Fuel Choice Floor in lbs/MMBtu | FALSE | L | Annual | Generation | TWh | 0 | 0 | 0 | 0 | 0 | 0 | 0
WI Small Coal Units Hg Rule v3.1, Unit 3498 and retrofits | 933 | 2201 | MACT Fuel Choice Floor in lbs/MMBtu | FALSE | L | Annual | Qualifying Generation | TWh | 0 | 0 | 0 | 0 | 0 | 0 | 0
WI Small Coal Units Hg Rule v3.1, Unit 3498 and retrofits | 933 | 2201 | MACT Fuel Choice Floor in lbs/MMBtu | FALSE | L | Annual | Constraint Shadow Price | US$/Lb | 0 | 0 | 0 | 0 | 0 | 0 | 0
WI Small Coal Units Hg Rule v3.1, Unit 3499 and retrofits | 934 | 2201 | MACT Fuel Choice Floor in lbs/MMBtu | FALSE | L | Annual | Seasons Included | Seasons | Winter, Summer | Winter, Summer | Winter, Summer | Winter, Summer | Winter, Summer | Winter, Summer | Winter, Summer
WI Small Coal Units Hg Rule v3.1, Unit 3499 and retrofits | 934 | 2201 | MACT Fuel Choice Floor in lbs/MMBtu | FALSE | L | Annual | Emission Floor | lbs/MMBtu | 6.91e-07 | 6.91e-07 | 6.91e-07 | 6.91e-07 | 6.91e-07 | 6.91e-07 | 6.91e-07
WI Small Coal Units Hg Rule v3.1, Unit 3499 and retrofits | 934 | 2201 | MACT Fuel Choice Floor in lbs/MMBtu | FALSE | L | Annual | Emissions at Affected Plants MER | lbs | 0 | 0 | 0 | 0 | 0 | 0 | 0
WI Small Coal Units Hg Rule v3.1, Unit 3499 and retrofits | 934 | 2201 | MACT Fuel Choice Floor in lbs/MMBtu | FALSE | L | Annual | Allowances Purchased MER | lbs | 0 | 0 | 0 | 0 | 0 | 0 | 0
WI Small Coal Units Hg Rule v3.1, Unit 3499 and retrofits | 934 | 2201 | MACT Fuel Choice Floor in lbs/MMBtu | FALSE | L | Annual | Allowances Sold MER | lbs | 0 | 0 | 0 | 0 | 0 | 0 | 0
WI Small Coal Units Hg Rule v3.1, Unit 3499 and retrofits | 934 | 2201 | MACT Fuel Choice Floor in lbs/MMBtu | FALSE | L | Annual | Allowances Banked | lbs | 0 | 0 | 0 | 0 | 0 | 0 | 0
WI Small Coal Units Hg Rule v3.1, Unit 3499 and retrofits | 934 | 2201 | MACT Fuel Choice Floor in lbs/MMBtu | FALSE | L | Annual | Allowances Withdrawn (1:1) | lbs | 0 | 0 | 0 | 0 | 0 | 0 | 0
WI Small Coal Units Hg Rule v3.1, Unit 3499 and retrofits | 934 | 2201 | MACT Fuel Choice Floor in lbs/MMBtu | FALSE | L | Annual | Allowances Withdrawn (n:1) | lbs | 0 | 0 | 0 | 0 | 0 | 0 | 0
WI Small Coal Units Hg Rule v3.1, Unit 3499 and retrofits | 934 | 2201 | MACT Fuel Choice Floor in lbs/MMBtu | FALSE | L | Annual | Net Emissions Allowance Position | lbs | 0 | 0 | 0 | 0 | 0 | 0 | 0
WI Small Coal Units Hg Rule v3.1, Unit 3499 and retrofits | 934 | 2201 | MACT Fuel Choice Floor in lbs/MMBtu | FALSE | L | Annual | Fuel Consumed | TBtu | 0 | 0 | 0 | 0 | 0 | 0 | 0
WI Small Coal Units Hg Rule v3.1, Unit 3499 and retrofits | 934 | 2201 | MACT Fuel Choice Floor in lbs/MMBtu | FALSE | L | Annual | Rate | lb/MMBtu | 0 | 0 | 0 | 0 | 0 | 0 | 0
WI Small Coal Units Hg Rule v3.1, Unit 3499 and retrofits | 934 | 2201 | MACT Fuel Choice Floor in lbs/MMBtu | FALSE | L | Annual | Generation | TWh | 0 | 0 | 0 | 0 | 0 | 0 | 0
WI Small Coal Units Hg Rule v3.1, Unit 3499 and retrofits | 934 | 2201 | MACT Fuel Choice Floor in lbs/MMBtu | FALSE | L | Annual | Qualifying Generation | TWh | 0 | 0 | 0 | 0 | 0 | 0 | 0
WI Small Coal Units Hg Rule v3.1, Unit 3499 and retrofits | 934 | 2201 | MACT Fuel Choice Floor in lbs/MMBtu | FALSE | L | Annual | Constraint Shadow Price | US$/Lb | 0 | 0 | 0 | 0 | 0 | 0 | 0
WI Small Coal Units Hg Rule v3.1, Unit 3500 and retrofits | 935 | 2201 | MACT Fuel Choice Floor in lbs/MMBtu | FALSE | L | Annual | Seasons Included | Seasons | Winter, Summer | Winter, Summer | Winter, Summer | Winter, Summer | Winter, Summer | Winter, Summer | Winter, Summer
WI Small Coal Units Hg Rule v3.1, Unit 3500 and retrofits | 935 | 2201 | MACT Fuel Choice Floor in lbs/MMBtu | FALSE | L | Annual | Emission Floor | lbs/MMBtu | 6.91e-07 | 6.91e-07 | 6.91e-07 | 6.91e-07 | 6.91e-07 | 6.91e-07 | 6.91e-07
WI Small Coal Units Hg Rule v3.1, Unit 3500 and retrofits | 935 | 2201 | MACT Fuel Choice Floor in lbs/MMBtu | FALSE | L | Annual | Emissions at Affected Plants MER | lbs | 0 | 0 | 0 | 0 | 0 | 0 | 0
WI Small Coal Units Hg Rule v3.1, Unit 3500 and retrofits | 935 | 2201 | MACT Fuel Choice Floor in lbs/MMBtu | FALSE | L | Annual | Allowances Purchased MER | lbs | 0 | 0 | 0 | 0 | 0 | 0 | 0
WI Small Coal Units Hg Rule v3.1, Unit 3500 and retrofits | 935 | 2201 | MACT Fuel Choice Floor in lbs/MMBtu | FALSE | L | Annual | Allowances Sold MER | lbs | 0 | 0 | 0 | 0 | 0 | 0 | 0
WI Small Coal Units Hg Rule v3.1, Unit 3500 and retrofits | 935 | 2201 | MACT Fuel Choice Floor in lbs/MMBtu | FALSE | L | Annual | Allowances Banked | lbs | 0 | 0 | 0 | 0 | 0 | 0 | 0
WI Small Coal Units Hg Rule v3.1, Unit 3500 and retrofits | 935 | 2201 | MACT Fuel Choice Floor in lbs/MMBtu | FALSE | L | Annual | Allowances Withdrawn (1:1) | lbs | 0 | 0 | 0 | 0 | 0 | 0 | 0
WI Small Coal Units Hg Rule v3.1, Unit 3500 and retrofits | 935 | 2201 | MACT Fuel Choice Floor in lbs/MMBtu | FALSE | L | Annual | Allowances Withdrawn (n:1) | lbs | 0 | 0 | 0 | 0 | 0 | 0 | 0
WI Small Coal Units Hg Rule v3.1, Unit 3500 and retrofits | 935 | 2201 | MACT Fuel Choice Floor in lbs/MMBtu | FALSE | L | Annual | Net Emissions Allowance Position | lbs | 0 | 0 | 0 | 0 | 0 | 0 | 0
WI Small Coal Units Hg Rule v3.1, Unit 3500 and retrofits | 935 | 2201 | MACT Fuel Choice Floor in lbs/MMBtu | FALSE | L | Annual | Fuel Consumed | TBtu | 0 | 0 | 0 | 0 | 0 | 0 | 0
WI Small Coal Units Hg Rule v3.1, Unit 3500 and retrofits | 935 | 2201 | MACT Fuel Choice Floor in lbs/MMBtu | FALSE | L | Annual | Rate | lb/MMBtu | 0 | 0 | 0 | 0 | 0 | 0 | 0
WI Small Coal Units Hg Rule v3.1, Unit 3500 and retrofits | 935 | 2201 | MACT Fuel Choice Floor in lbs/MMBtu | FALSE | L | Annual | Generation | TWh | 0 | 0 | 0 | 0 | 0 | 0 | 0
WI Small Coal Units Hg Rule v3.1, Unit 3500 and retrofits | 935 | 2201 | MACT Fuel Choice Floor in lbs/MMBtu | FALSE | L | Annual | Qualifying Generation | TWh | 0 | 0 | 0 | 0 | 0 | 0 | 0
WI Small Coal Units Hg Rule v3.1, Unit 3500 and retrofits | 935 | 2201 | MACT Fuel Choice Floor in lbs/MMBtu | FALSE | L | Annual | Constraint Shadow Price | US$/Lb | 0 | 0 | 0 | 0 | 0 | 0 | 0
WI Small Coal Units Hg Rule v3.1, Unit 3501 and retrofits | 936 | 2201 | MACT Fuel Choice Floor in lbs/MMBtu | FALSE | L | Annual | Seasons Included | Seasons | Winter, Summer | Winter, Summer | Winter, Summer | Winter, Summer | Winter, Summer | Winter, Summer | Winter, Summer
WI Small Coal Units Hg Rule v3.1, Unit 3501 and retrofits | 936 | 2201 | MACT Fuel Choice Floor in lbs/MMBtu | FALSE | L | Annual | Emission Floor | lbs/MMBtu | 6.91e-07 | 6.91e-07 | 6.91e-07 | 6.91e-07 | 6.91e-07 | 6.91e-07 | 6.91e-07
WI Small Coal Units Hg Rule v3.1, Unit 3501 and retrofits | 936 | 2201 | MACT Fuel Choice Floor in lbs/MMBtu | FALSE | L | Annual | Emissions at Affected Plants MER | lbs | 0 | 0 | 0 | 0 | 0 | 0 | 0
WI Small Coal Units Hg Rule v3.1, Unit 3501 and retrofits | 936 | 2201 | MACT Fuel Choice Floor in lbs/MMBtu | FALSE | L | Annual | Allowances Purchased MER | lbs | 0 | 0 | 0 | 0 | 0 | 0 | 0
WI Small Coal Units Hg Rule v3.1, Unit 3501 and retrofits | 936 | 2201 | MACT Fuel Choice Floor in lbs/MMBtu | FALSE | L | Annual | Allowances Sold MER | lbs | 0 | 0 | 0 | 0 | 0 | 0 | 0
WI Small Coal Units Hg Rule v3.1, Unit 3501 and retrofits | 936 | 2201 | MACT Fuel Choice Floor in lbs/MMBtu | FALSE | L | Annual | Allowances Banked | lbs | 0 | 0 | 0 | 0 | 0 | 0 | 0
WI Small Coal Units Hg Rule v3.1, Unit 3501 and retrofits | 936 | 2201 | MACT Fuel Choice Floor in lbs/MMBtu | FALSE | L | Annual | Allowances Withdrawn (1:1) | lbs | 0 | 0 | 0 | 0 | 0 | 0 | 0
WI Small Coal Units Hg Rule v3.1, Unit 3501 and retrofits | 936 | 2201 | MACT Fuel Choice Floor in lbs/MMBtu | FALSE | L | Annual | Allowances Withdrawn (n:1) | lbs | 0 | 0 | 0 | 0 | 0 | 0 | 0
WI Small Coal Units Hg Rule v3.1, Unit 3501 and retrofits | 936 | 2201 | MACT Fuel Choice Floor in lbs/MMBtu | FALSE | L | Annual | Net Emissions Allowance Position | lbs | 0 | 0 | 0 | 0 | 0 | 0 | 0
WI Small Coal Units Hg Rule v3.1, Unit 3501 and retrofits | 936 | 2201 | MACT Fuel Choice Floor in lbs/MMBtu | FALSE | L | Annual | Fuel Consumed | TBtu | 0 | 0 | 0 | 0 | 0 | 0 | 0
WI Small Coal Units Hg Rule v3.1, Unit 3501 and retrofits | 936 | 2201 | MACT Fuel Choice Floor in lbs/MMBtu | FALSE | L | Annual | Rate | lb/MMBtu | 0 | 0 | 0 | 0 | 0 | 0 | 0
WI Small Coal Units Hg Rule v3.1, Unit 3501 and retrofits | 936 | 2201 | MACT Fuel Choice Floor in lbs/MMBtu | FALSE | L | Annual | Generation | TWh | 0 | 0 | 0 | 0 | 0 | 0 | 0
WI Small Coal Units Hg Rule v3.1, Unit 3501 and retrofits | 936 | 2201 | MACT Fuel Choice Floor in lbs/MMBtu | FALSE | L | Annual | Qualifying Generation | TWh | 0 | 0 | 0 | 0 | 0 | 0 | 0
WI Small Coal Units Hg Rule v3.1, Unit 3501 and retrofits | 936 | 2201 | MACT Fuel Choice Floor in lbs/MMBtu | FALSE | L | Annual | Constraint Shadow Price | US$/Lb | 0 | 0 | 0 | 0 | 0 | 0 | 0
WI Small Coal Units Hg Rule v3.1, Unit 3667 and retrofits | 937 | 2201 | MACT Fuel Choice Floor in lbs/MMBtu | FALSE | L | Annual | Seasons Included | Seasons | Winter, Summer | Winter, Summer | Winter, Summer | Winter, Summer | Winter, Summer | Winter, Summer | Winter, Summer
WI Small Coal Units Hg Rule v3.1, Unit 3667 and retrofits | 937 | 2201 | MACT Fuel Choice Floor in lbs/MMBtu | FALSE | L | Annual | Emission Floor | lbs/MMBtu | 6.91e-07 | 6.91e-07 | 6.91e-07 | 6.91e-07 | 6.91e-07 | 6.91e-07 | 6.91e-07
WI Small Coal Units Hg Rule v3.1, Unit 3667 and retrofits | 937 | 2201 | MACT Fuel Choice Floor in lbs/MMBtu | FALSE | L | Annual | Emissions at Affected Plants MER | lbs | 0 | 0 | 0 | 0 | 0 | 0 | 0
WI Small Coal Units Hg Rule v3.1, Unit 3667 and retrofits | 937 | 2201 | MACT Fuel Choice Floor in lbs/MMBtu | FALSE | L | Annual | Allowances Purchased MER | lbs | 0 | 0 | 0 | 0 | 0 | 0 | 0
WI Small Coal Units Hg Rule v3.1, Unit 3667 and retrofits | 937 | 2201 | MACT Fuel Choice Floor in lbs/MMBtu | FALSE | L | Annual | Allowances Sold MER | lbs | 0 | 0 | 0 | 0 | 0 | 0 | 0
WI Small Coal Units Hg Rule v3.1, Unit 3667 and retrofits | 937 | 2201 | MACT Fuel Choice Floor in lbs/MMBtu | FALSE | L | Annual | Allowances Banked | lbs | 0 | 0 | 0 | 0 | 0 | 0 | 0
WI Small Coal Units Hg Rule v3.1, Unit 3667 and retrofits | 937 | 2201 | MACT Fuel Choice Floor in lbs/MMBtu | FALSE | L | Annual | Allowances Withdrawn (1:1) | lbs | 0 | 0 | 0 | 0 | 0 | 0 | 0
WI Small Coal Units Hg Rule v3.1, Unit 3667 and retrofits | 937 | 2201 | MACT Fuel Choice Floor in lbs/MMBtu | FALSE | L | Annual | Allowances Withdrawn (n:1) | lbs | 0 | 0 | 0 | 0 | 0 | 0 | 0
WI Small Coal Units Hg Rule v3.1, Unit 3667 and retrofits | 937 | 2201 | MACT Fuel Choice Floor in lbs/MMBtu | FALSE | L | Annual | Net Emissions Allowance Position | lbs | 0 | 0 | 0 | 0 | 0 | 0 | 0
WI Small Coal Units Hg Rule v3.1, Unit 3667 and retrofits | 937 | 2201 | MACT Fuel Choice Floor in lbs/MMBtu | FALSE | L | Annual | Fuel Consumed | TBtu | 0 | 0 | 0 | 0 | 0 | 0 | 0
WI Small Coal Units Hg Rule v3.1, Unit 3667 and retrofits | 937 | 2201 | MACT Fuel Choice Floor in lbs/MMBtu | FALSE | L | Annual | Rate | lb/MMBtu | 0 | 0 | 0 | 0 | 0 | 0 | 0
WI Small Coal Units Hg Rule v3.1, Unit 3667 and retrofits | 937 | 2201 | MACT Fuel Choice Floor in lbs/MMBtu | FALSE | L | Annual | Generation | TWh | 0 | 0 | 0 | 0 | 0 | 0 | 0
WI Small Coal Units Hg Rule v3.1, Unit 3667 and retrofits | 937 | 2201 | MACT Fuel Choice Floor in lbs/MMBtu | FALSE | L | Annual | Qualifying Generation | TWh | 0 | 0 | 0 | 0 | 0 | 0 | 0
WI Small Coal Units Hg Rule v3.1, Unit 3667 and retrofits | 937 | 2201 | MACT Fuel Choice Floor in lbs/MMBtu | FALSE | L | Annual | Constraint Shadow Price | US$/Lb | 0 | 0 | 0 | 0 | 0 | 0 | 0
WI Small Coal Units Hg Rule v3.1, Unit 3681 and retrofits | 938 | 2201 | MACT Fuel Choice Floor in lbs/MMBtu | FALSE | L | Annual | Seasons Included | Seasons | Winter, Summer | Winter, Summer | Winter, Summer | Winter, Summer | Winter, Summer | Winter, Summer | Winter, Summer
WI Small Coal Units Hg Rule v3.1, Unit 3681 and retrofits | 938 | 2201 | MACT Fuel Choice Floor in lbs/MMBtu | FALSE | L | Annual | Emission Floor | lbs/MMBtu | 6.91e-07 | 6.91e-07 | 6.91e-07 | 6.91e-07 | 6.91e-07 | 6.91e-07 | 6.91e-07
WI Small Coal Units Hg Rule v3.1, Unit 3681 and retrofits | 938 | 2201 | MACT Fuel Choice Floor in lbs/MMBtu | FALSE | L | Annual | Emissions at Affected Plants MER | lbs | 0 | 0 | 0 | 0 | 0 | 0 | 0
WI Small Coal Units Hg Rule v3.1, Unit 3681 and retrofits | 938 | 2201 | MACT Fuel Choice Floor in lbs/MMBtu | FALSE | L | Annual | Allowances Purchased MER | lbs | 0 | 0 | 0 | 0 | 0 | 0 | 0
WI Small Coal Units Hg Rule v3.1, Unit 3681 and retrofits | 938 | 2201 | MACT Fuel Choice Floor in lbs/MMBtu | FALSE | L | Annual | Allowances Sold MER | lbs | 0 | 0 | 0 | 0 | 0 | 0 | 0
WI Small Coal Units Hg Rule v3.1, Unit 3681 and retrofits | 938 | 2201 | MACT Fuel Choice Floor in lbs/MMBtu | FALSE | L | Annual | Allowances Banked | lbs | 0 | 0 | 0 | 0 | 0 | 0 | 0
WI Small Coal Units Hg Rule v3.1, Unit 3681 and retrofits | 938 | 2201 | MACT Fuel Choice Floor in lbs/MMBtu | FALSE | L | Annual | Allowances Withdrawn (1:1) | lbs | 0 | 0 | 0 | 0 | 0 | 0 | 0
WI Small Coal Units Hg Rule v3.1, Unit 3681 and retrofits | 938 | 2201 | MACT Fuel Choice Floor in lbs/MMBtu | FALSE | L | Annual | Allowances Withdrawn (n:1) | lbs | 0 | 0 | 0 | 0 | 0 | 0 | 0
WI Small Coal Units Hg Rule v3.1, Unit 3681 and retrofits | 938 | 2201 | MACT Fuel Choice Floor in lbs/MMBtu | FALSE | L | Annual | Net Emissions Allowance Position | lbs | 0 | 0 | 0 | 0 | 0 | 0 | 0
WI Small Coal Units Hg Rule v3.1, Unit 3681 and retrofits | 938 | 2201 | MACT Fuel Choice Floor in lbs/MMBtu | FALSE | L | Annual | Fuel Consumed | TBtu | 0 | 0 | 0 | 0 | 0 | 0 | 0
WI Small Coal Units Hg Rule v3.1, Unit 3681 and retrofits | 938 | 2201 | MACT Fuel Choice Floor in lbs/MMBtu | FALSE | L | Annual | Rate | lb/MMBtu | 0 | 0 | 0 | 0 | 0 | 0 | 0
WI Small Coal Units Hg Rule v3.1, Unit 3681 and retrofits | 938 | 2201 | MACT Fuel Choice Floor in lbs/MMBtu | FALSE | L | Annual | Generation | TWh | 0 | 0 | 0 | 0 | 0 | 0 | 0
WI Small Coal Units Hg Rule v3.1, Unit 3681 and retrofits | 938 | 2201 | MACT Fuel Choice Floor in lbs/MMBtu | FALSE | L | Annual | Qualifying Generation | TWh | 0 | 0 | 0 | 0 | 0 | 0 | 0
WI Small Coal Units Hg Rule v3.1, Unit 3681 and retrofits | 938 | 2201 | MACT Fuel Choice Floor in lbs/MMBtu | FALSE | L | Annual | Constraint Shadow Price | US$/Lb | 0 | 0 | 0 | 0 | 0 | 0 | 0
WI Small Coal Units Hg Rule v3.1, Unit 4171 and retrofits | 939 | 2201 | MACT Fuel Choice Floor in lbs/MMBtu | FALSE | L | Annual | Seasons Included | Seasons | Winter, Summer | Winter, Summer | Winter, Summer | Winter, Summer | Winter, Summer | Winter, Summer | Winter, Summer
WI Small Coal Units Hg Rule v3.1, Unit 4171 and retrofits | 939 | 2201 | MACT Fuel Choice Floor in lbs/MMBtu | FALSE | L | Annual | Emission Floor | lbs/MMBtu | 6.91e-07 | 6.91e-07 | 6.91e-07 | 6.91e-07 | 6.91e-07 | 6.91e-07 | 6.91e-07
WI Small Coal Units Hg Rule v3.1, Unit 4171 and retrofits | 939 | 2201 | MACT Fuel Choice Floor in lbs/MMBtu | FALSE | L | Annual | Emissions at Affected Plants MER | lbs | 0 | 0 | 0 | 0 | 0 | 0 | 0
WI Small Coal Units Hg Rule v3.1, Unit 4171 and retrofits | 939 | 2201 | MACT Fuel Choice Floor in lbs/MMBtu | FALSE | L | Annual | Allowances Purchased MER | lbs | 0 | 0 | 0 | 0 | 0 | 0 | 0
WI Small Coal Units Hg Rule v3.1, Unit 4171 and retrofits | 939 | 2201 | MACT Fuel Choice Floor in lbs/MMBtu | FALSE | L | Annual | Allowances Sold MER | lbs | 0 | 0 | 0 | 0 | 0 | 0 | 0
WI Small Coal Units Hg Rule v3.1, Unit 4171 and retrofits | 939 | 2201 | MACT Fuel Choice Floor in lbs/MMBtu | FALSE | L | Annual | Allowances Banked | lbs | 0 | 0 | 0 | 0 | 0 | 0 | 0
WI Small Coal Units Hg Rule v3.1, Unit 4171 and retrofits | 939 | 2201 | MACT Fuel Choice Floor in lbs/MMBtu | FALSE | L | Annual | Allowances Withdrawn (1:1) | lbs | 0 | 0 | 0 | 0 | 0 | 0 | 0
WI Small Coal Units Hg Rule v3.1, Unit 4171 and retrofits | 939 | 2201 | MACT Fuel Choice Floor in lbs/MMBtu | FALSE | L | Annual | Allowances Withdrawn (n:1) | lbs | 0 | 0 | 0 | 0 | 0 | 0 | 0
WI Small Coal Units Hg Rule v3.1, Unit 4171 and retrofits | 939 | 2201 | MACT Fuel Choice Floor in lbs/MMBtu | FALSE | L | Annual | Net Emissions Allowance Position | lbs | 0 | 0 | 0 | 0 | 0 | 0 | 0
WI Small Coal Units Hg Rule v3.1, Unit 4171 and retrofits | 939 | 2201 | MACT Fuel Choice Floor in lbs/MMBtu | FALSE | L | Annual | Fuel Consumed | TBtu | 0 | 0 | 0 | 0 | 0 | 0 | 0
WI Small Coal Units Hg Rule v3.1, Unit 4171 and retrofits | 939 | 2201 | MACT Fuel Choice Floor in lbs/MMBtu | FALSE | L | Annual | Rate | lb/MMBtu | 0 | 0 | 0 | 0 | 0 | 0 | 0
WI Small Coal Units Hg Rule v3.1, Unit 4171 and retrofits | 939 | 2201 | MACT Fuel Choice Floor in lbs/MMBtu | FALSE | L | Annual | Generation | TWh | 0 | 0 | 0 | 0 | 0 | 0 | 0
WI Small Coal Units Hg Rule v3.1, Unit 4171 and retrofits | 939 | 2201 | MACT Fuel Choice Floor in lbs/MMBtu | FALSE | L | Annual | Qualifying Generation | TWh | 0 | 0 | 0 | 0 | 0 | 0 | 0
WI Small Coal Units Hg Rule v3.1, Unit 4171 and retrofits | 939 | 2201 | MACT Fuel Choice Floor in lbs/MMBtu | FALSE | L | Annual | Constraint Shadow Price | US$/Lb | 0 | 0 | 0 | 0 | 0 | 0 | 0
WI Small Coal Units Hg Rule v3.1, Unit 4735 and retrofits | 940 | 2201 | MACT Fuel Choice Floor in lbs/MMBtu | FALSE | L | Annual | Seasons Included | Seasons | Winter, Summer | Winter, Summer | Winter, Summer | Winter, Summer | Winter, Summer | Winter, Summer | Winter, Summer
WI Small Coal Units Hg Rule v3.1, Unit 4735 and retrofits | 940 | 2201 | MACT Fuel Choice Floor in lbs/MMBtu | FALSE | L | Annual | Emission Floor | lbs/MMBtu | 6.91e-07 | 6.91e-07 | 6.91e-07 | 6.91e-07 | 6.91e-07 | 6.91e-07 | 6.91e-07
WI Small Coal Units Hg Rule v3.1, Unit 4735 and retrofits | 940 | 2201 | MACT Fuel Choice Floor in lbs/MMBtu | FALSE | L | Annual | Emissions at Affected Plants MER | lbs | 0 | 0 | 0 | 0 | 0 | 0 | 0
WI Small Coal Units Hg Rule v3.1, Unit 4735 and retrofits | 940 | 2201 | MACT Fuel Choice Floor in lbs/MMBtu | FALSE | L | Annual | Allowances Purchased MER | lbs | 0 | 0 | 0 | 0 | 0 | 0 | 0
WI Small Coal Units Hg Rule v3.1, Unit 4735 and retrofits | 940 | 2201 | MACT Fuel Choice Floor in lbs/MMBtu | FALSE | L | Annual | Allowances Sold MER | lbs | 0 | 0 | 0 | 0 | 0 | 0 | 0
WI Small Coal Units Hg Rule v3.1, Unit 4735 and retrofits | 940 | 2201 | MACT Fuel Choice Floor in lbs/MMBtu | FALSE | L | Annual | Allowances Banked | lbs | 0 | 0 | 0 | 0 | 0 | 0 | 0
WI Small Coal Units Hg Rule v3.1, Unit 4735 and retrofits | 940 | 2201 | MACT Fuel Choice Floor in lbs/MMBtu | FALSE | L | Annual | Allowances Withdrawn (1:1) | lbs | 0 | 0 | 0 | 0 | 0 | 0 | 0
WI Small Coal Units Hg Rule v3.1, Unit 4735 and retrofits | 940 | 2201 | MACT Fuel Choice Floor in lbs/MMBtu | FALSE | L | Annual | Allowances Withdrawn (n:1) | lbs | 0 | 0 | 0 | 0 | 0 | 0 | 0
WI Small Coal Units Hg Rule v3.1, Unit 4735 and retrofits | 940 | 2201 | MACT Fuel Choice Floor in lbs/MMBtu | FALSE | L | Annual | Net Emissions Allowance Position | lbs | 0 | 0 | 0 | 0 | 0 | 0 | 0
WI Small Coal Units Hg Rule v3.1, Unit 4735 and retrofits | 940 | 2201 | MACT Fuel Choice Floor in lbs/MMBtu | FALSE | L | Annual | Fuel Consumed | TBtu | 0 | 0 | 0 | 0 | 0 | 0 | 0
WI Small Coal Units Hg Rule v3.1, Unit 4735 and retrofits | 940 | 2201 | MACT Fuel Choice Floor in lbs/MMBtu | FALSE | L | Annual | Rate | lb/MMBtu | 0 | 0 | 0 | 0 | 0 | 0 | 0
WI Small Coal Units Hg Rule v3.1, Unit 4735 and retrofits | 940 | 2201 | MACT Fuel Choice Floor in lbs/MMBtu | FALSE | L | Annual | Generation | TWh | 0 | 0 | 0 | 0 | 0 | 0 | 0
WI Small Coal Units Hg Rule v3.1, Unit 4735 and retrofits | 940 | 2201 | MACT Fuel Choice Floor in lbs/MMBtu | FALSE | L | Annual | Qualifying Generation | TWh | 0 | 0 | 0 | 0 | 0 | 0 | 0
WI Small Coal Units Hg Rule v3.1, Unit 4735 and retrofits | 940 | 2201 | MACT Fuel Choice Floor in lbs/MMBtu | FALSE | L | Annual | Constraint Shadow Price | US$/Lb | 0 | 0 | 0 | 0 | 0 | 0 | 0
WI Small Coal Units Hg Rule v3.1, Unit 4739 and retrofits | 941 | 2201 | MACT Fuel Choice Floor in lbs/MMBtu | FALSE | L | Annual | Seasons Included | Seasons | Winter, Summer | Winter, Summer | Winter, Summer | Winter, Summer | Winter, Summer | Winter, Summer | Winter, Summer
WI Small Coal Units Hg Rule v3.1, Unit 4739 and retrofits | 941 | 2201 | MACT Fuel Choice Floor in lbs/MMBtu | FALSE | L | Annual | Emission Floor | lbs/MMBtu | 6.91e-07 | 6.91e-07 | 6.91e-07 | 6.91e-07 | 6.91e-07 | 6.91e-07 | 6.91e-07
WI Small Coal Units Hg Rule v3.1, Unit 4739 and retrofits | 941 | 2201 | MACT Fuel Choice Floor in lbs/MMBtu | FALSE | L | Annual | Emissions at Affected Plants MER | lbs | 0 | 0 | 0 | 0 | 0 | 0 | 0
WI Small Coal Units Hg Rule v3.1, Unit 4739 and retrofits | 941 | 2201 | MACT Fuel Choice Floor in lbs/MMBtu | FALSE | L | Annual | Allowances Purchased MER | lbs | 0 | 0 | 0 | 0 | 0 | 0 | 0
WI Small Coal Units Hg Rule v3.1, Unit 4739 and retrofits | 941 | 2201 | MACT Fuel Choice Floor in lbs/MMBtu | FALSE | L | Annual | Allowances Sold MER | lbs | 0 | 0 | 0 | 0 | 0 | 0 | 0
WI Small Coal Units Hg Rule v3.1, Unit 4739 and retrofits | 941 | 2201 | MACT Fuel Choice Floor in lbs/MMBtu | FALSE | L | Annual | Allowances Banked | lbs | 0 | 0 | 0 | 0 | 0 | 0 | 0
WI Small Coal Units Hg Rule v3.1, Unit 4739 and retrofits | 941 | 2201 | MACT Fuel Choice Floor in lbs/MMBtu | FALSE | L | Annual | Allowances Withdrawn (1:1) | lbs | 0 | 0 | 0 | 0 | 0 | 0 | 0
WI Small Coal Units Hg Rule v3.1, Unit 4739 and retrofits | 941 | 2201 | MACT Fuel Choice Floor in lbs/MMBtu | FALSE | L | Annual | Allowances Withdrawn (n:1) | lbs | 0 | 0 | 0 | 0 | 0 | 0 | 0
WI Small Coal Units Hg Rule v3.1, Unit 4739 and retrofits | 941 | 2201 | MACT Fuel Choice Floor in lbs/MMBtu | FALSE | L | Annual | Net Emissions Allowance Position | lbs | 0 | 0 | 0 | 0 | 0 | 0 | 0
WI Small Coal Units Hg Rule v3.1, Unit 4739 and retrofits | 941 | 2201 | MACT Fuel Choice Floor in lbs/MMBtu | FALSE | L | Annual | Fuel Consumed | TBtu | 0 | 0 | 0 | 0 | 0 | 0 | 0
WI Small Coal Units Hg Rule v3.1, Unit 4739 and retrofits | 941 | 2201 | MACT Fuel Choice Floor in lbs/MMBtu | FALSE | L | Annual | Rate | lb/MMBtu | 0 | 0 | 0 | 0 | 0 | 0 | 0
WI Small Coal Units Hg Rule v3.1, Unit 4739 and retrofits | 941 | 2201 | MACT Fuel Choice Floor in lbs/MMBtu | FALSE | L | Annual | Generation | TWh | 0 | 0 | 0 | 0 | 0 | 0 | 0
WI Small Coal Units Hg Rule v3.1, Unit 4739 and retrofits | 941 | 2201 | MACT Fuel Choice Floor in lbs/MMBtu | FALSE | L | Annual | Qualifying Generation | TWh | 0 | 0 | 0 | 0 | 0 | 0 | 0
WI Small Coal Units Hg Rule v3.1, Unit 4739 and retrofits | 941 | 2201 | MACT Fuel Choice Floor in lbs/MMBtu | FALSE | L | Annual | Constraint Shadow Price | US$/Lb | 0 | 0 | 0 | 0 | 0 | 0 | 0
WI Small Coal Units Hg Rule v3.1, Unit 4740 and retrofits | 942 | 2201 | MACT Fuel Choice Floor in lbs/MMBtu | FALSE | L | Annual | Seasons Included | Seasons | Winter, Summer | Winter, Summer | Winter, Summer | Winter, Summer | Winter, Summer | Winter, Summer | Winter, Summer
WI Small Coal Units Hg Rule v3.1, Unit 4740 and retrofits | 942 | 2201 | MACT Fuel Choice Floor in lbs/MMBtu | FALSE | L | Annual | Emission Floor | lbs/MMBtu | 6.91e-07 | 6.91e-07 | 6.91e-07 | 6.91e-07 | 6.91e-07 | 6.91e-07 | 6.91e-07
WI Small Coal Units Hg Rule v3.1, Unit 4740 and retrofits | 942 | 2201 | MACT Fuel Choice Floor in lbs/MMBtu | FALSE | L | Annual | Emissions at Affected Plants MER | lbs | 0 | 0 | 0 | 0 | 0 | 0 | 0
WI Small Coal Units Hg Rule v3.1, Unit 4740 and retrofits | 942 | 2201 | MACT Fuel Choice Floor in lbs/MMBtu | FALSE | L | Annual | Allowances Purchased MER | lbs | 0 | 0 | 0 | 0 | 0 | 0 | 0
WI Small Coal Units Hg Rule v3.1, Unit 4740 and retrofits | 942 | 2201 | MACT Fuel Choice Floor in lbs/MMBtu | FALSE | L | Annual | Allowances Sold MER | lbs | 0 | 0 | 0 | 0 | 0 | 0 | 0
WI Small Coal Units Hg Rule v3.1, Unit 4740 and retrofits | 942 | 2201 | MACT Fuel Choice Floor in lbs/MMBtu | FALSE | L | Annual | Allowances Banked | lbs | 0 | 0 | 0 | 0 | 0 | 0 | 0
WI Small Coal Units Hg Rule v3.1, Unit 4740 and retrofits | 942 | 2201 | MACT Fuel Choice Floor in lbs/MMBtu | FALSE | L | Annual | Allowances Withdrawn (1:1) | lbs | 0 | 0 | 0 | 0 | 0 | 0 | 0
WI Small Coal Units Hg Rule v3.1, Unit 4740 and retrofits | 942 | 2201 | MACT Fuel Choice Floor in lbs/MMBtu | FALSE | L | Annual | Allowances Withdrawn (n:1) | lbs | 0 | 0 | 0 | 0 | 0 | 0 | 0
WI Small Coal Units Hg Rule v3.1, Unit 4740 and retrofits | 942 | 2201 | MACT Fuel Choice Floor in lbs/MMBtu | FALSE | L | Annual | Net Emissions Allowance Position | lbs | 0 | 0 | 0 | 0 | 0 | 0 | 0
WI Small Coal Units Hg Rule v3.1, Unit 4740 and retrofits | 942 | 2201 | MACT Fuel Choice Floor in lbs/MMBtu | FALSE | L | Annual | Fuel Consumed | TBtu | 0 | 0 | 0 | 0 | 0 | 0 | 0
WI Small Coal Units Hg Rule v3.1, Unit 4740 and retrofits | 942 | 2201 | MACT Fuel Choice Floor in lbs/MMBtu | FALSE | L | Annual | Rate | lb/MMBtu | 0 | 0 | 0 | 0 | 0 | 0 | 0
WI Small Coal Units Hg Rule v3.1, Unit 4740 and retrofits | 942 | 2201 | MACT Fuel Choice Floor in lbs/MMBtu | FALSE | L | Annual | Generation | TWh | 0 | 0 | 0 | 0 | 0 | 0 | 0
WI Small Coal Units Hg Rule v3.1, Unit 4740 and retrofits | 942 | 2201 | MACT Fuel Choice Floor in lbs/MMBtu | FALSE | L | Annual | Qualifying Generation | TWh | 0 | 0 | 0 | 0 | 0 | 0 | 0
WI Small Coal Units Hg Rule v3.1, Unit 4740 and retrofits | 942 | 2201 | MACT Fuel Choice Floor in lbs/MMBtu | FALSE | L | Annual | Constraint Shadow Price | US$/Lb | 0 | 0 | 0 | 0 | 0 | 0 | 0
WI Wallfired Coal Units NOx Annual Rate v3.1 | 943 | 1931 | Rate Constraint in lbs/MMBtu | FALSE | L | Annual | Seasons Included | Seasons | Winter, Summer | Winter, Summer | Winter, Summer | Winter, Summer | Winter, Summer | Winter, Summer | Winter, Summer
WI Wallfired Coal Units NOx Annual Rate v3.1 | 943 | 1931 | Rate Constraint in lbs/MMBtu | FALSE | L | Annual | Standard | lb/MMBtu | 0.17 | 0.17 | 0.17 | 0.17 | 0.17 | 0.17 | 0.17
WI Wallfired Coal Units NOx Annual Rate v3.1 | 943 | 1931 | Rate Constraint in lbs/MMBtu | FALSE | L | Annual | Emissions at Affected Plants NOX | MTons | 0 | 0 | 0 | 0 | 0 | 0 | 0
WI Wallfired Coal Units NOx Annual Rate v3.1 | 943 | 1931 | Rate Constraint in lbs/MMBtu | FALSE | L | Annual | Allowances Purchased NOX | MTons | 0 | 0 | 0 | 0 | 0 | 0 | 0
WI Wallfired Coal Units NOx Annual Rate v3.1 | 943 | 1931 | Rate Constraint in lbs/MMBtu | FALSE | L | Annual | Allowances Sold NOX | MTons | 0 | 0 | 0 | 0 | 0 | 0 | 0
WI Wallfired Coal Units NOx Annual Rate v3.1 | 943 | 1931 | Rate Constraint in lbs/MMBtu | FALSE | L | Annual | Allowances Banked | MTons | 0 | 0 | 0 | 0 | 0 | 0 | 0
WI Wallfired Coal Units NOx Annual Rate v3.1 | 943 | 1931 | Rate Constraint in lbs/MMBtu | FALSE | L | Annual | Allowances Withdrawn (1:1) | MTons | 0 | 0 | 0 | 0 | 0 | 0 | 0
WI Wallfired Coal Units NOx Annual Rate v3.1 | 943 | 1931 | Rate Constraint in lbs/MMBtu | FALSE | L | Annual | Allowances Withdrawn (n:1) | MTons | 0 | 0 | 0 | 0 | 0 | 0 | 0
WI Wallfired Coal Units NOx Annual Rate v3.1 | 943 | 1931 | Rate Constraint in lbs/MMBtu | FALSE | L | Annual | Net Emissions Allowance Position | MTons | 0 | 0 | 0 | 0 | 0 | 0 | 0
WI Wallfired Coal Units NOx Annual Rate v3.1 | 943 | 1931 | Rate Constraint in lbs/MMBtu | FALSE | L | Annual | Fuel Consumed | TBtu | 0 | 0 | 0 | 0 | 0 | 0 | 0
WI Wallfired Coal Units NOx Annual Rate v3.1 | 943 | 1931 | Rate Constraint in lbs/MMBtu | FALSE | L | Annual | Rate | lb/MMBtu | 0 | 0 | 0 | 0 | 0 | 0 | 0
WI Wallfired Coal Units NOx Annual Rate v3.1 | 943 | 1931 | Rate Constraint in lbs/MMBtu | FALSE | L | Annual | Generation | TWh | 0 | 0 | 0 | 0 | 0 | 0 | 0
WI Wallfired Coal Units NOx Annual Rate v3.1 | 943 | 1931 | Rate Constraint in lbs/MMBtu | FALSE | L | Annual | Qualifying Generation | TWh | 0 | 0 | 0 | 0 | 0 | 0 | 0
WI Wallfired Coal Units NOx Annual Rate v3.1 | 943 | 1931 | Rate Constraint in lbs/MMBtu | FALSE | L | Annual | Rate | lb/MWh | 0 | 0 | 0 | 0 | 0 | 0 | 0
WI Wallfired Coal Units NOx Annual Rate v3.1 | 943 | 1931 | Rate Constraint in lbs/MMBtu | FALSE | L | Annual | Constraint Shadow Price | US$/Ton | 0 | 0 | 0 | 62.7611 | 0 | 0 | 0
Zero Reserve Margin Type 3 Constraints | 1016 | 5803 | MACT Fuel Choice Floor in lbs/MMBtu | FALSE | L | Annual | Seasons Included | Seasons | Winter, Summer | Winter, Summer | Winter, Summer | Winter, Summer | Winter, Summer | Winter, Summer | Winter, Summer
Zero Reserve Margin Type 3 Constraints | 1016 | 5803 | MACT Fuel Choice Floor in lbs/MMBtu | FALSE | L | Annual | Emission Floor | lb/MMBtu | 0 | 0 | 0 | 0 | 0 | 0 | 0
Zero Reserve Margin Type 3 Constraints | 1016 | 5803 | MACT Fuel Choice Floor in lbs/MMBtu | FALSE | L | Annual | Emissions at Affected Plants NOX | MTons | 0 | 0 | 0 | 0 | 0 | 0 | 0
Zero Reserve Margin Type 3 Constraints | 1016 | 5803 | MACT Fuel Choice Floor in lbs/MMBtu | FALSE | L | Annual | Allowances Purchased NOX | MTons | 0 | 0 | 0 | 0 | 0 | 0 | 0
Zero Reserve Margin Type 3 Constraints | 1016 | 5803 | MACT Fuel Choice Floor in lbs/MMBtu | FALSE | L | Annual | Allowances Sold NOX | MTons | 0 | 0 | 0 | 0 | 0 | 0 | 0
Zero Reserve Margin Type 3 Constraints | 1016 | 5803 | MACT Fuel Choice Floor in lbs/MMBtu | FALSE | L | Annual | Allowances Banked | MTons | 0 | 0 | 0 | 0 | 0 | 0 | 0
Zero Reserve Margin Type 3 Constraints | 1016 | 5803 | MACT Fuel Choice Floor in lbs/MMBtu | FALSE | L | Annual | Allowances Withdrawn (1:1) | MTons | 0 | 0 | 0 | 0 | 0 | 0 | 0
Zero Reserve Margin Type 3 Constraints | 1016 | 5803 | MACT Fuel Choice Floor in lbs/MMBtu | FALSE | L | Annual | Allowances Withdrawn (n:1) | MTons | 0 | 0 | 0 | 0 | 0 | 0 | 0
Zero Reserve Margin Type 3 Constraints | 1016 | 5803 | MACT Fuel Choice Floor in lbs/MMBtu | FALSE | L | Annual | Net Emissions Allowance Position | MTons | 0 | 0 | 0 | 0 | 0 | 0 | 0
Zero Reserve Margin Type 3 Constraints | 1016 | 5803 | MACT Fuel Choice Floor in lbs/MMBtu | FALSE | L | Annual | Fuel Consumed | TBtu | 0 | 0 | 0 | 0 | 0 | 0 | 0
Zero Reserve Margin Type 3 Constraints | 1016 | 5803 | MACT Fuel Choice Floor in lbs/MMBtu | FALSE | L | Annual | Rate | lb/MMBtu | 0 | 0 | 0 | 0 | 0 | 0 | 0
Zero Reserve Margin Type 3 Constraints | 1016 | 5803 | MACT Fuel Choice Floor in lbs/MMBtu | FALSE | L | Annual | Generation | TWh | 0 | 0 | 0 | 0 | 0 | 0 | 0
Zero Reserve Margin Type 3 Constraints | 1016 | 5803 | MACT Fuel Choice Floor in lbs/MMBtu | FALSE | L | Annual | Qualifying Generation | TWh | 0 | 0 | 0 | 0 | 0 | 0 | 0
Zero Reserve Margin Type 3 Constraints | 1016 | 5803 | MACT Fuel Choice Floor in lbs/MMBtu | FALSE | L | Annual | Constraint Shadow Price | US$/Ton | 0 | 0 | 0 | 0 | 0 | 0 | 0

## FuelReport
Fuel Consumption by Fuel and Fuel Type [Tbtu] | [7 empty] | Fuel | 2016 | 2018 | 2020 | 2025 | 2030 | 2040 | 2050
[8 empty] | Oil | 7.3436 | 0.77456 | 0.69202 | 1.0004 | 1.2239 | 0 | 0.0018025
Fuel Type | 2016 | 2018 | 2020 | 2025 | 2030 | 2040 | 2050 | Pet. Coke | 77.4056 | 58.2526 | 20.8721 | 22.7725 | 24.2406 | 36.0276 | 65.4011
Biomass | 462.8017 | 412.2251 | 512.3848 | 562.1477 | 596.1938 | 616.9048 | 676.4932 | Waste Coal | 116.0466 | 114.002 | 114.002 | 114.002 | 114.002 | 114.002 | 114.002
EPA v5.13 Biomass | 462.8017 | 412.2251 | 512.3848 | 562.1477 | 596.1938 | 616.9048 | 676.4932 | Biomass | 462.8017 | 412.2251 | 512.3848 | 562.1477 | 596.1938 | 616.9048 | 676.4932
Coal | 15252.0841 | 14843.6991 | 11817.0043 | 11778.1557 | 11130.574 | 10682.4278 | 11745.6334 | NaturalGas | 8589.778 | 8859.836 | 12000.5912 | 12767.7926 | 14006.3547 | 18189.0683 | 21506.8216
EPA v5.13 Coal BA | 194.4888 | 168.5638 | 110.7458 | 134.8996 | 117.2017 | 222.983 | 221.2882 | Nuclear | 8241.721 | 8609.5512 | 8559.5047 | 8559.5047 | 8336.3643 | 4985.257 | 1153.9994
EPA v5.13 Coal BB | 1450.6914 | 1219.7323 | 610.2383 | 689.5269 | 674.6227 | 587.446 | 800.0318 | Coal | 15252.0841 | 14843.6991 | 11817.0043 | 11778.1557 | 11130.574 | 10682.4278 | 11745.6334
EPA v5.13 Coal BD | 74.312 | 27.8943 | 11.8815 | 17.0409 | 18.96 | 18.96 | 18.96
EPA v5.13 Coal BE | 1723.3705 | 1622.1823 | 1348.7597 | 1121.3352 | 1057.7663 | 833.8552 | 807.1683
EPA v5.13 Coal BG | 1764.6524 | 2194.7953 | 2126.0902 | 2348.8935 | 1996.5398 | 2017.0171 | 2286.0911
EPA v5.13 Coal BH | 3408.5211 | 3262.3637 | 2870.5179 | 2569.3635 | 2605.0373 | 2419.8674 | 2587.8404
EPA v5.13 Coal LA | 0 | 0 | 0 | 0 | 0 | 0 | 0
EPA v5.13 Coal LD | 0 | 0 | 0 | 0 | 0 | 0 | 0
EPA v5.13 Coal LE | 647.7477 | 617.1562 | 422.3418 | 476.3515 | 450.9979 | 445.2193 | 548.9464
EPA v5.13 Coal LG | 116.7341 | 116.7341 | 116.7341 | 116.7341 | 116.7341 | 101.2294 | 116.7341
EPA v5.13 Coal LH | 53.633 | 53.633 | 0 | 0 | 0 | 0 | 53.633
EPA v5.13 Coal SA | 4597.0482 | 4482.4787 | 3359.9413 | 3346.0405 | 3131.5951 | 2898.2024 | 2481.0734
EPA v5.13 Coal SB | 618.8091 | 595.792 | 461.7129 | 540.81 | 579.2558 | 635.3317 | 1066.8225
EPA v5.13 Coal SD | 233.0235 | 221.3723 | 233.3772 | 233.3772 | 233.3772 | 359.0878 | 504.9006
EPA v5.13 Coal SE | 369.0521 | 261.0009 | 144.6635 | 183.7828 | 148.4861 | 143.2283 | 252.1437
Fwaste | 21.8624 | 21.8624 | 21.8624 | 21.8624 | 21.8624 | 21.8624 | 21.685
EPA v5.13 Fossil Waste | 21.8624 | 21.8624 | 21.8624 | 21.8624 | 21.8624 | 21.8624 | 21.685
Geothermal | 166.2468 | 406.4004 | 500.2326 | 734.8131 | 788.1373 | 802.9981 | 836.0751
EPA v5.13 Geo | 166.2468 | 406.4004 | 500.2326 | 734.8131 | 788.1373 | 802.9981 | 836.0751
Hydro | 0 | 0 | 0 | 0 | 0 | 0 | 0
EPA v5.13 Hydro | 0 | 0 | 0 | 0 | 0 | 0 | 0
LF Gas | 156.5095 | 156.5095 | 156.5095 | 156.5095 | 156.5095 | 156.5095 | 156.5095
EPA v5.13 LFG | 156.5095 | 156.5095 | 156.5095 | 156.5095 | 156.5095 | 156.5095 | 156.5095
MSW | 257.683 | 257.683 | 257.683 | 257.683 | 257.683 | 257.683 | 257.683
EPA v5.13 MSW | 257.683 | 257.683 | 257.683 | 257.683 | 257.683 | 257.683 | 257.683
NaturalGas | 8589.778 | 8859.836 | 12000.5912 | 12767.7926 | 14006.3547 | 18189.0683 | 21506.8216
EPA v5.13 Gas | 8589.778 | 8859.836 | 12000.5912 | 12767.7926 | 14006.3547 | 18189.0683 | 21506.8216
Non-Fossil | 90.0434 | 90.0434 | 90.0434 | 90.0434 | 90.0434 | 90.0434 | 90.0434
EPA v5.13 Other | 84.0033 | 84.0033 | 84.0033 | 84.0033 | 84.0033 | 84.0033 | 84.0033
EPA v5.13 Tires | 6.0401 | 6.0401 | 6.0401 | 6.0401 | 6.0401 | 6.0401 | 6.0401
Nuclear | 8241.721 | 8609.5512 | 8559.5047 | 8559.5047 | 8336.3643 | 4985.257 | 1153.9994
EPA v5.13 Nuclear | 8241.721 | 8609.5512 | 8559.5047 | 8559.5047 | 8336.3643 | 4985.257 | 1153.9994
Oil | 7.3436 | 0.77456 | 0.69202 | 1.0004 | 1.2239 | 0 | 0.0018025
EPA v5.13 DFO | 4.3806 | 0.77456 | 0.69202 | 1.0004 | 1.2239 | 0 | 0.0018025
EPA v5.13 RFO | 2.963 | 0 | 0 | 0 | 0 | 0 | 0
Pet. Coke | 77.4056 | 58.2526 | 20.8721 | 22.7725 | 24.2406 | 36.0276 | 65.4011
EPA v5.13 Pet Coke | 77.4056 | 58.2526 | 20.8721 | 22.7725 | 24.2406 | 36.0276 | 65.4011
Solar | 39.9575 | 54.5368 | 64.2625 | 79.2953 | 80.8852 | 107.9536 | 321.4172
EPA v5.13 Solar | 39.9575 | 54.5368 | 64.2625 | 79.2953 | 80.8852 | 107.9536 | 321.4172
Waste Coal | 116.0466 | 114.002 | 114.002 | 114.002 | 114.002 | 114.002 | 114.002
EPA v5.13 Waste Coal | 116.0466 | 114.002 | 114.002 | 114.002 | 114.002 | 114.002 | 114.002
Wind | 218.884 | 409.4223 | 445.0659 | 680.308 | 788.5436 | 955.7958 | 1515.3929
EPA v5.13 Wind | 218.884 | 409.4223 | 445.0659 | 680.308 | 788.5436 | 955.7958 | 1515.3929
Grand Total | 33698.3672 | 34294.7983 | 34560.7104 | 35825.8904 | 36392.6178 | 37016.5334 | 38461.1586
Fuel Costs by Fuel and Fuel Type[MMUS$]
Fuel Type | 2016 | 2018 | 2020 | 2025 | 2030 | 2040 | 2050
Biomass | 1605.6423 | 1346.0445 | 2046.0354 | 2272.7222 | 2392.8885 | 2535.8897 | 2781.8396
EPA v5.13 Biomass | 1605.6423 | 1346.0445 | 2046.0354 | 2272.7222 | 2392.8885 | 2535.8897 | 2781.8396
Coal | 36286.974 | 35549.1373 | 26483.2056 | 27372.2659 | 27150.0871 | 29357.6619 | 38181.4915
EPA v5.13 Coal BA | 314.4595 | 275.2305 | 174.6135 | 234.6216 | 223.5192 | 558.2282 | 687.0399
EPA v5.13 Coal BB | 3482.2676 | 2895.7692 | 1318.4497 | 1507.2832 | 1566.7745 | 1595.7218 | 2645.6886
EPA v5.13 Coal BD | 251.8624 | 94.7725 | 37.3684 | 51.8757 | 60.9249 | 67.1942 | 74.8267
EPA v5.13 Coal BE | 5059.1795 | 4759.195 | 3552.533 | 3078.6087 | 3036.0067 | 2736.8569 | 2982.101
EPA v5.13 Coal BG | 5089.8252 | 6438.9534 | 5887.2079 | 6618.6552 | 5910.056 | 6572.7126 | 8875.3573
EPA v5.13 Coal BH | 8898.434 | 8235.1803 | 6695.536 | 6229.8308 | 6657.3447 | 6937.8182 | 9000.5696
EPA v5.13 Coal LA | 0 | 0 | 0 | 0 | 0 | 0 | 0
EPA v5.13 Coal LD | 0 | 0 | 0 | 0 | 0 | 0 | 0
EPA v5.13 Coal LE | 1128.0721 | 1101.3194 | 591.171 | 684.3663 | 685.6897 | 742.9568 | 1197.7591
EPA v5.13 Coal LG | 178.1254 | 181.5299 | 127.5497 | 133.6708 | 140.1019 | 133.6255 | 224.0591
EPA v5.13 Coal LH | 81.839 | 83.4032 | 0 | 0 | 0 | 0 | 104.9023
EPA v5.13 Coal SA | 9781.0606 | 9726.643 | 6957.8494 | 7362.7155 | 7246.1807 | 7706.8427 | 7700.111
EPA v5.13 Coal SB | 1279.6726 | 1187.8755 | 771.9593 | 995.0703 | 1156.2293 | 1462.0934 | 2999.4963
EPA v5.13 Coal SD | 227.9144 | 223.8238 | 209.696 | 232.7576 | 259.9768 | 605.4743 | 1147.6454
EPA v5.13 Coal SE | 514.2615 | 345.4416 | 159.2716 | 242.81 | 207.2827 | 238.1372 | 541.9352
Fwaste | 0 | 0 | 0 | 0 | 0 | 0 | 0
EPA v5.13 Fossil Waste | 0 | 0 | 0 | 0 | 0 | 0 | 0
Geothermal | 0 | 0 | 0 | 0 | 0 | 0 | 0
EPA v5.13 Geo | 0 | 0 | 0 | 0 | 0 | 0 | 0
Hydro | 0 | 0 | 0 | 0 | 0 | 0 | 0
EPA v5.13 Hydro | 0 | 0 | 0 | 0 | 0 | 0 | 0
LF Gas | 0 | 0 | 0 | 0 | 0 | 0 | 0
EPA v5.13 LFG | 0 | 0 | 0 | 0 | 0 | 0 | 0
MSW | 0 | 0 | 0 | 0 | 0 | 0 | 0
EPA v5.13 MSW | 0 | 0 | 0 | 0 | 0 | 0 | 0
NaturalGas | 45712.3449 | 47378.0887 | 76178.1398 | 86873.7093 | 98445.0272 | 142706.2598 | 205867.3659
EPA v5.13 Gas | 45712.3449 | 47378.0887 | 76178.1398 | 86873.7093 | 98445.0272 | 142706.2598 | 205867.3659
Non-Fossil | 0 | 0 | 0 | 0 | 0 | 0 | 0
EPA v5.13 Other | 0 | 0 | 0 | 0 | 0 | 0 | 0
EPA v5.13 Tires | 0 | 0 | 0 | 0 | 0 | 0 | 0
Nuclear | 7296.2581 | 7765.7013 | 7720.56 | 8233.5819 | 8428.4855 | 5260.77 | 1217.7758
EPA v5.13 Nuclear | 7296.2581 | 7765.7013 | 7720.56 | 8233.5819 | 8428.4855 | 5260.77 | 1217.7758
Oil | 131.9973 | 17.3098 | 15.4996 | 24.4638 | 32.8378 | 0 | 0.056826
EPA v5.13 DFO | 92.277 | 17.3098 | 15.4996 | 24.4638 | 32.8378 | 0 | 0.056826
EPA v5.13 RFO | 39.7202 | 0 | 0 | 0 | 0 | 0 | 0
Pet. Coke | 240.2191 | 179.0997 | 65.4873 | 71.1 | 74.7189 | 109.5163 | 200.2026
EPA v5.13 Pet Coke | 240.2191 | 179.0997 | 65.4873 | 71.1 | 74.7189 | 109.5163 | 200.2026
Solar | 0 | 0 | 0 | 0 | 0 | 0 | 0
EPA v5.13 Solar | 0 | 0 | 0 | 0 | 0 | 0 | 0
Waste Coal | 231.8411 | 233.8959 | 241.8218 | 251.2284 | 254.6019 | 269.9788 | 273.112
EPA v5.13 Waste Coal | 231.8411 | 233.8959 | 241.8218 | 251.2284 | 254.6019 | 269.9788 | 273.112
Wind | 0 | 0 | 0 | 0 | 0 | 0 | 0
EPA v5.13 Wind | 0 | 0 | 0 | 0 | 0 | 0 | 0
Grand Total | 91505.2767 | 92469.2772 | 112750.7493 | 125099.0715 | 136778.647 | 180240.0765 | 248521.8442
Fuel Costs by Fuel and Fuel Type[US$/MMBtu]
Fuel Type | 2016 | 2018 | 2020 | 2025 | 2030 | 2040 | 2050
Biomass | 3.4694 | 3.2653 | 3.9932 | 4.0429 | 4.0136 | 4.1107 | 4.1121
EPA v5.13 Biomass | 3.4694 | 3.2653 | 3.9932 | 4.0429 | 4.0136 | 4.1107 | 4.1121
Coal | 2.3791 | 2.3949 | 2.2411 | 2.324 | 2.4392 | 2.7482 | 3.2507
EPA v5.13 Coal BA | 1.6169 | 1.6328 | 1.5767 | 1.7392 | 1.9071 | 2.5035 | 3.1047
EPA v5.13 Coal BB | 2.4004 | 2.3741 | 2.1605 | 2.186 | 2.3224 | 2.7164 | 3.307
EPA v5.13 Coal BD | 3.3893 | 3.3976 | 3.1451 | 3.0442 | 3.2133 | 3.544 | 3.9466
EPA v5.13 Coal BE | 2.9356 | 2.9338 | 2.6339 | 2.7455 | 2.8702 | 3.2822 | 3.6945
EPA v5.13 Coal BG | 2.8843 | 2.9337 | 2.769 | 2.8178 | 2.9601 | 3.2586 | 3.8823
EPA v5.13 Coal BH | 2.6106 | 2.5243 | 2.3325 | 2.4247 | 2.5556 | 2.867 | 3.478
EPA v5.13 Coal LA | 0 | 0 | 0 | 0 | 0 | 0 | 0
EPA v5.13 Coal LD | 0 | 0 | 0 | 0 | 0 | 0 | 0
EPA v5.13 Coal LE | 1.7415 | 1.7845 | 1.3997 | 1.4367 | 1.5204 | 1.6687 | 2.1819
EPA v5.13 Coal LG | 1.5259 | 1.5551 | 1.0927 | 1.1451 | 1.2002 | 1.32 | 1.9194
EPA v5.13 Coal LH | 1.5259 | 1.5551 | 0 | 0 | 0 | 0 | 1.9559
EPA v5.13 Coal SA | 2.1277 | 2.1699 | 2.0708 | 2.2004 | 2.3139 | 2.6592 | 3.1035
EPA v5.13 Coal SB | 2.068 | 1.9938 | 1.6719 | 1.84 | 1.9961 | 2.3013 | 2.8116
EPA v5.13 Coal SD | 0.97807 | 1.0111 | 0.89853 | 0.99734 | 1.114 | 1.6861 | 2.273
EPA v5.13 Coal SE | 1.3935 | 1.3235 | 1.101 | 1.3212 | 1.396 | 1.6626 | 2.1493
Fwaste | 0 | 0 | 0 | 0 | 0 | 0 | 0
EPA v5.13 Fossil Waste | 0 | 0 | 0 | 0 | 0 | 0 | 0
Geothermal | 0 | 0 | 0 | 0 | 0 | 0 | 0
EPA v5.13 Geo | 0 | 0 | 0 | 0 | 0 | 0 | 0
Hydro | 0 | 0 | 0 | 0 | 0 | 0 | 0
EPA v5.13 Hydro | 0 | 0 | 0 | 0 | 0 | 0 | 0
LF Gas | 0 | 0 | 0 | 0 | 0 | 0 | 0
EPA v5.13 LFG | 0 | 0 | 0 | 0 | 0 | 0 | 0
MSW | 0 | 0 | 0 | 0 | 0 | 0 | 0
EPA v5.13 MSW | 0 | 0 | 0 | 0 | 0 | 0 | 0
NaturalGas | 5.3217 | 5.3475 | 6.3479 | 6.8041 | 7.0286 | 7.8457 | 9.5722
EPA v5.13 Gas | 5.3217 | 5.3475 | 6.3479 | 6.8041 | 7.0286 | 7.8457 | 9.5722
Non-Fossil | 0 | 0 | 0 | 0 | 0 | 0 | 0
EPA v5.13 Other | 0 | 0 | 0 | 0 | 0 | 0 | 0
EPA v5.13 Tires | 0 | 0 | 0 | 0 | 0 | 0 | 0
Nuclear | 0.88528 | 0.90199 | 0.90199 | 0.96192 | 1.0111 | 1.0553 | 1.0553
EPA v5.13 Nuclear | 0.88528 | 0.90199 | 0.90199 | 0.96192 | 1.0111 | 1.0553 | 1.0553
Oil | 17.9745 | 22.348 | 22.3975 | 24.4529 | 26.8306 | 0 | 31.5257
EPA v5.13 DFO | 21.0647 | 22.348 | 22.3975 | 24.4529 | 26.8306 | 0 | 31.5257
EPA v5.13 RFO | 13.4056 | 0 | 0 | 0 | 0 | 0 | 0
Pet. Coke | 3.1034 | 3.0745 | 3.1375 | 3.1222 | 3.0824 | 3.0398 | 3.0612
EPA v5.13 Pet Coke | 3.1034 | 3.0745 | 3.1375 | 3.1222 | 3.0824 | 3.0398 | 3.0612
Solar | 0 | 0 | 0 | 0 | 0 | 0 | 0
EPA v5.13 Solar | 0 | 0 | 0 | 0 | 0 | 0 | 0
Waste Coal | 1.9978 | 2.0517 | 2.1212 | 2.2037 | 2.2333 | 2.3682 | 2.3957
EPA v5.13 Waste Coal | 1.9978 | 2.0517 | 2.1212 | 2.2037 | 2.2333 | 2.3682 | 2.3957
Wind | 0 | 0 | 0 | 0 | 0 | 0 | 0
EPA v5.13 Wind | 0 | 0 | 0 | 0 | 0 | 0 | 0
Grand Total | 2.7154 | 2.6963 | 3.2624 | 3.4919 | 3.7584 | 4.8692 | 6.4616

## Table 1-16_US
Re-Dispatch with Coal Cost of $40 per tonne CO2
| 2016 | 2018 | 2020 | 2025 | 2030 | 2040 | 2050
1. Reserve Margin Capacity Winter [MW] | 898811.3752 | 909922.4418 | 912710.714 | 954185.65 | 1003935.8666 | 1115362.2315 | 1207609.9146
Plus Firm Contract Purchases Winter [MW] | 0 | 0 | 0 | 0 | 0 | 0 | 0
Plus Transmission In Winter [MW] | 9346.7014 | 7493.5897 | 7800.9883 | 8824.3798 | 13090.7571 | 20894.9745 | 23755.9524
Less Firm Contract Sales Winter [MW] | 0 | 0 | 0 | 0 | 0 | 0 | 0
Less Transmission Out Winter [MW] | 13075.948 | 11103.24 | 11635.7081 | 12968.4224 | 17830.0614 | 26649.1784 | 29812.6902
Total Reserve Margin Capacity Winter [MW] | 895082.1287 | 906312.7915 | 908875.9942 | 950041.6074 | 999196.5623 | 1109608.0276 | 1201553.1768
2. Peak Load Winter [MW] | 656609.9795 | 669953.6443 | 685643.4766 | 724764.8737 | 762895.2731 | 845598.8064 | 915814.1771
Less DSM [MW] | 0 | 0 | 0 | 0 | 0 | 0 | 0
Net Demand Winter [MW] | 656609.9795 | 669953.6443 | 685643.4766 | 724764.8737 | 762895.2731 | 845598.8064 | 915814.1771
3. Reserve Margin Winter [%] | 36.3187 | 35.2799 | 32.5581 | 31.0827 | 30.9743 | 31.2216 | 31.2005
1. Reserve Margin Capacity Summer [MW] | 898811.3752 | 909922.4418 | 912710.714 | 954185.65 | 1003935.8666 | 1115362.2315 | 1207609.9146
Plus Firm Contract Purchases Summer [MW] | 0 | 0 | 0 | 0 | 0 | 0 | 0
Plus Transmission In Summer [MW] | 70717.7249 | 59216.3372 | 72622.803 | 87121.9396 | 92070.0042 | 95881.7323 | 87178.627
Less Firm Contract Sales Summer [MW] | 0 | 0 | 0 | 0 | 0 | 0 | 0
Less Transmission Out Summer [MW] | 69287.361 | 57464.9486 | 69917.0896 | 83191.7359 | 88272.2265 | 90441.8221 | 81465.7704
Total Reserve Margin Capacity Summer [MW] | 900241.7391 | 911673.8304 | 915416.4275 | 958115.8538 | 1007733.6442 | 1120802.1417 | 1213322.7712
2. Peak Load Summer [MW] | 745951.4004 | 760949.7162 | 779557.6602 | 826221.1216 | 872778.1859 | 972251.0956 | 1052576.833
Less DSM [MW] | 0 | 0 | 0 | 0 | 0 | 0 | 0
Net Demand Summer [MW] | 745951.4004 | 760949.7162 | 779557.6602 | 826221.1216 | 872778.1859 | 972251.0956 | 1052576.833
3. Reserve Margin Summer [%] | 20.6837 | 19.8074 | 17.4277 | 15.9636 | 15.4627 | 15.2791 | 15.2717
1. Reserve Margin Capacity Annual [MW] | 898811.3752 | 909922.4418 | 912710.714 | 954185.65 | 1003935.8666 | 1115362.2315 | 1207609.9146
Plus Firm Contract Purchases Annual [MW] | 0 | 0 | 0 | 0 | 0 | 0 | 0
Plus Transmission In Annual [MW] | 71885.4823 | 60710.914 | 72985.1646 | 88005.939 | 96481.4611 | 101706.8139 | 94176.0296
Less Firm Contract Sales Annual [MW] | 0 | 0 | 0 | 0 | 0 | 0 | 0
Less Transmission Out Annual [MW] | 65760.7933 | 53542.3033 | 64246.0502 | 73483.36 | 77499.3012 | 77494.8784 | 68905.2458
Total Reserve Margin Capacity Annual [MW] | 904936.0642 | 917091.0524 | 921449.8284 | 968708.2291 | 1022918.0266 | 1139574.167 | 1232880.6984
(for seasonal/annual regions combined)
2. Peak Load Annual [MW] | 753213.7221 | 768324.99 | 787134.6704 | 834919.9557 | 882704.1442 | 984748.0507 | 1066145.7592
Less DSM [MW] | 0 | 0 | 0 | 0 | 0 | 0 | 0
Net Demand Annual [MW] | 753213.7221 | 768324.99 | 787134.6704 | 834919.9557 | 882704.1442 | 984748.0507 | 1066145.7592
(for seasonal/annual regions combined)
3. Reserve Margin Annual [%] | 20.1433 | 19.3624 | 17.0638 | 16.0241 | 15.8846 | 15.7224 | 15.639
(for seasonal/annual regions combined)
4. Total Generation [GWh] | 4061167.9211 | 4143717.3841 | 4239309.293 | 4407562.4974 | 4557133.5205 | 4904838.9358 | 5288936.1662
Inter-Region Transmission [GWh] | 1430.6255 | 4072.5468 | -7143.298 | -2453.4837 | -7074.5451 | -8641.5347 | -9556.0138
Pumping & Storage Losses [GWh] | 13881.4607 | 13187.3221 | 17269.4533 | 15072.8642 | 14996.4249 | 9330.2089 | 8212.7646
Plus Purchases [GWh] | 0 | 0 | 0 | 0 | 0 | 0 | 0
Less Sales [GWh] | 0 | 0 | 0 | 0 | 0 | 0 | 0
5. Total Supply for Demand [GWh] | 4048717.0858 | 4134602.6088 | 4214896.5417 | 4390036.1495 | 4535062.5505 | 4886867.1921 | 5271167.3878
6. Projected Demand [GWh] | 4048717.0858 | 4134602.6088 | 4214896.5417 | 4390036.1495 | 4535062.5504 | 4886867.1921 | 5271167.3877
Energy Not Served [GWh] | 0 | 0 | 0 | 0 | 0 | 0 | 0
Less DSM [GWh] | 0 | 0 | 0 | 0 | 0 | 0 | 0
Energy Demand Response [GWh] | 0 | 0 | 0 | 0 | 0 | 0 | 0
Net Demand [GWh] | 4048717.0858 | 4134602.6088 | 4214896.5417 | 4390036.1495 | 4535062.5504 | 4886867.1921 | 5271167.3877
7. Dumped Energy [GWh] | -1.1863e-05 | 8.2569e-05 | 2.7222e-05 | -2.1425e-05 | 2.3601e-05 | -9.7584e-06 | 9.1719e-05
8. Total Generation [GWh] | 4061167.9211 | 4143717.3841 | 4239309.293 | 4407562.4974 | 4557133.5205 | 4904838.9358 | 5288936.1662
Less T&D Losses [GWh] | 273431.1692 | 268220.5568 | 268789.6132 | 273774.898 | 283484.8922 | 305868.8844 | 330743.807
9. Total Sales [GWh] | 3787736.7518 | 3875496.8273 | 3970519.6798 | 4133787.5995 | 4273648.6284 | 4598970.0514 | 4958192.3592
Capacity Avoided Costs [US$/kW]
ANNUAL | 6.7532 | 4.4656 | 22.7319 | 47.1217 | 58.0766 | 71.4718 | 71.9679
WINTER | 0.67887 | 0.58852 | 0.51948 | 0.76369 | 0.58983 | 0.78334 | 0.88086
SUMMER | 6.0744 | 3.877 | 22.2125 | 46.358 | 57.4868 | 70.6884 | 71.087
10. Capacity by Capacity Reporting Type [MW]
00 New Combined Cycle | 3519.7025 | 16164.0989 | 20008.5135 | 49780.2621 | 94924.2577 | 215865.2334 | 326263.9186
00 New Combined Cycle - Uncontrolled | 0 | 0 | 0 | 0 | 0 | 0 | 0
00 New Combined Cycle with Carbon Capture | 0 | 0 | 0 | 0 | 0 | 0 | 0
00 New Combustion Turbine | 2161.3796 | 2397.1581 | 9298.7277 | 19052.9185 | 28141.6592 | 58785.1566 | 79118.7156
00 New Hydro | 0 | 0 | 0 | 0 | 0 | 0 | 0
00 New Nuclear | 0 | 0 | 0 | 0 | 0 | 0 | 6000
00 New Biomass | 238.739 | 510.6811 | 962.8224 | 1190.348 | 1364.4515 | 1392.5981 | 1624.8705
00 New Geothermal | 0 | 1050.375 | 1460.775 | 2486.775 | 2720.0024 | 2785 | 2929.6711
00 New Landfill Gas | 112.66 | 112.66 | 112.66 | 112.66 | 112.66 | 112.66 | 112.66
00 New Offshore Wind | 0 | 0 | 0 | 0 | 0 | 0 | 0
00 New Onshore Wind | 7739.1587 | 14481.01 | 15724.5361 | 24488.8308 | 28598.6573 | 34758.6967 | 51801.258
00 New Solar PV | 476 | 1047.2 | 1618.4 | 2474.5197 | 2533.8403 | 4057.8545 | 14201.6172
00 New Solar Thermal | 11.5505 | 191.5505 | 205.2023 | 209.5507 | 225.1707 | 225.1707 | 225.1707
00 New Fuel Cell | 0 | 0 | 0 | 0 | 0 | 0 | 0
00 New IGCC | 0 | 0 | 0 | 0 | 0 | 0 | 0
00 New Advanced Coal with CCS | 0 | 0 | 330 | 330 | 330 | 330 | 330
00 New SPC - Uncontrolled | 0 | 0 | 0 | 0 | 0 | 0 | 0
00 New SPC-WetFGD_SCR | 37.7 | 37.7 | 37.7 | 37.7 | 37.7 | 37.7 | 39
00 New Future Technology | 0 | 0 | 0 | 0 | 0 | 0 | 0
00 Exist Combined Cycle | 220114.4322 | 220114.4322 | 220114.4322 | 220114.4322 | 220114.4322 | 220114.4322 | 219989.6437
00 Exist Combustion Turbine | 143814.5972 | 143814.5972 | 143814.5972 | 143814.5972 | 143814.5972 | 143814.5972 | 143814.5972
00 Exist Coal Steam_Uncontrolled | 2346.9904 | 2236.1638 | 1908.2733 | 1908.2733 | 1908.2733 | 1327.4198 | 1327.4198
00 Exist Coal Steam_ACI | 419.5 | 10.5 | 10.5 | 10.5 | 10.5 | 10.5 | 10.5
00 Exist Coal Steam_ACI_DSI | 0 | 0 | 0 | 0 | 0 | 0 | 0
00 Exist Coal Steam_DryFGD | 2381.0538 | 1276.0538 | 1008.0538 | 1008.0538 | 1008.0538 | 1008.0538 | 733.6
00 Exist Coal Steam_DryFGD_ACI | 1220 | 548.9931 | 53 | 53 | 53 | 53 | 53
00 Exist Coal Steam_DryFGD_SCR | 1701 | 1469 | 1469 | 1469 | 1469 | 1139 | 1139
00 Exist Coal Steam_DryFGD_SCR_ACI | 6803.1363 | 3715.8621 | 2675.95 | 2675.95 | 2675.95 | 2675.95 | 2260.95
00 Exist Coal Steam_DryFGD_SNCR | 138.8 | 138.8 | 84.8 | 84.8 | 84.8 | 84.8 | 84.8
00 Exist Coal Steam_DryFGD_SNCR_ACI | 0 | 0 | 0 | 0 | 0 | 0 | 0
00 Exist Coal Steam_DSI | 0 | 0 | 0 | 0 | 0 | 0 | 0
00 Exist Coal Steam_SCR | 1899 | 577 | 4.3221e-07 | 4.3221e-07 | 4.3221e-07 | 4.3221e-07 | 4.3221e-07
00 Exist Coal Steam_SCR_ACI | 306 | 305 | 305 | 305 | 305 | 305 | 305
00 Exist Coal Steam_SCR_ACI_DSI | 0 | 0 | 0 | 0 | 0 | 0 | 0
00 Exist Coal Steam_SCR_DSI | 0 | 0 | 0 | 0 | 0 | 0 | 0
00 Exist Coal Steam_SNCR | 242.7 | 242.7 | 242.7 | 242.7 | 242.7 | 242.7 | 242.7
00 Exist Coal Steam_SNCR_ACI | 385 | 385 | 385 | 385 | 385 | 385 | 385
00 Exist Coal Steam_SNCR_ACI_DSI | 0 | 0 | 0 | 0 | 0 | 0 | 0
00 Exist Coal Steam_WetFGD | 5267.0998 | 2662.0164 | 1898.8121 | 1898.8121 | 1898.8121 | 1898.8121 | 1845.1317
00 Exist Coal Steam_WetFGD_ACI | 5364 | 0 | 0 | 0 | 0 | 0 | 0
00 Exist Coal Steam_WetFGD_SCR | 30872.8614 | 19907.5259 | 18741.124 | 17431.124 | 17419.5668 | 17419.5668 | 16044.5668
00 Exist Coal Steam_WetFGD_SCR_ACI | 5875.1703 | 3628.1703 | 3605 | 3605 | 3605 | 3605 | 3605
00 Exist Coal Steam_WetFGD_SNCR | 975 | 975 | 975 | 975 | 975 | 975 | 975
00 Exist Coal Steam_WetFGD_SNCR_ACI | 760 | 760 | 760 | 760 | 760 | 760 | 408.6654
00 Exist FBC_Uncontrolled | 183 | 183 | 183 | 183 | 183 | 183 | 183
00 Exist FBC_ACI | 0 | 0 | 0 | 0 | 0 | 0 | 0
00 Exist FBC_DryFGD | 190.9 | 190.9 | 190.9 | 190.9 | 190.9 | 190.9 | 190.9
00 Exist FBC_DryFGD_SNCR | 1323 | 799 | 550 | 550 | 550 | 550 | 550
00 Exist FBC_DryFGD_SNCR_ACI | 1254 | 684 | 684 | 684 | 684 | 684 | 684
00 Exist FBC_SNCR | 435 | 435 | 435 | 435 | 435 | 435 | 435
00 Exist FBC_SNCR_ACI | 10.6 | 10.6 | 10.6 | 10.6 | 10.6 | 10.6 | 10.6
00 Exist FBC_WetFGD_SNCR_ACI | 286 | 286 | 286 | 286 | 286 | 286 | 286
00 Exist IGCC | 1662 | 1662 | 1662 | 1662 | 1662 | 1662 | 1662
00 Exist Fossil_Other | 411.5 | 411.5 | 411.5 | 411.5 | 411.5 | 411.5 | 411.5
00 Exist Fuel Cell | 35.826 | 35.826 | 35.826 | 35.826 | 35.826 | 35.826 | 35.826
00 Exist Hydro | 78694.738 | 78694.738 | 78694.738 | 78694.738 | 78694.738 | 78694.738 | 78634.738
00 Exist Non Fossil_Other | 3889.032 | 3889.032 | 3889.032 | 3889.032 | 3889.032 | 3889.032 | 3889.032
00 Exist Nuclear | 99334.901 | 103809.901 | 103196.901 | 103196.901 | 100529.001 | 59535.501 | 7959.4
00 Exist Oil/Gas Steam | 70281.3 | 67877.8994 | 67128.8994 | 67116.4421 | 67116.4421 | 67116.4421 | 67116.4421
00 Exist Oil/Gas Steam_SCR | 16822.9 | 16193.9 | 14684.9 | 14684.9 | 14684.9 | 14684.9 | 14684.9
00 Exist Oil/Gas Steam_SNCR | 1645.6077 | 1645.6077 | 1645.6077 | 1645.6077 | 1645.6077 | 1645.6077 | 1645.6077
00 Exist Biomass | 4040.352 | 4040.352 | 4040.352 | 4040.352 | 4040.352 | 4040.352 | 4040.352
00 Exist Landfill Gas | 2012.647 | 2012.647 | 2012.647 | 2012.647 | 2012.647 | 2012.647 | 2012.647
00 Exist Geothermal | 2636.61 | 2636.61 | 2636.61 | 2636.61 | 2636.61 | 2636.61 | 2636.61
00 Exist Pump Storage | 22349.9 | 22349.9 | 22349.9 | 22349.9 | 22349.9 | 22349.9 | 22349.9
00 Exist Solar PV | 5651.575 | 5651.575 | 5651.575 | 5651.575 | 5651.575 | 5651.575 | 5651.575
00 Exist Solar Thermal | 2325.047 | 2325.047 | 2325.047 | 2325.047 | 2325.047 | 2325.047 | 2325.047
00 Exist Wind | 58100.404 | 58100.404 | 58100.404 | 58100.404 | 58100.404 | 58100.404 | 58100.404
00 International Imports | 200 | 200 | 200 | 200 | 200 | 200 | 200
00 Ret.ACI | 456.6995 | 244.8977 | 186.8971 | 186.8971 | 186.8971 | 186.8971 | 186.8971
00 Ret.ACI & DryFGD | 0 | 0 | 0 | 0 | 0 | 0 | 0
00 Ret.ACI & DryFGD & HRI | 0.098095 | 0.098095 | 0.098095 | 0.098095 | 0.098095 | 0.098095 | 0.098095
00 Ret.ACI & DSI | 4506.8782 | 611.7194 | 611.7194 | 611.7194 | 211.1766 | 211.1766 | 211.1766
00 Ret.ACI & DSI & DryFGD | 0 | 0 | 0 | 0 | 0 | 0 | 0
00 Ret.ACI & DSI & DryFGD & HRI | 0 | 0 | 0 | 0 | 0 | 0 | 0
00 Ret.ACI & DSI & HRI | 10405.6143 | 13272.9324 | 13272.9324 | 13272.9324 | 13272.9324 | 13272.9324 | 13272.9324
00 Ret.ACI & DSI & WetFGD & HRI | 0 | 0 | 0 | 0 | 0 | 0 | 0
00 Ret.ACI & HRI | 4212.6051 | 4424.407 | 4424.407 | 4424.407 | 4424.407 | 4424.407 | 4424.407
00 Ret.ACI & SCR | 0 | 0 | 0 | 0 | 0 | 0 | 0
00 Ret.ACI & SCR & DryFGD & CCS | 0 | 0 | 0 | 0 | 0 | 0 | 0
00 Ret.ACI & SCR & DryFGD & HRI | 0 | 0 | 0 | 0 | 0 | 0 | 0
00 Ret.ACI & SCR & DryFGD & HRI & CCS | 0 | 0 | 0 | 0 | 0 | 0 | 0
00 Ret.ACI & SCR & DSI | 70.8624 | 54.4816 | 54.4816 | 54.4816 | 0 | 0 | 0
00 Ret.ACI & SCR & DSI & DryFGD | 0 | 0 | 0 | 0 | 0 | 0 | 0
00 Ret.ACI & SCR & DSI & DryFGD & HRI | 0 | 0 | 0 | 0 | 0 | 0 | 0
00 Ret.ACI & SCR & DSI & HRI | 88.8611 | 105.2419 | 105.2419 | 105.2419 | 105.2419 | 105.2419 | 105.2419
00 Ret.ACI & SCR & DSI & WetFGD | 0 | 0 | 0 | 0 | 0 | 0 | 0
00 Ret.ACI & SCR & DSI & WetFGD & HRI | 0 | 0 | 0 | 0 | 0 | 0 | 0
00 Ret.ACI & SCR & HRI | 0 | 0 | 0 | 0 | 0 | 0 | 0
00 Ret.ACI & SCR & WetFGD & CCS | 0 | 0 | 0 | 0 | 0 | 0 | 0
00 Ret.ACI & SCR & WetFGD & HRI | 0 | 0 | 0 | 0 | 0 | 0 | 0
00 Ret.ACI & SCR & WetFGD & HRI & CCS | 0 | 0 | 0 | 0 | 0 | 0 | 0
00 Ret.ACI & SNCR | 0 | 0 | 0 | 0 | 0 | 0 | 0
00 Ret.ACI & SNCR & DSI | 0 | 0 | 0 | 0 | 0 | 0 | 0
00 Ret.ACI & SNCR & DSI & DryFGD | 0 | 0 | 0 | 0 | 0 | 0 | 0
00 Ret.ACI & SNCR & DSI & DryFGD & HRI | 0 | 0 | 0 | 0 | 0 | 0 | 0
00 Ret.ACI & SNCR & DSI & HRI | 0 | 0 | 0 | 0 | 0 | 0 | 0
00 Ret.ACI & SNCR & DSI & WetFGD | 0 | 0 | 0 | 0 | 0 | 0 | 0
00 Ret.ACI & SNCR & DSI & WetFGD & HRI | 0 | 0 | 0 | 0 | 0 | 0 | 0
00 Ret.ACI & SNCR & HRI | 0 | 0 | 0 | 0 | 0 | 0 | 0
00 Ret.ACI & WetFGD | 0 | 0 | 0 | 0 | 0 | 0 | 0
00 Ret.ACI & WetFGD & DSI | 0 | 0 | 0 | 0 | 0 | 0 | 0
00 Ret.ACI & WetFGD & HRI | 355.9292 | 355.9292 | 355.9292 | 355.9292 | 355.9292 | 355.9292 | 355.9292
00 Ret.C2G | 672.3973 | 673.3973 | 1282.3973 | 1282.3973 | 1282.3973 | 1282.3973 | 1282.3973
00 Ret.C2G & SCR | 0 | 0 | 0 | 0 | 0 | 0 | 0
00 Ret.CCG | 0 | 0 | 0 | 0 | 0 | 0 | 0
00 Ret.DryFGD | 0 | 0 | 0 | 0 | 0 | 0 | 0
00 Ret.DryFGD & ACI & CCS | 0 | 0 | 0 | 0 | 0 | 0 | 0
00 Ret.DryFGD & ACI & HRI & CCS | 0 | 0 | 0 | 0 | 0 | 0 | 0
00 Ret.DryFGD & CCS | 0 | 0 | 0 | 0 | 0 | 0 | 0
00 Ret.DryFGD & HRI | 0.98703 | 0.98703 | 0.98703 | 0.98703 | 0.98703 | 0.98703 | 0.98703
00 Ret.DryFGD & HRI & CCS | 0 | 0 | 0 | 0 | 0 | 0 | 0
00 Ret.DSI | 253.0342 | 253.0342 | 0 | 0 | 0 | 0 | 0
00 Ret.DSI & DryFGD | 0 | 0 | 0 | 0 | 0 | 0 | 0
00 Ret.DSI & DryFGD & HRI | 0 | 0 | 0 | 0 | 0 | 0 | 0
00 Ret.DSI & HRI | 0 | 0 | 0 | 0 | 0 | 0 | 0
00 Ret.DSI & WetFGD | 0 | 0 | 0 | 0 | 0 | 0 | 0
00 Ret.DSI & WetFGD & HRI | 0 | 0 | 0 | 0 | 0 | 0 | 0
00 Ret.Exist FBC_DryFGD_SNCR_ACI & CCS | 0 | 0 | 0 | 0 | 0 | 0 | 0
00 Ret.ExistACI & DryFGD | 0 | 0 | 0 | 0 | 0 | 0 | 0
00 Ret.ExistACI & DryFGD & CCS | 0 | 0 | 0 | 0 | 0 | 0 | 0
00 Ret.ExistACI & DryFGD & HRI | 1429.1639 | 1429.1639 | 1429.1639 | 1429.1639 | 1429.1639 | 1429.1639 | 1429.1639
00 Ret.ExistACI & DryFGD & HRI & CCS | 0 | 0 | 0 | 0 | 0 | 0 | 0
00 Ret.ExistACI & DSI | 2588.5871 | 2582.4152 | 2582.4152 | 2582.4152 | 1.1762e-06 | 1.1762e-06 | 1.1762e-06
00 Ret.ExistACI & DSI & DryFGD | 0 | 0 | 0 | 0 | 0 | 0 | 0
00 Ret.ExistACI & DSI & DryFGD & HRI | 0 | 0 | 0 | 0 | 0 | 0 | 0
00 Ret.ExistACI & DSI & HRI | 388.4305 | 388.6812 | 388.6812 | 388.6812 | 388.6812 | 388.6812 | 388.6812
00 Ret.ExistACI & DSI & WetFGD | 0 | 0 | 0 | 0 | 0 | 0 | 0
00 Ret.ExistACI & DSI & WetFGD & HRI | 0 | 0 | 0 | 0 | 0 | 0 | 0
00 Ret.ExistACI & HRI | 8.0995e-07 | 154 | 154 | 154 | 154 | 154 | 154
00 Ret.ExistACI & HRI & WetFGD | 0 | 0 | 0 | 0 | 0 | 0 | 0
00 Ret.ExistACI & SCR | 0 | 0 | 0 | 0 | 0 | 0 | 0
00 Ret.ExistACI & SCR & DryFGD | 0 | 0 | 0 | 0 | 0 | 0 | 0
00 Ret.ExistACI & SCR & DryFGD & CCS | 0 | 0 | 0 | 0 | 0 | 0 | 0
00 Ret.ExistACI & SCR & DryFGD & HRI | 0 | 0 | 0 | 0 | 0 | 0 | 0
00 Ret.ExistACI & SCR & DryFGD & HRI & CCS | 0 | 0 | 0 | 0 | 0 | 0 | 0
00 Ret.ExistACI & SCR & DSI | 0 | 0 | 0 | 0 | 0 | 0 | 0
00 Ret.ExistACI & SCR & DSI & DryFGD | 0 | 0 | 0 | 0 | 0 | 0 | 0
00 Ret.ExistACI & SCR & DSI & HRI | 227.1149 | 233.0011 | 233.0011 | 233.0011 | 233.0011 | 233.0011 | 233.0011
00 Ret.ExistACI & SCR & DSI & DryFGD & HRI | 0 | 0 | 0 | 0 | 0 | 0 | 0
00 Ret.ExistACI & SCR & HRI | 0 | 0 | 0 | 0 | 0 | 0 | 0
00 Ret.ExistACI & SCR & WetFGD | 0 | 0 | 0 | 0 | 0 | 0 | 0
00 Ret.ExistACI & SCR & WetFGD & CCS | 0 | 0 | 0 | 0 | 0 | 0 | 0
00 Ret.ExistACI & SCR & WetFGD & HRI | 830.0899 | 830.0899 | 830.0899 | 830.0899 | 831.0709 | 831.0709 | 831.0709
00 Ret.ExistACI & SCR & WetFGD & HRI & CCS | 0 | 0 | 0 | 0 | 0 | 0 | 0
00 Ret.ExistACI & SNCR | 0 | 0 | 0 | 0 | 0 | 0 | 0
00 Ret.ExistACI & SNCR & DryFGD | 0 | 0 | 0 | 0 | 0 | 0 | 0
00 Ret.ExistACI & SNCR & DryFGD & HRI | 0 | 0 | 0 | 0 | 0 | 0 | 0
00 Ret.ExistACI & SNCR & DSI | 0 | 0 | 0 | 0 | 0 | 0 | 0
00 Ret.ExistACI & SNCR & DSI & HRI | 0 | 0 | 0 | 0 | 0 | 0 | 0
00 Ret.ExistACI & SNCR & HRI | 0 | 0 | 0 | 0 | 0 | 0 | 0
00 Ret.ExistACI & SNCR & WetFGD | 0 | 0 | 0 | 0 | 0 | 0 | 0
00 Ret.ExistACI & SNCR & WetFGD & HRI | 0 | 0 | 0 | 0 | 0 | 0 | 0
00 Ret.ExistACI & WetFGD | 0.98665 | 0.98665 | 0.98665 | 0.98665 | 0 | 0 | 0
00 Ret.ExistACI & WetFGD & CCS | 0 | 0 | 0 | 0 | 0 | 0 | 0
00 Ret.ExistACI & WetFGD & HRI & CCS | 0 | 0 | 0 | 0 | 0 | 0 | 0
00 Ret.ExistACI_DSI & DryFGD | 0 | 0 | 0 | 0 | 0 | 0 | 0
00 Ret.ExistACI_DSI & DryFGD & HRI | 0 | 0 | 0 | 0 | 0 | 0 | 0
00 Ret.ExistACI_DSI & HRI | 0 | 0 | 0 | 0 | 0 | 0 | 0
00 Ret.ExistACI_DSI & SCR | 0 | 0 | 0 | 0 | 0 | 0 | 0
00 Ret.ExistACI_DSI & SCR & DryFGD | 0 | 0 | 0 | 0 | 0 | 0 | 0
00 Ret.ExistACI_DSI & SCR & DryFGD & HRI | 0 | 0 | 0 | 0 | 0 | 0 | 0
00 Ret.ExistACI_DSI & SCR & HRI | 0 | 0 | 0 | 0 | 0 | 0 | 0
00 Ret.ExistACI_DSI & SCR & WetFGD | 0 | 0 | 0 | 0 | 0 | 0 | 0
00 Ret.ExistACI_DSI & SCR & WetFGD & HRI | 0 | 0 | 0 | 0 | 0 | 0 | 0
00 Ret.ExistACI_DSI & WetFGD | 0 | 0 | 0 | 0 | 0 | 0 | 0
00 Ret.ExistACI_DSI & WetFGD & HRI | 0 | 0 | 0 | 0 | 0 | 0 | 0
00 Ret.ExistDryFGD & ACI | 637.0424 | 1.541 | 1.541 | 1.541 | 1.541 | 1.541 | 0
00 Ret.ExistDryFGD & ACI & CCS | 0 | 0 | 0 | 0 | 0 | 0 | 0
00 Ret.ExistDryFGD & ACI & HRI | 3250.5543 | 3886.0557 | 3886.0557 | 3886.0557 | 3886.0557 | 3886.0557 | 3887.5967
00 Ret.ExistDryFGD & ACI & HRI & CCS | 0 | 0 | 0 | 0 | 0 | 0 | 0
00 Ret.ExistDryFGD & ACI & SCR | 0 | 0 | 0 | 0 | 0 | 0 | 0
00 Ret.ExistDryFGD & ACI & SCR & CCS | 0 | 0 | 0 | 0 | 0 | 0 | 0
00 Ret.ExistDryFGD & ACI & SCR & HRI | 0 | 0 | 0 | 0 | 0 | 0 | 0
00 Ret.ExistDryFGD & ACI & SCR & HRI & CCS | 0 | 0 | 0 | 0 | 0 | 0 | 0
00 Ret.ExistDryFGD & ACI & SNCR | 0 | 0 | 0 | 0 | 0 | 0 | 0
00 Ret.ExistDryFGD & ACI & SNCR & HRI | 0 | 0 | 0 | 0 | 0 | 0 | 0
00 Ret.ExistDryFGD & CCS | 0 | 0 | 0 | 0 | 0 | 0 | 0
00 Ret.ExistDryFGD & HRI | 1410 | 1980 | 1980 | 1980 | 1980 | 1980 | 2254.4538
00 Ret.ExistDryFGD & HRI & CCS | 0 | 0 | 0 | 0 | 0 | 0 | 0
00 Ret.ExistDryFGD & SCR | 0 | 0 | 0 | 0 | 0 | 0 | 0
00 Ret.ExistDryFGD & SCR & CCS | 0 | 0 | 0 | 0 | 0 | 0 | 0
00 Ret.ExistDryFGD & SCR & HRI | 259.4889 | 259.4889 | 259.4889 | 259.4889 | 259.4889 | 259.4889 | 259.4889
00 Ret.ExistDryFGD & SCR & HRI & CCS | 0 | 0 | 0 | 0 | 0 | 0 | 0
00 Ret.ExistDryFGD & SNCR | 102.9485 | 102.9485 | 102.9485 | 102.9485 | 102.9485 | 102.9485 | 102.9485
00 Ret.ExistDryFGD & SNCR & HRI | 0 | 0 | 0 | 0 | 0 | 0 | 0
00 Ret.ExistDryFGD_ACI & CCS | 0 | 0 | 0 | 0 | 0 | 0 | 0
00 Ret.ExistDryFGD_ACI & HRI | 1830.588 | 2368.2818 | 2368.2818 | 2368.2818 | 2368.2818 | 2368.2818 | 2368.2818
00 Ret.ExistDryFGD_ACI & HRI & CCS | 0 | 0 | 0 | 0 | 0 | 0 | 0
00 Ret.ExistDryFGD_ACI & SCR | 0 | 0 | 0 | 0 | 0 | 0 | 0
00 Ret.ExistDryFGD_ACI & SCR & CCS | 0 | 0 | 0 | 0 | 0 | 0 | 0
00 Ret.ExistDryFGD_ACI & SCR & HRI | 781.4058 | 846.3467 | 846.3467 | 846.3467 | 846.3467 | 846.3467 | 846.3467
00 Ret.ExistDryFGD_ACI & SCR & HRI & CCS | 0 | 0 | 0 | 0 | 0 | 0 | 0
00 Ret.ExistDryFGD_SCR & ACI & CCS | 0 | 0 | 0 | 0 | 0 | 0 | 0
00 Ret.ExistDryFGD_SCR & ACI & HRI | 1378.386 | 1953.089 | 1953.089 | 1953.089 | 1953.089 | 1953.089 | 2369.8859
00 Ret.ExistDryFGD_SCR & ACI & HRI & CCS | 0 | 0 | 0 | 0 | 0 | 0 | 0
00 Ret.ExistDryFGD_SCR & CCS | 0 | 0 | 0 | 0 | 0 | 0 | 0
00 Ret.ExistDryFGD_SNCR & ACI & CCS | 0 | 0 | 0 | 0 | 0 | 0 | 0
00 Ret.ExistDryFGD_SNCR & ACI & HRI | 644.6734 | 644.6734 | 644.6734 | 644.6734 | 644.6734 | 644.6734 | 644.6734
00 Ret.ExistDryFGD_SNCR & ACI & HRI & CCS | 0 | 0 | 0 | 0 | 0 | 0 | 0
00 Ret.ExistDryFGD_SNCR & CCS | 0 | 0 | 0 | 0 | 0 | 0 | 0
00 Ret.ExistDSI & ACI | 0 | 0 | 0 | 0 | 0 | 0 | 0
00 Ret.ExistDSI & ACI & HRI | 0 | 0 | 0 | 0 | 0 | 0 | 0
00 Ret.ExistDSI & ACI & SCR | 0 | 0 | 0 | 0 | 0 | 0 | 0
00 Ret.ExistDSI & ACI & SCR & DryFGD & CCS | 0 | 0 | 0 | 0 | 0 | 0 | 0
00 Ret.ExistDSI & ACI & SCR & DryFGD & HRI | 0 | 0 | 0 | 0 | 0 | 0 | 0
00 Ret.ExistDSI & ACI & SCR & DryFGD & HRI & CCS | 0 | 0 | 0 | 0 | 0 | 0 | 0
00 Ret.ExistDSI & ACI & SCR & HRI | 0 | 0 | 0 | 0 | 0 | 0 | 0
00 Ret.ExistDSI & DryFGD | 0 | 0 | 0 | 0 | 0 | 0 | 0
00 Ret.ExistDSI & DryFGD & ACI | 0 | 0 | 0 | 0 | 0 | 0 | 0
00 Ret.ExistDSI & DryFGD & ACI & CCS | 0 | 0 | 0 | 0 | 0 | 0 | 0
00 Ret.ExistDSI & DryFGD & ACI & HRI | 0 | 0 | 0 | 0 | 0 | 0 | 0
00 Ret.ExistDSI & DryFGD & ACI & HRI & CCS | 0 | 0 | 0 | 0 | 0 | 0 | 0
00 Ret.ExistDSI & DryFGD & CCS | 0 | 0 | 0 | 0 | 0 | 0 | 0
00 Ret.ExistDSI & DryFGD & HRI | 0 | 0 | 0 | 0 | 0 | 0 | 0
00 Ret.ExistDSI & DryFGD & HRI & CCS | 0 | 0 | 0 | 0 | 0 | 0 | 0
00 Ret.ExistDSI & HRI | 0 | 0 | 0 | 0 | 0 | 0 | 0
00 Ret.ExistDSI & SCR | 0 | 0 | 0 | 0 | 0 | 0 | 0
00 Ret.ExistDSI & SCR & DryFGD | 0 | 0 | 0 | 0 | 0 | 0 | 0
00 Ret.ExistDSI & SCR & DryFGD & ACI | 0 | 0 | 0 | 0 | 0 | 0 | 0
00 Ret.ExistDSI & SCR & DryFGD & CCS | 0 | 0 | 0 | 0 | 0 | 0 | 0
00 Ret.ExistDSI & SCR & DryFGD & HRI | 0 | 0 | 0 | 0 | 0 | 0 | 0
00 Ret.ExistDSI & SCR & DryFGD & HRI & CCS | 0 | 0 | 0 | 0 | 0 | 0 | 0
00 Ret.ExistDSI & SCR & HRI | 0 | 0 | 0 | 0 | 0 | 0 | 0
00 Ret.ExistDSI & SCR & WetFGD | 0 | 0 | 0 | 0 | 0 | 0 | 0
00 Ret.ExistDSI & SCR & WetFGD & CCS | 0 | 0 | 0 | 0 | 0 | 0 | 0
00 Ret.ExistDSI & SCR & WetFGD & HRI | 0 | 0 | 0 | 0 | 0 | 0 | 0
00 Ret.ExistDSI & SCR & WetFGD & HRI & CCS | 0 | 0 | 0 | 0 | 0 | 0 | 0
00 Ret.ExistDSI & WetFGD | 0 | 0 | 0 | 0 | 0 | 0 | 0
00 Ret.ExistDSI & WetFGD & ACI | 0 | 0 | 0 | 0 | 0 | 0 | 0
00 Ret.ExistDSI & WetFGD & ACI & HRI | 0 | 0 | 0 | 0 | 0 | 0 | 0
00 Ret.ExistDSI & WetFGD & CCS | 0 | 0 | 0 | 0 | 0 | 0 | 0
00 Ret.ExistDSI & WetFGD & HRI | 0 | 0 | 0 | 0 | 0 | 0 | 0
00 Ret.ExistDSI & WetFGD & HRI & CCS | 0 | 0 | 0 | 0 | 0 | 0 | 0
00 Ret.ExistIGCC & CCS | 0 | 0 | 0 | 0 | 0 | 0 | 0
00 Ret.ExistSCR & ACI | 7.9678e-07 | 7.9678e-07 | 7.9678e-07 | 7.9678e-07 | 7.9678e-07 | 7.9678e-07 | 7.9678e-07
00 Ret.ExistSCR & ACI & DryFGD | 140.8469 | 140.8469 | 140.8469 | 140.8469 | 140.8469 | 140.8469 | 140.8469
00 Ret.ExistSCR & ACI & DryFGD & HRI | 186.0938 | 186.0938 | 186.0938 | 186.0938 | 186.0938 | 186.0938 | 186.0938
00 Ret.ExistSCR & ACI & DSI | 0 | 0 | 0 | 0 | 0 | 0 | 0
00 Ret.ExistSCR & ACI & DSI & DryFGD | 0 | 0 | 0 | 0 | 0 | 0 | 0
00 Ret.ExistSCR & ACI & DSI & DryFGD & HRI | 0 | 0 | 0 | 0 | 0 | 0 | 0
00 Ret.ExistSCR & ACI & DSI & HRI | 1021.6359 | 1021.6359 | 1021.6359 | 1021.6359 | 1021.6359 | 1021.6359 | 1021.6359
00 Ret.ExistSCR & ACI & DSI & WetFGD | 0 | 0 | 0 | 0 | 0 | 0 | 0
00 Ret.ExistSCR & ACI & DSI & WetFGD & HRI | 0 | 0 | 0 | 0 | 0 | 0 | 0
00 Ret.ExistSCR & ACI & HRI | 350.8334 | 350.8334 | 350.8334 | 350.8334 | 350.8334 | 350.8334 | 350.8334
00 Ret.ExistSCR & ACI & WetFGD | 0 | 0 | 0 | 0 | 0 | 0 | 0
00 Ret.ExistSCR & ACI & WetFGD & HRI | 0 | 0 | 0 | 0 | 0 | 0 | 0
00 Ret.ExistSCR & DryFGD | 0 | 0 | 0 | 0 | 0 | 0 | 0
00 Ret.ExistSCR & DryFGD & ACI & CCS | 0 | 0 | 0 | 0 | 0 | 0 | 0
00 Ret.ExistSCR & DryFGD & ACI & HRI & CCS | 0 | 0 | 0 | 0 | 0 | 0 | 0
00 Ret.ExistSCR & DryFGD & CCS | 0 | 0 | 0 | 0 | 0 | 0 | 0
00 Ret.ExistSCR & DryFGD & HRI | 0 | 0 | 0 | 0 | 0 | 0 | 0
00 Ret.ExistSCR & DryFGD & HRI & CCS | 0 | 0 | 0 | 0 | 0 | 0 | 0
00 Ret.ExistSCR & DSI | 0 | 0 | 0 | 0 | 0 | 0 | 0
00 Ret.ExistSCR & DSI & DryFGD | 0 | 0 | 0 | 0 | 0 | 0 | 0
00 Ret.ExistSCR & DSI & DryFGD & HRI | 0 | 0 | 0 | 0 | 0 | 0 | 0
00 Ret.ExistSCR & DSI & HRI | 0 | 0 | 0 | 0 | 0 | 0 | 0
00 Ret.ExistSCR & DSI & WetFGD | 0 | 0 | 0 | 0 | 0 | 0 | 0
00 Ret.ExistSCR & DSI & WetFGD & HRI | 0 | 0 | 0 | 0 | 0 | 0 | 0
00 Ret.ExistSCR & HRI | 5.7519e-07 | 5.7519e-07 | 5.7519e-07 | 5.7519e-07 | 5.7519e-07 | 5.7519e-07 | 5.7519e-07
00 Ret.ExistSCR & WetFGD | 0 | 0 | 0 | 0 | 0 | 0 | 0
00 Ret.ExistSCR & WetFGD & ACI & CCS | 0 | 0 | 0 | 0 | 0 | 0 | 0
00 Ret.ExistSCR & WetFGD & ACI & HRI & CCS | 0 | 0 | 0 | 0 | 0 | 0 | 0
00 Ret.ExistSCR & WetFGD & CCS | 0 | 0 | 0 | 0 | 0 | 0 | 0
00 Ret.ExistSCR & WetFGD & HRI | 1915.3412 | 1915.3412 | 1915.3412 | 1915.3412 | 1915.3412 | 1915.3412 | 1915.3412
00 Ret.ExistSCR & WetFGD & HRI & CCS | 0 | 0 | 0 | 0 | 0 | 0 | 0
00 Ret.ExistSCR_ACI & DryFGD | 0 | 0 | 0 | 0 | 0 | 0 | 0
00 Ret.ExistSCR_ACI & DryFGD & CCS | 0 | 0 | 0 | 0 | 0 | 0 | 0
00 Ret.ExistSCR_ACI & DryFGD & HRI | 811.3643 | 811.3643 | 811.3643 | 811.3643 | 811.3643 | 811.3643 | 811.3643
00 Ret.ExistSCR_ACI & DryFGD & HRI & CCS | 0 | 0 | 0 | 0 | 0 | 0 | 0
00 Ret.ExistSCR_ACI & DSI | 0 | 0 | 0 | 0 | 0 | 0 | 0
00 Ret.ExistSCR_ACI & DSI & HRI | 2.9832 | 2.9832 | 2.9832 | 2.9832 | 2.9832 | 2.9832 | 2.9832
00 Ret.ExistSCR_ACI & HRI | 6.7271e-07 | 6.7271e-07 | 6.7271e-07 | 6.7271e-07 | 6.7271e-07 | 6.7271e-07 | 6.7271e-07
00 Ret.ExistSCR_ACI & WetFGD | 0 | 0 | 0 | 0 | 0 | 0 | 0
00 Ret.ExistSCR_ACI & WetFGD & CCS | 0 | 0 | 0 | 0 | 0 | 0 | 0
00 Ret.ExistSCR_ACI & WetFGD & HRI | 0 | 0 | 0 | 0 | 0 | 0 | 0
00 Ret.ExistSCR_ACI & WetFGD & HRI & CCS | 0 | 0 | 0 | 0 | 0 | 0 | 0
00 Ret.ExistSCR_ACI_DSI & DryFGD | 0 | 0 | 0 | 0 | 0 | 0 | 0
00 Ret.ExistSCR_ACI_DSI & DryFGD & CCS | 0 | 0 | 0 | 0 | 0 | 0 | 0
00 Ret.ExistSCR_ACI_DSI & DryFGD & HRI | 0 | 0 | 0 | 0 | 0 | 0 | 0
00 Ret.ExistSCR_ACI_DSI & DryFGD & HRI & CCS | 0 | 0 | 0 | 0 | 0 | 0 | 0
00 Ret.ExistSCR_ACI_DSI & HRI | 1158 | 1158 | 1158 | 1158 | 1158 | 1158 | 1158
00 Ret.ExistSCR_ACI_DSI & WetFGD | 0 | 0 | 0 | 0 | 0 | 0 | 0
00 Ret.ExistSCR_ACI_DSI & WetFGD & CCS | 0 | 0 | 0 | 0 | 0 | 0 | 0
00 Ret.ExistSCR_ACI_DSI & WetFGD & HRI | 0 | 0 | 0 | 0 | 0 | 0 | 0
00 Ret.ExistSCR_ACI_DSI & WetFGD & HRI & CCS | 0 | 0 | 0 | 0 | 0 | 0 | 0
00 Ret.ExistSCR_DryFGD & ACI | 991.4999 | 416.7969 | 416.7969 | 416.7969 | 416.7969 | 416.7969 | 0
00 Ret.ExistSCR_DryFGD & HRI | 515 | 515 | 515 | 515 | 515 | 515 | 515
00 Ret.ExistSCR_DryFGD & HRI & CCS | 0 | 0 | 0 | 0 | 0 | 0 | 0
00 Ret.ExistSCR_DryFGD_ACI & CCS | 0 | 0 | 0 | 0 | 0 | 0 | 0
00 Ret.ExistSCR_DryFGD_ACI & HRI | 3812.8637 | 6900.1379 | 6900.1379 | 6900.1379 | 6900.1379 | 6900.1379 | 7315.1379
00 Ret.ExistSCR_DryFGD_ACI & HRI & CCS | 0 | 0 | 0 | 0 | 0 | 0 | 0
00 Ret.ExistSCR_DSI & ACI | 0 | 0 | 0 | 0 | 0 | 0 | 0
00 Ret.ExistSCR_DSI & ACI & HRI | 0 | 0 | 0 | 0 | 0 | 0 | 0
00 Ret.ExistSCR_DSI & DryFGD | 0 | 0 | 0 | 0 | 0 | 0 | 0
00 Ret.ExistSCR_DSI & DryFGD & ACI | 0 | 0 | 0 | 0 | 0 | 0 | 0
00 Ret.ExistSCR_DSI & DryFGD & ACI & HRI | 0 | 0 | 0 | 0 | 0 | 0 | 0
00 Ret.ExistSCR_DSI & DryFGD & HRI | 0 | 0 | 0 | 0 | 0 | 0 | 0
00 Ret.ExistSCR_DSI & HRI | 0 | 0 | 0 | 0 | 0 | 0 | 0
00 Ret.ExistSCR_DSI & WetFGD | 0 | 0 | 0 | 0 | 0 | 0 | 0
00 Ret.ExistSCR_DSI & WetFGD & ACI | 0 | 0 | 0 | 0 | 0 | 0 | 0
00 Ret.ExistSCR_DSI & WetFGD & ACI & HRI | 0 | 0 | 0 | 0 | 0 | 0 | 0
00 Ret.ExistSCR_DSI & WetFGD & HRI | 0 | 0 | 0 | 0 | 0 | 0 | 0
00 Ret.ExistSCR_WetFGD & ACI | 1384.3428 | 1384.3428 | 774.6487 | 774.6487 | 774.6487 | 774.6487 | 774.6487
00 Ret.ExistSCR_WetFGD & HRI | 52662.285 | 63023.285 | 63097.6869 | 63097.6869 | 63097.6869 | 63097.6869 | 64472.6869
00 Ret.ExistSCR_WetFGD & HRI & CCS | 0 | 0 | 0 | 0 | 0 | 0 | 0
00 Ret.ExistSCR_WetFGD_ACI & CCS | 0 | 0 | 0 | 0 | 0 | 0 | 0
00 Ret.ExistSCR_WetFGD_ACI & HRI | 11043.8297 | 13290.8297 | 13290.8297 | 13290.8297 | 13290.8297 | 13290.8297 | 13290.8297
00 Ret.ExistSCR_WetFGD_ACI & HRI & CCS | 0 | 0 | 0 | 0 | 0 | 0 | 0
00 Ret.ExistSNCR & ACI | 0 | 0 | 0 | 0 | 0 | 0 | 0
00 Ret.ExistSNCR & ACI & DryFGD | 0 | 0 | 0 | 0 | 0 | 0 | 0
00 Ret.ExistSNCR & ACI & DryFGD & HRI | 0 | 0 | 0 | 0 | 0 | 0 | 0
00 Ret.ExistSNCR & ACI & DSI | 0 | 0 | 0 | 0 | 0 | 0 | 0
00 Ret.ExistSNCR & ACI & DSI & DryFGD | 0 | 0 | 0 | 0 | 0 | 0 | 0
00 Ret.ExistSNCR & ACI & DSI & DryFGD & HRI | 0 | 0 | 0 | 0 | 0 | 0 | 0
00 Ret.ExistSNCR & ACI & DSI & HRI | 0 | 0 | 0 | 0 | 0 | 0 | 0
00 Ret.ExistSNCR & ACI & DSI & WetFGD | 0 | 0 | 0 | 0 | 0 | 0 | 0
00 Ret.ExistSNCR & ACI & DSI & WetFGD & HRI | 0 | 0 | 0 | 0 | 0 | 0 | 0
00 Ret.ExistSNCR & ACI & HRI | 41.4472 | 41.4472 | 41.4472 | 41.4472 | 41.4472 | 41.4472 | 41.4472
00 Ret.ExistSNCR & ACI & WetFGD | 0 | 0 | 0 | 0 | 0 | 0 | 0
00 Ret.ExistSNCR & ACI & WetFGD & HRI | 0 | 0 | 0 | 0 | 0 | 0 | 0
00 Ret.ExistSNCR & DryFGD | 0 | 0 | 0 | 0 | 0 | 0 | 0
00 Ret.ExistSNCR & DryFGD & CCS | 0 | 0 | 0 | 0 | 0 | 0 | 0
00 Ret.ExistSNCR & DryFGD & HRI | 98.1314 | 98.1314 | 98.1314 | 98.1314 | 98.1314 | 98.1314 | 98.1314
00 Ret.ExistSNCR & DryFGD & HRI & CCS | 0 | 0 | 0 | 0 | 0 | 0 | 0
00 Ret.ExistSNCR & DSI | 0 | 0 | 0 | 0 | 0 | 0 | 0
00 Ret.ExistSNCR & DSI & DryFGD | 0 | 0 | 0 | 0 | 0 | 0 | 0
00 Ret.ExistSNCR & DSI & DryFGD & HRI | 0 | 0 | 0 | 0 | 0 | 0 | 0
00 Ret.ExistSNCR & DSI & HRI | 0 | 0 | 0 | 0 | 0 | 0 | 0
00 Ret.ExistSNCR & DSI & WetFGD | 0 | 0 | 0 | 0 | 0 | 0 | 0
00 Ret.ExistSNCR & DSI & WetFGD & HRI | 0 | 0 | 0 | 0 | 0 | 0 | 0
00 Ret.ExistSNCR & HRI | 135 | 135 | 135 | 135 | 135 | 135 | 135
00 Ret.ExistSNCR & WetFGD | 0 | 0 | 0 | 0 | 0 | 0 | 0
00 Ret.ExistSNCR & WetFGD & ACI & CCS | 0 | 0 | 0 | 0 | 0 | 0 | 0
00 Ret.ExistSNCR & WetFGD & ACI & HRI & CCS | 0 | 0 | 0 | 0 | 0 | 0 | 0
00 Ret.ExistSNCR & WetFGD & CCS | 0 | 0 | 0 | 0 | 0 | 0 | 0
00 Ret.ExistSNCR & WetFGD & HRI | 0 | 0 | 0 | 0 | 0 | 0 | 0
00 Ret.ExistSNCR & WetFGD & HRI & CCS | 0 | 0 | 0 | 0 | 0 | 0 | 0
00 Ret.ExistSNCR_ACI & DryFGD | 0 | 0 | 0 | 0 | 0 | 0 | 0
00 Ret.ExistSNCR_ACI & DryFGD & CCS | 0 | 0 | 0 | 0 | 0 | 0 | 0
00 Ret.ExistSNCR_ACI & DryFGD & HRI | 287.8218 | 287.8218 | 287.8218 | 287.8218 | 287.8218 | 287.8218 | 287.8218
00 Ret.ExistSNCR_ACI & DryFGD & HRI & CCS | 0 | 0 | 0 | 0 | 0 | 0 | 0
00 Ret.ExistSNCR_ACI & DSI | 0 | 0 | 0 | 0 | 0 | 0 | 0
00 Ret.ExistSNCR_ACI & DSI & HRI | 0 | 0 | 0 | 0 | 0 | 0 | 0
00 Ret.ExistSNCR_ACI & HRI | 0 | 0 | 0 | 0 | 0 | 0 | 0
00 Ret.ExistSNCR_ACI & WetFGD | 0 | 0 | 0 | 0 | 0 | 0 | 0
00 Ret.ExistSNCR_ACI & WetFGD & CCS | 0 | 0 | 0 | 0 | 0 | 0 | 0
00 Ret.ExistSNCR_ACI & WetFGD & HRI | 0 | 0 | 0 | 0 | 0 | 0 | 0
00 Ret.ExistSNCR_ACI & WetFGD & HRI & CCS | 0 | 0 | 0 | 0 | 0 | 0 | 0
00 Ret.ExistSNCR_ACI_DSI & DryFGD | 0 | 0 | 0 | 0 | 0 | 0 | 0
00 Ret.ExistSNCR_ACI_DSI & DryFGD & HRI | 0 | 0 | 0 | 0 | 0 | 0 | 0
00 Ret.ExistSNCR_ACI_DSI & HRI | 0 | 0 | 0 | 0 | 0 | 0 | 0
00 Ret.ExistSNCR_ACI_DSI & WetFGD | 0 | 0 | 0 | 0 | 0 | 0 | 0
00 Ret.ExistSNCR_ACI_DSI & WetFGD & HRI | 0 | 0 | 0 | 0 | 0 | 0 | 0
00 Ret.ExistSNCR_DryFGD & ACI | 0 | 0 | 0 | 0 | 0 | 0 | 0
00 Ret.ExistSNCR_DryFGD & HRI | 0 | 0 | 0 | 0 | 0 | 0 | 0
00 Ret.ExistSNCR_DryFGD & HRI & CCS | 0 | 0 | 0 | 0 | 0 | 0 | 0
00 Ret.ExistSNCR_DryFGD_ACI & CCS | 0 | 0 | 0 | 0 | 0 | 0 | 0
00 Ret.ExistSNCR_DryFGD_ACI & HRI | 204.2989 | 204.2989 | 204.2989 | 204.2989 | 204.2989 | 204.2989 | 204.2989
00 Ret.ExistSNCR_WetFGD & ACI | 1464.8493 | 1173.0638 | 842.3499 | 842.3499 | 842.3499 | 842.3499 | 745.2881
00 Ret.ExistSNCR_WetFGD & HRI | 2087 | 2020.3613 | 2020.3613 | 2020.3613 | 2020.3613 | 2020.3613 | 2020.3613
00 Ret.ExistSNCR_WetFGD & HRI & CCS | 0 | 0 | 0 | 0 | 0 | 0 | 0
00 Ret.ExistSNCR_WetFGD_ACI & CCS | 0 | 0 | 0 | 0 | 0 | 0 | 0
00 Ret.ExistSNCR_WetFGD_ACI & HRI | 0 | 0 | 0 | 0 | 0 | 0 | 351.3346
00 Ret.ExistSNCR_WetFGD_ACI & HRI & CCS | 0 | 0 | 0 | 0 | 0 | 0 | 0
00 Ret.ExistWetFGD & ACI | 12008.6824 | 2094.904 | 900.3638 | 900.3638 | 869.3899 | 869.3899 | 743.2323
00 Ret.ExistWetFGD & ACI & CCS | 0 | 0 | 0 | 0 | 0 | 0 | 0
00 Ret.ExistWetFGD & ACI & HRI | 7313.336 | 14210.6367 | 14210.6367 | 14210.6367 | 14210.6367 | 14210.6367 | 14336.7944
00 Ret.ExistWetFGD & ACI & HRI & CCS | 0 | 0 | 0 | 0 | 0 | 0 | 0
00 Ret.ExistWetFGD & ACI & SCR | 0 | 367.4525 | 367.4525 | 367.4525 | 367.4525 | 367.4525 | 0
00 Ret.ExistWetFGD & ACI & SCR & CCS | 0 | 0 | 0 | 0 | 0 | 0 | 0
00 Ret.ExistWetFGD & ACI & SCR & HRI | 394.7532 | 2120.2226 | 2120.2226 | 2120.2226 | 2120.2226 | 2120.2226 | 2487.6751
00 Ret.ExistWetFGD & ACI & SCR & HRI & CCS | 0 | 0 | 0 | 0 | 0 | 0 | 0
00 Ret.ExistWetFGD & ACI & SNCR | 0 | 0 | 0 | 0 | 0 | 0 | 0
00 Ret.ExistWetFGD & ACI & SNCR & HRI | 0 | 0 | 0 | 0 | 0 | 0 | 0
00 Ret.ExistWetFGD & CCS | 0 | 0 | 0 | 0 | 0 | 0 | 0
00 Ret.ExistWetFGD & HRI | 2733.7581 | 4181.0768 | 4223.2811 | 4223.2811 | 4223.2811 | 4223.2811 | 4223.2811
00 Ret.ExistWetFGD & HRI & CCS | 0 | 0 | 0 | 0 | 0 | 0 | 0
00 Ret.ExistWetFGD & SCR | 755.8439 | 773.2765 | 755.8439 | 755.8439 | 755.8439 | 755.8439 | 755.8439
00 Ret.ExistWetFGD & SCR & CCS | 0 | 0 | 0 | 0 | 0 | 0 | 0
00 Ret.ExistWetFGD & SCR & HRI | 3656.5967 | 4474.6717 | 4492.1043 | 4492.1043 | 4492.1043 | 4492.1043 | 4492.1043
00 Ret.ExistWetFGD & SCR & HRI & CCS | 0 | 0 | 0 | 0 | 0 | 0 | 0
00 Ret.ExistWetFGD & SNCR | 0 | 0 | 0 | 0 | 0 | 0 | 0
00 Ret.ExistWetFGD & SNCR & HRI | 0 | 0 | 0 | 0 | 0 | 0 | 0
00 Ret.ExistWetFGD_ACI & CCS | 0 | 0 | 0 | 0 | 0 | 0 | 0
00 Ret.ExistWetFGD_ACI & HRI | 53 | 4330.1977 | 4330.1977 | 4330.1977 | 4330.1977 | 4330.1977 | 4330.1977
00 Ret.ExistWetFGD_ACI & HRI & CCS | 0 | 0 | 0 | 0 | 0 | 0 | 0
00 Ret.ExistWetFGD_ACI & SCR | 0 | 0 | 0 | 0 | 0 | 0 | 0
00 Ret.ExistWetFGD_ACI & SCR & CCS | 0 | 0 | 0 | 0 | 0 | 0 | 0
00 Ret.ExistWetFGD_ACI & SCR & HRI | 502.0934 | 742.4976 | 742.4976 | 742.4976 | 742.4976 | 742.4976 | 742.4976
00 Ret.ExistWetFGD_ACI & SCR & HRI & CCS | 0 | 0 | 0 | 0 | 0 | 0 | 0
00 Ret.ExistWetFGD_ACI & SNCR | 0 | 0 | 0 | 0 | 0 | 0 | 0
00 Ret.ExistWetFGD_ACI & SNCR & HRI | 0 | 0 | 0 | 0 | 0 | 0 | 0
00 Ret.ExistWetFGD_SCR & ACI & CCS | 0 | 0 | 0 | 0 | 0 | 0 | 0
00 Ret.ExistWetFGD_SCR & ACI & HRI | 3928.3122 | 3928.3122 | 3928.3122 | 3928.3122 | 3928.3122 | 3928.3122 | 3928.3122
00 Ret.ExistWetFGD_SCR & ACI & HRI & CCS | 0 | 0 | 0 | 0 | 0 | 0 | 0
00 Ret.ExistWetFGD_SCR & CCS | 0 | 0 | 0 | 0 | 0 | 0 | 0
00 Ret.ExistWetFGD_SNCR & ACI & CCS | 0 | 0 | 0 | 0 | 0 | 0 | 0
00 Ret.ExistWetFGD_SNCR & ACI & HRI | 2644.4387 | 2936.2242 | 2936.2242 | 2936.2242 | 2936.2242 | 2936.2242 | 3033.2861
00 Ret.ExistWetFGD_SNCR & ACI & HRI & CCS | 0 | 0 | 0 | 0 | 0 | 0 | 0
00 Ret.ExistWetFGD_SNCR & CCS | 0 | 0 | 0 | 0 | 0 | 0 | 0
00 Ret.FB & ACI | 1104.3498 | 799.5311 | 799.5311 | 799.5311 | 799.5311 | 799.5311 | 799.5311
00 Ret.FB & ACI & HRI | 0 | 304.8186 | 304.8186 | 304.8186 | 304.8186 | 304.8186 | 304.8186
00 Ret.FB & HRI | 229 | 229 | 229 | 229 | 229 | 229 | 229
00 Ret.FB DryFGD | 2.4262e-07 | 2.4262e-07 | 2.4262e-07 | 2.4262e-07 | 2.4262e-07 | 2.4262e-07 | 2.4262e-07
00 Ret.FB DryFGD & ACI | 0 | 0 | 0 | 0 | 0 | 0 | 0
00 Ret.FB DryFGD & ACI & HRI | 0 | 0 | 0 | 0 | 0 | 0 | 0
00 Ret.FB DryFGD & HRI | 242.932 | 242.932 | 242.932 | 242.932 | 242.932 | 242.932 | 242.932
00 Ret.FB DryFGD & SNCR | 79.048 | 79.048 | 79.048 | 79.048 | 79.048 | 79.048 | 79.048
00 Ret.FB DryFGD & SNCR & HRI | 0 | 0 | 0 | 0 | 0 | 0 | 0
00 Ret.FB SNCR & DryFGD & ACI | 0 | 0 | 0 | 0 | 0 | 0 | 0
00 Ret.FB SNCR & DryFGD & ACI & HRI | 0 | 0 | 0 | 0 | 0 | 0 | 0
00 Ret.FB-ACI & SNCR | 0 | 0 | 0 | 0 | 0 | 0 | 0
00 Ret.FB-ACI & SNCR & CCS | 0 | 0 | 0 | 0 | 0 | 0 | 0
00 Ret.FB-ACI & SNCR & HRI | 0 | 0 | 0 | 0 | 0 | 0 | 0
00 Ret.FB-ACI & SNCR & HRI & CCS | 0 | 0 | 0 | 0 | 0 | 0 | 0
00 Ret.FB-Exist ACI & DryFGD | 0 | 0 | 0 | 0 | 0 | 0 | 0
00 Ret.FB-Exist ACI & DryFGD & HRI | 0 | 0 | 0 | 0 | 0 | 0 | 0
00 Ret.FB-Exist ACI & DryFGD & SNCR | 0 | 0 | 0 | 0 | 0 | 0 | 0
00 Ret.FB-Exist ACI & DryFGD & SNCR & HRI | 0 | 0 | 0 | 0 | 0 | 0 | 0
00 Ret.FB-Exist ACI & SNCR | 0 | 0 | 0 | 0 | 0 | 0 | 0
00 Ret.FB-Exist ACI & SNCR & HRI | 0 | 0 | 0 | 0 | 0 | 0 | 0
00 Ret.FB-ExistACI & HRI | 0 | 0 | 0 | 0 | 0 | 0 | 0
00 Ret.FB-ExistDryFGD & ACI | 0 | 0 | 0 | 0 | 0 | 0 | 0
00 Ret.FB-ExistDryFGD & ACI & HRI | 0 | 0 | 0 | 0 | 0 | 0 | 0
00 Ret.FB-ExistDryFGD & ACI & SNCR | 0 | 0 | 0 | 0 | 0 | 0 | 0
00 Ret.FB-ExistDryFGD & ACI & SNCR & HRI | 0 | 0 | 0 | 0 | 0 | 0 | 0
00 Ret.FB-ExistDryFGD & CCS | 0 | 0 | 0 | 0 | 0 | 0 | 0
00 Ret.FB-ExistDryFGD & HRI | 43 | 43 | 43 | 43 | 43 | 43 | 43
00 Ret.FB-ExistDryFGD & SNCR | 0 | 0 | 0 | 0 | 0 | 0 | 0
00 Ret.FB-ExistDryFGD & SNCR & HRI | 0 | 0 | 0 | 0 | 0 | 0 | 0
00 Ret.FB-ExistDryFGD_ACI & CCS | 0 | 0 | 0 | 0 | 0 | 0 | 0
00 Ret.FB-ExistDryFGD_SNCR & ACI | 0 | 0 | 0 | 0 | 0 | 0 | 0
00 Ret.FB-ExistDryFGD_SNCR & ACI & HRI | 0 | 0 | 0 | 0 | 0 | 0 | 0
00 Ret.FB-ExistDryFGD_SNCR & CCS | 0 | 0 | 0 | 0 | 0 | 0 | 0
00 Ret.FB-ExistDryFGD_SNCR & HRI | 844 | 1368 | 1368 | 1368 | 1368 | 1368 | 1368
00 Ret.FB-ExistDryFGD_SNCR & HRI & CCS | 0 | 0 | 0 | 0 | 0 | 0 | 0
00 Ret.FB-ExistDryFGD_SNCR_ACI & HRI | 0 | 570 | 570 | 570 | 570 | 570 | 570
00 Ret.FB-ExistWetFGD_SNCR_ACI & HRI | 0 | 0 | 0 | 0 | 0 | 0 | 0
00 Ret.FB-ExistSNCR & ACI | 59.9671 | 0 | 0 | 0 | 0 | 0 | 0
00 Ret.FB-ExistSNCR & ACI & HRI | 0 | 59.9671 | 59.9671 | 59.9671 | 59.9671 | 59.9671 | 59.9671
00 Ret.FB-ExistSNCR & DryFGD | 0 | 0 | 0 | 0 | 0 | 0 | 0
00 Ret.FB-ExistSNCR & DryFGD & ACI | 0 | 0 | 0 | 0 | 0 | 0 | 0
00 Ret.FB-ExistSNCR & DryFGD & ACI & HRI | 0 | 0 | 0 | 0 | 0 | 0 | 0
00 Ret.FB-ExistSNCR & DryFGD & HRI | 197.0088 | 197.0088 | 197.0088 | 197.0088 | 197.0088 | 197.0088 | 197.0088
00 Ret.FB-ExistSNCR & HRI | 120 | 120 | 120 | 120 | 120 | 120 | 120
00 Ret.FB-SNCR | 0 | 0 | 0 | 0 | 0 | 0 | 0
00 Ret.FB-SNCR & HRI | 0 | 0 | 0 | 0 | 0 | 0 | 0
00 Ret.HRI | 554.8034 | 580 | 580 | 580 | 580 | 580 | 580
00 Ret.Oil/Gas Steam SCR | 1.657 | 0 | 0 | 0 | 0 | 0 | 0
00 Ret.SCR | 0 | 0 | 0 | 0 | 0 | 0 | 0
00 Ret.SCR & DryFGD | 0 | 0 | 0 | 0 | 0 | 0 | 0
00 Ret.SCR & DryFGD & ACI | 0 | 0 | 0 | 0 | 0 | 0 | 0
00 Ret.SCR & DryFGD & CCS | 0 | 0 | 0 | 0 | 0 | 0 | 0
00 Ret.SCR & DryFGD & HRI | 0 | 0 | 0 | 0 | 0 | 0 | 0
00 Ret.SCR & DryFGD & HRI & CCS | 0 | 0 | 0 | 0 | 0 | 0 | 0
00 Ret.SCR & DSI | 0 | 0 | 0 | 0 | 0 | 0 | 0
00 Ret.SCR & DSI & DryFGD | 0 | 0 | 0 | 0 | 0 | 0 | 0
00 Ret.SCR & DSI & DryFGD & HRI | 0 | 0 | 0 | 0 | 0 | 0 | 0
00 Ret.SCR & DSI & HRI | 0 | 0 | 0 | 0 | 0 | 0 | 0
00 Ret.SCR & DSI & WetFGD | 0 | 0 | 0 | 0 | 0 | 0 | 0
00 Ret.SCR & DSI & WetFGD & HRI | 0 | 0 | 0 | 0 | 0 | 0 | 0
00 Ret.SCR & HRI | 0 | 0 | 0 | 0 | 0 | 0 | 0
00 Ret.SCR & WetFGD | 0 | 0 | 0 | 0 | 0 | 0 | 0
00 Ret.SCR & WetFGD & ACI | 0 | 0 | 0 | 0 | 0 | 0 | 0
00 Ret.SCR & WetFGD & CCS | 0 | 0 | 0 | 0 | 0 | 0 | 0
00 Ret.SCR & WetFGD & HRI | 0 | 0 | 0 | 0 | 0 | 0 | 0
00 Ret.SCR & WetFGD & HRI & CCS | 0 | 0 | 0 | 0 | 0 | 0 | 0
00 Ret.SNCR | 0 | 5.7238 | 5.7238 | 5.7238 | 5.7238 | 5.7238 | 5.7238
00 Ret.SNCR & DryFGD | 0 | 0 | 0 | 0 | 0 | 0 | 0
00 Ret.SNCR & DryFGD & ACI | 0 | 0 | 0 | 0 | 0 | 0 | 0
00 Ret.SNCR & DryFGD & ACI & HRI | 0 | 0 | 0 | 0 | 0 | 0 | 0
00 Ret.SNCR & DryFGD & HRI | 0 | 0 | 0 | 0 | 0 | 0 | 0
00 Ret.SNCR & DSI | 0 | 0 | 0 | 0 | 0 | 0 | 0
00 Ret.SNCR & DSI & HRI | 0 | 0 | 0 | 0 | 0 | 0 | 0
00 Ret.SNCR & HRI | 0 | 0 | 0 | 0 | 0 | 0 | 0
00 Ret.SNCR & WetFGD | 0 | 0 | 0 | 0 | 0 | 0 | 0
00 Ret.SNCR & WetFGD & ACI | 0 | 0 | 0 | 0 | 0 | 0 | 0
00 Ret.SNCR & WetFGD & ACI & HRI | 0 | 0 | 0 | 0 | 0 | 0 | 0
00 Ret.SNCR & WetFGD & HRI | 0 | 0 | 0 | 0 | 0 | 0 | 0
00 Ret.WetFGD | 0 | 0 | 0 | 0 | 0 | 0 | 0
00 Ret.WetFGD & ACI & CCS | 0 | 0 | 0 | 0 | 0 | 0 | 0
00 Ret.WetFGD & ACI & HRI & CCS | 0 | 0 | 0 | 0 | 0 | 0 | 0
00 Ret.WetFGD & CCS | 0 | 0 | 0 | 0 | 0 | 0 | 0
00 Ret.WetFGD & HRI | 95.0128 | 173.7194 | 173.7194 | 173.7194 | 173.7194 | 173.7194 | 173.7194
00 Ret.WetFGD & HRI & CCS | 0 | 0 | 0 | 0 | 0 | 0 | 0
00 CC Retirement | 1663.9678 | 1663.9678 | 1663.9678 | 1663.9678 | 1663.9678 | 1663.9678 | 1788.7563
00 CT Retirement | 489.1268 | 489.1268 | 489.1268 | 489.1268 | 489.1268 | 489.1268 | 489.1268
00 O/G Retirement | 4973.6923 | 8007.7499 | 10265.7499 | 10278.2072 | 10278.2072 | 10278.2072 | 10278.2072
00 Coal Retirement | 64870.488 | 71055.3016 | 77740.2503 | 79050.2503 | 82130.221 | 83041.0745 | 83094.755
00 IGCC Retirement | 45 | 45 | 45 | 45 | 45 | 45 | 45
00 Nuke Retirement | 617.3 | 617.3 | 1230.3 | 1230.3 | 3898.2 | 44891.7 | 96467.801
00 Non-Fossil Retirement | 0 | 0 | 0 | 0 | 0 | 0 | 0
Total | 1046280.1351 | 1072430.8591 | 1086197.7625 | 1136601.9902 | 1195426.8188 | 1354788.4897 | 1519025.3015
(**) Ind. Boiler capacity in MMBtu/hr, not included in the total
11. Capacity Additions and Changes by Capacity Reporting Type [MW]
00 New Combined Cycle | 3519.7025 | 12644.3963 | 3844.4147 | 29771.7486 | 45143.9956 | 120940.9756 | 110398.6852
00 New Combined Cycle - Uncontrolled | 0 | 0 | 0 | 0 | 0 | 0 | 0
00 New Combined Cycle with Carbon Capture | 0 | 0 | 0 | 0 | 0 | 0 | 0
00 New Combustion Turbine | 2161.3796 | 235.7784 | 6901.5696 | 9754.1908 | 9088.7407 | 30643.4974 | 20333.559
00 New Hydro | 0 | 0 | 0 | 0 | 0 | 0 | 0
00 New Nuclear | 0 | 0 | 0 | 0 | 0 | 0 | 6000
00 New Biomass | 238.739 | 271.9421 | 452.1413 | 227.5256 | 174.1035 | 28.1466 | 232.2725
00 New Geothermal | 0 | 1050.375 | 410.4 | 1026 | 233.2274 | 64.9976 | 144.6711
00 New Landfill Gas | 112.66 | 0 | 0 | 0 | 0 | 0 | 0
00 New Offshore Wind | 0 | 0 | 0 | 0 | 0 | 0 | 0
00 New Onshore Wind | 7739.1587 | 6741.8514 | 1243.5261 | 8764.2946 | 4109.8265 | 6160.0394 | 17042.5613
00 New Solar PV | 476 | 571.2 | 571.2 | 856.1197 | 59.3206 | 1524.0142 | 10143.7627
00 New Solar Thermal | 11.5505 | 180 | 13.6518 | 4.3484 | 15.62 | 0 | 0
00 New Fuel Cell | 0 | 0 | 0 | 0 | 0 | 0 | 0
00 New IGCC | 0 | 0 | 0 | 0 | 0 | 0 | 0
00 New Advanced Coal with CCS | 0 | 0 | 330 | 0 | 0 | 0 | 0
00 New SPC - Uncontrolled | 0 | 0 | 0 | 0 | 0 | 0 | 0
00 New SPC-WetFGD_SCR | 37.7 | 0 | 0 | 0 | 0 | 0 | 1.3
00 New Future Technology | 0 | 0 | 0 | 0 | 0 | 0 | 0
00 Exist Combined Cycle | 0 | 0 | 0 | 0 | 0 | 0 | 0
00 Exist Combustion Turbine | 0 | 0 | 0 | 0 | 0 | 0 | 0
00 Exist Coal Steam_Uncontrolled | 0 | 0 | 0 | 0 | 0 | 0 | 0
00 Exist Coal Steam_ACI | 0 | 0 | 0 | 0 | 0 | 0 | 0
00 Exist Coal Steam_ACI_DSI | 0 | 0 | 0 | 0 | 0 | 0 | 0
00 Exist Coal Steam_DryFGD | 0 | 0 | 0 | 0 | 0 | 0 | 0
00 Exist Coal Steam_DryFGD_ACI | 0 | 0 | 0 | 0 | 0 | 0 | 0
00 Exist Coal Steam_DryFGD_SCR | 0 | 0 | 0 | 0 | 0 | 0 | 0
00 Exist Coal Steam_DryFGD_SCR_ACI | 0 | 0 | 0 | 0 | 0 | 0 | 0
00 Exist Coal Steam_DryFGD_SNCR | 0 | 0 | 0 | 0 | 0 | 0 | 0
00 Exist Coal Steam_DryFGD_SNCR_ACI | 0 | 0 | 0 | 0 | 0 | 0 | 0
00 Exist Coal Steam_DSI | 0 | 0 | 0 | 0 | 0 | 0 | 0
00 Exist Coal Steam_SCR | 0 | 0 | 0 | 0 | 0 | 0 | 0
00 Exist Coal Steam_SCR_ACI | 0 | 0 | 0 | 0 | 0 | 0 | 0
00 Exist Coal Steam_SCR_ACI_DSI | 0 | 0 | 0 | 0 | 0 | 0 | 0
00 Exist Coal Steam_SCR_DSI | 0 | 0 | 0 | 0 | 0 | 0 | 0
00 Exist Coal Steam_SNCR | 0 | 0 | 0 | 0 | 0 | 0 | 0
00 Exist Coal Steam_SNCR_ACI | 0 | 0 | 0 | 0 | 0 | 0 | 0
00 Exist Coal Steam_SNCR_ACI_DSI | 0 | 0 | 0 | 0 | 0 | 0 | 0
00 Exist Coal Steam_WetFGD | 0 | 0 | 0 | 0 | 0 | 0 | 0
00 Exist Coal Steam_WetFGD_ACI | 0 | 0 | 0 | 0 | 0 | 0 | 0
00 Exist Coal Steam_WetFGD_SCR | 0 | 0 | 0 | 0 | 0 | 0 | 0
00 Exist Coal Steam_WetFGD_SCR_ACI | 0 | 0 | 0 | 0 | 0 | 0 | 0
00 Exist Coal Steam_WetFGD_SNCR | 0 | 0 | 0 | 0 | 0 | 0 | 0
00 Exist Coal Steam_WetFGD_SNCR_ACI | 0 | 0 | 0 | 0 | 0 | 0 | 0
00 Exist FBC_Uncontrolled | 0 | 0 | 0 | 0 | 0 | 0 | 0
00 Exist FBC_ACI | 0 | 0 | 0 | 0 | 0 | 0 | 0
00 Exist FBC_DryFGD | 0 | 0 | 0 | 0 | 0 | 0 | 0
00 Exist FBC_DryFGD_SNCR | 0 | 0 | 0 | 0 | 0 | 0 | 0
00 Exist FBC_DryFGD_SNCR_ACI | 0 | 0 | 0 | 0 | 0 | 0 | 0
00 Exist FBC_SNCR | 0 | 0 | 0 | 0 | 0 | 0 | 0
00 Exist FBC_SNCR_ACI | 0 | 0 | 0 | 0 | 0 | 0 | 0
00 Exist FBC_WetFGD_SNCR_ACI | 0 | 0 | 0 | 0 | 0 | 0 | 0
00 Exist IGCC | 0 | 0 | 0 | 0 | 0 | 0 | 0
00 Exist Fossil_Other | 0 | 0 | 0 | 0 | 0 | 0 | 0
00 Exist Fuel Cell | 0 | 0 | 0 | 0 | 0 | 0 | 0
00 Exist Hydro | 0 | 0 | 0 | 0 | 0 | 0 | 0
00 Exist Non Fossil_Other | 0 | 0 | 0 | 0 | 0 | 0 | 0
00 Exist Nuclear | 0 | 0 | 0 | 0 | 0 | 0 | 0
00 Exist Oil/Gas Steam | 0 | 0 | 0 | 0 | 0 | 0 | 0
00 Exist Oil/Gas Steam_SCR | 0 | 0 | 0 | 0 | 0 | 0 | 0
00 Exist Oil/Gas Steam_SNCR | 0 | 0 | 0 | 0 | 0 | 0 | 0
00 Exist Biomass | 0 | 0 | 0 | 0 | 0 | 0 | 0
00 Exist Landfill Gas | 0 | 0 | 0 | 0 | 0 | 0 | 0
00 Exist Geothermal | 0 | 0 | 0 | 0 | 0 | 0 | 0
00 Exist Pump Storage | 0 | 0 | 0 | 0 | 0 | 0 | 0
00 Exist Solar PV | 0 | 0 | 0 | 0 | 0 | 0 | 0
00 Exist Solar Thermal | 0 | 0 | 0 | 0 | 0 | 0 | 0
00 Exist Wind | 0 | 0 | 0 | 0 | 0 | 0 | 0
00 International Imports | 0 | 0 | 0 | 0 | 0 | 0 | 0
00 Ret.ACI | 5729.8665 | 0 | 0 | 0 | 0 | 0 | 0
00 Ret.ACI & DryFGD | 0.098095 | 0 | 0 | 0 | 0 | 0 | 0
00 Ret.ACI & DryFGD & HRI | 0.098095 | 0 | 0 | 0 | 0 | 0 | 0
00 Ret.ACI & DSI | 14912.4925 | 0 | 0 | 0 | 0 | 0 | 0
00 Ret.ACI & DSI & DryFGD | 0 | 0 | 0 | 0 | 0 | 0 | 0
00 Ret.ACI & DSI & DryFGD & HRI | 0 | 0 | 0 | 0 | 0 | 0 | 0
00 Ret.ACI & DSI & HRI | 10405.6143 | 2867.3181 | 0 | 0 | 0 | 0 | 0
00 Ret.ACI & DSI & WetFGD & HRI | 0 | 0 | 0 | 0 | 0 | 0 | 0
00 Ret.ACI & HRI | 4212.6051 | 211.8018 | 0 | 0 | 0 | 0 | 0
00 Ret.ACI & SCR | 0 | 0 | 0 | 0 | 0 | 0 | 0
00 Ret.ACI & SCR & DryFGD & CCS | 0 | 0 | 0 | 0 | 0 | 0 | 0
00 Ret.ACI & SCR & DryFGD & HRI | 0 | 0 | 0 | 0 | 0 | 0 | 0
00 Ret.ACI & SCR & DryFGD & HRI & CCS | 0 | 0 | 0 | 0 | 0 | 0 | 0
00 Ret.ACI & SCR & DSI | 159.7235 | 0 | 0 | 0 | 0 | 0 | 0
00 Ret.ACI & SCR & DSI & DryFGD | 0 | 0 | 0 | 0 | 0 | 0 | 0
00 Ret.ACI & SCR & DSI & DryFGD & HRI | 0 | 0 | 0 | 0 | 0 | 0 | 0
00 Ret.ACI & SCR & DSI & HRI | 88.8611 | 16.3808 | 0 | 0 | 0 | 0 | 0
00 Ret.ACI & SCR & DSI & WetFGD | 0 | 0 | 0 | 0 | 0 | 0 | 0
00 Ret.ACI & SCR & DSI & WetFGD & HRI | 0 | 0 | 0 | 0 | 0 | 0 | 0
00 Ret.ACI & SCR & HRI | 0 | 0 | 0 | 0 | 0 | 0 | 0
00 Ret.ACI & SCR & WetFGD & CCS | 0 | 0 | 0 | 0 | 0 | 0 | 0
00 Ret.ACI & SCR & WetFGD & HRI | 0 | 0 | 0 | 0 | 0 | 0 | 0
00 Ret.ACI & SCR & WetFGD & HRI & CCS | 0 | 0 | 0 | 0 | 0 | 0 | 0
00 Ret.ACI & SNCR | 0 | 0 | 0 | 0 | 0 | 0 | 0
00 Ret.ACI & SNCR & DSI | 0 | 0 | 0 | 0 | 0 | 0 | 0
00 Ret.ACI & SNCR & DSI & DryFGD | 0 | 0 | 0 | 0 | 0 | 0 | 0
00 Ret.ACI & SNCR & DSI & DryFGD & HRI | 0 | 0 | 0 | 0 | 0 | 0 | 0
00 Ret.ACI & SNCR & DSI & HRI | 0 | 0 | 0 | 0 | 0 | 0 | 0
00 Ret.ACI & SNCR & DSI & WetFGD | 0 | 0 | 0 | 0 | 0 | 0 | 0
00 Ret.ACI & SNCR & DSI & WetFGD & HRI | 0 | 0 | 0 | 0 | 0 | 0 | 0
00 Ret.ACI & SNCR & HRI | 0 | 0 | 0 | 0 | 0 | 0 | 0
00 Ret.ACI & WetFGD | 355.9292 | 0 | 0 | 0 | 0 | 0 | 0
00 Ret.ACI & WetFGD & DSI | 0 | 0 | 0 | 0 | 0 | 0 | 0
00 Ret.ACI & WetFGD & HRI | 355.9292 | 0 | 0 | 0 | 0 | 0 | 0
00 Ret.C2G | 672.3973 | 1 | 609 | 0 | 0 | 0 | 0
00 Ret.C2G & SCR | 0 | 0 | 0 | 0 | 0 | 0 | 0
00 Ret.CCG | 0 | 0 | 0 | 0 | 0 | 0 | 0
00 Ret.DryFGD | 0 | 0 | 0 | 0 | 0 | 0 | 0
00 Ret.DryFGD & ACI & CCS | 0 | 0 | 0 | 0 | 0 | 0 | 0
00 Ret.DryFGD & ACI & HRI & CCS | 0 | 0 | 0 | 0 | 0 | 0 | 0
00 Ret.DryFGD & CCS | 0 | 0 | 0 | 0 | 0 | 0 | 0
00 Ret.DryFGD & HRI | 0.98703 | 0 | 0 | 0 | 0 | 0 | 0
00 Ret.DryFGD & HRI & CCS | 0 | 0 | 0 | 0 | 0 | 0 | 0
00 Ret.DSI | 253.0342 | 0 | 0 | 0 | 0 | 0 | 0
00 Ret.DSI & DryFGD | 0 | 0 | 0 | 0 | 0 | 0 | 0
00 Ret.DSI & DryFGD & HRI | 0 | 0 | 0 | 0 | 0 | 0 | 0
00 Ret.DSI & HRI | 0 | 0 | 0 | 0 | 0 | 0 | 0
00 Ret.DSI & WetFGD | 0 | 0 | 0 | 0 | 0 | 0 | 0
00 Ret.DSI & WetFGD & HRI | 0 | 0 | 0 | 0 | 0 | 0 | 0
00 Ret.Exist FBC_DryFGD_SNCR_ACI & CCS | 0 | 0 | 0 | 0 | 0 | 0 | 0
00 Ret.ExistACI & DryFGD | 0 | 0 | 0 | 0 | 0 | 0 | 0
00 Ret.ExistACI & DryFGD & CCS | 0 | 0 | 0 | 0 | 0 | 0 | 0
00 Ret.ExistACI & DryFGD & HRI | 1429.1639 | 0 | 0 | 0 | 0 | 0 | 0
00 Ret.ExistACI & DryFGD & HRI & CCS | 0 | 0 | 0 | 0 | 0 | 0 | 0
00 Ret.ExistACI & DSI | 2590.3176 | 0 | 0 | 0 | 0 | 0 | 0
00 Ret.ExistACI & DSI & DryFGD | 0 | 0 | 0 | 0 | 0 | 0 | 0
00 Ret.ExistACI & DSI & DryFGD & HRI | 0 | 0 | 0 | 0 | 0 | 0 | 0
00 Ret.ExistACI & DSI & HRI | 388.4305 | 0.25061 | 0 | 0 | 0 | 0 | 0
00 Ret.ExistACI & DSI & WetFGD | 0 | 0 | 0 | 0 | 0 | 0 | 0
00 Ret.ExistACI & DSI & WetFGD & HRI | 0 | 0 | 0 | 0 | 0 | 0 | 0
00 Ret.ExistACI & HRI | 1837 | 154 | 0 | 0 | 0 | 0 | 0
00 Ret.ExistACI & HRI & WetFGD | 0 | 0 | 0 | 0 | 0 | 0 | 0
00 Ret.ExistACI & SCR | 0 | 0 | 0 | 0 | 0 | 0 | 0
00 Ret.ExistACI & SCR & DryFGD | 0 | 0 | 0 | 0 | 0 | 0 | 0
00 Ret.ExistACI & SCR & DryFGD & CCS | 0 | 0 | 0 | 0 | 0 | 0 | 0
00 Ret.ExistACI & SCR & DryFGD & HRI | 0 | 0 | 0 | 0 | 0 | 0 | 0
00 Ret.ExistACI & SCR & DryFGD & HRI & CCS | 0 | 0 | 0 | 0 | 0 | 0 | 0
00 Ret.ExistACI & SCR & DSI | 227.1149 | 5.8862 | 0 | 0 | 0 | 0 | 0
00 Ret.ExistACI & SCR & DSI & DryFGD | 0 | 0 | 0 | 0 | 0 | 0 | 0
00 Ret.ExistACI & SCR & DSI & HRI | 227.1149 | 5.8862 | 0 | 0 | 0 | 0 | 0
00 Ret.ExistACI & SCR & DSI & DryFGD & HRI | 0 | 0 | 0 | 0 | 0 | 0 | 0
00 Ret.ExistACI & SCR & HRI | 0 | 0 | 0 | 0 | 0 | 0 | 0
00 Ret.ExistACI & SCR & WetFGD | 830.0899 | 0 | 0 | 0 | 0.98104 | 0 | 0
00 Ret.ExistACI & SCR & WetFGD & CCS | 0 | 0 | 0 | 0 | 0 | 0 | 0
00 Ret.ExistACI & SCR & WetFGD & HRI | 830.0899 | 0 | 0 | 0 | 0.98104 | 0 | 0
00 Ret.ExistACI & SCR & WetFGD & HRI & CCS | 0 | 0 | 0 | 0 | 0 | 0 | 0
00 Ret.ExistACI & SNCR | 0 | 0 | 0 | 0 | 0 | 0 | 0
00 Ret.ExistACI & SNCR & DryFGD | 0 | 0 | 0 | 0 | 0 | 0 | 0
00 Ret.ExistACI & SNCR & DryFGD & HRI | 0 | 0 | 0 | 0 | 0 | 0 | 0
00 Ret.ExistACI & SNCR & DSI | 0 | 0 | 0 | 0 | 0 | 0 | 0
00 Ret.ExistACI & SNCR & DSI & HRI | 0 | 0 | 0 | 0 | 0 | 0 | 0
00 Ret.ExistACI & SNCR & HRI | 0 | 0 | 0 | 0 | 0 | 0 | 0
00 Ret.ExistACI & SNCR & WetFGD | 0 | 0 | 0 | 0 | 0 | 0 | 0
00 Ret.ExistACI & SNCR & WetFGD & HRI | 0 | 0 | 0 | 0 | 0 | 0 | 0
00 Ret.ExistACI & WetFGD | 0.98665 | 0 | 0 | 0 | 0 | 0 | 0
00 Ret.ExistACI & WetFGD & CCS | 0 | 0 | 0 | 0 | 0 | 0 | 0
00 Ret.ExistACI & WetFGD & HRI & CCS | 0 | 0 | 0 | 0 | 0 | 0 | 0
00 Ret.ExistACI_DSI & DryFGD | 0 | 0 | 0 | 0 | 0 | 0 | 0
00 Ret.ExistACI_DSI & DryFGD & HRI | 0 | 0 | 0 | 0 | 0 | 0 | 0
00 Ret.ExistACI_DSI & HRI | 0 | 0 | 0 | 0 | 0 | 0 | 0
00 Ret.ExistACI_DSI & SCR | 0 | 0 | 0 | 0 | 0 | 0 | 0
00 Ret.ExistACI_DSI & SCR & DryFGD | 0 | 0 | 0 | 0 | 0 | 0 | 0
00 Ret.ExistACI_DSI & SCR & DryFGD & HRI | 0 | 0 | 0 | 0 | 0 | 0 | 0
00 Ret.ExistACI_DSI & SCR & HRI | 0 | 0 | 0 | 0 | 0 | 0 | 0
00 Ret.ExistACI_DSI & SCR & WetFGD | 0 | 0 | 0 | 0 | 0 | 0 | 0
00 Ret.ExistACI_DSI & SCR & WetFGD & HRI | 0 | 0 | 0 | 0 | 0 | 0 | 0
00 Ret.ExistACI_DSI & WetFGD | 0 | 0 | 0 | 0 | 0 | 0 | 0
00 Ret.ExistACI_DSI & WetFGD & HRI | 0 | 0 | 0 | 0 | 0 | 0 | 0
00 Ret.ExistDryFGD & ACI | 3887.5967 | 0 | 0 | 0 | 0 | 0 | 0
00 Ret.ExistDryFGD & ACI & CCS | 0 | 0 | 0 | 0 | 0 | 0 | 0
00 Ret.ExistDryFGD & ACI & HRI | 3250.5543 | 635.5014 | 0 | 0 | 0 | 0 | 1.541
00 Ret.ExistDryFGD & ACI & HRI & CCS | 0 | 0 | 0 | 0 | 0 | 0 | 0
00 Ret.ExistDryFGD & ACI & SCR | 0 | 0 | 0 | 0 | 0 | 0 | 0
00 Ret.ExistDryFGD & ACI & SCR & CCS | 0 | 0 | 0 | 0 | 0 | 0 | 0
00 Ret.ExistDryFGD & ACI & SCR & HRI | 0 | 0 | 0 | 0 | 0 | 0 | 0
00 Ret.ExistDryFGD & ACI & SCR & HRI & CCS | 0 | 0 | 0 | 0 | 0 | 0 | 0
00 Ret.ExistDryFGD & ACI & SNCR | 0 | 0 | 0 | 0 | 0 | 0 | 0
00 Ret.ExistDryFGD & ACI & SNCR & HRI | 0 | 0 | 0 | 0 | 0 | 0 | 0
00 Ret.ExistDryFGD & CCS | 0 | 0 | 0 | 0 | 0 | 0 | 0
00 Ret.ExistDryFGD & HRI | 1671 | 570 | 0 | 0 | 0 | 0 | 274.4538
00 Ret.ExistDryFGD & HRI & CCS | 0 | 0 | 0 | 0 | 0 | 0 | 0
00 Ret.ExistDryFGD & SCR | 0 | 0 | 0 | 0 | 0 | 0 | 0
00 Ret.ExistDryFGD & SCR & CCS | 0 | 0 | 0 | 0 | 0 | 0 | 0
00 Ret.ExistDryFGD & SCR & HRI | 259.4889 | 0 | 0 | 0 | 0 | 0 | 0
00 Ret.ExistDryFGD & SCR & HRI & CCS | 0 | 0 | 0 | 0 | 0 | 0 | 0
00 Ret.ExistDryFGD & SNCR | 102.9485 | 0 | 0 | 0 | 0 | 0 | 0
00 Ret.ExistDryFGD & SNCR & HRI | 0 | 0 | 0 | 0 | 0 | 0 | 0
00 Ret.ExistDryFGD_ACI & CCS | 0 | 0 | 0 | 0 | 0 | 0 | 0
00 Ret.ExistDryFGD_ACI & HRI | 2475.2497 | 603 | 0 | 0 | 0 | 0 | 0
00 Ret.ExistDryFGD_ACI & HRI & CCS | 0 | 0 | 0 | 0 | 0 | 0 | 0
00 Ret.ExistDryFGD_ACI & SCR | 20.3469 | 0 | 0 | 0 | 0 | 0 | 0
00 Ret.ExistDryFGD_ACI & SCR & CCS | 0 | 0 | 0 | 0 | 0 | 0 | 0
00 Ret.ExistDryFGD_ACI & SCR & HRI | 781.4058 | 64.9409 | 0 | 0 | 0 | 0 | 0
00 Ret.ExistDryFGD_ACI & SCR & HRI & CCS | 0 | 0 | 0 | 0 | 0 | 0 | 0
00 Ret.ExistDryFGD_SCR & ACI & CCS | 0 | 0 | 0 | 0 | 0 | 0 | 0
00 Ret.ExistDryFGD_SCR & ACI & HRI | 1378.386 | 574.703 | 0 | 0 | 0 | 0 | 416.7969
00 Ret.ExistDryFGD_SCR & ACI & HRI & CCS | 0 | 0 | 0 | 0 | 0 | 0 | 0
00 Ret.ExistDryFGD_SCR & CCS | 0 | 0 | 0 | 0 | 0 | 0 | 0
00 Ret.ExistDryFGD_SNCR & ACI & CCS | 0 | 0 | 0 | 0 | 0 | 0 | 0
00 Ret.ExistDryFGD_SNCR & ACI & HRI | 644.6734 | 0 | 0 | 0 | 0 | 0 | 0
00 Ret.ExistDryFGD_SNCR & ACI & HRI & CCS | 0 | 0 | 0 | 0 | 0 | 0 | 0
00 Ret.ExistDryFGD_SNCR & CCS | 0 | 0 | 0 | 0 | 0 | 0 | 0
00 Ret.ExistDSI & ACI | 0 | 0 | 0 | 0 | 0 | 0 | 0
00 Ret.ExistDSI & ACI & HRI | 0 | 0 | 0 | 0 | 0 | 0 | 0
00 Ret.ExistDSI & ACI & SCR | 0 | 0 | 0 | 0 | 0 | 0 | 0
00 Ret.ExistDSI & ACI & SCR & DryFGD & CCS | 0 | 0 | 0 | 0 | 0 | 0 | 0
00 Ret.ExistDSI & ACI & SCR & DryFGD & HRI | 0 | 0 | 0 | 0 | 0 | 0 | 0
00 Ret.ExistDSI & ACI & SCR & DryFGD & HRI & CCS | 0 | 0 | 0 | 0 | 0 | 0 | 0
00 Ret.ExistDSI & ACI & SCR & HRI | 0 | 0 | 0 | 0 | 0 | 0 | 0
00 Ret.ExistDSI & DryFGD | 0 | 0 | 0 | 0 | 0 | 0 | 0
00 Ret.ExistDSI & DryFGD & ACI | 0 | 0 | 0 | 0 | 0 | 0 | 0
00 Ret.ExistDSI & DryFGD & ACI & CCS | 0 | 0 | 0 | 0 | 0 | 0 | 0
00 Ret.ExistDSI & DryFGD & ACI & HRI | 0 | 0 | 0 | 0 | 0 | 0 | 0
00 Ret.ExistDSI & DryFGD & ACI & HRI & CCS | 0 | 0 | 0 | 0 | 0 | 0 | 0
00 Ret.ExistDSI & DryFGD & CCS | 0 | 0 | 0 | 0 | 0 | 0 | 0
00 Ret.ExistDSI & DryFGD & HRI | 0 | 0 | 0 | 0 | 0 | 0 | 0
00 Ret.ExistDSI & DryFGD & HRI & CCS | 0 | 0 | 0 | 0 | 0 | 0 | 0
00 Ret.ExistDSI & HRI | 0 | 0 | 0 | 0 | 0 | 0 | 0
00 Ret.ExistDSI & SCR | 0 | 0 | 0 | 0 | 0 | 0 | 0
00 Ret.ExistDSI & SCR & DryFGD | 0 | 0 | 0 | 0 | 0 | 0 | 0
00 Ret.ExistDSI & SCR & DryFGD & ACI | 0 | 0 | 0 | 0 | 0 | 0 | 0
00 Ret.ExistDSI & SCR & DryFGD & CCS | 0 | 0 | 0 | 0 | 0 | 0 | 0
00 Ret.ExistDSI & SCR & DryFGD & HRI | 0 | 0 | 0 | 0 | 0 | 0 | 0
00 Ret.ExistDSI & SCR & DryFGD & HRI & CCS | 0 | 0 | 0 | 0 | 0 | 0 | 0
00 Ret.ExistDSI & SCR & HRI | 0 | 0 | 0 | 0 | 0 | 0 | 0
00 Ret.ExistDSI & SCR & WetFGD | 0 | 0 | 0 | 0 | 0 | 0 | 0
00 Ret.ExistDSI & SCR & WetFGD & CCS | 0 | 0 | 0 | 0 | 0 | 0 | 0
00 Ret.ExistDSI & SCR & WetFGD & HRI | 0 | 0 | 0 | 0 | 0 | 0 | 0
00 Ret.ExistDSI & SCR & WetFGD & HRI & CCS | 0 | 0 | 0 | 0 | 0 | 0 | 0
00 Ret.ExistDSI & WetFGD | 0 | 0 | 0 | 0 | 0 | 0 | 0
00 Ret.ExistDSI & WetFGD & ACI | 0 | 0 | 0 | 0 | 0 | 0 | 0
00 Ret.ExistDSI & WetFGD & ACI & HRI | 0 | 0 | 0 | 0 | 0 | 0 | 0
00 Ret.ExistDSI & WetFGD & CCS | 0 | 0 | 0 | 0 | 0 | 0 | 0
00 Ret.ExistDSI & WetFGD & HRI | 0 | 0 | 0 | 0 | 0 | 0 | 0
00 Ret.ExistDSI & WetFGD & HRI & CCS | 0 | 0 | 0 | 0 | 0 | 0 | 0
00 Ret.ExistIGCC & CCS | 0 | 0 | 0 | 0 | 0 | 0 | 0
00 Ret.ExistSCR & ACI | 682.5703 | 0 | 0 | 0 | 0 | 0 | 0
00 Ret.ExistSCR & ACI & DryFGD | 326.9406 | 0 | 0 | 0 | 0 | 0 | 0
00 Ret.ExistSCR & ACI & DryFGD & HRI | 186.0938 | 0 | 0 | 0 | 0 | 0 | 0
00 Ret.ExistSCR & ACI & DSI | 1021.6359 | 0 | 0 | 0 | 0 | 0 | 0
00 Ret.ExistSCR & ACI & DSI & DryFGD | 0 | 0 | 0 | 0 | 0 | 0 | 0
00 Ret.ExistSCR & ACI & DSI & DryFGD & HRI | 0 | 0 | 0 | 0 | 0 | 0 | 0
00 Ret.ExistSCR & ACI & DSI & HRI | 1021.6359 | 0 | 0 | 0 | 0 | 0 | 0
00 Ret.ExistSCR & ACI & DSI & WetFGD | 0 | 0 | 0 | 0 | 0 | 0 | 0
00 Ret.ExistSCR & ACI & DSI & WetFGD & HRI | 0 | 0 | 0 | 0 | 0 | 0 | 0
00 Ret.ExistSCR & ACI & HRI | 350.8334 | 0 | 0 | 0 | 0 | 0 | 0
00 Ret.ExistSCR & ACI & WetFGD | 0 | 0 | 0 | 0 | 0 | 0 | 0
00 Ret.ExistSCR & ACI & WetFGD & HRI | 0 | 0 | 0 | 0 | 0 | 0 | 0
00 Ret.ExistSCR & DryFGD | 0 | 0 | 0 | 0 | 0 | 0 | 0
00 Ret.ExistSCR & DryFGD & ACI & CCS | 0 | 0 | 0 | 0 | 0 | 0 | 0
00 Ret.ExistSCR & DryFGD & ACI & HRI & CCS | 0 | 0 | 0 | 0 | 0 | 0 | 0
00 Ret.ExistSCR & DryFGD & CCS | 0 | 0 | 0 | 0 | 0 | 0 | 0
00 Ret.ExistSCR & DryFGD & HRI | 0 | 0 | 0 | 0 | 0 | 0 | 0
00 Ret.ExistSCR & DryFGD & HRI & CCS | 0 | 0 | 0 | 0 | 0 | 0 | 0
00 Ret.ExistSCR & DSI | 0 | 0 | 0 | 0 | 0 | 0 | 0
00 Ret.ExistSCR & DSI & DryFGD | 0 | 0 | 0 | 0 | 0 | 0 | 0
00 Ret.ExistSCR & DSI & DryFGD & HRI | 0 | 0 | 0 | 0 | 0 | 0 | 0
00 Ret.ExistSCR & DSI & HRI | 0 | 0 | 0 | 0 | 0 | 0 | 0
00 Ret.ExistSCR & DSI & WetFGD | 0 | 0 | 0 | 0 | 0 | 0 | 0
00 Ret.ExistSCR & DSI & WetFGD & HRI | 0 | 0 | 0 | 0 | 0 | 0 | 0
00 Ret.ExistSCR & HRI | 1941 | 0 | 0 | 0 | 0 | 0 | 0
00 Ret.ExistSCR & WetFGD | 0 | 0 | 0 | 0 | 0 | 0 | 0
00 Ret.ExistSCR & WetFGD & ACI & CCS | 0 | 0 | 0 | 0 | 0 | 0 | 0
00 Ret.ExistSCR & WetFGD & ACI & HRI & CCS | 0 | 0 | 0 | 0 | 0 | 0 | 0
00 Ret.ExistSCR & WetFGD & CCS | 0 | 0 | 0 | 0 | 0 | 0 | 0
00 Ret.ExistSCR & WetFGD & HRI | 1915.3412 | 0 | 0 | 0 | 0 | 0 | 0
00 Ret.ExistSCR & WetFGD & HRI & CCS | 0 | 0 | 0 | 0 | 0 | 0 | 0
00 Ret.ExistSCR_ACI & DryFGD | 0 | 0 | 0 | 0 | 0 | 0 | 0
00 Ret.ExistSCR_ACI & DryFGD & CCS | 0 | 0 | 0 | 0 | 0 | 0 | 0
00 Ret.ExistSCR_ACI & DryFGD & HRI | 811.3643 | 0 | 0 | 0 | 0 | 0 | 0
00 Ret.ExistSCR_ACI & DryFGD & HRI & CCS | 0 | 0 | 0 | 0 | 0 | 0 | 0
00 Ret.ExistSCR_ACI & DSI | 0 | 0 | 0 | 0 | 0 | 0 | 0
00 Ret.ExistSCR_ACI & DSI & HRI | 2.9832 | 0 | 0 | 0 | 0 | 0 | 0
00 Ret.ExistSCR_ACI & HRI | 825.5043 | 0 | 0 | 0 | 0 | 0 | 0
00 Ret.ExistSCR_ACI & WetFGD | 0 | 0 | 0 | 0 | 0 | 0 | 0
00 Ret.ExistSCR_ACI & WetFGD & CCS | 0 | 0 | 0 | 0 | 0 | 0 | 0
00 Ret.ExistSCR_ACI & WetFGD & HRI | 0 | 0 | 0 | 0 | 0 | 0 | 0
00 Ret.ExistSCR_ACI & WetFGD & HRI & CCS | 0 | 0 | 0 | 0 | 0 | 0 | 0
00 Ret.ExistSCR_ACI_DSI & DryFGD | 0 | 0 | 0 | 0 | 0 | 0 | 0
00 Ret.ExistSCR_ACI_DSI & DryFGD & CCS | 0 | 0 | 0 | 0 | 0 | 0 | 0
00 Ret.ExistSCR_ACI_DSI & DryFGD & HRI | 0 | 0 | 0 | 0 | 0 | 0 | 0
00 Ret.ExistSCR_ACI_DSI & DryFGD & HRI & CCS | 0 | 0 | 0 | 0 | 0 | 0 | 0
00 Ret.ExistSCR_ACI_DSI & HRI | 1158 | 0 | 0 | 0 | 0 | 0 | 0
00 Ret.ExistSCR_ACI_DSI & WetFGD | 0 | 0 | 0 | 0 | 0 | 0 | 0
00 Ret.ExistSCR_ACI_DSI & WetFGD & CCS | 0 | 0 | 0 | 0 | 0 | 0 | 0
00 Ret.ExistSCR_ACI_DSI & WetFGD & HRI | 0 | 0 | 0 | 0 | 0 | 0 | 0
00 Ret.ExistSCR_ACI_DSI & WetFGD & HRI & CCS | 0 | 0 | 0 | 0 | 0 | 0 | 0
00 Ret.ExistSCR_DryFGD & ACI | 2369.8859 | 0 | 0 | 0 | 0 | 0 | 0
00 Ret.ExistSCR_DryFGD & HRI | 515 | 0 | 0 | 0 | 0 | 0 | 0
00 Ret.ExistSCR_DryFGD & HRI & CCS | 0 | 0 | 0 | 0 | 0 | 0 | 0
00 Ret.ExistSCR_DryFGD_ACI & CCS | 0 | 0 | 0 | 0 | 0 | 0 | 0
00 Ret.ExistSCR_DryFGD_ACI & HRI | 3812.8637 | 3087.2743 | 0 | 0 | 0 | 0 | 415
00 Ret.ExistSCR_DryFGD_ACI & HRI & CCS | 0 | 0 | 0 | 0 | 0 | 0 | 0
00 Ret.ExistSCR_DSI & ACI | 0 | 0 | 0 | 0 | 0 | 0 | 0
00 Ret.ExistSCR_DSI & ACI & HRI | 0 | 0 | 0 | 0 | 0 | 0 | 0
00 Ret.ExistSCR_DSI & DryFGD | 0 | 0 | 0 | 0 | 0 | 0 | 0
00 Ret.ExistSCR_DSI & DryFGD & ACI | 0 | 0 | 0 | 0 | 0 | 0 | 0
00 Ret.ExistSCR_DSI & DryFGD & ACI & HRI | 0 | 0 | 0 | 0 | 0 | 0 | 0
00 Ret.ExistSCR_DSI & DryFGD & HRI | 0 | 0 | 0 | 0 | 0 | 0 | 0
00 Ret.ExistSCR_DSI & HRI | 0 | 0 | 0 | 0 | 0 | 0 | 0
00 Ret.ExistSCR_DSI & WetFGD | 0 | 0 | 0 | 0 | 0 | 0 | 0
00 Ret.ExistSCR_DSI & WetFGD & ACI | 0 | 0 | 0 | 0 | 0 | 0 | 0
00 Ret.ExistSCR_DSI & WetFGD & ACI & HRI | 0 | 0 | 0 | 0 | 0 | 0 | 0
00 Ret.ExistSCR_DSI & WetFGD & HRI | 0 | 0 | 0 | 0 | 0 | 0 | 0
00 Ret.ExistSCR_WetFGD & ACI | 5312.655 | 0 | 0 | 0 | 0 | 0 | 0
00 Ret.ExistSCR_WetFGD & HRI | 52662.285 | 10361 | 74.4019 | 0 | 0 | 0 | 1375
00 Ret.ExistSCR_WetFGD & HRI & CCS | 0 | 0 | 0 | 0 | 0 | 0 | 0
00 Ret.ExistSCR_WetFGD_ACI & CCS | 0 | 0 | 0 | 0 | 0 | 0 | 0
00 Ret.ExistSCR_WetFGD_ACI & HRI | 11043.8297 | 2247 | 0 | 0 | 0 | 0 | 0
00 Ret.ExistSCR_WetFGD_ACI & HRI & CCS | 0 | 0 | 0 | 0 | 0 | 0 | 0
00 Ret.ExistSNCR & ACI | 41.4472 | 0 | 0 | 0 | 0 | 0 | 0
00 Ret.ExistSNCR & ACI & DryFGD | 0 | 0 | 0 | 0 | 0 | 0 | 0
00 Ret.ExistSNCR & ACI & DryFGD & HRI | 0 | 0 | 0 | 0 | 0 | 0 | 0
00 Ret.ExistSNCR & ACI & DSI | 0 | 0 | 0 | 0 | 0 | 0 | 0
00 Ret.ExistSNCR & ACI & DSI & DryFGD | 0 | 0 | 0 | 0 | 0 | 0 | 0
00 Ret.ExistSNCR & ACI & DSI & DryFGD & HRI | 0 | 0 | 0 | 0 | 0 | 0 | 0
00 Ret.ExistSNCR & ACI & DSI & HRI | 0 | 0 | 0 | 0 | 0 | 0 | 0
00 Ret.ExistSNCR & ACI & DSI & WetFGD | 0 | 0 | 0 | 0 | 0 | 0 | 0
00 Ret.ExistSNCR & ACI & DSI & WetFGD & HRI | 0 | 0 | 0 | 0 | 0 | 0 | 0
00 Ret.ExistSNCR & ACI & HRI | 41.4472 | 0 | 0 | 0 | 0 | 0 | 0
00 Ret.ExistSNCR & ACI & WetFGD | 0 | 0 | 0 | 0 | 0 | 0 | 0
00 Ret.ExistSNCR & ACI & WetFGD & HRI | 0 | 0 | 0 | 0 | 0 | 0 | 0
00 Ret.ExistSNCR & DryFGD | 0 | 0 | 0 | 0 | 0 | 0 | 0
00 Ret.ExistSNCR & DryFGD & CCS | 0 | 0 | 0 | 0 | 0 | 0 | 0
00 Ret.ExistSNCR & DryFGD & HRI | 98.1314 | 0 | 0 | 0 | 0 | 0 | 0
00 Ret.ExistSNCR & DryFGD & HRI & CCS | 0 | 0 | 0 | 0 | 0 | 0 | 0
00 Ret.ExistSNCR & DSI | 0 | 0 | 0 | 0 | 0 | 0 | 0
00 Ret.ExistSNCR & DSI & DryFGD | 0 | 0 | 0 | 0 | 0 | 0 | 0
00 Ret.ExistSNCR & DSI & DryFGD & HRI | 0 | 0 | 0 | 0 | 0 | 0 | 0
00 Ret.ExistSNCR & DSI & HRI | 0 | 0 | 0 | 0 | 0 | 0 | 0
00 Ret.ExistSNCR & DSI & WetFGD | 0 | 0 | 0 | 0 | 0 | 0 | 0
00 Ret.ExistSNCR & DSI & WetFGD & HRI | 0 | 0 | 0 | 0 | 0 | 0 | 0
00 Ret.ExistSNCR & HRI | 234.5003 | 0 | 0 | 0 | 0 | 0 | 0
00 Ret.ExistSNCR & WetFGD | 0 | 0 | 0 | 0 | 0 | 0 | 0
00 Ret.ExistSNCR & WetFGD & ACI & CCS | 0 | 0 | 0 | 0 | 0 | 0 | 0
00 Ret.ExistSNCR & WetFGD & ACI & HRI & CCS | 0 | 0 | 0 | 0 | 0 | 0 | 0
00 Ret.ExistSNCR & WetFGD & CCS | 0 | 0 | 0 | 0 | 0 | 0 | 0
00 Ret.ExistSNCR & WetFGD & HRI | 0 | 0 | 0 | 0 | 0 | 0 | 0
00 Ret.ExistSNCR & WetFGD & HRI & CCS | 0 | 0 | 0 | 0 | 0 | 0 | 0
00 Ret.ExistSNCR_ACI & DryFGD | 0 | 0 | 0 | 0 | 0 | 0 | 0
00 Ret.ExistSNCR_ACI & DryFGD & CCS | 0 | 0 | 0 | 0 | 0 | 0 | 0
00 Ret.ExistSNCR_ACI & DryFGD & HRI | 287.8218 | 0 | 0 | 0 | 0 | 0 | 0
00 Ret.ExistSNCR_ACI & DryFGD & HRI & CCS | 0 | 0 | 0 | 0 | 0 | 0 | 0
00 Ret.ExistSNCR_ACI & DSI | 0 | 0 | 0 | 0 | 0 | 0 | 0
00 Ret.ExistSNCR_ACI & DSI & HRI | 0 | 0 | 0 | 0 | 0 | 0 | 0
00 Ret.ExistSNCR_ACI & HRI | 292.0926 | 0 | 0 | 0 | 0 | 0 | 0
00 Ret.ExistSNCR_ACI & WetFGD | 0 | 0 | 0 | 0 | 0 | 0 | 0
00 Ret.ExistSNCR_ACI & WetFGD & CCS | 0 | 0 | 0 | 0 | 0 | 0 | 0
00 Ret.ExistSNCR_ACI & WetFGD & HRI | 0 | 0 | 0 | 0 | 0 | 0 | 0
00 Ret.ExistSNCR_ACI & WetFGD & HRI & CCS | 0 | 0 | 0 | 0 | 0 | 0 | 0
00 Ret.ExistSNCR_ACI_DSI & DryFGD | 0 | 0 | 0 | 0 | 0 | 0 | 0
00 Ret.ExistSNCR_ACI_DSI & DryFGD & HRI | 0 | 0 | 0 | 0 | 0 | 0 | 0
00 Ret.ExistSNCR_ACI_DSI & HRI | 0 | 0 | 0 | 0 | 0 | 0 | 0
00 Ret.ExistSNCR_ACI_DSI & WetFGD | 0 | 0 | 0 | 0 | 0 | 0 | 0
00 Ret.ExistSNCR_ACI_DSI & WetFGD & HRI | 0 | 0 | 0 | 0 | 0 | 0 | 0
00 Ret.ExistSNCR_DryFGD & ACI | 644.6734 | 0 | 0 | 0 | 0 | 0 | 0
00 Ret.ExistSNCR_DryFGD & HRI | 0 | 0 | 0 | 0 | 0 | 0 | 0
00 Ret.ExistSNCR_DryFGD & HRI & CCS | 0 | 0 | 0 | 0 | 0 | 0 | 0
00 Ret.ExistSNCR_DryFGD_ACI & CCS | 0 | 0 | 0 | 0 | 0 | 0 | 0
00 Ret.ExistSNCR_DryFGD_ACI & HRI | 325 | 0 | 0 | 0 | 0 | 0 | 0
00 Ret.ExistSNCR_WetFGD & ACI | 4109.288 | 0 | 0 | 0 | 0 | 0 | 0
00 Ret.ExistSNCR_WetFGD & HRI | 3073 | 0 | 0 | 0 | 0 | 0 | 0
00 Ret.ExistSNCR_WetFGD & HRI & CCS | 0 | 0 | 0 | 0 | 0 | 0 | 0
00 Ret.ExistSNCR_WetFGD_ACI & CCS | 0 | 0 | 0 | 0 | 0 | 0 | 0
00 Ret.ExistSNCR_WetFGD_ACI & HRI | 0 | 0 | 0 | 0 | 0 | 0 | 351.3346
00 Ret.ExistSNCR_WetFGD_ACI & HRI & CCS | 0 | 0 | 0 | 0 | 0 | 0 | 0
00 Ret.ExistWetFGD & ACI | 19322.0184 | 0 | 0 | 0 | 0 | 0 | 0
00 Ret.ExistWetFGD & ACI & CCS | 0 | 0 | 0 | 0 | 0 | 0 | 0
00 Ret.ExistWetFGD & ACI & HRI | 7313.336 | 6897.3008 | 0 | 0 | 0 | 0 | 126.1577
00 Ret.ExistWetFGD & ACI & HRI & CCS | 0 | 0 | 0 | 0 | 0 | 0 | 0
00 Ret.ExistWetFGD & ACI & SCR | 394.7532 | 2092.922 | 0 | 0 | 0 | 0 | 0
00 Ret.ExistWetFGD & ACI & SCR & CCS | 0 | 0 | 0 | 0 | 0 | 0 | 0
00 Ret.ExistWetFGD & ACI & SCR & HRI | 394.7532 | 1725.4695 | 0 | 0 | 0 | 0 | 367.4525
00 Ret.ExistWetFGD & ACI & SCR & HRI & CCS | 0 | 0 | 0 | 0 | 0 | 0 | 0
00 Ret.ExistWetFGD & ACI & SNCR | 0 | 0 | 0 | 0 | 0 | 0 | 0
00 Ret.ExistWetFGD & ACI & SNCR & HRI | 0 | 0 | 0 | 0 | 0 | 0 | 0
00 Ret.ExistWetFGD & CCS | 0 | 0 | 0 | 0 | 0 | 0 | 0
00 Ret.ExistWetFGD & HRI | 5425.0446 | 2203.505 | 42.2042 | 0 | 0 | 0 | 0
00 Ret.ExistWetFGD & HRI & CCS | 0 | 0 | 0 | 0 | 0 | 0 | 0
00 Ret.ExistWetFGD & SCR | 755.8439 | 17.4325 | 0 | 0 | 0 | 0 | 0
00 Ret.ExistWetFGD & SCR & CCS | 0 | 0 | 0 | 0 | 0 | 0 | 0
00 Ret.ExistWetFGD & SCR & HRI | 3656.5967 | 818.075 | 17.4325 | 0 | 0 | 0 | 0
00 Ret.ExistWetFGD & SCR & HRI & CCS | 0 | 0 | 0 | 0 | 0 | 0 | 0
00 Ret.ExistWetFGD & SNCR | 0 | 0 | 0 | 0 | 0 | 0 | 0
00 Ret.ExistWetFGD & SNCR & HRI | 0 | 0 | 0 | 0 | 0 | 0 | 0
00 Ret.ExistWetFGD_ACI & CCS | 0 | 0 | 0 | 0 | 0 | 0 | 0
00 Ret.ExistWetFGD_ACI & HRI | 558 | 4519 | 0 | 0 | 0 | 0 | 0
00 Ret.ExistWetFGD_ACI & HRI & CCS | 0 | 0 | 0 | 0 | 0 | 0 | 0
00 Ret.ExistWetFGD_ACI & SCR | 0 | 0 | 0 | 0 | 0 | 0 | 0
00 Ret.ExistWetFGD_ACI & SCR & CCS | 0 | 0 | 0 | 0 | 0 | 0 | 0
00 Ret.ExistWetFGD_ACI & SCR & HRI | 502.0934 | 240.4041 | 0 | 0 | 0 | 0 | 0
00 Ret.ExistWetFGD_ACI & SCR & HRI & CCS | 0 | 0 | 0 | 0 | 0 | 0 | 0
00 Ret.ExistWetFGD_ACI & SNCR | 0 | 0 | 0 | 0 | 0 | 0 | 0
00 Ret.ExistWetFGD_ACI & SNCR & HRI | 0 | 0 | 0 | 0 | 0 | 0 | 0
00 Ret.ExistWetFGD_SCR & ACI & CCS | 0 | 0 | 0 | 0 | 0 | 0 | 0
00 Ret.ExistWetFGD_SCR & ACI & HRI | 3928.3122 | 0 | 0 | 0 | 0 | 0 | 0
00 Ret.ExistWetFGD_SCR & ACI & HRI & CCS | 0 | 0 | 0 | 0 | 0 | 0 | 0
00 Ret.ExistWetFGD_SCR & CCS | 0 | 0 | 0 | 0 | 0 | 0 | 0
00 Ret.ExistWetFGD_SNCR & ACI & CCS | 0 | 0 | 0 | 0 | 0 | 0 | 0
00 Ret.ExistWetFGD_SNCR & ACI & HRI | 2644.4387 | 291.7855 | 0 | 0 | 0 | 0 | 97.0618
00 Ret.ExistWetFGD_SNCR & ACI & HRI & CCS | 0 | 0 | 0 | 0 | 0 | 0 | 0
00 Ret.ExistWetFGD_SNCR & CCS | 0 | 0 | 0 | 0 | 0 | 0 | 0
00 Ret.FB & ACI | 1104.3498 | 0 | 0 | 0 | 0 | 0 | 0
00 Ret.FB & ACI & HRI | 0 | 304.8186 | 0 | 0 | 0 | 0 | 0
00 Ret.FB & HRI | 476 | 0 | 0 | 0 | 0 | 0 | 0
00 Ret.FB DryFGD | 79.0875 | 0 | 0 | 0 | 0 | 0 | 0
00 Ret.FB DryFGD & ACI | 0 | 0 | 0 | 0 | 0 | 0 | 0
00 Ret.FB DryFGD & ACI & HRI | 0 | 0 | 0 | 0 | 0 | 0 | 0
00 Ret.FB DryFGD & HRI | 242.932 | 0 | 0 | 0 | 0 | 0 | 0
00 Ret.FB DryFGD & SNCR | 79.048 | 0 | 0 | 0 | 0 | 0 | 0
00 Ret.FB DryFGD & SNCR & HRI | 0 | 0 | 0 | 0 | 0 | 0 | 0
00 Ret.FB SNCR & DryFGD & ACI | 0 | 0 | 0 | 0 | 0 | 0 | 0
00 Ret.FB SNCR & DryFGD & ACI & HRI | 0 | 0 | 0 | 0 | 0 | 0 | 0
00 Ret.FB-ACI & SNCR | 0 | 0 | 0 | 0 | 0 | 0 | 0
00 Ret.FB-ACI & SNCR & CCS | 0 | 0 | 0 | 0 | 0 | 0 | 0
00 Ret.FB-ACI & SNCR & HRI | 0 | 0 | 0 | 0 | 0 | 0 | 0
00 Ret.FB-ACI & SNCR & HRI & CCS | 0 | 0 | 0 | 0 | 0 | 0 | 0
00 Ret.FB-Exist ACI & DryFGD | 0 | 0 | 0 | 0 | 0 | 0 | 0
00 Ret.FB-Exist ACI & DryFGD & HRI | 0 | 0 | 0 | 0 | 0 | 0 | 0
00 Ret.FB-Exist ACI & DryFGD & SNCR | 0 | 0 | 0 | 0 | 0 | 0 | 0
00 Ret.FB-Exist ACI & DryFGD & SNCR & HRI | 0 | 0 | 0 | 0 | 0 | 0 | 0
00 Ret.FB-Exist ACI & SNCR | 0 | 0 | 0 | 0 | 0 | 0 | 0
00 Ret.FB-Exist ACI & SNCR & HRI | 0 | 0 | 0 | 0 | 0 | 0 | 0
00 Ret.FB-ExistACI & HRI | 0 | 0 | 0 | 0 | 0 | 0 | 0
00 Ret.FB-ExistDryFGD & ACI | 0 | 0 | 0 | 0 | 0 | 0 | 0
00 Ret.FB-ExistDryFGD & ACI & HRI | 0 | 0 | 0 | 0 | 0 | 0 | 0
00 Ret.FB-ExistDryFGD & ACI & SNCR | 0 | 0 | 0 | 0 | 0 | 0 | 0
00 Ret.FB-ExistDryFGD & ACI & SNCR & HRI | 0 | 0 | 0 | 0 | 0 | 0 | 0
00 Ret.FB-ExistDryFGD & CCS | 0 | 0 | 0 | 0 | 0 | 0 | 0
00 Ret.FB-ExistDryFGD & HRI | 43 | 0 | 0 | 0 | 0 | 0 | 0
00 Ret.FB-ExistDryFGD & SNCR | 0 | 0 | 0 | 0 | 0 | 0 | 0
00 Ret.FB-ExistDryFGD & SNCR & HRI | 0 | 0 | 0 | 0 | 0 | 0 | 0
00 Ret.FB-ExistDryFGD_ACI & CCS | 0 | 0 | 0 | 0 | 0 | 0 | 0
00 Ret.FB-ExistDryFGD_SNCR & ACI | 0 | 0 | 0 | 0 | 0 | 0 | 0
00 Ret.FB-ExistDryFGD_SNCR & ACI & HRI | 0 | 0 | 0 | 0 | 0 | 0 | 0
00 Ret.FB-ExistDryFGD_SNCR & CCS | 0 | 0 | 0 | 0 | 0 | 0 | 0
00 Ret.FB-ExistDryFGD_SNCR & HRI | 844 | 524 | 0 | 0 | 0 | 0 | 0
00 Ret.FB-ExistDryFGD_SNCR & HRI & CCS | 0 | 0 | 0 | 0 | 0 | 0 | 0
00 Ret.FB-ExistDryFGD_SNCR_ACI & HRI | 0 | 570 | 0 | 0 | 0 | 0 | 0
00 Ret.FB-ExistWetFGD_SNCR_ACI & HRI | 0 | 0 | 0 | 0 | 0 | 0 | 0
00 Ret.FB-ExistSNCR & ACI | 59.9671 | 0 | 0 | 0 | 0 | 0 | 0
00 Ret.FB-ExistSNCR & ACI & HRI | 0 | 59.9671 | 0 | 0 | 0 | 0 | 0
00 Ret.FB-ExistSNCR & DryFGD | 0 | 0 | 0 | 0 | 0 | 0 | 0
00 Ret.FB-ExistSNCR & DryFGD & ACI | 0 | 0 | 0 | 0 | 0 | 0 | 0
00 Ret.FB-ExistSNCR & DryFGD & ACI & HRI | 0 | 0 | 0 | 0 | 0 | 0 | 0
00 Ret.FB-ExistSNCR & DryFGD & HRI | 197.0088 | 0 | 0 | 0 | 0 | 0 | 0
00 Ret.FB-ExistSNCR & HRI | 320 | 0 | 0 | 0 | 0 | 0 | 0
00 Ret.FB-SNCR | 0 | 0 | 0 | 0 | 0 | 0 | 0
00 Ret.FB-SNCR & HRI | 0 | 0 | 0 | 0 | 0 | 0 | 0
00 Ret.HRI | 652.2018 | 105 | 0 | 0 | 0 | 0 | 0
00 Ret.Oil/Gas Steam SCR | 1.657 | 0 | 0 | 0 | 0 | 0 | 0
00 Ret.SCR | 0 | 0 | 0 | 0 | 0 | 0 | 0
00 Ret.SCR & DryFGD | 0 | 0 | 0 | 0 | 0 | 0 | 0
00 Ret.SCR & DryFGD & ACI | 0 | 0 | 0 | 0 | 0 | 0 | 0
00 Ret.SCR & DryFGD & CCS | 0 | 0 | 0 | 0 | 0 | 0 | 0
00 Ret.SCR & DryFGD & HRI | 0 | 0 | 0 | 0 | 0 | 0 | 0
00 Ret.SCR & DryFGD & HRI & CCS | 0 | 0 | 0 | 0 | 0 | 0 | 0
00 Ret.SCR & DSI | 0 | 0 | 0 | 0 | 0 | 0 | 0
00 Ret.SCR & DSI & DryFGD | 0 | 0 | 0 | 0 | 0 | 0 | 0
00 Ret.SCR & DSI & DryFGD & HRI | 0 | 0 | 0 | 0 | 0 | 0 | 0
00 Ret.SCR & DSI & HRI | 0 | 0 | 0 | 0 | 0 | 0 | 0
00 Ret.SCR & DSI & WetFGD | 0 | 0 | 0 | 0 | 0 | 0 | 0
00 Ret.SCR & DSI & WetFGD & HRI | 0 | 0 | 0 | 0 | 0 | 0 | 0
00 Ret.SCR & HRI | 0 | 0 | 0 | 0 | 0 | 0 | 0
00 Ret.SCR & WetFGD | 0 | 0 | 0 | 0 | 0 | 0 | 0
00 Ret.SCR & WetFGD & ACI | 0 | 0 | 0 | 0 | 0 | 0 | 0
00 Ret.SCR & WetFGD & CCS | 0 | 0 | 0 | 0 | 0 | 0 | 0
00 Ret.SCR & WetFGD & HRI | 0 | 0 | 0 | 0 | 0 | 0 | 0
00 Ret.SCR & WetFGD & HRI & CCS | 0 | 0 | 0 | 0 | 0 | 0 | 0
00 Ret.SNCR | 0 | 5.7238 | 0 | 0 | 0 | 0 | 0
00 Ret.SNCR & DryFGD | 0 | 0 | 0 | 0 | 0 | 0 | 0
00 Ret.SNCR & DryFGD & ACI | 0 | 0 | 0 | 0 | 0 | 0 | 0
00 Ret.SNCR & DryFGD & ACI & HRI | 0 | 0 | 0 | 0 | 0 | 0 | 0
00 Ret.SNCR & DryFGD & HRI | 0 | 0 | 0 | 0 | 0 | 0 | 0
00 Ret.SNCR & DSI | 0 | 0 | 0 | 0 | 0 | 0 | 0
00 Ret.SNCR & DSI & HRI | 0 | 0 | 0 | 0 | 0 | 0 | 0
00 Ret.SNCR & HRI | 0 | 0 | 0 | 0 | 0 | 0 | 0
00 Ret.SNCR & WetFGD | 0 | 0 | 0 | 0 | 0 | 0 | 0
00 Ret.SNCR & WetFGD & ACI | 0 | 0 | 0 | 0 | 0 | 0 | 0
00 Ret.SNCR & WetFGD & ACI & HRI | 0 | 0 | 0 | 0 | 0 | 0 | 0
00 Ret.SNCR & WetFGD & HRI | 0 | 0 | 0 | 0 | 0 | 0 | 0
00 Ret.WetFGD | 0 | 0 | 0 | 0 | 0 | 0 | 0
00 Ret.WetFGD & ACI & CCS | 0 | 0 | 0 | 0 | 0 | 0 | 0
00 Ret.WetFGD & ACI & HRI & CCS | 0 | 0 | 0 | 0 | 0 | 0 | 0
00 Ret.WetFGD & CCS | 0 | 0 | 0 | 0 | 0 | 0 | 0
00 Ret.WetFGD & HRI | 95.0128 | 78.7067 | 0 | 0 | 0 | 0 | 0
00 Ret.WetFGD & HRI & CCS | 0 | 0 | 0 | 0 | 0 | 0 | 0
00 CC Retirement | 1663.9678 | 0 | 0 | 0 | 0 | 0 | 124.7885
00 CT Retirement | 489.1268 | 0 | 0 | 0 | 0 | 0 | 0
00 O/G Retirement | 4973.6923 | 3034.0576 | 2258 | 12.4572 | 0 | 0 | 0
00 Coal Retirement | 64870.488 | 6184.8136 | 6684.9487 | 1310 | 3079.9707 | 910.8535 | 53.6805
00 IGCC Retirement | 45 | 0 | 0 | 0 | 0 | 0 | 0
00 Nuke Retirement | 617.3 | 0 | 613 | 0 | 2667.9 | 40993.5 | 51576.101
00 Non-Fossil Retirement | 0 | 0 | 0 | 0 | 0 | 0 | 0
Total | 588364.926 | 148323.8818 | 49631.8599 | 107527.0493 | 137244.4609 | 416714.8869 | 475505.8073
(**) Ind. Boiler capacity in MMBtu/hr, not included in the total
12. Generation by Capacity Reporting Type [GWh]
00 New Combined Cycle | 22427.924 | 117981.5019 | 73046.5727 | 255998.171 | 567959.0691 | 1412406.0008 | 2146400.2971
00 New Combined Cycle - Uncontrolled | 0 | 0 | 0 | 0 | 0 | 0 | 0
00 New Combined Cycle with Carbon Capture | 0 | 0 | 0 | 0 | 0 | 0 | 0
00 New Combustion Turbine | 747.5792 | 637.6232 | 5329.6975 | 10881.0748 | 13248.5361 | 13592.9663 | 16221.1425
00 New Hydro | 0 | 0 | 0 | 0 | 0 | 0 | 0
00 New Nuclear | 0 | 0 | 0 | 0 | 0 | 0 | 47304
00 New Biomass | 1777.6506 | 3802.5317 | 7160.7988 | 8863.3312 | 10159.7056 | 10369.2851 | 12098.7859
00 New Geothermal | 0 | 8005.1181 | 11132.8586 | 18952.2098 | 20729.6822 | 21225.042 | 22327.6097
00 New Landfill Gas | 888.2114 | 888.2114 | 888.2114 | 888.2114 | 888.2114 | 888.2114 | 888.2114
00 New Offshore Wind | 0 | 0 | 0 | 0 | 0 | 0 | 0
00 New Onshore Wind | 22435.8393 | 41966.2089 | 45619.7089 | 69732.2659 | 80826.5269 | 97970.0454 | 155329.3215
00 New Solar PV | 781.3138 | 1777.3574 | 2723.0598 | 4247.4235 | 4349.0932 | 7123.6295 | 29003.8644
00 New Solar Thermal | 43.569 | 541.9186 | 593.103 | 609.6218 | 670.9222 | 670.9222 | 670.9222
00 New Fuel Cell | 0 | 0 | 0 | 0 | 0 | 0 | 0
00 New IGCC | 0 | 0 | 0 | 0 | 0 | 0 | 0
00 New Advanced Coal with CCS | 0 | 0 | 2457.18 | 2457.18 | 2457.18 | 2457.18 | 2457.18
00 New SPC - Uncontrolled | 0 | 0 | 0 | 0 | 0 | 0 | 0
00 New SPC-WetFGD_SCR | 280.7142 | 280.7142 | 280.7142 | 280.7142 | 280.7142 | 280.7142 | 290.394
00 New Future Technology | 0 | 0 | 0 | 0 | 0 | 0 | 0
00 Exist Combined Cycle | 1040362.8364 | 1005978.1678 | 1427378.082 | 1390617.8434 | 1316388.981 | 1190063.0491 | 1018172.5329
00 Exist Combustion Turbine | 22951.1976 | 16891.087 | 23476.6999 | 29304.2302 | 25117.0122 | 17477.963 | 10951.6943
00 Exist Coal Steam_Uncontrolled | 13158.4591 | 12784.6806 | 8399.9266 | 8644.4829 | 8310.9002 | 7332.6422 | 7366.6372
00 Exist Coal Steam_ACI | 3055.8507 | 32.3034 | 32.3034 | 32.3034 | 32.3034 | 32.3034 | 32.3034
00 Exist Coal Steam_ACI_DSI | 0 | 0 | 0 | 0 | 0 | 0 | 0
00 Exist Coal Steam_DryFGD | 15877.6933 | 7815.575 | 2556.9089 | 2997.9959 | 2903.6807 | 2848.2013 | 2571.077
00 Exist Coal Steam_DryFGD_ACI | 8484.4898 | 3679.8903 | 281.5352 | 307.0605 | 307.0605 | 307.0605 | 340.7796
00 Exist Coal Steam_DryFGD_SCR | 9170.1894 | 8025.7642 | 2685.8537 | 1918.0775 | 954.9108 | 954.9108 | 954.9108
00 Exist Coal Steam_DryFGD_SCR_ACI | 47774.2727 | 25088.0143 | 7556.453 | 7755.0019 | 7755.0019 | 7596.4919 | 7047.8687
00 Exist Coal Steam_DryFGD_SNCR | 1008.9303 | 1008.9303 | 611.4382 | 611.4382 | 611.4382 | 611.4382 | 611.4382
00 Exist Coal Steam_DryFGD_SNCR_ACI | 0 | 0 | 0 | 0 | 0 | 0 | 0
00 Exist Coal Steam_DSI | 0 | 0 | 0 | 0 | 0 | 0 | 0
00 Exist Coal Steam_SCR | 5115.0876 | 3263.5007 | 0 | 0 | 0 | 0 | 0
00 Exist Coal Steam_SCR_ACI | 5.7886 | 0 | 0 | 0 | 0 | 0 | 0
00 Exist Coal Steam_SCR_ACI_DSI | 0 | 0 | 0 | 0 | 0 | 0 | 0
00 Exist Coal Steam_SCR_DSI | 0 | 0 | 0 | 0 | 0 | 0 | 0
00 Exist Coal Steam_SNCR | 447.1821 | 447.1821 | 447.1821 | 456.1213 | 456.1213 | 456.1213 | 456.1213
00 Exist Coal Steam_SNCR_ACI | 0 | 0 | 0 | 0 | 0 | 0 | 0
00 Exist Coal Steam_SNCR_ACI_DSI | 0 | 0 | 0 | 0 | 0 | 0 | 0
00 Exist Coal Steam_WetFGD | 38545.0206 | 19814.7158 | 12545.7721 | 13739.0921 | 12557.555 | 11954.8788 | 12329.3578
00 Exist Coal Steam_WetFGD_ACI | 39708.6157 | 0 | 0 | 0 | 0 | 0 | 0
00 Exist Coal Steam_WetFGD_SCR | 213921.2215 | 136860.3122 | 97456.0958 | 86953.4922 | 77290.3455 | 72028.6768 | 83966.6322
00 Exist Coal Steam_WetFGD_SCR_ACI | 40056.8826 | 23182.569 | 19684.1878 | 19684.1878 | 18873.9331 | 17358.7234 | 20303.9492
00 Exist Coal Steam_WetFGD_SNCR | 5691.2779 | 5667.3427 | 431.7471 | 431.7471 | 431.7471 | 431.7471 | 431.7471
00 Exist Coal Steam_WetFGD_SNCR_ACI | 5541.2956 | 5541.2956 | 1758.3438 | 1758.3438 | 1758.3438 | 1758.3438 | 945.4925
00 Exist FBC_Uncontrolled | 544.7309 | 544.7309 | 544.7309 | 544.7309 | 544.7309 | 544.7309 | 544.7309
00 Exist FBC_ACI | 0 | 0 | 0 | 0 | 0 | 0 | 0
00 Exist FBC_DryFGD | 1339.0503 | 1339.0503 | 996.8511 | 722.0115 | 722.0115 | 722.0115 | 1134.7758
00 Exist FBC_DryFGD_SNCR | 8969.9714 | 3792.8598 | 1258.9315 | 1258.9315 | 994.0156 | 905.7904 | 2191.8388
00 Exist FBC_DryFGD_SNCR_ACI | 9230.2304 | 4941.9854 | 3416.4084 | 3023.289 | 1794.9725 | 744.8004 | 2074.8547
00 Exist FBC_SNCR | 1200.2469 | 1027.4607 | 300.2779 | 457.5411 | 66.3697 | 61.1614 | 61.1614
00 Exist FBC_SNCR_ACI | 70.6356 | 70.6356 | 70.6356 | 70.6356 | 70.6356 | 70.6356 | 70.6356
00 Exist FBC_WetFGD_SNCR_ACI | 668.5133 | 668.5133 | 0 | 0 | 0 | 0 | 668.5133
00 Exist IGCC | 12037.3453 | 12037.3453 | 11032.7222 | 10793.2161 | 10521.3579 | 10889.2801 | 10889.2801
00 Exist Fossil_Other | 2204.3309 | 2204.3309 | 2204.3309 | 2204.3309 | 2204.3309 | 2204.3309 | 2172.9823
00 Exist Fuel Cell | 38.5595 | 72.9793 | 16.106 | 82.7994 | 16.2372 | 14.1395 | 8.8033
00 Exist Hydro | 270077.2507 | 270077.2507 | 270077.2507 | 270077.2507 | 270077.2507 | 270077.2507 | 269857.2444
00 Exist Non Fossil_Other | 22963.9981 | 22963.9981 | 22963.9981 | 22963.9981 | 22963.9981 | 22963.9981 | 22963.9981
00 Exist Nuclear | 788058.3626 | 823422.7594 | 818638.1963 | 818638.1963 | 797305.4605 | 476860.3465 | 63256.1505
00 Exist Oil/Gas Steam | 48430.4373 | 46027.4873 | 45387.8671 | 29111.1203 | 15347.6819 | 1500.4851 | 1288.6594
00 Exist Oil/Gas Steam_SCR | 9136.9334 | 8761.736 | 6001.8398 | 3401.8754 | 2092.9384 | 562.0198 | 424.3894
00 Exist Oil/Gas Steam_SNCR | 126.4437 | 70.318 | 0 | 0 | 0 | 0 | 0
00 Exist Biomass | 20766.8092 | 19394.8949 | 19909.8922 | 22161.2645 | 22654.2415 | 22988.6433 | 23797.0808
00 Exist Landfill Gas | 10260.3243 | 10260.3243 | 10260.3243 | 10260.3243 | 10260.3243 | 10260.3243 | 10260.3243
00 Exist Geothermal | 17033.4882 | 17033.4882 | 17033.4882 | 17033.4882 | 17033.4882 | 17033.4882 | 17033.4882
00 Exist Pump Storage | 10971.8435 | 10451.4109 | 13545.5797 | 11811.3246 | 11727.6404 | 7407.4618 | 6572.4016
00 Exist Solar PV | 10353.7833 | 10353.7833 | 10353.7833 | 10353.7833 | 10353.7833 | 10353.7833 | 10353.7833
00 Exist Solar Thermal | 3269.464 | 3269.464 | 3269.464 | 3269.464 | 3269.464 | 3269.464 | 3269.464
00 Exist Wind | 157694.5394 | 157694.5394 | 157694.5394 | 157694.5394 | 157694.5394 | 157694.5394 | 157694.5394
00 International Imports | 944.328 | 833.952 | 613.2 | 63.072 | 1752 | 1752 | 1752
00 Ret.ACI | 2973.3877 | 1695.3325 | 424.9287 | 424.9287 | 424.9287 | 0 | 0
00 Ret.ACI & DryFGD | 0 | 0 | 0 | 0 | 0 | 0 | 0
00 Ret.ACI & DryFGD & HRI | 0.70983 | 0.70983 | 0.70983 | 0.70983 | 0.70983 | 0.70983 | 0.70983
00 Ret.ACI & DSI | 32284.4657 | 4387.3736 | 2309.1669 | 2990.364 | 480.1305 | 479.4278 | 479.6448
00 Ret.ACI & DSI & DryFGD | 0 | 0 | 0 | 0 | 0 | 0 | 0
00 Ret.ACI & DSI & DryFGD & HRI | 0 | 0 | 0 | 0 | 0 | 0 | 0
00 Ret.ACI & DSI & HRI | 75969.6782 | 96534.4418 | 78723.4875 | 82166.325 | 78745.3437 | 73630.4887 | 79745.9387
00 Ret.ACI & DSI & WetFGD & HRI | 0 | 0 | 0 | 0 | 0 | 0 | 0
00 Ret.ACI & HRI | 30426.4381 | 32131.8507 | 26339.8798 | 23698.8736 | 23822.922 | 26289.9538 | 26762.7073
00 Ret.ACI & SCR | 0 | 0 | 0 | 0 | 0 | 0 | 0
00 Ret.ACI & SCR & DryFGD & CCS | 0 | 0 | 0 | 0 | 0 | 0 | 0
00 Ret.ACI & SCR & DryFGD & HRI | 0 | 0 | 0 | 0 | 0 | 0 | 0
00 Ret.ACI & SCR & DryFGD & HRI & CCS | 0 | 0 | 0 | 0 | 0 | 0 | 0
00 Ret.ACI & SCR & DSI | 509.4219 | 390.8878 | 248.8094 | 341.4405 | 0 | 0 | 0
00 Ret.ACI & SCR & DSI & DryFGD | 0 | 0 | 0 | 0 | 0 | 0 | 0
00 Ret.ACI & SCR & DSI & DryFGD & HRI | 0 | 0 | 0 | 0 | 0 | 0 | 0
00 Ret.ACI & SCR & DSI & HRI | 643.0137 | 761.5478 | 694.9456 | 705.8763 | 719.3203 | 761.5478 | 761.5478
00 Ret.ACI & SCR & DSI & WetFGD | 0 | 0 | 0 | 0 | 0 | 0 | 0
00 Ret.ACI & SCR & DSI & WetFGD & HRI | 0 | 0 | 0 | 0 | 0 | 0 | 0
00 Ret.ACI & SCR & HRI | 0 | 0 | 0 | 0 | 0 | 0 | 0
00 Ret.ACI & SCR & WetFGD & CCS | 0 | 0 | 0 | 0 | 0 | 0 | 0
00 Ret.ACI & SCR & WetFGD & HRI | 0 | 0 | 0 | 0 | 0 | 0 | 0
00 Ret.ACI & SCR & WetFGD & HRI & CCS | 0 | 0 | 0 | 0 | 0 | 0 | 0
00 Ret.ACI & SNCR | 0 | 0 | 0 | 0 | 0 | 0 | 0
00 Ret.ACI & SNCR & DSI | 0 | 0 | 0 | 0 | 0 | 0 | 0
00 Ret.ACI & SNCR & DSI & DryFGD | 0 | 0 | 0 | 0 | 0 | 0 | 0
00 Ret.ACI & SNCR & DSI & DryFGD & HRI | 0 | 0 | 0 | 0 | 0 | 0 | 0
00 Ret.ACI & SNCR & DSI & HRI | 0 | 0 | 0 | 0 | 0 | 0 | 0
00 Ret.ACI & SNCR & DSI & WetFGD | 0 | 0 | 0 | 0 | 0 | 0 | 0
00 Ret.ACI & SNCR & DSI & WetFGD & HRI | 0 | 0 | 0 | 0 | 0 | 0 | 0
00 Ret.ACI & SNCR & HRI | 0 | 0 | 0 | 0 | 0 | 0 | 0
00 Ret.ACI & WetFGD | 0 | 0 | 0 | 0 | 0 | 0 | 0
00 Ret.ACI & WetFGD & DSI | 0 | 0 | 0 | 0 | 0 | 0 | 0
00 Ret.ACI & WetFGD & HRI | 2553.6767 | 2553.6767 | 2013.1288 | 2230.6366 | 2230.6366 | 1311.0056 | 1552.9732
00 Ret.C2G | 0 | 7.1747 | 4447.5023 | 4447.5023 | 4447.5023 | 4447.5023 | 1416.1633
00 Ret.C2G & SCR | 0 | 0 | 0 | 0 | 0 | 0 | 0
00 Ret.CCG | 0 | 0 | 0 | 0 | 0 | 0 | 0
00 Ret.DryFGD | 0 | 0 | 0 | 0 | 0 | 0 | 0
00 Ret.DryFGD & ACI & CCS | 0 | 0 | 0 | 0 | 0 | 0 | 0
00 Ret.DryFGD & ACI & HRI & CCS | 0 | 0 | 0 | 0 | 0 | 0 | 0
00 Ret.DryFGD & CCS | 0 | 0 | 0 | 0 | 0 | 0 | 0
00 Ret.DryFGD & HRI | 7.2987 | 7.2987 | 7.2987 | 7.2987 | 7.2987 | 6.3754 | 7.2987
00 Ret.DryFGD & HRI & CCS | 0 | 0 | 0 | 0 | 0 | 0 | 0
00 Ret.DSI | 1830.998 | 1830.998 | 0 | 0 | 0 | 0 | 0
00 Ret.DSI & DryFGD | 0 | 0 | 0 | 0 | 0 | 0 | 0
00 Ret.DSI & DryFGD & HRI | 0 | 0 | 0 | 0 | 0 | 0 | 0
00 Ret.DSI & HRI | 0 | 0 | 0 | 0 | 0 | 0 | 0
00 Ret.DSI & WetFGD | 0 | 0 | 0 | 0 | 0 | 0 | 0
00 Ret.DSI & WetFGD & HRI | 0 | 0 | 0 | 0 | 0 | 0 | 0
00 Ret.Exist FBC_DryFGD_SNCR_ACI & CCS | 0 | 0 | 0 | 0 | 0 | 0 | 0
00 Ret.ExistACI & DryFGD | 0 | 0 | 0 | 0 | 0 | 0 | 0
00 Ret.ExistACI & DryFGD & CCS | 0 | 0 | 0 | 0 | 0 | 0 | 0
00 Ret.ExistACI & DryFGD & HRI | 10418.2675 | 10418.2675 | 10418.2675 | 10418.2675 | 10418.2675 | 10418.2675 | 10418.2675
00 Ret.ExistACI & DryFGD & HRI & CCS | 0 | 0 | 0 | 0 | 0 | 0 | 0
00 Ret.ExistACI & DSI | 18169.3395 | 18123.7947 | 15831.1346 | 15831.1347 | 0 | 0 | 0
00 Ret.ExistACI & DSI & DryFGD | 0 | 0 | 0 | 0 | 0 | 0 | 0
00 Ret.ExistACI & DSI & DryFGD & HRI | 0 | 0 | 0 | 0 | 0 | 0 | 0
00 Ret.ExistACI & DSI & HRI | 2810.5294 | 2812.2882 | 2457.2829 | 2614.7741 | 2457.7629 | 2567.3742 | 2811.3759
00 Ret.ExistACI & DSI & WetFGD | 0 | 0 | 0 | 0 | 0 | 0 | 0
00 Ret.ExistACI & DSI & WetFGD & HRI | 0 | 0 | 0 | 0 | 0 | 0 | 0
00 Ret.ExistACI & HRI | 0 | 1146.501 | 1146.501 | 1146.501 | 1146.501 | 1146.501 | 1146.501
00 Ret.ExistACI & HRI & WetFGD | 0 | 0 | 0 | 0 | 0 | 0 | 0
00 Ret.ExistACI & SCR | 0 | 0 | 0 | 0 | 0 | 0 | 0
00 Ret.ExistACI & SCR & DryFGD | 0 | 0 | 0 | 0 | 0 | 0 | 0
00 Ret.ExistACI & SCR & DryFGD & CCS | 0 | 0 | 0 | 0 | 0 | 0 | 0
00 Ret.ExistACI & SCR & DryFGD & HRI | 0 | 0 | 0 | 0 | 0 | 0 | 0
00 Ret.ExistACI & SCR & DryFGD & HRI & CCS | 0 | 0 | 0 | 0 | 0 | 0 | 0
00 Ret.ExistACI & SCR & DSI | 0 | 0 | 0 | 0 | 0 | 0 | 0
00 Ret.ExistACI & SCR & DSI & DryFGD | 0 | 0 | 0 | 0 | 0 | 0 | 0
00 Ret.ExistACI & SCR & DSI & HRI | 1679.4351 | 1722.9616 | 1517.8128 | 1527.3576 | 1517.8128 | 1524.5516 | 1539.4067
00 Ret.ExistACI & SCR & DSI & DryFGD & HRI | 0 | 0 | 0 | 0 | 0 | 0 | 0
00 Ret.ExistACI & SCR & HRI | 0 | 0 | 0 | 0 | 0 | 0 | 0
00 Ret.ExistACI & SCR & WetFGD | 0 | 0 | 0 | 0 | 0 | 0 | 0
00 Ret.ExistACI & SCR & WetFGD & CCS | 0 | 0 | 0 | 0 | 0 | 0 | 0
00 Ret.ExistACI & SCR & WetFGD & HRI | 5955.6254 | 5955.6254 | 5955.6254 | 5955.6254 | 5962.5105 | 5962.5105 | 5962.5105
00 Ret.ExistACI & SCR & WetFGD & HRI & CCS | 0 | 0 | 0 | 0 | 0 | 0 | 0
00 Ret.ExistACI & SNCR | 0 | 0 | 0 | 0 | 0 | 0 | 0
00 Ret.ExistACI & SNCR & DryFGD | 0 | 0 | 0 | 0 | 0 | 0 | 0
00 Ret.ExistACI & SNCR & DryFGD & HRI | 0 | 0 | 0 | 0 | 0 | 0 | 0
00 Ret.ExistACI & SNCR & DSI | 0 | 0 | 0 | 0 | 0 | 0 | 0
00 Ret.ExistACI & SNCR & DSI & HRI | 0 | 0 | 0 | 0 | 0 | 0 | 0
00 Ret.ExistACI & SNCR & HRI | 0 | 0 | 0 | 0 | 0 | 0 | 0
00 Ret.ExistACI & SNCR & WetFGD | 0 | 0 | 0 | 0 | 0 | 0 | 0
00 Ret.ExistACI & SNCR & WetFGD & HRI | 0 | 0 | 0 | 0 | 0 | 0 | 0
00 Ret.ExistACI & WetFGD | 6.9245 | 6.9245 | 6.9245 | 6.9245 | 0 | 0 | 0
00 Ret.ExistACI & WetFGD & CCS | 0 | 0 | 0 | 0 | 0 | 0 | 0
00 Ret.ExistACI & WetFGD & HRI & CCS | 0 | 0 | 0 | 0 | 0 | 0 | 0
00 Ret.ExistACI_DSI & DryFGD | 0 | 0 | 0 | 0 | 0 | 0 | 0
00 Ret.ExistACI_DSI & DryFGD & HRI | 0 | 0 | 0 | 0 | 0 | 0 | 0
00 Ret.ExistACI_DSI & HRI | 0 | 0 | 0 | 0 | 0 | 0 | 0
00 Ret.ExistACI_DSI & SCR | 0 | 0 | 0 | 0 | 0 | 0 | 0
00 Ret.ExistACI_DSI & SCR & DryFGD | 0 | 0 | 0 | 0 | 0 | 0 | 0
00 Ret.ExistACI_DSI & SCR & DryFGD & HRI | 0 | 0 | 0 | 0 | 0 | 0 | 0
00 Ret.ExistACI_DSI & SCR & HRI | 0 | 0 | 0 | 0 | 0 | 0 | 0
00 Ret.ExistACI_DSI & SCR & WetFGD | 0 | 0 | 0 | 0 | 0 | 0 | 0
00 Ret.ExistACI_DSI & SCR & WetFGD & HRI | 0 | 0 | 0 | 0 | 0 | 0 | 0
00 Ret.ExistACI_DSI & WetFGD | 0 | 0 | 0 | 0 | 0 | 0 | 0
00 Ret.ExistACI_DSI & WetFGD & HRI | 0 | 0 | 0 | 0 | 0 | 0 | 0
00 Ret.ExistDryFGD & ACI | 4673.0949 | 11.3953 | 0 | 3.5853 | 3.5853 | 3.5853 | 0
00 Ret.ExistDryFGD & ACI & CCS | 0 | 0 | 0 | 0 | 0 | 0 | 0
00 Ret.ExistDryFGD & ACI & HRI | 23652.2666 | 28313.9661 | 23186.4895 | 24258.1016 | 23765.6429 | 23322.589 | 24822.8293
00 Ret.ExistDryFGD & ACI & HRI & CCS | 0 | 0 | 0 | 0 | 0 | 0 | 0
00 Ret.ExistDryFGD & ACI & SCR | 0 | 0 | 0 | 0 | 0 | 0 | 0
00 Ret.ExistDryFGD & ACI & SCR & CCS | 0 | 0 | 0 | 0 | 0 | 0 | 0
00 Ret.ExistDryFGD & ACI & SCR & HRI | 0 | 0 | 0 | 0 | 0 | 0 | 0
00 Ret.ExistDryFGD & ACI & SCR & HRI & CCS | 0 | 0 | 0 | 0 | 0 | 0 | 0
00 Ret.ExistDryFGD & ACI & SNCR | 0 | 0 | 0 | 0 | 0 | 0 | 0
00 Ret.ExistDryFGD & ACI & SNCR & HRI | 0 | 0 | 0 | 0 | 0 | 0 | 0
00 Ret.ExistDryFGD & CCS | 0 | 0 | 0 | 0 | 0 | 0 | 0
00 Ret.ExistDryFGD & HRI | 10127.842 | 14217.4069 | 14217.4069 | 14217.4069 | 14145.1121 | 14038.8575 | 15990.1664
00 Ret.ExistDryFGD & HRI & CCS | 0 | 0 | 0 | 0 | 0 | 0 | 0
00 Ret.ExistDryFGD & SCR | 0 | 0 | 0 | 0 | 0 | 0 | 0
00 Ret.ExistDryFGD & SCR & CCS | 0 | 0 | 0 | 0 | 0 | 0 | 0
00 Ret.ExistDryFGD & SCR & HRI | 1877.705 | 1877.705 | 805.81 | 1194.9792 | 1194.9792 | 593.9613 | 833.6118
00 Ret.ExistDryFGD & SCR & HRI & CCS | 0 | 0 | 0 | 0 | 0 | 0 | 0
00 Ret.ExistDryFGD & SNCR | 742.2953 | 742.2953 | 0 | 0 | 0 | 0 | 0
00 Ret.ExistDryFGD & SNCR & HRI | 0 | 0 | 0 | 0 | 0 | 0 | 0
00 Ret.ExistDryFGD_ACI & CCS | 0 | 0 | 0 | 0 | 0 | 0 | 0
00 Ret.ExistDryFGD_ACI & HRI | 13569.5065 | 17367.3655 | 13416.0437 | 13579.4291 | 13434.066 | 13454.3784 | 15338.9312
00 Ret.ExistDryFGD_ACI & HRI & CCS | 0 | 0 | 0 | 0 | 0 | 0 | 0
00 Ret.ExistDryFGD_ACI & SCR | 0 | 0 | 0 | 0 | 0 | 0 | 0
00 Ret.ExistDryFGD_ACI & SCR & CCS | 0 | 0 | 0 | 0 | 0 | 0 | 0
00 Ret.ExistDryFGD_ACI & SCR & HRI | 5715.7677 | 6195.9831 | 5467.5934 | 5478.459 | 5460.9293 | 5522.0936 | 6142.6207
00 Ret.ExistDryFGD_ACI & SCR & HRI & CCS | 0 | 0 | 0 | 0 | 0 | 0 | 0
00 Ret.ExistDryFGD_SCR & ACI & CCS | 0 | 0 | 0 | 0 | 0 | 0 | 0
00 Ret.ExistDryFGD_SCR & ACI & HRI | 10167.184 | 14303.524 | 12940.2577 | 12885.0963 | 13096.6782 | 13295.49 | 17092.7427
00 Ret.ExistDryFGD_SCR & ACI & HRI & CCS | 0 | 0 | 0 | 0 | 0 | 0 | 0
00 Ret.ExistDryFGD_SCR & CCS | 0 | 0 | 0 | 0 | 0 | 0 | 0
00 Ret.ExistDryFGD_SNCR & ACI & CCS | 0 | 0 | 0 | 0 | 0 | 0 | 0
00 Ret.ExistDryFGD_SNCR & ACI & HRI | 4667.9976 | 4667.9976 | 4667.9976 | 4447.1655 | 4667.9976 | 4667.9976 | 4667.9976
00 Ret.ExistDryFGD_SNCR & ACI & HRI & CCS | 0 | 0 | 0 | 0 | 0 | 0 | 0
00 Ret.ExistDryFGD_SNCR & CCS | 0 | 0 | 0 | 0 | 0 | 0 | 0
00 Ret.ExistDSI & ACI | 0 | 0 | 0 | 0 | 0 | 0 | 0
00 Ret.ExistDSI & ACI & HRI | 0 | 0 | 0 | 0 | 0 | 0 | 0
00 Ret.ExistDSI & ACI & SCR | 0 | 0 | 0 | 0 | 0 | 0 | 0
00 Ret.ExistDSI & ACI & SCR & DryFGD & CCS | 0 | 0 | 0 | 0 | 0 | 0 | 0
00 Ret.ExistDSI & ACI & SCR & DryFGD & HRI | 0 | 0 | 0 | 0 | 0 | 0 | 0
00 Ret.ExistDSI & ACI & SCR & DryFGD & HRI & CCS | 0 | 0 | 0 | 0 | 0 | 0 | 0
00 Ret.ExistDSI & ACI & SCR & HRI | 0 | 0 | 0 | 0 | 0 | 0 | 0
00 Ret.ExistDSI & DryFGD | 0 | 0 | 0 | 0 | 0 | 0 | 0
00 Ret.ExistDSI & DryFGD & ACI | 0 | 0 | 0 | 0 | 0 | 0 | 0
00 Ret.ExistDSI & DryFGD & ACI & CCS | 0 | 0 | 0 | 0 | 0 | 0 | 0
00 Ret.ExistDSI & DryFGD & ACI & HRI | 0 | 0 | 0 | 0 | 0 | 0 | 0
00 Ret.ExistDSI & DryFGD & ACI & HRI & CCS | 0 | 0 | 0 | 0 | 0 | 0 | 0
00 Ret.ExistDSI & DryFGD & CCS | 0 | 0 | 0 | 0 | 0 | 0 | 0
00 Ret.ExistDSI & DryFGD & HRI | 0 | 0 | 0 | 0 | 0 | 0 | 0
00 Ret.ExistDSI & DryFGD & HRI & CCS | 0 | 0 | 0 | 0 | 0 | 0 | 0
00 Ret.ExistDSI & HRI | 0 | 0 | 0 | 0 | 0 | 0 | 0
00 Ret.ExistDSI & SCR | 0 | 0 | 0 | 0 | 0 | 0 | 0
00 Ret.ExistDSI & SCR & DryFGD | 0 | 0 | 0 | 0 | 0 | 0 | 0
00 Ret.ExistDSI & SCR & DryFGD & ACI | 0 | 0 | 0 | 0 | 0 | 0 | 0
00 Ret.ExistDSI & SCR & DryFGD & CCS | 0 | 0 | 0 | 0 | 0 | 0 | 0
00 Ret.ExistDSI & SCR & DryFGD & HRI | 0 | 0 | 0 | 0 | 0 | 0 | 0
00 Ret.ExistDSI & SCR & DryFGD & HRI & CCS | 0 | 0 | 0 | 0 | 0 | 0 | 0
00 Ret.ExistDSI & SCR & HRI | 0 | 0 | 0 | 0 | 0 | 0 | 0
00 Ret.ExistDSI & SCR & WetFGD | 0 | 0 | 0 | 0 | 0 | 0 | 0
00 Ret.ExistDSI & SCR & WetFGD & CCS | 0 | 0 | 0 | 0 | 0 | 0 | 0
00 Ret.ExistDSI & SCR & WetFGD & HRI | 0 | 0 | 0 | 0 | 0 | 0 | 0
00 Ret.ExistDSI & SCR & WetFGD & HRI & CCS | 0 | 0 | 0 | 0 | 0 | 0 | 0
00 Ret.ExistDSI & WetFGD | 0 | 0 | 0 | 0 | 0 | 0 | 0
00 Ret.ExistDSI & WetFGD & ACI | 0 | 0 | 0 | 0 | 0 | 0 | 0
00 Ret.ExistDSI & WetFGD & ACI & HRI | 0 | 0 | 0 | 0 | 0 | 0 | 0
00 Ret.ExistDSI & WetFGD & CCS | 0 | 0 | 0 | 0 | 0 | 0 | 0
00 Ret.ExistDSI & WetFGD & HRI | 0 | 0 | 0 | 0 | 0 | 0 | 0
00 Ret.ExistDSI & WetFGD & HRI & CCS | 0 | 0 | 0 | 0 | 0 | 0 | 0
00 Ret.ExistIGCC & CCS | 0 | 0 | 0 | 0 | 0 | 0 | 0
00 Ret.ExistSCR & ACI | 0 | 0 | 0 | 0 | 0 | 0 | 0
00 Ret.ExistSCR & ACI & DryFGD | 687.4213 | 687.4213 | 0 | 0 | 0 | 0 | 0
00 Ret.ExistSCR & ACI & DryFGD & HRI | 1346.6057 | 1346.6057 | 1176.2601 | 1346.6057 | 1346.6057 | 1250.9287 | 1176.2601
00 Ret.ExistSCR & ACI & DSI | 0 | 0 | 0 | 0 | 0 | 0 | 0
00 Ret.ExistSCR & ACI & DSI & DryFGD | 0 | 0 | 0 | 0 | 0 | 0 | 0
00 Ret.ExistSCR & ACI & DSI & DryFGD & HRI | 0 | 0 | 0 | 0 | 0 | 0 | 0
00 Ret.ExistSCR & ACI & DSI & HRI | 7483.2368 | 7483.2368 | 6108.5083 | 6418.6626 | 6418.6626 | 6243.7334 | 6461.428
00 Ret.ExistSCR & ACI & DSI & WetFGD | 0 | 0 | 0 | 0 | 0 | 0 | 0
00 Ret.ExistSCR & ACI & DSI & WetFGD & HRI | 0 | 0 | 0 | 0 | 0 | 0 | 0
00 Ret.ExistSCR & ACI & HRI | 2594.2897 | 2594.2897 | 2594.2897 | 2594.2897 | 2594.2897 | 2594.2897 | 2556.7199
00 Ret.ExistSCR & ACI & WetFGD | 0 | 0 | 0 | 0 | 0 | 0 | 0
00 Ret.ExistSCR & ACI & WetFGD & HRI | 0 | 0 | 0 | 0 | 0 | 0 | 0
00 Ret.ExistSCR & DryFGD | 0 | 0 | 0 | 0 | 0 | 0 | 0
00 Ret.ExistSCR & DryFGD & ACI & CCS | 0 | 0 | 0 | 0 | 0 | 0 | 0
00 Ret.ExistSCR & DryFGD & ACI & HRI & CCS | 0 | 0 | 0 | 0 | 0 | 0 | 0
00 Ret.ExistSCR & DryFGD & CCS | 0 | 0 | 0 | 0 | 0 | 0 | 0
00 Ret.ExistSCR & DryFGD & HRI | 0 | 0 | 0 | 0 | 0 | 0 | 0
00 Ret.ExistSCR & DryFGD & HRI & CCS | 0 | 0 | 0 | 0 | 0 | 0 | 0
00 Ret.ExistSCR & DSI | 0 | 0 | 0 | 0 | 0 | 0 | 0
00 Ret.ExistSCR & DSI & DryFGD | 0 | 0 | 0 | 0 | 0 | 0 | 0
00 Ret.ExistSCR & DSI & DryFGD & HRI | 0 | 0 | 0 | 0 | 0 | 0 | 0
00 Ret.ExistSCR & DSI & HRI | 0 | 0 | 0 | 0 | 0 | 0 | 0
00 Ret.ExistSCR & DSI & WetFGD | 0 | 0 | 0 | 0 | 0 | 0 | 0
00 Ret.ExistSCR & DSI & WetFGD & HRI | 0 | 0 | 0 | 0 | 0 | 0 | 0
00 Ret.ExistSCR & HRI | 0 | 0 | 0 | 0 | 0 | 0 | 0
00 Ret.ExistSCR & WetFGD | 0 | 0 | 0 | 0 | 0 | 0 | 0
00 Ret.ExistSCR & WetFGD & ACI & CCS | 0 | 0 | 0 | 0 | 0 | 0 | 0
00 Ret.ExistSCR & WetFGD & ACI & HRI & CCS | 0 | 0 | 0 | 0 | 0 | 0 | 0
00 Ret.ExistSCR & WetFGD & CCS | 0 | 0 | 0 | 0 | 0 | 0 | 0
00 Ret.ExistSCR & WetFGD & HRI | 13924.8787 | 13924.8787 | 13924.8787 | 13924.8787 | 13924.8787 | 13924.8787 | 13924.8787
00 Ret.ExistSCR & WetFGD & HRI & CCS | 0 | 0 | 0 | 0 | 0 | 0 | 0
00 Ret.ExistSCR_ACI & DryFGD | 0 | 0 | 0 | 0 | 0 | 0 | 0
00 Ret.ExistSCR_ACI & DryFGD & CCS | 0 | 0 | 0 | 0 | 0 | 0 | 0
00 Ret.ExistSCR_ACI & DryFGD & HRI | 5893.751 | 5875.3912 | 5823.5806 | 5875.3912 | 5875.3912 | 5875.3912 | 5875.3912
00 Ret.ExistSCR_ACI & DryFGD & HRI & CCS | 0 | 0 | 0 | 0 | 0 | 0 | 0
00 Ret.ExistSCR_ACI & DSI | 0 | 0 | 0 | 0 | 0 | 0 | 0
00 Ret.ExistSCR_ACI & DSI & HRI | 21.2827 | 21.6824 | 15.2418 | 15.2418 | 15.2418 | 18.7718 | 16.7552
00 Ret.ExistSCR_ACI & HRI | 0 | 0 | 0 | 0 | 0 | 0 | 0
00 Ret.ExistSCR_ACI & WetFGD | 0 | 0 | 0 | 0 | 0 | 0 | 0
00 Ret.ExistSCR_ACI & WetFGD & CCS | 0 | 0 | 0 | 0 | 0 | 0 | 0
00 Ret.ExistSCR_ACI & WetFGD & HRI | 0 | 0 | 0 | 0 | 0 | 0 | 0
00 Ret.ExistSCR_ACI & WetFGD & HRI & CCS | 0 | 0 | 0 | 0 | 0 | 0 | 0
00 Ret.ExistSCR_ACI_DSI & DryFGD | 0 | 0 | 0 | 0 | 0 | 0 | 0
00 Ret.ExistSCR_ACI_DSI & DryFGD & CCS | 0 | 0 | 0 | 0 | 0 | 0 | 0
00 Ret.ExistSCR_ACI_DSI & DryFGD & HRI | 0 | 0 | 0 | 0 | 0 | 0 | 0
00 Ret.ExistSCR_ACI_DSI & DryFGD & HRI & CCS | 0 | 0 | 0 | 0 | 0 | 0 | 0
00 Ret.ExistSCR_ACI_DSI & HRI | 8308.2739 | 8308.2739 | 6289.2093 | 6549.6253 | 6549.6253 | 6727.347 | 7718.7957
00 Ret.ExistSCR_ACI_DSI & WetFGD | 0 | 0 | 0 | 0 | 0 | 0 | 0
00 Ret.ExistSCR_ACI_DSI & WetFGD & CCS | 0 | 0 | 0 | 0 | 0 | 0 | 0
00 Ret.ExistSCR_ACI_DSI & WetFGD & HRI | 0 | 0 | 0 | 0 | 0 | 0 | 0
00 Ret.ExistSCR_ACI_DSI & WetFGD & HRI & CCS | 0 | 0 | 0 | 0 | 0 | 0 | 0
00 Ret.ExistSCR_DryFGD & ACI | 7126.7227 | 2990.3827 | 0 | 748.2197 | 947.6283 | 947.6283 | 0
00 Ret.ExistSCR_DryFGD & HRI | 3726.6265 | 3726.6265 | 2689.2914 | 2689.2914 | 2689.2914 | 2689.2914 | 3255.2083
00 Ret.ExistSCR_DryFGD & HRI & CCS | 0 | 0 | 0 | 0 | 0 | 0 | 0
00 Ret.ExistSCR_DryFGD_ACI & CCS | 0 | 0 | 0 | 0 | 0 | 0 | 0
00 Ret.ExistSCR_DryFGD_ACI & HRI | 26951.31 | 49607.241 | 44709.6092 | 43640.1086 | 43534.3789 | 42603.6119 | 47491.3784
00 Ret.ExistSCR_DryFGD_ACI & HRI & CCS | 0 | 0 | 0 | 0 | 0 | 0 | 0
00 Ret.ExistSCR_DSI & ACI | 0 | 0 | 0 | 0 | 0 | 0 | 0
00 Ret.ExistSCR_DSI & ACI & HRI | 0 | 0 | 0 | 0 | 0 | 0 | 0
00 Ret.ExistSCR_DSI & DryFGD | 0 | 0 | 0 | 0 | 0 | 0 | 0
00 Ret.ExistSCR_DSI & DryFGD & ACI | 0 | 0 | 0 | 0 | 0 | 0 | 0
00 Ret.ExistSCR_DSI & DryFGD & ACI & HRI | 0 | 0 | 0 | 0 | 0 | 0 | 0
00 Ret.ExistSCR_DSI & DryFGD & HRI | 0 | 0 | 0 | 0 | 0 | 0 | 0
00 Ret.ExistSCR_DSI & HRI | 0 | 0 | 0 | 0 | 0 | 0 | 0
00 Ret.ExistSCR_DSI & WetFGD | 0 | 0 | 0 | 0 | 0 | 0 | 0
00 Ret.ExistSCR_DSI & WetFGD & ACI | 0 | 0 | 0 | 0 | 0 | 0 | 0
00 Ret.ExistSCR_DSI & WetFGD & ACI & HRI | 0 | 0 | 0 | 0 | 0 | 0 | 0
00 Ret.ExistSCR_DSI & WetFGD & HRI | 0 | 0 | 0 | 0 | 0 | 0 | 0
00 Ret.ExistSCR_WetFGD & ACI | 9531.1487 | 9531.1487 | 1792.2352 | 1792.2352 | 1792.2352 | 1792.2352 | 1792.2352
00 Ret.ExistSCR_WetFGD & HRI | 374837.5314 | 449126.3034 | 405010.041 | 384975.6908 | 367445.6208 | 354046.8446 | 393084.9326
00 Ret.ExistSCR_WetFGD & HRI & CCS | 0 | 0 | 0 | 0 | 0 | 0 | 0
00 Ret.ExistSCR_WetFGD_ACI & CCS | 0 | 0 | 0 | 0 | 0 | 0 | 0
00 Ret.ExistSCR_WetFGD_ACI & HRI | 77565.3049 | 94899.686 | 80768.1746 | 86872.2306 | 83157.6317 | 74508.2865 | 81105.8285
00 Ret.ExistSCR_WetFGD_ACI & HRI & CCS | 0 | 0 | 0 | 0 | 0 | 0 | 0
00 Ret.ExistSNCR & ACI | 0 | 0 | 0 | 0 | 0 | 0 | 0
00 Ret.ExistSNCR & ACI & DryFGD | 0 | 0 | 0 | 0 | 0 | 0 | 0
00 Ret.ExistSNCR & ACI & DryFGD & HRI | 0 | 0 | 0 | 0 | 0 | 0 | 0
00 Ret.ExistSNCR & ACI & DSI | 0 | 0 | 0 | 0 | 0 | 0 | 0
00 Ret.ExistSNCR & ACI & DSI & DryFGD | 0 | 0 | 0 | 0 | 0 | 0 | 0
00 Ret.ExistSNCR & ACI & DSI & DryFGD & HRI | 0 | 0 | 0 | 0 | 0 | 0 | 0
00 Ret.ExistSNCR & ACI & DSI & HRI | 0 | 0 | 0 | 0 | 0 | 0 | 0
00 Ret.ExistSNCR & ACI & DSI & WetFGD | 0 | 0 | 0 | 0 | 0 | 0 | 0
00 Ret.ExistSNCR & ACI & DSI & WetFGD & HRI | 0 | 0 | 0 | 0 | 0 | 0 | 0
00 Ret.ExistSNCR & ACI & HRI | 308.5666 | 308.5666 | 308.5666 | 308.5666 | 308.5666 | 308.5666 | 308.5666
00 Ret.ExistSNCR & ACI & WetFGD | 0 | 0 | 0 | 0 | 0 | 0 | 0
00 Ret.ExistSNCR & ACI & WetFGD & HRI | 0 | 0 | 0 | 0 | 0 | 0 | 0
00 Ret.ExistSNCR & DryFGD | 0 | 0 | 0 | 0 | 0 | 0 | 0
00 Ret.ExistSNCR & DryFGD & CCS | 0 | 0 | 0 | 0 | 0 | 0 | 0
00 Ret.ExistSNCR & DryFGD & HRI | 730.5701 | 730.5701 | 730.5701 | 730.5701 | 730.5701 | 729.6405 | 730.5701
00 Ret.ExistSNCR & DryFGD & HRI & CCS | 0 | 0 | 0 | 0 | 0 | 0 | 0
00 Ret.ExistSNCR & DSI | 0 | 0 | 0 | 0 | 0 | 0 | 0
00 Ret.ExistSNCR & DSI & DryFGD | 0 | 0 | 0 | 0 | 0 | 0 | 0
00 Ret.ExistSNCR & DSI & DryFGD & HRI | 0 | 0 | 0 | 0 | 0 | 0 | 0
00 Ret.ExistSNCR & DSI & HRI | 0 | 0 | 0 | 0 | 0 | 0 | 0
00 Ret.ExistSNCR & DSI & WetFGD | 0 | 0 | 0 | 0 | 0 | 0 | 0
00 Ret.ExistSNCR & DSI & WetFGD & HRI | 0 | 0 | 0 | 0 | 0 | 0 | 0
00 Ret.ExistSNCR & HRI | 993.7304 | 993.7304 | 803.0062 | 868.0235 | 803.0062 | 803.0062 | 922.1849
00 Ret.ExistSNCR & WetFGD | 0 | 0 | 0 | 0 | 0 | 0 | 0
00 Ret.ExistSNCR & WetFGD & ACI & CCS | 0 | 0 | 0 | 0 | 0 | 0 | 0
00 Ret.ExistSNCR & WetFGD & ACI & HRI & CCS | 0 | 0 | 0 | 0 | 0 | 0 | 0
00 Ret.ExistSNCR & WetFGD & CCS | 0 | 0 | 0 | 0 | 0 | 0 | 0
00 Ret.ExistSNCR & WetFGD & HRI | 0 | 0 | 0 | 0 | 0 | 0 | 0
00 Ret.ExistSNCR & WetFGD & HRI & CCS | 0 | 0 | 0 | 0 | 0 | 0 | 0
00 Ret.ExistSNCR_ACI & DryFGD | 0 | 0 | 0 | 0 | 0 | 0 | 0
00 Ret.ExistSNCR_ACI & DryFGD & CCS | 0 | 0 | 0 | 0 | 0 | 0 | 0
00 Ret.ExistSNCR_ACI & DryFGD & HRI | 2081.8641 | 2081.8641 | 1641.2809 | 1641.2809 | 1641.2809 | 1502.3612 | 2081.8641
00 Ret.ExistSNCR_ACI & DryFGD & HRI & CCS | 0 | 0 | 0 | 0 | 0 | 0 | 0
00 Ret.ExistSNCR_ACI & DSI | 0 | 0 | 0 | 0 | 0 | 0 | 0
00 Ret.ExistSNCR_ACI & DSI & HRI | 0 | 0 | 0 | 0 | 0 | 0 | 0
00 Ret.ExistSNCR_ACI & HRI | 0 | 0 | 0 | 0 | 0 | 0 | 0
00 Ret.ExistSNCR_ACI & WetFGD | 0 | 0 | 0 | 0 | 0 | 0 | 0
00 Ret.ExistSNCR_ACI & WetFGD & CCS | 0 | 0 | 0 | 0 | 0 | 0 | 0
00 Ret.ExistSNCR_ACI & WetFGD & HRI | 0 | 0 | 0 | 0 | 0 | 0 | 0
00 Ret.ExistSNCR_ACI & WetFGD & HRI & CCS | 0 | 0 | 0 | 0 | 0 | 0 | 0
00 Ret.ExistSNCR_ACI_DSI & DryFGD | 0 | 0 | 0 | 0 | 0 | 0 | 0
00 Ret.ExistSNCR_ACI_DSI & DryFGD & HRI | 0 | 0 | 0 | 0 | 0 | 0 | 0
00 Ret.ExistSNCR_ACI_DSI & HRI | 0 | 0 | 0 | 0 | 0 | 0 | 0
00 Ret.ExistSNCR_ACI_DSI & WetFGD | 0 | 0 | 0 | 0 | 0 | 0 | 0
00 Ret.ExistSNCR_ACI_DSI & WetFGD & HRI | 0 | 0 | 0 | 0 | 0 | 0 | 0
00 Ret.ExistSNCR_DryFGD & ACI | 0 | 0 | 0 | 0 | 0 | 0 | 0
00 Ret.ExistSNCR_DryFGD & HRI | 0 | 0 | 0 | 0 | 0 | 0 | 0
00 Ret.ExistSNCR_DryFGD & HRI & CCS | 0 | 0 | 0 | 0 | 0 | 0 | 0
00 Ret.ExistSNCR_DryFGD_ACI & CCS | 0 | 0 | 0 | 0 | 0 | 0 | 0
00 Ret.ExistSNCR_DryFGD_ACI & HRI | 1319.6128 | 1319.6128 | 1335.7438 | 1335.7438 | 1335.7438 | 1319.6128 | 1319.6128
00 Ret.ExistSNCR_WetFGD & ACI | 8797.8327 | 7068.1043 | 3790.1346 | 3234.6216 | 3060.3795 | 1525.4299 | 3469.1397
00 Ret.ExistSNCR_WetFGD & HRI | 14975.8093 | 14493.6006 | 14036.7881 | 12763.2405 | 12763.2405 | 12055.1406 | 11430.6648
00 Ret.ExistSNCR_WetFGD & HRI & CCS | 0 | 0 | 0 | 0 | 0 | 0 | 0
00 Ret.ExistSNCR_WetFGD_ACI & CCS | 0 | 0 | 0 | 0 | 0 | 0 | 0
00 Ret.ExistSNCR_WetFGD_ACI & HRI | 0 | 0 | 0 | 0 | 0 | 0 | 1848.5902
00 Ret.ExistSNCR_WetFGD_ACI & HRI & CCS | 0 | 0 | 0 | 0 | 0 | 0 | 0
00 Ret.ExistWetFGD & ACI | 84353.7569 | 14452.0575 | 4195.0508 | 1870.2708 | 1541.5576 | 1874.6392 | 1582.8681
00 Ret.ExistWetFGD & ACI & CCS | 0 | 0 | 0 | 0 | 0 | 0 | 0
00 Ret.ExistWetFGD & ACI & HRI | 49742.7209 | 99052.5243 | 77217.6872 | 81231.1048 | 79752.6912 | 79335.9147 | 85647.0607
00 Ret.ExistWetFGD & ACI & HRI & CCS | 0 | 0 | 0 | 0 | 0 | 0 | 0
00 Ret.ExistWetFGD & ACI & SCR | 0 | 2717.1825 | 0 | 675.0144 | 854.913 | 854.913 | 0
00 Ret.ExistWetFGD & ACI & SCR & CCS | 0 | 0 | 0 | 0 | 0 | 0 | 0
00 Ret.ExistWetFGD & ACI & SCR & HRI | 2878.2159 | 15483.4408 | 14817.645 | 15483.4408 | 14509.5823 | 14413.9366 | 18200.6233
00 Ret.ExistWetFGD & ACI & SCR & HRI & CCS | 0 | 0 | 0 | 0 | 0 | 0 | 0
00 Ret.ExistWetFGD & ACI & SNCR | 0 | 0 | 0 | 0 | 0 | 0 | 0
00 Ret.ExistWetFGD & ACI & SNCR & HRI | 0 | 0 | 0 | 0 | 0 | 0 | 0
00 Ret.ExistWetFGD & CCS | 0 | 0 | 0 | 0 | 0 | 0 | 0
00 Ret.ExistWetFGD & HRI | 19753.1177 | 30123.2967 | 28284.5075 | 29465.5743 | 28680.5556 | 28234.8976 | 28629.4226
00 Ret.ExistWetFGD & HRI & CCS | 0 | 0 | 0 | 0 | 0 | 0 | 0
00 Ret.ExistWetFGD & SCR | 4895.6317 | 5007.2398 | 4882.167 | 3628.5418 | 3555.0029 | 3395.4314 | 4033.4039
00 Ret.ExistWetFGD & SCR & CCS | 0 | 0 | 0 | 0 | 0 | 0 | 0
00 Ret.ExistWetFGD & SCR & HRI | 26495.5563 | 32369.0522 | 20258.7436 | 28742.5666 | 28384.4166 | 30157.7205 | 31726.0174
00 Ret.ExistWetFGD & SCR & HRI & CCS | 0 | 0 | 0 | 0 | 0 | 0 | 0
00 Ret.ExistWetFGD & SNCR | 0 | 0 | 0 | 0 | 0 | 0 | 0
00 Ret.ExistWetFGD & SNCR & HRI | 0 | 0 | 0 | 0 | 0 | 0 | 0
00 Ret.ExistWetFGD_ACI & CCS | 0 | 0 | 0 | 0 | 0 | 0 | 0
00 Ret.ExistWetFGD_ACI & HRI | 369.0827 | 32132.5066 | 26719.6981 | 28273.7432 | 27079.8846 | 25008.855 | 32152.2306
00 Ret.ExistWetFGD_ACI & HRI & CCS | 0 | 0 | 0 | 0 | 0 | 0 | 0
00 Ret.ExistWetFGD_ACI & SCR | 0 | 0 | 0 | 0 | 0 | 0 | 0
00 Ret.ExistWetFGD_ACI & SCR & CCS | 0 | 0 | 0 | 0 | 0 | 0 | 0
00 Ret.ExistWetFGD_ACI & SCR & HRI | 3602.3571 | 5380.0615 | 4377.3178 | 5293.1505 | 3564.8841 | 3159.8091 | 3761.8869
00 Ret.ExistWetFGD_ACI & SCR & HRI & CCS | 0 | 0 | 0 | 0 | 0 | 0 | 0
00 Ret.ExistWetFGD_ACI & SNCR | 0 | 0 | 0 | 0 | 0 | 0 | 0
00 Ret.ExistWetFGD_ACI & SNCR & HRI | 0 | 0 | 0 | 0 | 0 | 0 | 0
00 Ret.ExistWetFGD_SCR & ACI & CCS | 0 | 0 | 0 | 0 | 0 | 0 | 0
00 Ret.ExistWetFGD_SCR & ACI & HRI | 28520.4459 | 28520.4459 | 24051.0628 | 24668.9444 | 24853.2983 | 24887.9877 | 25237.3101
00 Ret.ExistWetFGD_SCR & ACI & HRI & CCS | 0 | 0 | 0 | 0 | 0 | 0 | 0
00 Ret.ExistWetFGD_SCR & CCS | 0 | 0 | 0 | 0 | 0 | 0 | 0
00 Ret.ExistWetFGD_SNCR & ACI & CCS | 0 | 0 | 0 | 0 | 0 | 0 | 0
00 Ret.ExistWetFGD_SNCR & ACI & HRI | 17364.3826 | 19129.7336 | 17060.5581 | 17642.1705 | 17565.1022 | 14906.2425 | 17552.6639
00 Ret.ExistWetFGD_SNCR & ACI & HRI & CCS | 0 | 0 | 0 | 0 | 0 | 0 | 0
00 Ret.ExistWetFGD_SNCR & CCS | 0 | 0 | 0 | 0 | 0 | 0 | 0
00 Ret.FB & ACI | 8214.8387 | 5945.5212 | 731.9756 | 731.9756 | 731.9756 | 731.9756 | 731.9756
00 Ret.FB & ACI & HRI | 0 | 2269.3175 | 1787.5665 | 1787.5665 | 1787.5665 | 1637.6355 | 2269.3175
00 Ret.FB & HRI | 1696.0581 | 1696.0581 | 1695.1328 | 1696.0581 | 1696.0581 | 1695.1328 | 1695.1328
00 Ret.FB DryFGD | 0 | 0 | 0 | 0 | 0 | 0 | 0
00 Ret.FB DryFGD & ACI | 0 | 0 | 0 | 0 | 0 | 0 | 0
00 Ret.FB DryFGD & ACI & HRI | 0 | 0 | 0 | 0 | 0 | 0 | 0
00 Ret.FB DryFGD & HRI | 1663.4065 | 1663.4065 | 1663.4065 | 1663.4065 | 1663.4065 | 1663.4065 | 1663.4065
00 Ret.FB DryFGD & SNCR | 581.9001 | 581.9001 | 581.9001 | 581.9001 | 581.9001 | 581.9001 | 581.9001
00 Ret.FB DryFGD & SNCR & HRI | 0 | 0 | 0 | 0 | 0 | 0 | 0
00 Ret.FB SNCR & DryFGD & ACI | 0 | 0 | 0 | 0 | 0 | 0 | 0
00 Ret.FB SNCR & DryFGD & ACI & HRI | 0 | 0 | 0 | 0 | 0 | 0 | 0
00 Ret.FB-ACI & SNCR | 0 | 0 | 0 | 0 | 0 | 0 | 0
00 Ret.FB-ACI & SNCR & CCS | 0 | 0 | 0 | 0 | 0 | 0 | 0
00 Ret.FB-ACI & SNCR & HRI | 0 | 0 | 0 | 0 | 0 | 0 | 0
00 Ret.FB-ACI & SNCR & HRI & CCS | 0 | 0 | 0 | 0 | 0 | 0 | 0
00 Ret.FB-Exist ACI & DryFGD | 0 | 0 | 0 | 0 | 0 | 0 | 0
00 Ret.FB-Exist ACI & DryFGD & HRI | 0 | 0 | 0 | 0 | 0 | 0 | 0
00 Ret.FB-Exist ACI & DryFGD & SNCR | 0 | 0 | 0 | 0 | 0 | 0 | 0
00 Ret.FB-Exist ACI & DryFGD & SNCR & HRI | 0 | 0 | 0 | 0 | 0 | 0 | 0
00 Ret.FB-Exist ACI & SNCR | 0 | 0 | 0 | 0 | 0 | 0 | 0
00 Ret.FB-Exist ACI & SNCR & HRI | 0 | 0 | 0 | 0 | 0 | 0 | 0
00 Ret.FB-ExistACI & HRI | 0 | 0 | 0 | 0 | 0 | 0 | 0
00 Ret.FB-ExistDryFGD & ACI | 0 | 0 | 0 | 0 | 0 | 0 | 0
00 Ret.FB-ExistDryFGD & ACI & HRI | 0 | 0 | 0 | 0 | 0 | 0 | 0
00 Ret.FB-ExistDryFGD & ACI & SNCR | 0 | 0 | 0 | 0 | 0 | 0 | 0
00 Ret.FB-ExistDryFGD & ACI & SNCR & HRI | 0 | 0 | 0 | 0 | 0 | 0 | 0
00 Ret.FB-ExistDryFGD & CCS | 0 | 0 | 0 | 0 | 0 | 0 | 0
00 Ret.FB-ExistDryFGD & HRI | 310.456 | 310.456 | 310.456 | 310.456 | 310.456 | 310.456 | 310.456
00 Ret.FB-ExistDryFGD & SNCR | 0 | 0 | 0 | 0 | 0 | 0 | 0
00 Ret.FB-ExistDryFGD & SNCR & HRI | 0 | 0 | 0 | 0 | 0 | 0 | 0
00 Ret.FB-ExistDryFGD_ACI & CCS | 0 | 0 | 0 | 0 | 0 | 0 | 0
00 Ret.FB-ExistDryFGD_SNCR & ACI | 0 | 0 | 0 | 0 | 0 | 0 | 0
00 Ret.FB-ExistDryFGD_SNCR & ACI & HRI | 0 | 0 | 0 | 0 | 0 | 0 | 0
00 Ret.FB-ExistDryFGD_SNCR & CCS | 0 | 0 | 0 | 0 | 0 | 0 | 0
00 Ret.FB-ExistDryFGD_SNCR & HRI | 6155.0192 | 9946.7712 | 9839.2384 | 9946.7712 | 9946.7712 | 9946.7712 | 9946.7712
00 Ret.FB-ExistDryFGD_SNCR & HRI & CCS | 0 | 0 | 0 | 0 | 0 | 0 | 0
00 Ret.FB-ExistDryFGD_SNCR_ACI & HRI | 0 | 4288.245 | 2725.795 | 3376.7563 | 2725.795 | 2602.7864 | 4288.245
00 Ret.FB-ExistWetFGD_SNCR_ACI & HRI | 0 | 0 | 0 | 0 | 0 | 0 | 0
00 Ret.FB-ExistSNCR & ACI | 236.9681 | 0 | 0 | 0 | 0 | 0 | 0
00 Ret.FB-ExistSNCR & ACI & HRI | 0 | 236.9681 | 236.9681 | 236.9681 | 236.9681 | 236.9681 | 236.9681
00 Ret.FB-ExistSNCR & DryFGD | 0 | 0 | 0 | 0 | 0 | 0 | 0
00 Ret.FB-ExistSNCR & DryFGD & ACI | 0 | 0 | 0 | 0 | 0 | 0 | 0
00 Ret.FB-ExistSNCR & DryFGD & ACI & HRI | 0 | 0 | 0 | 0 | 0 | 0 | 0
00 Ret.FB-ExistSNCR & DryFGD & HRI | 1459.4593 | 1459.4593 | 1459.4593 | 1459.4593 | 1459.4593 | 1459.4593 | 1459.4593
00 Ret.FB-ExistSNCR & HRI | 893.3774 | 893.3774 | 824.4549 | 893.3774 | 893.3774 | 893.3774 | 783.4849
00 Ret.FB-SNCR | 0 | 0 | 0 | 0 | 0 | 0 | 0
00 Ret.FB-SNCR & HRI | 0 | 0 | 0 | 0 | 0 | 0 | 0
00 Ret.HRI | 3972.8831 | 4157.017 | 3524.2934 | 3604.3027 | 3609.6564 | 3614.0141 | 3288.3547
00 Ret.Oil/Gas Steam SCR | 10.9817 | 0 | 0 | 0 | 0 | 0 | 0
00 Ret.SCR | 0 | 0 | 0 | 0 | 0 | 0 | 0
00 Ret.SCR & DryFGD | 0 | 0 | 0 | 0 | 0 | 0 | 0
00 Ret.SCR & DryFGD & ACI | 0 | 0 | 0 | 0 | 0 | 0 | 0
00 Ret.SCR & DryFGD & CCS | 0 | 0 | 0 | 0 | 0 | 0 | 0
00 Ret.SCR & DryFGD & HRI | 0 | 0 | 0 | 0 | 0 | 0 | 0
00 Ret.SCR & DryFGD & HRI & CCS | 0 | 0 | 0 | 0 | 0 | 0 | 0
00 Ret.SCR & DSI | 0 | 0 | 0 | 0 | 0 | 0 | 0
00 Ret.SCR & DSI & DryFGD | 0 | 0 | 0 | 0 | 0 | 0 | 0
00 Ret.SCR & DSI & DryFGD & HRI | 0 | 0 | 0 | 0 | 0 | 0 | 0
00 Ret.SCR & DSI & HRI | 0 | 0 | 0 | 0 | 0 | 0 | 0
00 Ret.SCR & DSI & WetFGD | 0 | 0 | 0 | 0 | 0 | 0 | 0
00 Ret.SCR & DSI & WetFGD & HRI | 0 | 0 | 0 | 0 | 0 | 0 | 0
00 Ret.SCR & HRI | 0 | 0 | 0 | 0 | 0 | 0 | 0
00 Ret.SCR & WetFGD | 0 | 0 | 0 | 0 | 0 | 0 | 0
00 Ret.SCR & WetFGD & ACI | 0 | 0 | 0 | 0 | 0 | 0 | 0
00 Ret.SCR & WetFGD & CCS | 0 | 0 | 0 | 0 | 0 | 0 | 0
00 Ret.SCR & WetFGD & HRI | 0 | 0 | 0 | 0 | 0 | 0 | 0
00 Ret.SCR & WetFGD & HRI & CCS | 0 | 0 | 0 | 0 | 0 | 0 | 0
00 Ret.SNCR | 0 | 42.1327 | 0 | 0 | 0 | 0 | 0
00 Ret.SNCR & DryFGD | 0 | 0 | 0 | 0 | 0 | 0 | 0
00 Ret.SNCR & DryFGD & ACI | 0 | 0 | 0 | 0 | 0 | 0 | 0
00 Ret.SNCR & DryFGD & ACI & HRI | 0 | 0 | 0 | 0 | 0 | 0 | 0
00 Ret.SNCR & DryFGD & HRI | 0 | 0 | 0 | 0 | 0 | 0 | 0
00 Ret.SNCR & DSI | 0 | 0 | 0 | 0 | 0 | 0 | 0
00 Ret.SNCR & DSI & HRI | 0 | 0 | 0 | 0 | 0 | 0 | 0
00 Ret.SNCR & HRI | 0 | 0 | 0 | 0 | 0 | 0 | 0
00 Ret.SNCR & WetFGD | 0 | 0 | 0 | 0 | 0 | 0 | 0
00 Ret.SNCR & WetFGD & ACI | 0 | 0 | 0 | 0 | 0 | 0 | 0
00 Ret.SNCR & WetFGD & ACI & HRI | 0 | 0 | 0 | 0 | 0 | 0 | 0
00 Ret.SNCR & WetFGD & HRI | 0 | 0 | 0 | 0 | 0 | 0 | 0
00 Ret.WetFGD | 0 | 0 | 0 | 0 | 0 | 0 | 0
00 Ret.WetFGD & ACI & CCS | 0 | 0 | 0 | 0 | 0 | 0 | 0
00 Ret.WetFGD & ACI & HRI & CCS | 0 | 0 | 0 | 0 | 0 | 0 | 0
00 Ret.WetFGD & CCS | 0 | 0 | 0 | 0 | 0 | 0 | 0
00 Ret.WetFGD & HRI | 707.3523 | 1276.8869 | 1146.9412 | 1276.8869 | 1276.8869 | 1245.3065 | 1276.8869
00 Ret.WetFGD & HRI & CCS | 0 | 0 | 0 | 0 | 0 | 0 | 0
00 CC Retirement | 0 | 0 | 0 | 0 | 0 | 0 | 0
00 CT Retirement | 0 | 0 | 0 | 0 | 0 | 0 | 0
00 O/G Retirement | 0 | 0 | 0 | 0 | 0 | 0 | 0
00 Coal Retirement | 0 | 0 | 0 | 0 | 0 | 0 | 0
00 IGCC Retirement | 0 | 0 | 0 | 0 | 0 | 0 | 0
00 Nuke Retirement | 0 | 0 | 0 | 0 | 0 | 0 | 0
00 Non-Fossil Retirement | 0 | 0 | 0 | 0 | 0 | 0 | 0
Total | 4061167.9211 | 4143717.3841 | 4239309.293 | 4407562.4974 | 4557133.5205 | 4904838.9358 | 5288936.1662
(**) Ind. Boiler generation in BBtu, not included in the total
12a. Generation by Fuel Type [GWh]
Biomass | 37947.0819 | 33345.3826 | 41378.0365 | 44621.4293 | 47087.6942 | 48798.1228 | 53432.8429
Coal | 1543140.9873 | 1516091.2891 | 1212734.5615 | 1207615.1385 | 1140512.0061 | 1094298.2586 | 1203195.0801
Fwaste | 2204.3309 | 2204.3309 | 2204.3309 | 2204.3309 | 2204.3309 | 2204.3309 | 2172.9823
Geothermal | 17033.4882 | 25038.6063 | 28166.3468 | 35985.698 | 37763.1704 | 38258.5302 | 39361.0979
Hydro | 281049.0942 | 280528.6616 | 283622.8304 | 281888.5753 | 281804.8911 | 277484.7125 | 276429.646
LF Gas | 11148.5357 | 11148.5357 | 11148.5357 | 11148.5357 | 11148.5357 | 11148.5357 | 11148.5357
MSW | 14214.7701 | 14214.7701 | 14214.7701 | 14214.7701 | 14214.7701 | 14214.7701 | 14214.7701
NaturalGas | 1143593.7352 | 1196429.7771 | 1585023.3689 | 1723762.2922 | 1944518.4911 | 2640064.1259 | 3194883.4748
Non-Fossil | 8749.228 | 8749.228 | 8749.228 | 8749.228 | 8749.228 | 8749.228 | 8749.228
Nuclear | 788058.3626 | 823422.7594 | 818638.1963 | 818638.1963 | 797305.4605 | 476860.3465 | 110560.1505
Oil | 639.1577 | 68.357 | 60.9984 | 82.3244 | 99.4671 | 0 | 0.20719
Pet. Coke | 7414.8375 | 5586.9878 | 2049.7564 | 2230.3337 | 2357.6715 | 3472.1159 | 6262.7809
Solar | 14448.1301 | 15942.5233 | 16939.41 | 18480.2926 | 18643.2627 | 21417.799 | 43298.0339
Waste Coal | 10451.4749 | 10451.4749 | 10451.4749 | 10451.4749 | 10451.4749 | 10451.4749 | 10451.4749
Wind | 181074.7067 | 200494.7004 | 203927.4483 | 227489.8773 | 240273.0663 | 257416.5848 | 314775.8609
Total | 4061167.9211 | 4143717.3841 | 4239309.293 | 4407562.4974 | 4557133.5205 | 4904838.9358 | 5288936.1662
13. Generation by Capacity Reporting Type [TBtu]
00 New Combined Cycle | 76.5241 | 402.5529 | 249.2349 | 873.4658 | 1937.8763 | 4819.1293 | 7323.5178
00 New Combined Cycle - Uncontrolled | 0 | 0 | 0 | 0 | 0 | 0 | 0
00 New Combined Cycle with Carbon Capture | 0 | 0 | 0 | 0 | 0 | 0 | 0
00 New Combustion Turbine | 2.5507 | 2.1756 | 18.1849 | 37.1262 | 45.204 | 46.3792 | 55.3465
00 New Hydro | 0 | 0 | 0 | 0 | 0 | 0 | 0
00 New Nuclear | 0 | 0 | 0 | 0 | 0 | 0 | 161.4012
00 New Biomass | 6.0653 | 12.9742 | 24.4326 | 30.2417 | 34.6649 | 35.38 | 41.2811
00 New Geothermal | 0 | 27.3135 | 37.9853 | 64.6649 | 70.7297 | 72.4198 | 76.1818
00 New Landfill Gas | 3.0306 | 3.0306 | 3.0306 | 3.0306 | 3.0306 | 3.0306 | 3.0306
00 New Offshore Wind | 0 | 0 | 0 | 0 | 0 | 0 | 0
00 New Onshore Wind | 76.5511 | 143.1887 | 155.6544 | 237.9265 | 275.7801 | 334.2738 | 529.9836
00 New Solar PV | 2.6658 | 6.0643 | 9.2911 | 14.4922 | 14.8391 | 24.3058 | 98.9612
00 New Solar Thermal | 0.14866 | 1.849 | 2.0237 | 2.08 | 2.2892 | 2.2892 | 2.2892
00 New Fuel Cell | 0 | 0 | 0 | 0 | 0 | 0 | 0
00 New IGCC | 0 | 0 | 0 | 0 | 0 | 0 | 0
00 New Advanced Coal with CCS | 0 | 0 | 8.3839 | 8.3839 | 8.3839 | 8.3839 | 8.3839
00 New SPC - Uncontrolled | 0 | 0 | 0 | 0 | 0 | 0 | 0
00 New SPC-WetFGD_SCR | 0.9578 | 0.9578 | 0.9578 | 0.9578 | 0.9578 | 0.9578 | 0.99082
00 New Future Technology | 0 | 0 | 0 | 0 | 0 | 0 | 0
00 Exist Combined Cycle | 3549.718 | 3432.3975 | 4870.214 | 4744.7881 | 4491.5192 | 4060.4951 | 3474.0047
00 Exist Combustion Turbine | 78.3095 | 57.6324 | 80.1025 | 99.986 | 85.6992 | 59.6348 | 37.3672
00 Exist Coal Steam_Uncontrolled | 44.8967 | 43.6213 | 28.6605 | 29.495 | 28.3568 | 25.019 | 25.135
00 Exist Coal Steam_ACI | 10.4266 | 0.11022 | 0.11022 | 0.11022 | 0.11022 | 0.11022 | 0.11022
00 Exist Coal Steam_ACI_DSI | 0 | 0 | 0 | 0 | 0 | 0 | 0
00 Exist Coal Steam_DryFGD | 54.1747 | 26.6667 | 8.7242 | 10.2292 | 9.9074 | 9.7181 | 8.7725
00 Exist Coal Steam_DryFGD_ACI | 28.9491 | 12.5558 | 0.9606 | 1.0477 | 1.0477 | 1.0477 | 1.1627
00 Exist Coal Steam_DryFGD_SCR | 31.2887 | 27.3839 | 9.1641 | 6.5445 | 3.2582 | 3.2582 | 3.2582
00 Exist Coal Steam_DryFGD_SCR_ACI | 163.0058 | 85.6003 | 25.7826 | 26.4601 | 26.4601 | 25.9192 | 24.0473
00 Exist Coal Steam_DryFGD_SNCR | 3.4425 | 3.4425 | 2.0862 | 2.0862 | 2.0862 | 2.0862 | 2.0862
00 Exist Coal Steam_DryFGD_SNCR_ACI | 0 | 0 | 0 | 0 | 0 | 0 | 0
00 Exist Coal Steam_DSI | 0 | 0 | 0 | 0 | 0 | 0 | 0
00 Exist Coal Steam_SCR | 17.4527 | 11.1351 | 0 | 0 | 0 | 0 | 0
00 Exist Coal Steam_SCR_ACI | 0.019751 | 0 | 0 | 0 | 0 | 0 | 0
00 Exist Coal Steam_SCR_ACI_DSI | 0 | 0 | 0 | 0 | 0 | 0 | 0
00 Exist Coal Steam_SCR_DSI | 0 | 0 | 0 | 0 | 0 | 0 | 0
00 Exist Coal Steam_SNCR | 1.5258 | 1.5258 | 1.5258 | 1.5563 | 1.5563 | 1.5563 | 1.5563
00 Exist Coal Steam_SNCR_ACI | 0 | 0 | 0 | 0 | 0 | 0 | 0
00 Exist Coal Steam_SNCR_ACI_DSI | 0 | 0 | 0 | 0 | 0 | 0 | 0
00 Exist Coal Steam_WetFGD | 131.5156 | 67.6078 | 42.8062 | 46.8778 | 42.8464 | 40.79 | 42.0678
00 Exist Coal Steam_WetFGD_ACI | 135.4858 | 0 | 0 | 0 | 0 | 0 | 0
00 Exist Coal Steam_WetFGD_SCR | 729.8992 | 466.9674 | 332.5202 | 296.6853 | 263.7147 | 245.7618 | 286.4941
00 Exist Coal Steam_WetFGD_SCR_ACI | 136.6741 | 79.0989 | 67.1624 | 67.1624 | 64.3979 | 59.228 | 69.2771
00 Exist Coal Steam_WetFGD_SNCR | 19.4186 | 19.337 | 1.4731 | 1.4731 | 1.4731 | 1.4731 | 1.4731
00 Exist Coal Steam_WetFGD_SNCR_ACI | 18.9069 | 18.9069 | 5.9995 | 5.9995 | 5.9995 | 5.9995 | 3.226
00 Exist FBC_Uncontrolled | 1.8586 | 1.8586 | 1.8586 | 1.8586 | 1.8586 | 1.8586 | 1.8586
00 Exist FBC_ACI | 0 | 0 | 0 | 0 | 0 | 0 | 0
00 Exist FBC_DryFGD | 4.5688 | 4.5688 | 3.4013 | 2.4635 | 2.4635 | 2.4635 | 3.8719
00 Exist FBC_DryFGD_SNCR | 30.6055 | 12.9412 | 4.2955 | 4.2955 | 3.3916 | 3.0906 | 7.4786
00 Exist FBC_DryFGD_SNCR_ACI | 31.4935 | 16.8621 | 11.6568 | 10.3155 | 6.1244 | 2.5413 | 7.0794
00 Exist FBC_SNCR | 4.0952 | 3.5057 | 1.0245 | 1.5611 | 0.22645 | 0.20868 | 0.20868
00 Exist FBC_SNCR_ACI | 0.24101 | 0.24101 | 0.24101 | 0.24101 | 0.24101 | 0.24101 | 0.24101
00 Exist FBC_WetFGD_SNCR_ACI | 2.281 | 2.281 | 0 | 0 | 0 | 0 | 2.281
00 Exist IGCC | 41.0714 | 41.0714 | 37.6436 | 36.8265 | 35.8989 | 37.1542 | 37.1542
00 Exist Fossil_Other | 7.5212 | 7.5212 | 7.5212 | 7.5212 | 7.5212 | 7.5212 | 7.4142
00 Exist Fuel Cell | 0.13156 | 0.24901 | 0.054954 | 0.28251 | 0.055401 | 0.048244 | 0.030037
00 Exist Hydro | 921.5036 | 921.5036 | 921.5036 | 921.5036 | 921.5036 | 921.5036 | 920.7529
00 Exist Non Fossil_Other | 78.3532 | 78.3532 | 78.3532 | 78.3532 | 78.3532 | 78.3532 | 78.3532
00 Exist Nuclear | 2688.8551 | 2809.5185 | 2793.1935 | 2793.1935 | 2720.4062 | 1627.0475 | 215.83
00 Exist Oil/Gas Steam | 165.2447 | 157.0458 | 154.8634 | 99.3271 | 52.3663 | 5.1197 | 4.3969
00 Exist Oil/Gas Steam_SCR | 31.1752 | 29.895 | 20.4783 | 11.6072 | 7.1411 | 1.9176 | 1.448
00 Exist Oil/Gas Steam_SNCR | 0.43143 | 0.23993 | 0 | 0 | 0 | 0 | 0
00 Exist Biomass | 70.8564 | 66.1754 | 67.9326 | 75.6142 | 77.2963 | 78.4373 | 81.1956
00 Exist Landfill Gas | 35.0082 | 35.0082 | 35.0082 | 35.0082 | 35.0082 | 35.0082 | 35.0082
00 Exist Geothermal | 58.1183 | 58.1183 | 58.1183 | 58.1183 | 58.1183 | 58.1183 | 58.1183
00 Exist Pump Storage | 37.4359 | 35.6602 | 46.2175 | 40.3002 | 40.0147 | 25.2743 | 22.425
00 Exist Solar PV | 35.3271 | 35.3271 | 35.3271 | 35.3271 | 35.3271 | 35.3271 | 35.3271
00 Exist Solar Thermal | 11.1554 | 11.1554 | 11.1554 | 11.1554 | 11.1554 | 11.1554 | 11.1554
00 Exist Wind | 538.0538 | 538.0538 | 538.0538 | 538.0538 | 538.0538 | 538.0538 | 538.0538
00 International Imports | 3.222 | 2.8454 | 2.0922 | 0.2152 | 5.9778 | 5.9778 | 5.9778
00 Ret.ACI | 10.1452 | 5.7845 | 1.4499 | 1.4499 | 1.4499 | 0 | 0
00 Ret.ACI & DryFGD | 0 | 0 | 0 | 0 | 0 | 0 | 0
00 Ret.ACI & DryFGD & HRI | 0.0024219 | 0.0024219 | 0.0024219 | 0.0024219 | 0.0024219 | 0.0024219 | 0.0024219
00 Ret.ACI & DSI | 110.1546 | 14.9697 | 7.8789 | 10.2031 | 1.6382 | 1.6358 | 1.6365
00 Ret.ACI & DSI & DryFGD | 0 | 0 | 0 | 0 | 0 | 0 | 0
00 Ret.ACI & DSI & DryFGD & HRI | 0 | 0 | 0 | 0 | 0 | 0 | 0
00 Ret.ACI & DSI & HRI | 259.2085 | 329.3755 | 268.6045 | 280.3515 | 268.6791 | 251.2272 | 272.0931
00 Ret.ACI & DSI & WetFGD & HRI | 0 | 0 | 0 | 0 | 0 | 0 | 0
00 Ret.ACI & HRI | 103.815 | 109.6339 | 89.8717 | 80.8606 | 81.2838 | 89.7013 | 91.3144
00 Ret.ACI & SCR | 0 | 0 | 0 | 0 | 0 | 0 | 0
00 Ret.ACI & SCR & DryFGD & CCS | 0 | 0 | 0 | 0 | 0 | 0 | 0
00 Ret.ACI & SCR & DryFGD & HRI | 0 | 0 | 0 | 0 | 0 | 0 | 0
00 Ret.ACI & SCR & DryFGD & HRI & CCS | 0 | 0 | 0 | 0 | 0 | 0 | 0
00 Ret.ACI & SCR & DSI | 1.7381 | 1.3337 | 0.84894 | 1.165 | 0 | 0 | 0
00 Ret.ACI & SCR & DSI & DryFGD | 0 | 0 | 0 | 0 | 0 | 0 | 0
00 Ret.ACI & SCR & DSI & DryFGD & HRI | 0 | 0 | 0 | 0 | 0 | 0 | 0
00 Ret.ACI & SCR & DSI & HRI | 2.194 | 2.5984 | 2.3712 | 2.4084 | 2.4543 | 2.5984 | 2.5984
00 Ret.ACI & SCR & DSI & WetFGD | 0 | 0 | 0 | 0 | 0 | 0 | 0
00 Ret.ACI & SCR & DSI & WetFGD & HRI | 0 | 0 | 0 | 0 | 0 | 0 | 0
00 Ret.ACI & SCR & HRI | 0 | 0 | 0 | 0 | 0 | 0 | 0
00 Ret.ACI & SCR & WetFGD & CCS | 0 | 0 | 0 | 0 | 0 | 0 | 0
00 Ret.ACI & SCR & WetFGD & HRI | 0 | 0 | 0 | 0 | 0 | 0 | 0
00 Ret.ACI & SCR & WetFGD & HRI & CCS | 0 | 0 | 0 | 0 | 0 | 0 | 0
00 Ret.ACI & SNCR | 0 | 0 | 0 | 0 | 0 | 0 | 0
00 Ret.ACI & SNCR & DSI | 0 | 0 | 0 | 0 | 0 | 0 | 0
00 Ret.ACI & SNCR & DSI & DryFGD | 0 | 0 | 0 | 0 | 0 | 0 | 0
00 Ret.ACI & SNCR & DSI & DryFGD & HRI | 0 | 0 | 0 | 0 | 0 | 0 | 0
00 Ret.ACI & SNCR & DSI & HRI | 0 | 0 | 0 | 0 | 0 | 0 | 0
00 Ret.ACI & SNCR & DSI & WetFGD | 0 | 0 | 0 | 0 | 0 | 0 | 0
00 Ret.ACI & SNCR & DSI & WetFGD & HRI | 0 | 0 | 0 | 0 | 0 | 0 | 0
00 Ret.ACI & SNCR & HRI | 0 | 0 | 0 | 0 | 0 | 0 | 0
00 Ret.ACI & WetFGD | 0 | 0 | 0 | 0 | 0 | 0 | 0
00 Ret.ACI & WetFGD & DSI | 0 | 0 | 0 | 0 | 0 | 0 | 0
00 Ret.ACI & WetFGD & HRI | 8.7131 | 8.7131 | 6.8688 | 7.6109 | 7.6109 | 4.4732 | 5.2987
00 Ret.C2G | 0 | 0.02448 | 15.1749 | 15.1749 | 15.1749 | 15.1749 | 4.8319
00 Ret.C2G & SCR | 0 | 0 | 0 | 0 | 0 | 0 | 0
00 Ret.CCG | 0 | 0 | 0 | 0 | 0 | 0 | 0
00 Ret.DryFGD | 0 | 0 | 0 | 0 | 0 | 0 | 0
00 Ret.DryFGD & ACI & CCS | 0 | 0 | 0 | 0 | 0 | 0 | 0
00 Ret.DryFGD & ACI & HRI & CCS | 0 | 0 | 0 | 0 | 0 | 0 | 0
00 Ret.DryFGD & CCS | 0 | 0 | 0 | 0 | 0 | 0 | 0
00 Ret.DryFGD & HRI | 0.024903 | 0.024903 | 0.024903 | 0.024903 | 0.024903 | 0.021753 | 0.024903
00 Ret.DryFGD & HRI & CCS | 0 | 0 | 0 | 0 | 0 | 0 | 0
00 Ret.DSI | 6.2474 | 6.2474 | 0 | 0 | 0 | 0 | 0
00 Ret.DSI & DryFGD | 0 | 0 | 0 | 0 | 0 | 0 | 0
00 Ret.DSI & DryFGD & HRI | 0 | 0 | 0 | 0 | 0 | 0 | 0
00 Ret.DSI & HRI | 0 | 0 | 0 | 0 | 0 | 0 | 0
00 Ret.DSI & WetFGD | 0 | 0 | 0 | 0 | 0 | 0 | 0
00 Ret.DSI & WetFGD & HRI | 0 | 0 | 0 | 0 | 0 | 0 | 0
00 Ret.Exist FBC_DryFGD_SNCR_ACI & CCS | 0 | 0 | 0 | 0 | 0 | 0 | 0
00 Ret.ExistACI & DryFGD | 0 | 0 | 0 | 0 | 0 | 0 | 0
00 Ret.ExistACI & DryFGD & CCS | 0 | 0 | 0 | 0 | 0 | 0 | 0
00 Ret.ExistACI & DryFGD & HRI | 35.5471 | 35.5471 | 35.5471 | 35.5471 | 35.5471 | 35.5471 | 35.5471
00 Ret.ExistACI & DryFGD & HRI & CCS | 0 | 0 | 0 | 0 | 0 | 0 | 0
00 Ret.ExistACI & DSI | 61.9938 | 61.8384 | 54.0158 | 54.0158 | 0 | 0 | 0
00 Ret.ExistACI & DSI & DryFGD | 0 | 0 | 0 | 0 | 0 | 0 | 0
00 Ret.ExistACI & DSI & DryFGD & HRI | 0 | 0 | 0 | 0 | 0 | 0 | 0
00 Ret.ExistACI & DSI & HRI | 9.5895 | 9.5955 | 8.3842 | 8.9216 | 8.3859 | 8.7599 | 9.5924
00 Ret.ExistACI & DSI & WetFGD | 0 | 0 | 0 | 0 | 0 | 0 | 0
00 Ret.ExistACI & DSI & WetFGD & HRI | 0 | 0 | 0 | 0 | 0 | 0 | 0
00 Ret.ExistACI & HRI | 0 | 3.9119 | 3.9119 | 3.9119 | 3.9119 | 3.9119 | 3.9119
00 Ret.ExistACI & HRI & WetFGD | 0 | 0 | 0 | 0 | 0 | 0 | 0
00 Ret.ExistACI & SCR | 0 | 0 | 0 | 0 | 0 | 0 | 0
00 Ret.ExistACI & SCR & DryFGD | 0 | 0 | 0 | 0 | 0 | 0 | 0
00 Ret.ExistACI & SCR & DryFGD & CCS | 0 | 0 | 0 | 0 | 0 | 0 | 0
00 Ret.ExistACI & SCR & DryFGD & HRI | 0 | 0 | 0 | 0 | 0 | 0 | 0
00 Ret.ExistACI & SCR & DryFGD & HRI & CCS | 0 | 0 | 0 | 0 | 0 | 0 | 0
00 Ret.ExistACI & SCR & DSI | 0 | 0 | 0 | 0 | 0 | 0 | 0
00 Ret.ExistACI & SCR & DSI & DryFGD | 0 | 0 | 0 | 0 | 0 | 0 | 0
00 Ret.ExistACI & SCR & DSI & HRI | 5.7302 | 5.8787 | 5.1788 | 5.2113 | 5.1788 | 5.2018 | 5.2525
00 Ret.ExistACI & SCR & DSI & DryFGD & HRI | 0 | 0 | 0 | 0 | 0 | 0 | 0
00 Ret.ExistACI & SCR & HRI | 0 | 0 | 0 | 0 | 0 | 0 | 0
00 Ret.ExistACI & SCR & WetFGD | 0 | 0 | 0 | 0 | 0 | 0 | 0
00 Ret.ExistACI & SCR & WetFGD & CCS | 0 | 0 | 0 | 0 | 0 | 0 | 0
00 Ret.ExistACI & SCR & WetFGD & HRI | 20.3206 | 20.3206 | 20.3206 | 20.3206 | 20.3441 | 20.3441 | 20.3441
00 Ret.ExistACI & SCR & WetFGD & HRI & CCS | 0 | 0 | 0 | 0 | 0 | 0 | 0
00 Ret.ExistACI & SNCR | 0 | 0 | 0 | 0 | 0 | 0 | 0
00 Ret.ExistACI & SNCR & DryFGD | 0 | 0 | 0 | 0 | 0 | 0 | 0
00 Ret.ExistACI & SNCR & DryFGD & HRI | 0 | 0 | 0 | 0 | 0 | 0 | 0
00 Ret.ExistACI & SNCR & DSI | 0 | 0 | 0 | 0 | 0 | 0 | 0
00 Ret.ExistACI & SNCR & DSI & HRI | 0 | 0 | 0 | 0 | 0 | 0 | 0
00 Ret.ExistACI & SNCR & HRI | 0 | 0 | 0 | 0 | 0 | 0 | 0
00 Ret.ExistACI & SNCR & WetFGD | 0 | 0 | 0 | 0 | 0 | 0 | 0
00 Ret.ExistACI & SNCR & WetFGD & HRI | 0 | 0 | 0 | 0 | 0 | 0 | 0
00 Ret.ExistACI & WetFGD | 0.023626 | 0.023626 | 0.023626 | 0.023626 | 0 | 0 | 0
00 Ret.ExistACI & WetFGD & CCS | 0 | 0 | 0 | 0 | 0 | 0 | 0
00 Ret.ExistACI & WetFGD & HRI & CCS | 0 | 0 | 0 | 0 | 0 | 0 | 0
00 Ret.ExistACI_DSI & DryFGD | 0 | 0 | 0 | 0 | 0 | 0 | 0
00 Ret.ExistACI_DSI & DryFGD & HRI | 0 | 0 | 0 | 0 | 0 | 0 | 0
00 Ret.ExistACI_DSI & HRI | 0 | 0 | 0 | 0 | 0 | 0 | 0
00 Ret.ExistACI_DSI & SCR | 0 | 0 | 0 | 0 | 0 | 0 | 0
00 Ret.ExistACI_DSI & SCR & DryFGD | 0 | 0 | 0 | 0 | 0 | 0 | 0
00 Ret.ExistACI_DSI & SCR & DryFGD & HRI | 0 | 0 | 0 | 0 | 0 | 0 | 0
00 Ret.ExistACI_DSI & SCR & HRI | 0 | 0 | 0 | 0 | 0 | 0 | 0
00 Ret.ExistACI_DSI & SCR & WetFGD | 0 | 0 | 0 | 0 | 0 | 0 | 0
00 Ret.ExistACI_DSI & SCR & WetFGD & HRI | 0 | 0 | 0 | 0 | 0 | 0 | 0
00 Ret.ExistACI_DSI & WetFGD | 0 | 0 | 0 | 0 | 0 | 0 | 0
00 Ret.ExistACI_DSI & WetFGD & HRI | 0 | 0 | 0 | 0 | 0 | 0 | 0
00 Ret.ExistDryFGD & ACI | 15.9446 | 0.038881 | 0 | 0.012233 | 0.012233 | 0.012233 | 0
00 Ret.ExistDryFGD & ACI & CCS | 0 | 0 | 0 | 0 | 0 | 0 | 0
00 Ret.ExistDryFGD & ACI & HRI | 80.7015 | 96.6073 | 79.1123 | 82.7686 | 81.0884 | 79.5767 | 84.6955
00 Ret.ExistDryFGD & ACI & HRI & CCS | 0 | 0 | 0 | 0 | 0 | 0 | 0
00 Ret.ExistDryFGD & ACI & SCR | 0 | 0 | 0 | 0 | 0 | 0 | 0
00 Ret.ExistDryFGD & ACI & SCR & CCS | 0 | 0 | 0 | 0 | 0 | 0 | 0
00 Ret.ExistDryFGD & ACI & SCR & HRI | 0 | 0 | 0 | 0 | 0 | 0 | 0
00 Ret.ExistDryFGD & ACI & SCR & HRI & CCS | 0 | 0 | 0 | 0 | 0 | 0 | 0
00 Ret.ExistDryFGD & ACI & SNCR | 0 | 0 | 0 | 0 | 0 | 0 | 0
00 Ret.ExistDryFGD & ACI & SNCR & HRI | 0 | 0 | 0 | 0 | 0 | 0 | 0
00 Ret.ExistDryFGD & CCS | 0 | 0 | 0 | 0 | 0 | 0 | 0
00 Ret.ExistDryFGD & HRI | 34.5562 | 48.5098 | 48.5098 | 48.5098 | 48.2631 | 47.9006 | 54.5584
00 Ret.ExistDryFGD & HRI & CCS | 0 | 0 | 0 | 0 | 0 | 0 | 0
00 Ret.ExistDryFGD & SCR | 0 | 0 | 0 | 0 | 0 | 0 | 0
00 Ret.ExistDryFGD & SCR & CCS | 0 | 0 | 0 | 0 | 0 | 0 | 0
00 Ret.ExistDryFGD & SCR & HRI | 6.4067 | 6.4067 | 2.7494 | 4.0773 | 4.0773 | 2.0266 | 2.8443
00 Ret.ExistDryFGD & SCR & HRI & CCS | 0 | 0 | 0 | 0 | 0 | 0 | 0
00 Ret.ExistDryFGD & SNCR | 2.5327 | 2.5327 | 0 | 0 | 0 | 0 | 0
00 Ret.ExistDryFGD & SNCR & HRI | 0 | 0 | 0 | 0 | 0 | 0 | 0
00 Ret.ExistDryFGD_ACI & CCS | 0 | 0 | 0 | 0 | 0 | 0 | 0
00 Ret.ExistDryFGD_ACI & HRI | 46.2992 | 59.2575 | 45.7755 | 46.333 | 45.837 | 45.9063 | 52.3364
00 Ret.ExistDryFGD_ACI & HRI & CCS | 0 | 0 | 0 | 0 | 0 | 0 | 0
00 Ret.ExistDryFGD_ACI & SCR | 0 | 0 | 0 | 0 | 0 | 0 | 0
00 Ret.ExistDryFGD_ACI & SCR & CCS | 0 | 0 | 0 | 0 | 0 | 0 | 0
00 Ret.ExistDryFGD_ACI & SCR & HRI | 19.5022 | 21.1407 | 18.6554 | 18.6925 | 18.6327 | 18.8414 | 20.9586
00 Ret.ExistDryFGD_ACI & SCR & HRI & CCS | 0 | 0 | 0 | 0 | 0 | 0 | 0
00 Ret.ExistDryFGD_SCR & ACI & CCS | 0 | 0 | 0 | 0 | 0 | 0 | 0
00 Ret.ExistDryFGD_SCR & ACI & HRI | 34.6904 | 48.8036 | 44.1522 | 43.9639 | 44.6859 | 45.3642 | 58.3204
00 Ret.ExistDryFGD_SCR & ACI & HRI & CCS | 0 | 0 | 0 | 0 | 0 | 0 | 0
00 Ret.ExistDryFGD_SCR & CCS | 0 | 0 | 0 | 0 | 0 | 0 | 0
00 Ret.ExistDryFGD_SNCR & ACI & CCS | 0 | 0 | 0 | 0 | 0 | 0 | 0
00 Ret.ExistDryFGD_SNCR & ACI & HRI | 15.9272 | 15.9272 | 15.9272 | 15.1737 | 15.9272 | 15.9272 | 15.9272
00 Ret.ExistDryFGD_SNCR & ACI & HRI & CCS | 0 | 0 | 0 | 0 | 0 | 0 | 0
00 Ret.ExistDryFGD_SNCR & CCS | 0 | 0 | 0 | 0 | 0 | 0 | 0
00 Ret.ExistDSI & ACI | 0 | 0 | 0 | 0 | 0 | 0 | 0
00 Ret.ExistDSI & ACI & HRI | 0 | 0 | 0 | 0 | 0 | 0 | 0
00 Ret.ExistDSI & ACI & SCR | 0 | 0 | 0 | 0 | 0 | 0 | 0
00 Ret.ExistDSI & ACI & SCR & DryFGD & CCS | 0 | 0 | 0 | 0 | 0 | 0 | 0
00 Ret.ExistDSI & ACI & SCR & DryFGD & HRI | 0 | 0 | 0 | 0 | 0 | 0 | 0
00 Ret.ExistDSI & ACI & SCR & DryFGD & HRI & CCS | 0 | 0 | 0 | 0 | 0 | 0 | 0
00 Ret.ExistDSI & ACI & SCR & HRI | 0 | 0 | 0 | 0 | 0 | 0 | 0
00 Ret.ExistDSI & DryFGD | 0 | 0 | 0 | 0 | 0 | 0 | 0
00 Ret.ExistDSI & DryFGD & ACI | 0 | 0 | 0 | 0 | 0 | 0 | 0
00 Ret.ExistDSI & DryFGD & ACI & CCS | 0 | 0 | 0 | 0 | 0 | 0 | 0
00 Ret.ExistDSI & DryFGD & ACI & HRI | 0 | 0 | 0 | 0 | 0 | 0 | 0
00 Ret.ExistDSI & DryFGD & ACI & HRI & CCS | 0 | 0 | 0 | 0 | 0 | 0 | 0
00 Ret.ExistDSI & DryFGD & CCS | 0 | 0 | 0 | 0 | 0 | 0 | 0
00 Ret.ExistDSI & DryFGD & HRI | 0 | 0 | 0 | 0 | 0 | 0 | 0
00 Ret.ExistDSI & DryFGD & HRI & CCS | 0 | 0 | 0 | 0 | 0 | 0 | 0
00 Ret.ExistDSI & HRI | 0 | 0 | 0 | 0 | 0 | 0 | 0
00 Ret.ExistDSI & SCR | 0 | 0 | 0 | 0 | 0 | 0 | 0
00 Ret.ExistDSI & SCR & DryFGD | 0 | 0 | 0 | 0 | 0 | 0 | 0
00 Ret.ExistDSI & SCR & DryFGD & ACI | 0 | 0 | 0 | 0 | 0 | 0 | 0
00 Ret.ExistDSI & SCR & DryFGD & CCS | 0 | 0 | 0 | 0 | 0 | 0 | 0
00 Ret.ExistDSI & SCR & DryFGD & HRI | 0 | 0 | 0 | 0 | 0 | 0 | 0
00 Ret.ExistDSI & SCR & DryFGD & HRI & CCS | 0 | 0 | 0 | 0 | 0 | 0 | 0
00 Ret.ExistDSI & SCR & HRI | 0 | 0 | 0 | 0 | 0 | 0 | 0
00 Ret.ExistDSI & SCR & WetFGD | 0 | 0 | 0 | 0 | 0 | 0 | 0
00 Ret.ExistDSI & SCR & WetFGD & CCS | 0 | 0 | 0 | 0 | 0 | 0 | 0
00 Ret.ExistDSI & SCR & WetFGD & HRI | 0 | 0 | 0 | 0 | 0 | 0 | 0
00 Ret.ExistDSI & SCR & WetFGD & HRI & CCS | 0 | 0 | 0 | 0 | 0 | 0 | 0
00 Ret.ExistDSI & WetFGD | 0 | 0 | 0 | 0 | 0 | 0 | 0
00 Ret.ExistDSI & WetFGD & ACI | 0 | 0 | 0 | 0 | 0 | 0 | 0
00 Ret.ExistDSI & WetFGD & ACI & HRI | 0 | 0 | 0 | 0 | 0 | 0 | 0
00 Ret.ExistDSI & WetFGD & CCS | 0 | 0 | 0 | 0 | 0 | 0 | 0
00 Ret.ExistDSI & WetFGD & HRI | 0 | 0 | 0 | 0 | 0 | 0 | 0
00 Ret.ExistDSI & WetFGD & HRI & CCS | 0 | 0 | 0 | 0 | 0 | 0 | 0
00 Ret.ExistIGCC & CCS | 0 | 0 | 0 | 0 | 0 | 0 | 0
00 Ret.ExistSCR & ACI | 0 | 0 | 0 | 0 | 0 | 0 | 0
00 Ret.ExistSCR & ACI & DryFGD | 2.3455 | 2.3455 | 0 | 0 | 0 | 0 | 0
00 Ret.ExistSCR & ACI & DryFGD & HRI | 4.5946 | 4.5946 | 4.0134 | 4.5946 | 4.5946 | 4.2682 | 4.0134
00 Ret.ExistSCR & ACI & DSI | 0 | 0 | 0 | 0 | 0 | 0 | 0
00 Ret.ExistSCR & ACI & DSI & DryFGD | 0 | 0 | 0 | 0 | 0 | 0 | 0
00 Ret.ExistSCR & ACI & DSI & DryFGD & HRI | 0 | 0 | 0 | 0 | 0 | 0 | 0
00 Ret.ExistSCR & ACI & DSI & HRI | 25.5328 | 25.5328 | 20.8422 | 21.9005 | 21.9005 | 21.3036 | 22.0464
00 Ret.ExistSCR & ACI & DSI & WetFGD | 0 | 0 | 0 | 0 | 0 | 0 | 0
00 Ret.ExistSCR & ACI & DSI & WetFGD & HRI | 0 | 0 | 0 | 0 | 0 | 0 | 0
00 Ret.ExistSCR & ACI & HRI | 8.8517 | 8.8517 | 8.8517 | 8.8517 | 8.8517 | 8.8517 | 8.7235
00 Ret.ExistSCR & ACI & WetFGD | 0 | 0 | 0 | 0 | 0 | 0 | 0
00 Ret.ExistSCR & ACI & WetFGD & HRI | 0 | 0 | 0 | 0 | 0 | 0 | 0
00 Ret.ExistSCR & DryFGD | 0 | 0 | 0 | 0 | 0 | 0 | 0
00 Ret.ExistSCR & DryFGD & ACI & CCS | 0 | 0 | 0 | 0 | 0 | 0 | 0
00 Ret.ExistSCR & DryFGD & ACI & HRI & CCS | 0 | 0 | 0 | 0 | 0 | 0 | 0
00 Ret.ExistSCR & DryFGD & CCS | 0 | 0 | 0 | 0 | 0 | 0 | 0
00 Ret.ExistSCR & DryFGD & HRI | 0 | 0 | 0 | 0 | 0 | 0 | 0
00 Ret.ExistSCR & DryFGD & HRI & CCS | 0 | 0 | 0 | 0 | 0 | 0 | 0
00 Ret.ExistSCR & DSI | 0 | 0 | 0 | 0 | 0 | 0 | 0
00 Ret.ExistSCR & DSI & DryFGD | 0 | 0 | 0 | 0 | 0 | 0 | 0
00 Ret.ExistSCR & DSI & DryFGD & HRI | 0 | 0 | 0 | 0 | 0 | 0 | 0
00 Ret.ExistSCR & DSI & HRI | 0 | 0 | 0 | 0 | 0 | 0 | 0
00 Ret.ExistSCR & DSI & WetFGD | 0 | 0 | 0 | 0 | 0 | 0 | 0
00 Ret.ExistSCR & DSI & WetFGD & HRI | 0 | 0 | 0 | 0 | 0 | 0 | 0
00 Ret.ExistSCR & HRI | 0 | 0 | 0 | 0 | 0 | 0 | 0
00 Ret.ExistSCR & WetFGD | 0 | 0 | 0 | 0 | 0 | 0 | 0
00 Ret.ExistSCR & WetFGD & ACI & CCS | 0 | 0 | 0 | 0 | 0 | 0 | 0
00 Ret.ExistSCR & WetFGD & ACI & HRI & CCS | 0 | 0 | 0 | 0 | 0 | 0 | 0
00 Ret.ExistSCR & WetFGD & CCS | 0 | 0 | 0 | 0 | 0 | 0 | 0
00 Ret.ExistSCR & WetFGD & HRI | 47.5117 | 47.5117 | 47.5117 | 47.5117 | 47.5117 | 47.5117 | 47.5117
00 Ret.ExistSCR & WetFGD & HRI & CCS | 0 | 0 | 0 | 0 | 0 | 0 | 0
00 Ret.ExistSCR_ACI & DryFGD | 0 | 0 | 0 | 0 | 0 | 0 | 0
00 Ret.ExistSCR_ACI & DryFGD & CCS | 0 | 0 | 0 | 0 | 0 | 0 | 0
00 Ret.ExistSCR_ACI & DryFGD & HRI | 20.1095 | 20.0468 | 19.8701 | 20.0468 | 20.0468 | 20.0468 | 20.0468
00 Ret.ExistSCR_ACI & DryFGD & HRI & CCS | 0 | 0 | 0 | 0 | 0 | 0 | 0
00 Ret.ExistSCR_ACI & DSI | 0 | 0 | 0 | 0 | 0 | 0 | 0
00 Ret.ExistSCR_ACI & DSI & HRI | 0.072617 | 0.07398 | 0.052005 | 0.052005 | 0.052005 | 0.06405 | 0.057169
00 Ret.ExistSCR_ACI & HRI | 0 | 0 | 0 | 0 | 0 | 0 | 0
00 Ret.ExistSCR_ACI & WetFGD | 0 | 0 | 0 | 0 | 0 | 0 | 0
00 Ret.ExistSCR_ACI & WetFGD & CCS | 0 | 0 | 0 | 0 | 0 | 0 | 0
00 Ret.ExistSCR_ACI & WetFGD & HRI | 0 | 0 | 0 | 0 | 0 | 0 | 0
00 Ret.ExistSCR_ACI & WetFGD & HRI & CCS | 0 | 0 | 0 | 0 | 0 | 0 | 0
00 Ret.ExistSCR_ACI_DSI & DryFGD | 0 | 0 | 0 | 0 | 0 | 0 | 0
00 Ret.ExistSCR_ACI_DSI & DryFGD & CCS | 0 | 0 | 0 | 0 | 0 | 0 | 0
00 Ret.ExistSCR_ACI_DSI & DryFGD & HRI | 0 | 0 | 0 | 0 | 0 | 0 | 0
00 Ret.ExistSCR_ACI_DSI & DryFGD & HRI & CCS | 0 | 0 | 0 | 0 | 0 | 0 | 0
00 Ret.ExistSCR_ACI_DSI & HRI | 28.3478 | 28.3478 | 21.4588 | 22.3473 | 22.3473 | 22.9537 | 26.3365
00 Ret.ExistSCR_ACI_DSI & WetFGD | 0 | 0 | 0 | 0 | 0 | 0 | 0
00 Ret.ExistSCR_ACI_DSI & WetFGD & CCS | 0 | 0 | 0 | 0 | 0 | 0 | 0
00 Ret.ExistSCR_ACI_DSI & WetFGD & HRI | 0 | 0 | 0 | 0 | 0 | 0 | 0
00 Ret.ExistSCR_ACI_DSI & WetFGD & HRI & CCS | 0 | 0 | 0 | 0 | 0 | 0 | 0
00 Ret.ExistSCR_DryFGD & ACI | 24.3164 | 10.2032 | 0 | 2.5529 | 3.2333 | 3.2333 | 0
00 Ret.ExistSCR_DryFGD & HRI | 12.7152 | 12.7152 | 9.1759 | 9.1759 | 9.1759 | 9.1759 | 11.1068
00 Ret.ExistSCR_DryFGD & HRI & CCS | 0 | 0 | 0 | 0 | 0 | 0 | 0
00 Ret.ExistSCR_DryFGD_ACI & CCS | 0 | 0 | 0 | 0 | 0 | 0 | 0
00 Ret.ExistSCR_DryFGD_ACI & HRI | 91.9579 | 169.2599 | 152.5492 | 148.9001 | 148.5393 | 145.3635 | 162.0406
00 Ret.ExistSCR_DryFGD_ACI & HRI & CCS | 0 | 0 | 0 | 0 | 0 | 0 | 0
00 Ret.ExistSCR_DSI & ACI | 0 | 0 | 0 | 0 | 0 | 0 | 0
00 Ret.ExistSCR_DSI & ACI & HRI | 0 | 0 | 0 | 0 | 0 | 0 | 0
00 Ret.ExistSCR_DSI & DryFGD | 0 | 0 | 0 | 0 | 0 | 0 | 0
00 Ret.ExistSCR_DSI & DryFGD & ACI | 0 | 0 | 0 | 0 | 0 | 0 | 0
00 Ret.ExistSCR_DSI & DryFGD & ACI & HRI | 0 | 0 | 0 | 0 | 0 | 0 | 0
00 Ret.ExistSCR_DSI & DryFGD & HRI | 0 | 0 | 0 | 0 | 0 | 0 | 0
00 Ret.ExistSCR_DSI & HRI | 0 | 0 | 0 | 0 | 0 | 0 | 0
00 Ret.ExistSCR_DSI & WetFGD | 0 | 0 | 0 | 0 | 0 | 0 | 0
00 Ret.ExistSCR_DSI & WetFGD & ACI | 0 | 0 | 0 | 0 | 0 | 0 | 0
00 Ret.ExistSCR_DSI & WetFGD & ACI & HRI | 0 | 0 | 0 | 0 | 0 | 0 | 0
00 Ret.ExistSCR_DSI & WetFGD & HRI | 0 | 0 | 0 | 0 | 0 | 0 | 0
00 Ret.ExistSCR_WetFGD & ACI | 32.5203 | 32.5203 | 6.1151 | 6.1151 | 6.1151 | 6.1151 | 6.1151
00 Ret.ExistSCR_WetFGD & HRI | 1278.9457 | 1532.4189 | 1381.8943 | 1313.5371 | 1253.7245 | 1208.0078 | 1341.2058
00 Ret.ExistSCR_WetFGD & HRI & CCS | 0 | 0 | 0 | 0 | 0 | 0 | 0
00 Ret.ExistSCR_WetFGD_ACI & CCS | 0 | 0 | 0 | 0 | 0 | 0 | 0
00 Ret.ExistSCR_WetFGD_ACI & HRI | 264.6528 | 323.7977 | 275.581 | 296.4081 | 283.7338 | 254.2223 | 276.7331
00 Ret.ExistSCR_WetFGD_ACI & HRI & CCS | 0 | 0 | 0 | 0 | 0 | 0 | 0
00 Ret.ExistSNCR & ACI | 0 | 0 | 0 | 0 | 0 | 0 | 0
00 Ret.ExistSNCR & ACI & DryFGD | 0 | 0 | 0 | 0 | 0 | 0 | 0
00 Ret.ExistSNCR & ACI & DryFGD & HRI | 0 | 0 | 0 | 0 | 0 | 0 | 0
00 Ret.ExistSNCR & ACI & DSI | 0 | 0 | 0 | 0 | 0 | 0 | 0
00 Ret.ExistSNCR & ACI & DSI & DryFGD | 0 | 0 | 0 | 0 | 0 | 0 | 0
00 Ret.ExistSNCR & ACI & DSI & DryFGD & HRI | 0 | 0 | 0 | 0 | 0 | 0 | 0
00 Ret.ExistSNCR & ACI & DSI & HRI | 0 | 0 | 0 | 0 | 0 | 0 | 0
00 Ret.ExistSNCR & ACI & DSI & WetFGD | 0 | 0 | 0 | 0 | 0 | 0 | 0
00 Ret.ExistSNCR & ACI & DSI & WetFGD & HRI | 0 | 0 | 0 | 0 | 0 | 0 | 0
00 Ret.ExistSNCR & ACI & HRI | 1.0528 | 1.0528 | 1.0528 | 1.0528 | 1.0528 | 1.0528 | 1.0528
00 Ret.ExistSNCR & ACI & WetFGD | 0 | 0 | 0 | 0 | 0 | 0 | 0
00 Ret.ExistSNCR & ACI & WetFGD & HRI | 0 | 0 | 0 | 0 | 0 | 0 | 0
00 Ret.ExistSNCR & DryFGD | 0 | 0 | 0 | 0 | 0 | 0 | 0
00 Ret.ExistSNCR & DryFGD & CCS | 0 | 0 | 0 | 0 | 0 | 0 | 0
00 Ret.ExistSNCR & DryFGD & HRI | 2.4927 | 2.4927 | 2.4927 | 2.4927 | 2.4927 | 2.4895 | 2.4927
00 Ret.ExistSNCR & DryFGD & HRI & CCS | 0 | 0 | 0 | 0 | 0 | 0 | 0
00 Ret.ExistSNCR & DSI | 0 | 0 | 0 | 0 | 0 | 0 | 0
00 Ret.ExistSNCR & DSI & DryFGD | 0 | 0 | 0 | 0 | 0 | 0 | 0
00 Ret.ExistSNCR & DSI & DryFGD & HRI | 0 | 0 | 0 | 0 | 0 | 0 | 0
00 Ret.ExistSNCR & DSI & HRI | 0 | 0 | 0 | 0 | 0 | 0 | 0
00 Ret.ExistSNCR & DSI & WetFGD | 0 | 0 | 0 | 0 | 0 | 0 | 0
00 Ret.ExistSNCR & DSI & WetFGD & HRI | 0 | 0 | 0 | 0 | 0 | 0 | 0
00 Ret.ExistSNCR & HRI | 3.3906 | 3.3906 | 2.7399 | 2.9617 | 2.7399 | 2.7399 | 3.1465
00 Ret.ExistSNCR & WetFGD | 0 | 0 | 0 | 0 | 0 | 0 | 0
00 Ret.ExistSNCR & WetFGD & ACI & CCS | 0 | 0 | 0 | 0 | 0 | 0 | 0
00 Ret.ExistSNCR & WetFGD & ACI & HRI & CCS | 0 | 0 | 0 | 0 | 0 | 0 | 0
00 Ret.ExistSNCR & WetFGD & CCS | 0 | 0 | 0 | 0 | 0 | 0 | 0
00 Ret.ExistSNCR & WetFGD & HRI | 0 | 0 | 0 | 0 | 0 | 0 | 0
00 Ret.ExistSNCR & WetFGD & HRI & CCS | 0 | 0 | 0 | 0 | 0 | 0 | 0
00 Ret.ExistSNCR_ACI & DryFGD | 0 | 0 | 0 | 0 | 0 | 0 | 0
00 Ret.ExistSNCR_ACI & DryFGD & CCS | 0 | 0 | 0 | 0 | 0 | 0 | 0
00 Ret.ExistSNCR_ACI & DryFGD & HRI | 7.1033 | 7.1033 | 5.6001 | 5.6001 | 5.6001 | 5.1261 | 7.1033
00 Ret.ExistSNCR_ACI & DryFGD & HRI & CCS | 0 | 0 | 0 | 0 | 0 | 0 | 0
00 Ret.ExistSNCR_ACI & DSI | 0 | 0 | 0 | 0 | 0 | 0 | 0
00 Ret.ExistSNCR_ACI & DSI & HRI | 0 | 0 | 0 | 0 | 0 | 0 | 0
00 Ret.ExistSNCR_ACI & HRI | 0 | 0 | 0 | 0 | 0 | 0 | 0
00 Ret.ExistSNCR_ACI & WetFGD | 0 | 0 | 0 | 0 | 0 | 0 | 0
00 Ret.ExistSNCR_ACI & WetFGD & CCS | 0 | 0 | 0 | 0 | 0 | 0 | 0
00 Ret.ExistSNCR_ACI & WetFGD & HRI | 0 | 0 | 0 | 0 | 0 | 0 | 0
00 Ret.ExistSNCR_ACI & WetFGD & HRI & CCS | 0 | 0 | 0 | 0 | 0 | 0 | 0
00 Ret.ExistSNCR_ACI_DSI & DryFGD | 0 | 0 | 0 | 0 | 0 | 0 | 0
00 Ret.ExistSNCR_ACI_DSI & DryFGD & HRI | 0 | 0 | 0 | 0 | 0 | 0 | 0
00 Ret.ExistSNCR_ACI_DSI & HRI | 0 | 0 | 0 | 0 | 0 | 0 | 0
00 Ret.ExistSNCR_ACI_DSI & WetFGD | 0 | 0 | 0 | 0 | 0 | 0 | 0
00 Ret.ExistSNCR_ACI_DSI & WetFGD & HRI | 0 | 0 | 0 | 0 | 0 | 0 | 0
00 Ret.ExistSNCR_DryFGD & ACI | 0 | 0 | 0 | 0 | 0 | 0 | 0
00 Ret.ExistSNCR_DryFGD & HRI | 0 | 0 | 0 | 0 | 0 | 0 | 0
00 Ret.ExistSNCR_DryFGD & HRI & CCS | 0 | 0 | 0 | 0 | 0 | 0 | 0
00 Ret.ExistSNCR_DryFGD_ACI & CCS | 0 | 0 | 0 | 0 | 0 | 0 | 0
00 Ret.ExistSNCR_DryFGD_ACI & HRI | 4.5025 | 4.5025 | 4.5576 | 4.5576 | 4.5576 | 4.5025 | 4.5025
00 Ret.ExistSNCR_WetFGD & ACI | 30.0182 | 24.1164 | 12.9319 | 11.0365 | 10.442 | 5.2048 | 11.8367
00 Ret.ExistSNCR_WetFGD & HRI | 51.0975 | 49.4522 | 47.8935 | 43.5482 | 43.5482 | 41.1321 | 39.0014
00 Ret.ExistSNCR_WetFGD & HRI & CCS | 0 | 0 | 0 | 0 | 0 | 0 | 0
00 Ret.ExistSNCR_WetFGD_ACI & CCS | 0 | 0 | 0 | 0 | 0 | 0 | 0
00 Ret.ExistSNCR_WetFGD_ACI & HRI | 0 | 0 | 0 | 0 | 0 | 0 | 6.3074
00 Ret.ExistSNCR_WetFGD_ACI & HRI & CCS | 0 | 0 | 0 | 0 | 0 | 0 | 0
00 Ret.ExistWetFGD & ACI | 287.815 | 49.3104 | 14.3135 | 6.3814 | 5.2598 | 6.3963 | 5.4007
00 Ret.ExistWetFGD & ACI & CCS | 0 | 0 | 0 | 0 | 0 | 0 | 0
00 Ret.ExistWetFGD & ACI & HRI | 169.7222 | 337.9672 | 263.4667 | 277.1605 | 272.1162 | 270.6941 | 292.2278
00 Ret.ExistWetFGD & ACI & HRI & CCS | 0 | 0 | 0 | 0 | 0 | 0 | 0
00 Ret.ExistWetFGD & ACI & SCR | 0 | 9.271 | 0 | 2.3031 | 2.917 | 2.917 | 0
00 Ret.ExistWetFGD & ACI & SCR & CCS | 0 | 0 | 0 | 0 | 0 | 0 | 0
00 Ret.ExistWetFGD & ACI & SCR & HRI | 9.8205 | 52.8295 | 50.5578 | 52.8295 | 49.5067 | 49.1804 | 62.1005
00 Ret.ExistWetFGD & ACI & SCR & HRI & CCS | 0 | 0 | 0 | 0 | 0 | 0 | 0
00 Ret.ExistWetFGD & ACI & SNCR | 0 | 0 | 0 | 0 | 0 | 0 | 0
00 Ret.ExistWetFGD & ACI & SNCR & HRI | 0 | 0 | 0 | 0 | 0 | 0 | 0
00 Ret.ExistWetFGD & CCS | 0 | 0 | 0 | 0 | 0 | 0 | 0
00 Ret.ExistWetFGD & HRI | 67.3976 | 102.7807 | 96.5067 | 100.5365 | 97.8581 | 96.3375 | 97.6836
00 Ret.ExistWetFGD & HRI & CCS | 0 | 0 | 0 | 0 | 0 | 0 | 0
00 Ret.ExistWetFGD & SCR | 16.7039 | 17.0847 | 16.658 | 12.3806 | 12.1297 | 11.5852 | 13.762
00 Ret.ExistWetFGD & SCR & CCS | 0 | 0 | 0 | 0 | 0 | 0 | 0
00 Ret.ExistWetFGD & SCR & HRI | 90.4028 | 110.4432 | 69.1228 | 98.0696 | 96.8476 | 102.8981 | 108.2492
00 Ret.ExistWetFGD & SCR & HRI & CCS | 0 | 0 | 0 | 0 | 0 | 0 | 0
00 Ret.ExistWetFGD & SNCR | 0 | 0 | 0 | 0 | 0 | 0 | 0
00 Ret.ExistWetFGD & SNCR & HRI | 0 | 0 | 0 | 0 | 0 | 0 | 0
00 Ret.ExistWetFGD_ACI & CCS | 0 | 0 | 0 | 0 | 0 | 0 | 0
00 Ret.ExistWetFGD_ACI & HRI | 1.2593 | 109.6361 | 91.1676 | 96.47 | 92.3966 | 85.3302 | 109.7034
00 Ret.ExistWetFGD_ACI & HRI & CCS | 0 | 0 | 0 | 0 | 0 | 0 | 0
00 Ret.ExistWetFGD_ACI & SCR | 0 | 0 | 0 | 0 | 0 | 0 | 0
00 Ret.ExistWetFGD_ACI & SCR & CCS | 0 | 0 | 0 | 0 | 0 | 0 | 0
00 Ret.ExistWetFGD_ACI & SCR & HRI | 12.2912 | 18.3568 | 14.9354 | 18.0602 | 12.1634 | 10.7813 | 12.8356
00 Ret.ExistWetFGD_ACI & SCR & HRI & CCS | 0 | 0 | 0 | 0 | 0 | 0 | 0
00 Ret.ExistWetFGD_ACI & SNCR | 0 | 0 | 0 | 0 | 0 | 0 | 0
00 Ret.ExistWetFGD_ACI & SNCR & HRI | 0 | 0 | 0 | 0 | 0 | 0 | 0
00 Ret.ExistWetFGD_SCR & ACI & CCS | 0 | 0 | 0 | 0 | 0 | 0 | 0
00 Ret.ExistWetFGD_SCR & ACI & HRI | 97.3118 | 97.3118 | 82.0622 | 84.1704 | 84.7995 | 84.9178 | 86.1097
00 Ret.ExistWetFGD_SCR & ACI & HRI & CCS | 0 | 0 | 0 | 0 | 0 | 0 | 0
00 Ret.ExistWetFGD_SCR & CCS | 0 | 0 | 0 | 0 | 0 | 0 | 0
00 Ret.ExistWetFGD_SNCR & ACI & CCS | 0 | 0 | 0 | 0 | 0 | 0 | 0
00 Ret.ExistWetFGD_SNCR & ACI & HRI | 59.2473 | 65.2707 | 58.2106 | 60.1951 | 59.9321 | 50.8601 | 59.8897
00 Ret.ExistWetFGD_SNCR & ACI & HRI & CCS | 0 | 0 | 0 | 0 | 0 | 0 | 0
00 Ret.ExistWetFGD_SNCR & CCS | 0 | 0 | 0 | 0 | 0 | 0 | 0
00 Ret.FB & ACI | 28.029 | 20.2861 | 2.4975 | 2.4975 | 2.4975 | 2.4975 | 2.4975
00 Ret.FB & ACI & HRI | 0 | 7.7429 | 6.0992 | 6.0992 | 6.0992 | 5.5876 | 7.7429
00 Ret.FB & HRI | 5.787 | 5.787 | 5.7838 | 5.787 | 5.787 | 5.7838 | 5.7838
00 Ret.FB DryFGD | 0 | 0 | 0 | 0 | 0 | 0 | 0
00 Ret.FB DryFGD & ACI | 0 | 0 | 0 | 0 | 0 | 0 | 0
00 Ret.FB DryFGD & ACI & HRI | 0 | 0 | 0 | 0 | 0 | 0 | 0
00 Ret.FB DryFGD & HRI | 5.6755 | 5.6755 | 5.6755 | 5.6755 | 5.6755 | 5.6755 | 5.6755
00 Ret.FB DryFGD & SNCR | 1.9854 | 1.9854 | 1.9854 | 1.9854 | 1.9854 | 1.9854 | 1.9854
00 Ret.FB DryFGD & SNCR & HRI | 0 | 0 | 0 | 0 | 0 | 0 | 0
00 Ret.FB SNCR & DryFGD & ACI | 0 | 0 | 0 | 0 | 0 | 0 | 0
00 Ret.FB SNCR & DryFGD & ACI & HRI | 0 | 0 | 0 | 0 | 0 | 0 | 0
00 Ret.FB-ACI & SNCR | 0 | 0 | 0 | 0 | 0 | 0 | 0
00 Ret.FB-ACI & SNCR & CCS | 0 | 0 | 0 | 0 | 0 | 0 | 0
00 Ret.FB-ACI & SNCR & HRI | 0 | 0 | 0 | 0 | 0 | 0 | 0
00 Ret.FB-ACI & SNCR & HRI & CCS | 0 | 0 | 0 | 0 | 0 | 0 | 0
00 Ret.FB-Exist ACI & DryFGD | 0 | 0 | 0 | 0 | 0 | 0 | 0
00 Ret.FB-Exist ACI & DryFGD & HRI | 0 | 0 | 0 | 0 | 0 | 0 | 0
00 Ret.FB-Exist ACI & DryFGD & SNCR | 0 | 0 | 0 | 0 | 0 | 0 | 0
00 Ret.FB-Exist ACI & DryFGD & SNCR & HRI | 0 | 0 | 0 | 0 | 0 | 0 | 0
00 Ret.FB-Exist ACI & SNCR | 0 | 0 | 0 | 0 | 0 | 0 | 0
00 Ret.FB-Exist ACI & SNCR & HRI | 0 | 0 | 0 | 0 | 0 | 0 | 0
00 Ret.FB-ExistACI & HRI | 0 | 0 | 0 | 0 | 0 | 0 | 0
00 Ret.FB-ExistDryFGD & ACI | 0 | 0 | 0 | 0 | 0 | 0 | 0
00 Ret.FB-ExistDryFGD & ACI & HRI | 0 | 0 | 0 | 0 | 0 | 0 | 0
00 Ret.FB-ExistDryFGD & ACI & SNCR | 0 | 0 | 0 | 0 | 0 | 0 | 0
00 Ret.FB-ExistDryFGD & ACI & SNCR & HRI | 0 | 0 | 0 | 0 | 0 | 0 | 0
00 Ret.FB-ExistDryFGD & CCS | 0 | 0 | 0 | 0 | 0 | 0 | 0
00 Ret.FB-ExistDryFGD & HRI | 1.0593 | 1.0593 | 1.0593 | 1.0593 | 1.0593 | 1.0593 | 1.0593
00 Ret.FB-ExistDryFGD & SNCR | 0 | 0 | 0 | 0 | 0 | 0 | 0
00 Ret.FB-ExistDryFGD & SNCR & HRI | 0 | 0 | 0 | 0 | 0 | 0 | 0
00 Ret.FB-ExistDryFGD_ACI & CCS | 0 | 0 | 0 | 0 | 0 | 0 | 0
00 Ret.FB-ExistDryFGD_SNCR & ACI | 0 | 0 | 0 | 0 | 0 | 0 | 0
00 Ret.FB-ExistDryFGD_SNCR & ACI & HRI | 0 | 0 | 0 | 0 | 0 | 0 | 0
00 Ret.FB-ExistDryFGD_SNCR & CCS | 0 | 0 | 0 | 0 | 0 | 0 | 0
00 Ret.FB-ExistDryFGD_SNCR & HRI | 21.0009 | 33.9384 | 33.5715 | 33.9384 | 33.9384 | 33.9384 | 33.9384
00 Ret.FB-ExistDryFGD_SNCR & HRI & CCS | 0 | 0 | 0 | 0 | 0 | 0 | 0
00 Ret.FB-ExistDryFGD_SNCR_ACI & HRI | 0 | 14.6315 | 9.3004 | 11.5215 | 9.3004 | 8.8807 | 14.6315
00 Ret.FB-ExistWetFGD_SNCR_ACI & HRI | 0 | 0 | 0 | 0 | 0 | 0 | 0
00 Ret.FB-ExistSNCR & ACI | 0.80854 | 0 | 0 | 0 | 0 | 0 | 0
00 Ret.FB-ExistSNCR & ACI & HRI | 0 | 0.80854 | 0.80854 | 0.80854 | 0.80854 | 0.80854 | 0.80854
00 Ret.FB-ExistSNCR & DryFGD | 0 | 0 | 0 | 0 | 0 | 0 | 0
00 Ret.FB-ExistSNCR & DryFGD & ACI | 0 | 0 | 0 | 0 | 0 | 0 | 0
00 Ret.FB-ExistSNCR & DryFGD & ACI & HRI | 0 | 0 | 0 | 0 | 0 | 0 | 0
00 Ret.FB-ExistSNCR & DryFGD & HRI | 4.9797 | 4.9797 | 4.9797 | 4.9797 | 4.9797 | 4.9797 | 4.9797
00 Ret.FB-ExistSNCR & HRI | 3.0482 | 3.0482 | 2.813 | 3.0482 | 3.0482 | 3.0482 | 2.6733
00 Ret.FB-SNCR | 0 | 0 | 0 | 0 | 0 | 0 | 0
00 Ret.FB-SNCR & HRI | 0 | 0 | 0 | 0 | 0 | 0 | 0
00 Ret.HRI | 13.5555 | 14.1837 | 12.0249 | 12.2979 | 12.3161 | 12.331 | 11.2199
00 Ret.Oil/Gas Steam SCR | 0.03747 | 0 | 0 | 0 | 0 | 0 | 0
00 Ret.SCR | 0 | 0 | 0 | 0 | 0 | 0 | 0
00 Ret.SCR & DryFGD | 0 | 0 | 0 | 0 | 0 | 0 | 0
00 Ret.SCR & DryFGD & ACI | 0 | 0 | 0 | 0 | 0 | 0 | 0
00 Ret.SCR & DryFGD & CCS | 0 | 0 | 0 | 0 | 0 | 0 | 0
00 Ret.SCR & DryFGD & HRI | 0 | 0 | 0 | 0 | 0 | 0 | 0
00 Ret.SCR & DryFGD & HRI & CCS | 0 | 0 | 0 | 0 | 0 | 0 | 0
00 Ret.SCR & DSI | 0 | 0 | 0 | 0 | 0 | 0 | 0
00 Ret.SCR & DSI & DryFGD | 0 | 0 | 0 | 0 | 0 | 0 | 0
00 Ret.SCR & DSI & DryFGD & HRI | 0 | 0 | 0 | 0 | 0 | 0 | 0
00 Ret.SCR & DSI & HRI | 0 | 0 | 0 | 0 | 0 | 0 | 0
00 Ret.SCR & DSI & WetFGD | 0 | 0 | 0 | 0 | 0 | 0 | 0
00 Ret.SCR & DSI & WetFGD & HRI | 0 | 0 | 0 | 0 | 0 | 0 | 0
00 Ret.SCR & HRI | 0 | 0 | 0 | 0 | 0 | 0 | 0
00 Ret.SCR & WetFGD | 0 | 0 | 0 | 0 | 0 | 0 | 0
00 Ret.SCR & WetFGD & ACI | 0 | 0 | 0 | 0 | 0 | 0 | 0
00 Ret.SCR & WetFGD & CCS | 0 | 0 | 0 | 0 | 0 | 0 | 0
00 Ret.SCR & WetFGD & HRI | 0 | 0 | 0 | 0 | 0 | 0 | 0
00 Ret.SCR & WetFGD & HRI & CCS | 0 | 0 | 0 | 0 | 0 | 0 | 0
00 Ret.SNCR | 0 | 0.14376 | 0 | 0 | 0 | 0 | 0
00 Ret.SNCR & DryFGD | 0 | 0 | 0 | 0 | 0 | 0 | 0
00 Ret.SNCR & DryFGD & ACI | 0 | 0 | 0 | 0 | 0 | 0 | 0
00 Ret.SNCR & DryFGD & ACI & HRI | 0 | 0 | 0 | 0 | 0 | 0 | 0
00 Ret.SNCR & DryFGD & HRI | 0 | 0 | 0 | 0 | 0 | 0 | 0
00 Ret.SNCR & DSI | 0 | 0 | 0 | 0 | 0 | 0 | 0
00 Ret.SNCR & DSI & HRI | 0 | 0 | 0 | 0 | 0 | 0 | 0
00 Ret.SNCR & HRI | 0 | 0 | 0 | 0 | 0 | 0 | 0
00 Ret.SNCR & WetFGD | 0 | 0 | 0 | 0 | 0 | 0 | 0
00 Ret.SNCR & WetFGD & ACI | 0 | 0 | 0 | 0 | 0 | 0 | 0
00 Ret.SNCR & WetFGD & ACI & HRI | 0 | 0 | 0 | 0 | 0 | 0 | 0
00 Ret.SNCR & WetFGD & HRI | 0 | 0 | 0 | 0 | 0 | 0 | 0
00 Ret.WetFGD | 0 | 0 | 0 | 0 | 0 | 0 | 0
00 Ret.WetFGD & ACI & CCS | 0 | 0 | 0 | 0 | 0 | 0 | 0
00 Ret.WetFGD & ACI & HRI & CCS | 0 | 0 | 0 | 0 | 0 | 0 | 0
00 Ret.WetFGD & CCS | 0 | 0 | 0 | 0 | 0 | 0 | 0
00 Ret.WetFGD & HRI | 2.4135 | 4.3567 | 3.9134 | 4.3567 | 4.3567 | 4.249 | 4.3567
00 Ret.WetFGD & HRI & CCS | 0 | 0 | 0 | 0 | 0 | 0 | 0
00 CC Retirement | 0 | 0 | 0 | 0 | 0 | 0 | 0
00 CT Retirement | 0 | 0 | 0 | 0 | 0 | 0 | 0
00 O/G Retirement | 0 | 0 | 0 | 0 | 0 | 0 | 0
00 Coal Retirement | 0 | 0 | 0 | 0 | 0 | 0 | 0
00 IGCC Retirement | 0 | 0 | 0 | 0 | 0 | 0 | 0
00 Nuke Retirement | 0 | 0 | 0 | 0 | 0 | 0 | 0
00 Non-Fossil Retirement | 0 | 0 | 0 | 0 | 0 | 0 | 0
Total | 13856.7049 | 14138.3637 | 14464.5233 | 15038.6032 | 15548.9396 | 16735.3104 | 18045.8502
(**) Ind. Boiler generation, not included in the total
14. Capacity Factor by Capacity Reporting Type [%]
00 New Combined Cycle | 72.741 | 83.3217 | 41.6755 | 58.7051 | 68.3024 | 74.6918 | 75.0996
00 New Combined Cycle - Uncontrolled | N/A | N/A | N/A | N/A | N/A | N/A | N/A
00 New Combined Cycle with Carbon Capture | N/A | N/A | N/A | N/A | N/A | N/A | N/A
00 New Combustion Turbine | 3.9484 | 3.0364 | 6.543 | 6.5194 | 5.3742 | 2.6396 | 2.3404
00 New Hydro | N/A | N/A | N/A | N/A | N/A | N/A | N/A
00 New Nuclear | N/A | N/A | N/A | N/A | N/A | N/A | 90
00 New Biomass | 85 | 85 | 84.9007 | 85 | 85 | 85 | 85
00 New Geothermal | N/A | 87 | 87 | 87 | 87 | 87 | 87
00 New Landfill Gas | 90 | 90 | 90 | 90 | 90 | 90 | 90
00 New Offshore Wind | N/A | N/A | N/A | N/A | N/A | N/A | N/A
00 New Onshore Wind | 33.0936 | 33.0824 | 33.1185 | 32.5059 | 32.263 | 32.1755 | 34.2302
00 New Solar PV | 18.7376 | 19.375 | 19.2073 | 19.5943 | 19.5937 | 20.0401 | 23.3138
00 New Solar Thermal | 43.0597 | 32.2958 | 32.9947 | 33.2099 | 34.0139 | 34.0139 | 34.0139
00 New Fuel Cell | N/A | N/A | N/A | N/A | N/A | N/A | N/A
00 New IGCC | N/A | N/A | N/A | N/A | N/A | N/A | N/A
00 New Advanced Coal with CCS | N/A | N/A | 85 | 85 | 85 | 85 | 85
00 New SPC - Uncontrolled | N/A | N/A | N/A | N/A | N/A | N/A | N/A
00 New SPC-WetFGD_SCR | 85 | 85 | 85 | 85 | 85 | 85 | 85
00 New Future Technology | N/A | N/A | N/A | N/A | N/A | N/A | N/A
00 Exist Combined Cycle | 53.9551 | 52.1718 | 74.0264 | 72.1199 | 68.2703 | 61.7188 | 52.8342
00 Exist Combustion Turbine | 1.8218 | 1.3408 | 1.8635 | 2.3261 | 1.9937 | 1.3873 | 0.86931
00 Exist Coal Steam_Uncontrolled | 64.0014 | 65.2653 | 50.2494 | 51.7124 | 49.7168 | 63.0591 | 63.3515
00 Exist Coal Steam_ACI | 83.1565 | 35.12 | 35.12 | 35.12 | 35.12 | 35.12 | 35.12
00 Exist Coal Steam_ACI_DSI | N/A | N/A | N/A | N/A | N/A | N/A | N/A
00 Exist Coal Steam_DryFGD | 76.1227 | 69.9178 | 28.9553 | 33.9503 | 32.8822 | 32.2539 | 40.0084
00 Exist Coal Steam_DryFGD_ACI | 79.3893 | 76.5181 | 60.6391 | 66.1369 | 66.1369 | 66.1369 | 73.3996
00 Exist Coal Steam_DryFGD_SCR | 61.5418 | 62.3678 | 20.8716 | 14.9053 | 7.4206 | 9.5705 | 9.5705
00 Exist Coal Steam_DryFGD_SCR_ACI | 80.1643 | 77.0731 | 32.2356 | 33.0826 | 33.0826 | 32.4064 | 35.5847
00 Exist Coal Steam_DryFGD_SNCR | 82.9789 | 82.9789 | 82.31 | 82.31 | 82.31 | 82.31 | 82.31
00 Exist Coal Steam_DryFGD_SNCR_ACI | N/A | N/A | N/A | N/A | N/A | N/A | N/A
00 Exist Coal Steam_DSI | N/A | N/A | N/A | N/A | N/A | N/A | N/A
00 Exist Coal Steam_SCR | 30.7485 | 64.566 | 0 | 0 | 0 | 0 | 0
00 Exist Coal Steam_SCR_ACI | 0.21595 | 0 | 0 | 0 | 0 | 0 | 0
00 Exist Coal Steam_SCR_ACI_DSI | N/A | N/A | N/A | N/A | N/A | N/A | N/A
00 Exist Coal Steam_SCR_DSI | N/A | N/A | N/A | N/A | N/A | N/A | N/A
00 Exist Coal Steam_SNCR | 21.0335 | 21.0335 | 21.0335 | 21.4539 | 21.4539 | 21.4539 | 21.4539
00 Exist Coal Steam_SNCR_ACI | 0 | 0 | 0 | 0 | 0 | 0 | 0
00 Exist Coal Steam_SNCR_ACI_DSI | N/A | N/A | N/A | N/A | N/A | N/A | N/A
00 Exist Coal Steam_WetFGD | 83.5396 | 84.9714 | 75.4243 | 82.5985 | 75.4951 | 71.8719 | 76.2797
00 Exist Coal Steam_WetFGD_ACI | 84.5068 | N/A | N/A | N/A | N/A | N/A | N/A
00 Exist Coal Steam_WetFGD_SCR | 79.0993 | 78.4795 | 59.3621 | 56.9453 | 50.6505 | 47.2024 | 59.7413
00 Exist Coal Steam_WetFGD_SCR_ACI | 77.831 | 72.9407 | 62.3316 | 62.3316 | 59.7658 | 54.9678 | 64.2941
00 Exist Coal Steam_WetFGD_SNCR | 66.6348 | 66.3546 | 5.055 | 5.055 | 5.055 | 5.055 | 5.055
00 Exist Coal Steam_WetFGD_SNCR_ACI | 83.2326 | 83.2326 | 26.4111 | 26.4111 | 26.4111 | 26.4111 | 26.4111
00 Exist FBC_Uncontrolled | 33.9803 | 33.9803 | 33.9803 | 33.9803 | 33.9803 | 33.9803 | 33.9803
00 Exist FBC_ACI | N/A | N/A | N/A | N/A | N/A | N/A | N/A
00 Exist FBC_DryFGD | 80.0731 | 80.0731 | 59.6102 | 43.1752 | 43.1752 | 43.1752 | 67.8578
00 Exist FBC_DryFGD_SNCR | 77.3975 | 54.1896 | 26.1298 | 26.1298 | 20.6313 | 18.8001 | 45.4927
00 Exist FBC_DryFGD_SNCR_ACI | 84.0255 | 82.4786 | 57.0177 | 50.4568 | 29.957 | 12.4302 | 34.628
00 Exist FBC_SNCR | 31.4976 | 26.9632 | 7.8801 | 12.0071 | 1.7417 | 1.605 | 1.605
00 Exist FBC_SNCR_ACI | 76.07 | 76.07 | 76.07 | 76.07 | 76.07 | 76.07 | 76.07
00 Exist FBC_WetFGD_SNCR_ACI | 26.6833 | 26.6833 | 0 | 0 | 0 | 0 | 26.6833
00 Exist IGCC | 82.6791 | 82.6791 | 75.7788 | 74.1337 | 72.2664 | 74.7935 | 74.7935
00 Exist Fossil_Other | 61.1509 | 61.1509 | 61.1509 | 61.1509 | 61.1509 | 61.1509 | 60.2813
00 Exist Fuel Cell | 12.2865 | 23.254 | 5.132 | 26.383 | 5.1738 | 4.5054 | 2.8051
00 Exist Hydro | 39.1776 | 39.1776 | 39.1776 | 39.1776 | 39.1776 | 39.1776 | 39.1756
00 Exist Non Fossil_Other | 67.4065 | 67.4065 | 67.4065 | 67.4065 | 67.4065 | 67.4065 | 67.4065
00 Exist Nuclear | 90.5633 | 90.5482 | 90.5568 | 90.5568 | 90.5377 | 91.4347 | 90.7232
00 Exist Oil/Gas Steam | 7.8664 | 7.7408 | 7.7184 | 4.9514 | 2.6104 | 0.25521 | 0.21918
00 Exist Oil/Gas Steam_SCR | 6.2001 | 6.1764 | 4.6656 | 2.6445 | 1.627 | 0.43689 | 0.32991
00 Exist Oil/Gas Steam_SNCR | 0.87714 | 0.48779 | 0 | 0 | 0 | 0 | 0
00 Exist Biomass | 58.6741 | 54.7979 | 56.253 | 62.614 | 64.0068 | 64.9516 | 67.2358
00 Exist Landfill Gas | 58.1955 | 58.1955 | 58.1955 | 58.1955 | 58.1955 | 58.1955 | 58.1955
00 Exist Geothermal | 73.7486 | 73.7486 | 73.7486 | 73.7486 | 73.7486 | 73.7486 | 73.7486
00 Exist Pump Storage | 5.604 | 5.3382 | 6.9186 | 6.0328 | 5.9901 | 3.7835 | 3.3569
00 Exist Solar PV | 20.9134 | 20.9134 | 20.9134 | 20.9134 | 20.9134 | 20.9134 | 20.9134
00 Exist Solar Thermal | 16.0524 | 16.0524 | 16.0524 | 16.0524 | 16.0524 | 16.0524 | 16.0524
00 Exist Wind | 30.9837 | 30.9837 | 30.9837 | 30.9837 | 30.9837 | 30.9837 | 30.9837
00 International Imports | 53.9 | 47.6 | 35 | 3.6 | 100 | 100 | 100
00 Ret.ACI | 74.3219 | 79.0253 | 25.9543 | 25.9543 | 25.9543 | 0 | 0
00 Ret.ACI & DryFGD | N/A | N/A | N/A | N/A | N/A | N/A | N/A
00 Ret.ACI & DryFGD & HRI | 82.6043 | 82.6043 | 82.6043 | 82.6043 | 82.6043 | 82.6043 | 82.6043
00 Ret.ACI & DSI | 81.7737 | 81.8744 | 43.0922 | 55.8043 | 25.9543 | 25.9163 | 25.928
00 Ret.ACI & DSI & DryFGD | N/A | N/A | N/A | N/A | N/A | N/A | N/A
00 Ret.ACI & DSI & DryFGD & HRI | N/A | N/A | N/A | N/A | N/A | N/A | N/A
00 Ret.ACI & DSI & HRI | 83.3429 | 83.0255 | 67.707 | 70.668 | 67.7258 | 63.3267 | 68.5863
00 Ret.ACI & DSI & WetFGD & HRI | N/A | N/A | N/A | N/A | N/A | N/A | N/A
00 Ret.ACI & HRI | 82.4511 | 82.9042 | 67.9602 | 61.1461 | 61.4661 | 67.8314 | 69.0511
00 Ret.ACI & SCR | N/A | N/A | N/A | N/A | N/A | N/A | N/A
00 Ret.ACI & SCR & DryFGD & CCS | N/A | N/A | N/A | N/A | N/A | N/A | N/A
00 Ret.ACI & SCR & DryFGD & HRI | N/A | N/A | N/A | N/A | N/A | N/A | N/A
00 Ret.ACI & SCR & DryFGD & HRI & CCS | N/A | N/A | N/A | N/A | N/A | N/A | N/A
00 Ret.ACI & SCR & DSI | 82.065 | 81.9027 | 52.133 | 71.542 | N/A | N/A | N/A
00 Ret.ACI & SCR & DSI & DryFGD | N/A | N/A | N/A | N/A | N/A | N/A | N/A
00 Ret.ACI & SCR & DSI & DryFGD & HRI | N/A | N/A | N/A | N/A | N/A | N/A | N/A
00 Ret.ACI & SCR & DSI & HRI | 82.6047 | 82.6047 | 75.3804 | 76.566 | 78.0243 | 82.6047 | 82.6047
00 Ret.ACI & SCR & DSI & WetFGD | N/A | N/A | N/A | N/A | N/A | N/A | N/A
00 Ret.ACI & SCR & DSI & WetFGD & HRI | N/A | N/A | N/A | N/A | N/A | N/A | N/A
00 Ret.ACI & SCR & HRI | N/A | N/A | N/A | N/A | N/A | N/A | N/A
00 Ret.ACI & SCR & WetFGD & CCS | N/A | N/A | N/A | N/A | N/A | N/A | N/A
00 Ret.ACI & SCR & WetFGD & HRI | N/A | N/A | N/A | N/A | N/A | N/A | N/A
00 Ret.ACI & SCR & WetFGD & HRI & CCS | N/A | N/A | N/A | N/A | N/A | N/A | N/A
00 Ret.ACI & SNCR | N/A | N/A | N/A | N/A | N/A | N/A | N/A
00 Ret.ACI & SNCR & DSI | N/A | N/A | N/A | N/A | N/A | N/A | N/A
00 Ret.ACI & SNCR & DSI & DryFGD | N/A | N/A | N/A | N/A | N/A | N/A | N/A
00 Ret.ACI & SNCR & DSI & DryFGD & HRI | N/A | N/A | N/A | N/A | N/A | N/A | N/A
00 Ret.ACI & SNCR & DSI & HRI | N/A | N/A | N/A | N/A | N/A | N/A | N/A
00 Ret.ACI & SNCR & DSI & WetFGD | N/A | N/A | N/A | N/A | N/A | N/A | N/A
00 Ret.ACI & SNCR & DSI & WetFGD & HRI | N/A | N/A | N/A | N/A | N/A | N/A | N/A
00 Ret.ACI & SNCR & HRI | N/A | N/A | N/A | N/A | N/A | N/A | N/A
00 Ret.ACI & WetFGD | N/A | N/A | N/A | N/A | N/A | N/A | N/A
00 Ret.ACI & WetFGD & DSI | N/A | N/A | N/A | N/A | N/A | N/A | N/A
00 Ret.ACI & WetFGD & HRI | 81.9027 | 81.9027 | 64.566 | 71.542 | 71.542 | 42.0472 | 49.8077
00 Ret.C2G | 0 | 0.12163 | 39.5904 | 39.5904 | 39.5904 | 39.5904 | 12.6063
00 Ret.C2G & SCR | N/A | N/A | N/A | N/A | N/A | N/A | N/A
00 Ret.CCG | N/A | N/A | N/A | N/A | N/A | N/A | N/A
00 Ret.DryFGD | N/A | N/A | N/A | N/A | N/A | N/A | N/A
00 Ret.DryFGD & ACI & CCS | N/A | N/A | N/A | N/A | N/A | N/A | N/A
00 Ret.DryFGD & ACI & HRI & CCS | N/A | N/A | N/A | N/A | N/A | N/A | N/A
00 Ret.DryFGD & CCS | N/A | N/A | N/A | N/A | N/A | N/A | N/A
00 Ret.DryFGD & HRI | 84.4138 | 84.4138 | 84.4138 | 84.4138 | 84.4138 | 73.7355 | 84.4138
00 Ret.DryFGD & HRI & CCS | N/A | N/A | N/A | N/A | N/A | N/A | N/A
00 Ret.DSI | 82.6047 | 82.6047 | N/A | N/A | N/A | N/A | N/A
00 Ret.DSI & DryFGD | N/A | N/A | N/A | N/A | N/A | N/A | N/A
00 Ret.DSI & DryFGD & HRI | N/A | N/A | N/A | N/A | N/A | N/A | N/A
00 Ret.DSI & HRI | N/A | N/A | N/A | N/A | N/A | N/A | N/A
00 Ret.DSI & WetFGD | N/A | N/A | N/A | N/A | N/A | N/A | N/A
00 Ret.DSI & WetFGD & HRI | N/A | N/A | N/A | N/A | N/A | N/A | N/A
00 Ret.Exist FBC_DryFGD_SNCR_ACI & CCS | N/A | N/A | N/A | N/A | N/A | N/A | N/A
00 Ret.ExistACI & DryFGD | N/A | N/A | N/A | N/A | N/A | N/A | N/A
00 Ret.ExistACI & DryFGD & CCS | N/A | N/A | N/A | N/A | N/A | N/A | N/A
00 Ret.ExistACI & DryFGD & HRI | 83.2165 | 83.2165 | 83.2165 | 83.2165 | 83.2165 | 83.2165 | 83.2165
00 Ret.ExistACI & DryFGD & HRI & CCS | N/A | N/A | N/A | N/A | N/A | N/A | N/A
00 Ret.ExistACI & DSI | 80.1258 | 80.1159 | 69.9813 | 69.9813 | 0 | 0 | 0
00 Ret.ExistACI & DSI & DryFGD | N/A | N/A | N/A | N/A | N/A | N/A | N/A
00 Ret.ExistACI & DSI & DryFGD & HRI | N/A | N/A | N/A | N/A | N/A | N/A | N/A
00 Ret.ExistACI & DSI & HRI | 82.5982 | 82.5966 | 72.1701 | 76.7956 | 72.1842 | 75.4035 | 82.5698
00 Ret.ExistACI & DSI & WetFGD | N/A | N/A | N/A | N/A | N/A | N/A | N/A
00 Ret.ExistACI & DSI & WetFGD & HRI | N/A | N/A | N/A | N/A | N/A | N/A | N/A
00 Ret.ExistACI & HRI | 0 | 84.9864 | 84.9864 | 84.9864 | 84.9864 | 84.9864 | 84.9864
00 Ret.ExistACI & HRI & WetFGD | N/A | N/A | N/A | N/A | N/A | N/A | N/A
00 Ret.ExistACI & SCR | N/A | N/A | N/A | N/A | N/A | N/A | N/A
00 Ret.ExistACI & SCR & DryFGD | N/A | N/A | N/A | N/A | N/A | N/A | N/A
00 Ret.ExistACI & SCR & DryFGD & CCS | N/A | N/A | N/A | N/A | N/A | N/A | N/A
00 Ret.ExistACI & SCR & DryFGD & HRI | N/A | N/A | N/A | N/A | N/A | N/A | N/A
00 Ret.ExistACI & SCR & DryFGD & HRI & CCS | N/A | N/A | N/A | N/A | N/A | N/A | N/A
00 Ret.ExistACI & SCR & DSI | N/A | N/A | N/A | N/A | N/A | N/A | N/A
00 Ret.ExistACI & SCR & DSI & DryFGD | N/A | N/A | N/A | N/A | N/A | N/A | N/A
00 Ret.ExistACI & SCR & DSI & HRI | 84.4138 | 84.4138 | 74.3629 | 74.8305 | 74.3629 | 74.693 | 75.4208
00 Ret.ExistACI & SCR & DSI & DryFGD & HRI | N/A | N/A | N/A | N/A | N/A | N/A | N/A
00 Ret.ExistACI & SCR & HRI | N/A | N/A | N/A | N/A | N/A | N/A | N/A
00 Ret.ExistACI & SCR & WetFGD | N/A | N/A | N/A | N/A | N/A | N/A | N/A
00 Ret.ExistACI & SCR & WetFGD & CCS | N/A | N/A | N/A | N/A | N/A | N/A | N/A
00 Ret.ExistACI & SCR & WetFGD & HRI | 81.9027 | 81.9027 | 81.9027 | 81.9027 | 81.9006 | 81.9006 | 81.9006
00 Ret.ExistACI & SCR & WetFGD & HRI & CCS | N/A | N/A | N/A | N/A | N/A | N/A | N/A
00 Ret.ExistACI & SNCR | N/A | N/A | N/A | N/A | N/A | N/A | N/A
00 Ret.ExistACI & SNCR & DryFGD | N/A | N/A | N/A | N/A | N/A | N/A | N/A
00 Ret.ExistACI & SNCR & DryFGD & HRI | N/A | N/A | N/A | N/A | N/A | N/A | N/A
00 Ret.ExistACI & SNCR & DSI | N/A | N/A | N/A | N/A | N/A | N/A | N/A
00 Ret.ExistACI & SNCR & DSI & HRI | N/A | N/A | N/A | N/A | N/A | N/A | N/A
00 Ret.ExistACI & SNCR & HRI | N/A | N/A | N/A | N/A | N/A | N/A | N/A
00 Ret.ExistACI & SNCR & WetFGD | N/A | N/A | N/A | N/A | N/A | N/A | N/A
00 Ret.ExistACI & SNCR & WetFGD & HRI | N/A | N/A | N/A | N/A | N/A | N/A | N/A
00 Ret.ExistACI & WetFGD | 80.1159 | 80.1159 | 80.1159 | 80.1159 | N/A | N/A | N/A
00 Ret.ExistACI & WetFGD & CCS | N/A | N/A | N/A | N/A | N/A | N/A | N/A
00 Ret.ExistACI & WetFGD & HRI & CCS | N/A | N/A | N/A | N/A | N/A | N/A | N/A
00 Ret.ExistACI_DSI & DryFGD | N/A | N/A | N/A | N/A | N/A | N/A | N/A
00 Ret.ExistACI_DSI & DryFGD & HRI | N/A | N/A | N/A | N/A | N/A | N/A | N/A
00 Ret.ExistACI_DSI & HRI | N/A | N/A | N/A | N/A | N/A | N/A | N/A
00 Ret.ExistACI_DSI & SCR | N/A | N/A | N/A | N/A | N/A | N/A | N/A
00 Ret.ExistACI_DSI & SCR & DryFGD | N/A | N/A | N/A | N/A | N/A | N/A | N/A
00 Ret.ExistACI_DSI & SCR & DryFGD & HRI | N/A | N/A | N/A | N/A | N/A | N/A | N/A
00 Ret.ExistACI_DSI & SCR & HRI | N/A | N/A | N/A | N/A | N/A | N/A | N/A
00 Ret.ExistACI_DSI & SCR & WetFGD | N/A | N/A | N/A | N/A | N/A | N/A | N/A
00 Ret.ExistACI_DSI & SCR & WetFGD & HRI | N/A | N/A | N/A | N/A | N/A | N/A | N/A
00 Ret.ExistACI_DSI & WetFGD | N/A | N/A | N/A | N/A | N/A | N/A | N/A
00 Ret.ExistACI_DSI & WetFGD & HRI | N/A | N/A | N/A | N/A | N/A | N/A | N/A
00 Ret.ExistDryFGD & ACI | 83.7398 | 84.4138 | 0 | 26.5593 | 26.5593 | 26.5593 | N/A
00 Ret.ExistDryFGD & ACI & CCS | N/A | N/A | N/A | N/A | N/A | N/A | N/A
00 Ret.ExistDryFGD & ACI & HRI | 83.0637 | 83.174 | 68.1117 | 71.2596 | 69.813 | 68.5115 | 72.8897
00 Ret.ExistDryFGD & ACI & HRI & CCS | N/A | N/A | N/A | N/A | N/A | N/A | N/A
00 Ret.ExistDryFGD & ACI & SCR | N/A | N/A | N/A | N/A | N/A | N/A | N/A
00 Ret.ExistDryFGD & ACI & SCR & CCS | N/A | N/A | N/A | N/A | N/A | N/A | N/A
00 Ret.ExistDryFGD & ACI & SCR & HRI | N/A | N/A | N/A | N/A | N/A | N/A | N/A
00 Ret.ExistDryFGD & ACI & SCR & HRI & CCS | N/A | N/A | N/A | N/A | N/A | N/A | N/A
00 Ret.ExistDryFGD & ACI & SNCR | N/A | N/A | N/A | N/A | N/A | N/A | N/A
00 Ret.ExistDryFGD & ACI & SNCR & HRI | N/A | N/A | N/A | N/A | N/A | N/A | N/A
00 Ret.ExistDryFGD & CCS | N/A | N/A | N/A | N/A | N/A | N/A | N/A
00 Ret.ExistDryFGD & HRI | 81.9962 | 81.9693 | 81.9693 | 81.9693 | 81.5525 | 80.9399 | 80.9669
00 Ret.ExistDryFGD & HRI & CCS | N/A | N/A | N/A | N/A | N/A | N/A | N/A
00 Ret.ExistDryFGD & SCR | N/A | N/A | N/A | N/A | N/A | N/A | N/A
00 Ret.ExistDryFGD & SCR & CCS | N/A | N/A | N/A | N/A | N/A | N/A | N/A
00 Ret.ExistDryFGD & SCR & HRI | 82.6047 | 82.6047 | 35.4495 | 52.5699 | 52.5699 | 26.1298 | 36.6725
00 Ret.ExistDryFGD & SCR & HRI & CCS | N/A | N/A | N/A | N/A | N/A | N/A | N/A
00 Ret.ExistDryFGD & SNCR | 82.31 | 82.31 | 0 | 0 | 0 | 0 | 0
00 Ret.ExistDryFGD & SNCR & HRI | N/A | N/A | N/A | N/A | N/A | N/A | N/A
00 Ret.ExistDryFGD_ACI & CCS | N/A | N/A | N/A | N/A | N/A | N/A | N/A
00 Ret.ExistDryFGD_ACI & HRI | 84.6193 | 83.7137 | 64.6676 | 65.4552 | 64.7545 | 64.8524 | 73.9363
00 Ret.ExistDryFGD_ACI & HRI & CCS | N/A | N/A | N/A | N/A | N/A | N/A | N/A
00 Ret.ExistDryFGD_ACI & SCR | N/A | N/A | N/A | N/A | N/A | N/A | N/A
00 Ret.ExistDryFGD_ACI & SCR & CCS | N/A | N/A | N/A | N/A | N/A | N/A | N/A
00 Ret.ExistDryFGD_ACI & SCR & HRI | 83.5014 | 83.5714 | 73.7469 | 73.8935 | 73.657 | 74.482 | 82.8517
00 Ret.ExistDryFGD_ACI & SCR & HRI & CCS | N/A | N/A | N/A | N/A | N/A | N/A | N/A
00 Ret.ExistDryFGD_SCR & ACI & CCS | N/A | N/A | N/A | N/A | N/A | N/A | N/A
00 Ret.ExistDryFGD_SCR & ACI & HRI | 84.2026 | 83.602 | 75.634 | 75.3115 | 76.5482 | 77.7102 | 82.3342
00 Ret.ExistDryFGD_SCR & ACI & HRI & CCS | N/A | N/A | N/A | N/A | N/A | N/A | N/A
00 Ret.ExistDryFGD_SCR & CCS | N/A | N/A | N/A | N/A | N/A | N/A | N/A
00 Ret.ExistDryFGD_SNCR & ACI & CCS | N/A | N/A | N/A | N/A | N/A | N/A | N/A
00 Ret.ExistDryFGD_SNCR & ACI & HRI | 82.6584 | 82.6584 | 82.6584 | 78.748 | 82.6584 | 82.6584 | 82.6584
00 Ret.ExistDryFGD_SNCR & ACI & HRI & CCS | N/A | N/A | N/A | N/A | N/A | N/A | N/A
00 Ret.ExistDryFGD_SNCR & CCS | N/A | N/A | N/A | N/A | N/A | N/A | N/A
00 Ret.ExistDSI & ACI | N/A | N/A | N/A | N/A | N/A | N/A | N/A
00 Ret.ExistDSI & ACI & HRI | N/A | N/A | N/A | N/A | N/A | N/A | N/A
00 Ret.ExistDSI & ACI & SCR | N/A | N/A | N/A | N/A | N/A | N/A | N/A
00 Ret.ExistDSI & ACI & SCR & DryFGD & CCS | N/A | N/A | N/A | N/A | N/A | N/A | N/A
00 Ret.ExistDSI & ACI & SCR & DryFGD & HRI | N/A | N/A | N/A | N/A | N/A | N/A | N/A
00 Ret.ExistDSI & ACI & SCR & DryFGD & HRI & CCS | N/A | N/A | N/A | N/A | N/A | N/A | N/A
00 Ret.ExistDSI & ACI & SCR & HRI | N/A | N/A | N/A | N/A | N/A | N/A | N/A
00 Ret.ExistDSI & DryFGD | N/A | N/A | N/A | N/A | N/A | N/A | N/A
00 Ret.ExistDSI & DryFGD & ACI | N/A | N/A | N/A | N/A | N/A | N/A | N/A
00 Ret.ExistDSI & DryFGD & ACI & CCS | N/A | N/A | N/A | N/A | N/A | N/A | N/A
00 Ret.ExistDSI & DryFGD & ACI & HRI | N/A | N/A | N/A | N/A | N/A | N/A | N/A
00 Ret.ExistDSI & DryFGD & ACI & HRI & CCS | N/A | N/A | N/A | N/A | N/A | N/A | N/A
00 Ret.ExistDSI & DryFGD & CCS | N/A | N/A | N/A | N/A | N/A | N/A | N/A
00 Ret.ExistDSI & DryFGD & HRI | N/A | N/A | N/A | N/A | N/A | N/A | N/A
00 Ret.ExistDSI & DryFGD & HRI & CCS | N/A | N/A | N/A | N/A | N/A | N/A | N/A
00 Ret.ExistDSI & HRI | N/A | N/A | N/A | N/A | N/A | N/A | N/A
00 Ret.ExistDSI & SCR | N/A | N/A | N/A | N/A | N/A | N/A | N/A
00 Ret.ExistDSI & SCR & DryFGD | N/A | N/A | N/A | N/A | N/A | N/A | N/A
00 Ret.ExistDSI & SCR & DryFGD & ACI | N/A | N/A | N/A | N/A | N/A | N/A | N/A
00 Ret.ExistDSI & SCR & DryFGD & CCS | N/A | N/A | N/A | N/A | N/A | N/A | N/A
00 Ret.ExistDSI & SCR & DryFGD & HRI | N/A | N/A | N/A | N/A | N/A | N/A | N/A
00 Ret.ExistDSI & SCR & DryFGD & HRI & CCS | N/A | N/A | N/A | N/A | N/A | N/A | N/A
00 Ret.ExistDSI & SCR & HRI | N/A | N/A | N/A | N/A | N/A | N/A | N/A
00 Ret.ExistDSI & SCR & WetFGD | N/A | N/A | N/A | N/A | N/A | N/A | N/A
00 Ret.ExistDSI & SCR & WetFGD & CCS | N/A | N/A | N/A | N/A | N/A | N/A | N/A
00 Ret.ExistDSI & SCR & WetFGD & HRI | N/A | N/A | N/A | N/A | N/A | N/A | N/A
00 Ret.ExistDSI & SCR & WetFGD & HRI & CCS | N/A | N/A | N/A | N/A | N/A | N/A | N/A
00 Ret.ExistDSI & WetFGD | N/A | N/A | N/A | N/A | N/A | N/A | N/A
00 Ret.ExistDSI & WetFGD & ACI | N/A | N/A | N/A | N/A | N/A | N/A | N/A
00 Ret.ExistDSI & WetFGD & ACI & HRI | N/A | N/A | N/A | N/A | N/A | N/A | N/A
00 Ret.ExistDSI & WetFGD & CCS | N/A | N/A | N/A | N/A | N/A | N/A | N/A
00 Ret.ExistDSI & WetFGD & HRI | N/A | N/A | N/A | N/A | N/A | N/A | N/A
00 Ret.ExistDSI & WetFGD & HRI & CCS | N/A | N/A | N/A | N/A | N/A | N/A | N/A
00 Ret.ExistIGCC & CCS | N/A | N/A | N/A | N/A | N/A | N/A | N/A
00 Ret.ExistSCR & ACI | 0 | 0 | 0 | 0 | 0 | 0 | 0
00 Ret.ExistSCR & ACI & DryFGD | 55.7149 | 55.7149 | 0 | 0 | 0 | 0 | 0
00 Ret.ExistSCR & ACI & DryFGD & HRI | 82.6047 | 82.6047 | 72.1552 | 82.6047 | 82.6047 | 76.7356 | 72.1552
00 Ret.ExistSCR & ACI & DSI | N/A | N/A | N/A | N/A | N/A | N/A | N/A
00 Ret.ExistSCR & ACI & DSI & DryFGD | N/A | N/A | N/A | N/A | N/A | N/A | N/A
00 Ret.ExistSCR & ACI & DSI & DryFGD & HRI | N/A | N/A | N/A | N/A | N/A | N/A | N/A
00 Ret.ExistSCR & ACI & DSI & HRI | 83.616 | 83.616 | 68.2551 | 71.7207 | 71.7207 | 69.766 | 72.1985
00 Ret.ExistSCR & ACI & DSI & WetFGD | N/A | N/A | N/A | N/A | N/A | N/A | N/A
00 Ret.ExistSCR & ACI & DSI & WetFGD & HRI | N/A | N/A | N/A | N/A | N/A | N/A | N/A
00 Ret.ExistSCR & ACI & HRI | 84.4138 | 84.4138 | 84.4138 | 84.4138 | 84.4138 | 84.4138 | 83.1913
00 Ret.ExistSCR & ACI & WetFGD | N/A | N/A | N/A | N/A | N/A | N/A | N/A
00 Ret.ExistSCR & ACI & WetFGD & HRI | N/A | N/A | N/A | N/A | N/A | N/A | N/A
00 Ret.ExistSCR & DryFGD | N/A | N/A | N/A | N/A | N/A | N/A | N/A
00 Ret.ExistSCR & DryFGD & ACI & CCS | N/A | N/A | N/A | N/A | N/A | N/A | N/A
00 Ret.ExistSCR & DryFGD & ACI & HRI & CCS | N/A | N/A | N/A | N/A | N/A | N/A | N/A
00 Ret.ExistSCR & DryFGD & CCS | N/A | N/A | N/A | N/A | N/A | N/A | N/A
00 Ret.ExistSCR & DryFGD & HRI | N/A | N/A | N/A | N/A | N/A | N/A | N/A
00 Ret.ExistSCR & DryFGD & HRI & CCS | N/A | N/A | N/A | N/A | N/A | N/A | N/A
00 Ret.ExistSCR & DSI | N/A | N/A | N/A | N/A | N/A | N/A | N/A
00 Ret.ExistSCR & DSI & DryFGD | N/A | N/A | N/A | N/A | N/A | N/A | N/A
00 Ret.ExistSCR & DSI & DryFGD & HRI | N/A | N/A | N/A | N/A | N/A | N/A | N/A
00 Ret.ExistSCR & DSI & HRI | N/A | N/A | N/A | N/A | N/A | N/A | N/A
00 Ret.ExistSCR & DSI & WetFGD | N/A | N/A | N/A | N/A | N/A | N/A | N/A
00 Ret.ExistSCR & DSI & WetFGD & HRI | N/A | N/A | N/A | N/A | N/A | N/A | N/A
00 Ret.ExistSCR & HRI | 0 | 0 | 0 | 0 | 0 | 0 | 0
00 Ret.ExistSCR & WetFGD | N/A | N/A | N/A | N/A | N/A | N/A | N/A
00 Ret.ExistSCR & WetFGD & ACI & CCS | N/A | N/A | N/A | N/A | N/A | N/A | N/A
00 Ret.ExistSCR & WetFGD & ACI & HRI & CCS | N/A | N/A | N/A | N/A | N/A | N/A | N/A
00 Ret.ExistSCR & WetFGD & CCS | N/A | N/A | N/A | N/A | N/A | N/A | N/A
00 Ret.ExistSCR & WetFGD & HRI | 82.9929 | 82.9929 | 82.9929 | 82.9929 | 82.9929 | 82.9929 | 82.9929
00 Ret.ExistSCR & WetFGD & HRI & CCS | N/A | N/A | N/A | N/A | N/A | N/A | N/A
00 Ret.ExistSCR_ACI & DryFGD | N/A | N/A | N/A | N/A | N/A | N/A | N/A
00 Ret.ExistSCR_ACI & DryFGD & CCS | N/A | N/A | N/A | N/A | N/A | N/A | N/A
00 Ret.ExistSCR_ACI & DryFGD & HRI | 82.9224 | 82.6641 | 81.9351 | 82.6641 | 82.6641 | 82.6641 | 82.6641
00 Ret.ExistSCR_ACI & DryFGD & HRI & CCS | N/A | N/A | N/A | N/A | N/A | N/A | N/A
00 Ret.ExistSCR_ACI & DSI | N/A | N/A | N/A | N/A | N/A | N/A | N/A
00 Ret.ExistSCR_ACI & DSI & HRI | 81.4418 | 82.971 | 58.3252 | 58.3252 | 58.3252 | 71.8335 | 64.1164
00 Ret.ExistSCR_ACI & HRI | 0 | 0 | 0 | 0 | 0 | 0 | 0
00 Ret.ExistSCR_ACI & WetFGD | N/A | N/A | N/A | N/A | N/A | N/A | N/A
00 Ret.ExistSCR_ACI & WetFGD & CCS | N/A | N/A | N/A | N/A | N/A | N/A | N/A
00 Ret.ExistSCR_ACI & WetFGD & HRI | N/A | N/A | N/A | N/A | N/A | N/A | N/A
00 Ret.ExistSCR_ACI & WetFGD & HRI & CCS | N/A | N/A | N/A | N/A | N/A | N/A | N/A
00 Ret.ExistSCR_ACI_DSI & DryFGD | N/A | N/A | N/A | N/A | N/A | N/A | N/A
00 Ret.ExistSCR_ACI_DSI & DryFGD & CCS | N/A | N/A | N/A | N/A | N/A | N/A | N/A
00 Ret.ExistSCR_ACI_DSI & DryFGD & HRI | N/A | N/A | N/A | N/A | N/A | N/A | N/A
00 Ret.ExistSCR_ACI_DSI & DryFGD & HRI & CCS | N/A | N/A | N/A | N/A | N/A | N/A | N/A
00 Ret.ExistSCR_ACI_DSI & HRI | 81.9027 | 81.9027 | 61.9988 | 64.566 | 64.566 | 66.318 | 76.0916
00 Ret.ExistSCR_ACI_DSI & WetFGD | N/A | N/A | N/A | N/A | N/A | N/A | N/A
00 Ret.ExistSCR_ACI_DSI & WetFGD & CCS | N/A | N/A | N/A | N/A | N/A | N/A | N/A
00 Ret.ExistSCR_ACI_DSI & WetFGD & HRI | N/A | N/A | N/A | N/A | N/A | N/A | N/A
00 Ret.ExistSCR_ACI_DSI & WetFGD & HRI & CCS | N/A | N/A | N/A | N/A | N/A | N/A | N/A
00 Ret.ExistSCR_DryFGD & ACI | 82.0527 | 81.9027 | 0 | 20.4928 | 25.9543 | 25.9543 | N/A
00 Ret.ExistSCR_DryFGD & HRI | 82.6047 | 82.6047 | 59.611 | 59.611 | 59.611 | 59.611 | 72.1552
00 Ret.ExistSCR_DryFGD & HRI & CCS | N/A | N/A | N/A | N/A | N/A | N/A | N/A
00 Ret.ExistSCR_DryFGD_ACI & CCS | N/A | N/A | N/A | N/A | N/A | N/A | N/A
00 Ret.ExistSCR_DryFGD_ACI & HRI | 80.6909 | 82.0698 | 73.9672 | 72.1978 | 72.0229 | 70.483 | 74.1119
00 Ret.ExistSCR_DryFGD_ACI & HRI & CCS | N/A | N/A | N/A | N/A | N/A | N/A | N/A
00 Ret.ExistSCR_DSI & ACI | N/A | N/A | N/A | N/A | N/A | N/A | N/A
00 Ret.ExistSCR_DSI & ACI & HRI | N/A | N/A | N/A | N/A | N/A | N/A | N/A
00 Ret.ExistSCR_DSI & DryFGD | N/A | N/A | N/A | N/A | N/A | N/A | N/A
00 Ret.ExistSCR_DSI & DryFGD & ACI | N/A | N/A | N/A | N/A | N/A | N/A | N/A
00 Ret.ExistSCR_DSI & DryFGD & ACI & HRI | N/A | N/A | N/A | N/A | N/A | N/A | N/A
00 Ret.ExistSCR_DSI & DryFGD & HRI | N/A | N/A | N/A | N/A | N/A | N/A | N/A
00 Ret.ExistSCR_DSI & HRI | N/A | N/A | N/A | N/A | N/A | N/A | N/A
00 Ret.ExistSCR_DSI & WetFGD | N/A | N/A | N/A | N/A | N/A | N/A | N/A
00 Ret.ExistSCR_DSI & WetFGD & ACI | N/A | N/A | N/A | N/A | N/A | N/A | N/A
00 Ret.ExistSCR_DSI & WetFGD & ACI & HRI | N/A | N/A | N/A | N/A | N/A | N/A | N/A
00 Ret.ExistSCR_DSI & WetFGD & HRI | N/A | N/A | N/A | N/A | N/A | N/A | N/A
00 Ret.ExistSCR_WetFGD & ACI | 78.5955 | 78.5955 | 26.4111 | 26.4111 | 26.4111 | 26.4111 | 26.4111
00 Ret.ExistSCR_WetFGD & HRI | 81.253 | 81.3511 | 73.2737 | 69.6491 | 66.4776 | 64.0535 | 69.5996
00 Ret.ExistSCR_WetFGD & HRI & CCS | N/A | N/A | N/A | N/A | N/A | N/A | N/A
00 Ret.ExistSCR_WetFGD_ACI & CCS | N/A | N/A | N/A | N/A | N/A | N/A | N/A
00 Ret.ExistSCR_WetFGD_ACI & HRI | 80.1759 | 81.5096 | 69.372 | 74.6148 | 71.4243 | 63.9953 | 69.662
00 Ret.ExistSCR_WetFGD_ACI & HRI & CCS | N/A | N/A | N/A | N/A | N/A | N/A | N/A
00 Ret.ExistSNCR & ACI | N/A | N/A | N/A | N/A | N/A | N/A | N/A
00 Ret.ExistSNCR & ACI & DryFGD | N/A | N/A | N/A | N/A | N/A | N/A | N/A
00 Ret.ExistSNCR & ACI & DryFGD & HRI | N/A | N/A | N/A | N/A | N/A | N/A | N/A
00 Ret.ExistSNCR & ACI & DSI | N/A | N/A | N/A | N/A | N/A | N/A | N/A
00 Ret.ExistSNCR & ACI & DSI & DryFGD | N/A | N/A | N/A | N/A | N/A | N/A | N/A
00 Ret.ExistSNCR & ACI & DSI & DryFGD & HRI | N/A | N/A | N/A | N/A | N/A | N/A | N/A
00 Ret.ExistSNCR & ACI & DSI & HRI | N/A | N/A | N/A | N/A | N/A | N/A | N/A
00 Ret.ExistSNCR & ACI & DSI & WetFGD | N/A | N/A | N/A | N/A | N/A | N/A | N/A
00 Ret.ExistSNCR & ACI & DSI & WetFGD & HRI | N/A | N/A | N/A | N/A | N/A | N/A | N/A
00 Ret.ExistSNCR & ACI & HRI | 84.9864 | 84.9864 | 84.9864 | 84.9864 | 84.9864 | 84.9864 | 84.9864
00 Ret.ExistSNCR & ACI & WetFGD | N/A | N/A | N/A | N/A | N/A | N/A | N/A
00 Ret.ExistSNCR & ACI & WetFGD & HRI | N/A | N/A | N/A | N/A | N/A | N/A | N/A
00 Ret.ExistSNCR & DryFGD | N/A | N/A | N/A | N/A | N/A | N/A | N/A
00 Ret.ExistSNCR & DryFGD & CCS | N/A | N/A | N/A | N/A | N/A | N/A | N/A
00 Ret.ExistSNCR & DryFGD & HRI | 84.9864 | 84.9864 | 84.9864 | 84.9864 | 84.9864 | 84.8783 | 84.9864
00 Ret.ExistSNCR & DryFGD & HRI & CCS | N/A | N/A | N/A | N/A | N/A | N/A | N/A
00 Ret.ExistSNCR & DSI | N/A | N/A | N/A | N/A | N/A | N/A | N/A
00 Ret.ExistSNCR & DSI & DryFGD | N/A | N/A | N/A | N/A | N/A | N/A | N/A
00 Ret.ExistSNCR & DSI & DryFGD & HRI | N/A | N/A | N/A | N/A | N/A | N/A | N/A
00 Ret.ExistSNCR & DSI & HRI | N/A | N/A | N/A | N/A | N/A | N/A | N/A
00 Ret.ExistSNCR & DSI & WetFGD | N/A | N/A | N/A | N/A | N/A | N/A | N/A
00 Ret.ExistSNCR & DSI & WetFGD & HRI | N/A | N/A | N/A | N/A | N/A | N/A | N/A
00 Ret.ExistSNCR & HRI | 84.0293 | 84.0293 | 67.9018 | 73.3996 | 67.9018 | 67.9018 | 77.9794
00 Ret.ExistSNCR & WetFGD | N/A | N/A | N/A | N/A | N/A | N/A | N/A
00 Ret.ExistSNCR & WetFGD & ACI & CCS | N/A | N/A | N/A | N/A | N/A | N/A | N/A
00 Ret.ExistSNCR & WetFGD & ACI & HRI & CCS | N/A | N/A | N/A | N/A | N/A | N/A | N/A
00 Ret.ExistSNCR & WetFGD & CCS | N/A | N/A | N/A | N/A | N/A | N/A | N/A
00 Ret.ExistSNCR & WetFGD & HRI | N/A | N/A | N/A | N/A | N/A | N/A | N/A
00 Ret.ExistSNCR & WetFGD & HRI & CCS | N/A | N/A | N/A | N/A | N/A | N/A | N/A
00 Ret.ExistSNCR_ACI & DryFGD | N/A | N/A | N/A | N/A | N/A | N/A | N/A
00 Ret.ExistSNCR_ACI & DryFGD & CCS | N/A | N/A | N/A | N/A | N/A | N/A | N/A
00 Ret.ExistSNCR_ACI & DryFGD & HRI | 82.5704 | 82.5704 | 65.0961 | 65.0961 | 65.0961 | 59.5863 | 82.5704
00 Ret.ExistSNCR_ACI & DryFGD & HRI & CCS | N/A | N/A | N/A | N/A | N/A | N/A | N/A
00 Ret.ExistSNCR_ACI & DSI | N/A | N/A | N/A | N/A | N/A | N/A | N/A
00 Ret.ExistSNCR_ACI & DSI & HRI | N/A | N/A | N/A | N/A | N/A | N/A | N/A
00 Ret.ExistSNCR_ACI & HRI | N/A | N/A | N/A | N/A | N/A | N/A | N/A
00 Ret.ExistSNCR_ACI & WetFGD | N/A | N/A | N/A | N/A | N/A | N/A | N/A
00 Ret.ExistSNCR_ACI & WetFGD & CCS | N/A | N/A | N/A | N/A | N/A | N/A | N/A
00 Ret.ExistSNCR_ACI & WetFGD & HRI | N/A | N/A | N/A | N/A | N/A | N/A | N/A
00 Ret.ExistSNCR_ACI & WetFGD & HRI & CCS | N/A | N/A | N/A | N/A | N/A | N/A | N/A
00 Ret.ExistSNCR_ACI_DSI & DryFGD | N/A | N/A | N/A | N/A | N/A | N/A | N/A
00 Ret.ExistSNCR_ACI_DSI & DryFGD & HRI | N/A | N/A | N/A | N/A | N/A | N/A | N/A
00 Ret.ExistSNCR_ACI_DSI & HRI | N/A | N/A | N/A | N/A | N/A | N/A | N/A
00 Ret.ExistSNCR_ACI_DSI & WetFGD | N/A | N/A | N/A | N/A | N/A | N/A | N/A
00 Ret.ExistSNCR_ACI_DSI & WetFGD & HRI | N/A | N/A | N/A | N/A | N/A | N/A | N/A
00 Ret.ExistSNCR_DryFGD & ACI | N/A | N/A | N/A | N/A | N/A | N/A | N/A
00 Ret.ExistSNCR_DryFGD & HRI | N/A | N/A | N/A | N/A | N/A | N/A | N/A
00 Ret.ExistSNCR_DryFGD & HRI & CCS | N/A | N/A | N/A | N/A | N/A | N/A | N/A
00 Ret.ExistSNCR_DryFGD_ACI & CCS | N/A | N/A | N/A | N/A | N/A | N/A | N/A
00 Ret.ExistSNCR_DryFGD_ACI & HRI | 73.7355 | 73.7355 | 74.6368 | 74.6368 | 74.6368 | 73.7355 | 73.7355
00 Ret.ExistSNCR_WetFGD & ACI | 68.5612 | 68.7824 | 51.3639 | 43.8356 | 41.4743 | 20.6726 | 53.1366
00 Ret.ExistSNCR_WetFGD & HRI | 81.9151 | 81.8923 | 79.3112 | 72.1154 | 72.1154 | 68.1144 | 64.586
00 Ret.ExistSNCR_WetFGD & HRI & CCS | N/A | N/A | N/A | N/A | N/A | N/A | N/A
00 Ret.ExistSNCR_WetFGD_ACI & CCS | N/A | N/A | N/A | N/A | N/A | N/A | N/A
00 Ret.ExistSNCR_WetFGD_ACI & HRI | N/A | N/A | N/A | N/A | N/A | N/A | 60.0642
00 Ret.ExistSNCR_WetFGD_ACI & HRI & CCS | N/A | N/A | N/A | N/A | N/A | N/A | N/A
00 Ret.ExistWetFGD & ACI | 80.1872 | 78.752 | 53.1882 | 23.7128 | 20.2414 | 24.615 | 24.3117
00 Ret.ExistWetFGD & ACI & CCS | N/A | N/A | N/A | N/A | N/A | N/A | N/A
00 Ret.ExistWetFGD & ACI & HRI | 77.6444 | 79.5697 | 62.0296 | 65.2536 | 64.066 | 63.7312 | 68.1956
00 Ret.ExistWetFGD & ACI & HRI & CCS | N/A | N/A | N/A | N/A | N/A | N/A | N/A
00 Ret.ExistWetFGD & ACI & SCR | N/A | 84.4138 | 0 | 20.9704 | 26.5593 | 26.5593 | N/A
00 Ret.ExistWetFGD & ACI & SCR & CCS | N/A | N/A | N/A | N/A | N/A | N/A | N/A
00 Ret.ExistWetFGD & ACI & SCR & HRI | 83.2326 | 83.3646 | 79.7799 | 83.3646 | 78.1213 | 77.6063 | 83.5196
00 Ret.ExistWetFGD & ACI & SCR & HRI & CCS | N/A | N/A | N/A | N/A | N/A | N/A | N/A
00 Ret.ExistWetFGD & ACI & SNCR | N/A | N/A | N/A | N/A | N/A | N/A | N/A
00 Ret.ExistWetFGD & ACI & SNCR & HRI | N/A | N/A | N/A | N/A | N/A | N/A | N/A
00 Ret.ExistWetFGD & CCS | N/A | N/A | N/A | N/A | N/A | N/A | N/A
00 Ret.ExistWetFGD & HRI | 82.4843 | 82.2451 | 76.453 | 79.6454 | 77.5235 | 76.3189 | 77.3853
00 Ret.ExistWetFGD & HRI & CCS | N/A | N/A | N/A | N/A | N/A | N/A | N/A
00 Ret.ExistWetFGD & SCR | 73.9388 | 73.9196 | 73.7355 | 54.8019 | 53.6913 | 51.2813 | 60.9166
00 Ret.ExistWetFGD & SCR & CCS | N/A | N/A | N/A | N/A | N/A | N/A | N/A
00 Ret.ExistWetFGD & SCR & HRI | 82.7164 | 82.5781 | 51.4824 | 73.0418 | 72.1317 | 76.6381 | 80.6235
00 Ret.ExistWetFGD & SCR & HRI & CCS | N/A | N/A | N/A | N/A | N/A | N/A | N/A
00 Ret.ExistWetFGD & SNCR | N/A | N/A | N/A | N/A | N/A | N/A | N/A
00 Ret.ExistWetFGD & SNCR & HRI | N/A | N/A | N/A | N/A | N/A | N/A | N/A
00 Ret.ExistWetFGD_ACI & CCS | N/A | N/A | N/A | N/A | N/A | N/A | N/A
00 Ret.ExistWetFGD_ACI & HRI | 79.4957 | 84.7096 | 70.4401 | 74.5369 | 71.3896 | 65.9298 | 84.7616
00 Ret.ExistWetFGD_ACI & HRI & CCS | N/A | N/A | N/A | N/A | N/A | N/A | N/A
00 Ret.ExistWetFGD_ACI & SCR | N/A | N/A | N/A | N/A | N/A | N/A | N/A
00 Ret.ExistWetFGD_ACI & SCR & CCS | N/A | N/A | N/A | N/A | N/A | N/A | N/A
00 Ret.ExistWetFGD_ACI & SCR & HRI | 81.9027 | 82.7157 | 67.2991 | 81.3795 | 54.8083 | 48.5805 | 57.8371
00 Ret.ExistWetFGD_ACI & SCR & HRI & CCS | N/A | N/A | N/A | N/A | N/A | N/A | N/A
00 Ret.ExistWetFGD_ACI & SNCR | N/A | N/A | N/A | N/A | N/A | N/A | N/A
00 Ret.ExistWetFGD_ACI & SNCR & HRI | N/A | N/A | N/A | N/A | N/A | N/A | N/A
00 Ret.ExistWetFGD_SCR & ACI & CCS | N/A | N/A | N/A | N/A | N/A | N/A | N/A
00 Ret.ExistWetFGD_SCR & ACI & HRI | 82.8793 | 82.8793 | 69.8915 | 71.687 | 72.2227 | 72.3235 | 73.3387
00 Ret.ExistWetFGD_SCR & ACI & HRI & CCS | N/A | N/A | N/A | N/A | N/A | N/A | N/A
00 Ret.ExistWetFGD_SCR & CCS | N/A | N/A | N/A | N/A | N/A | N/A | N/A
00 Ret.ExistWetFGD_SNCR & ACI & CCS | N/A | N/A | N/A | N/A | N/A | N/A | N/A
00 Ret.ExistWetFGD_SNCR & ACI & HRI | 74.9586 | 74.3731 | 66.3285 | 68.5897 | 68.29 | 57.9529 | 66.058
00 Ret.ExistWetFGD_SNCR & ACI & HRI & CCS | N/A | N/A | N/A | N/A | N/A | N/A | N/A
00 Ret.ExistWetFGD_SNCR & CCS | N/A | N/A | N/A | N/A | N/A | N/A | N/A
00 Ret.FB & ACI | 84.9158 | 84.8888 | 10.451 | 10.451 | 10.451 | 10.451 | 10.451
00 Ret.FB & ACI & HRI | N/A | 84.9864 | 66.9448 | 66.9448 | 66.9448 | 61.3298 | 84.9864
00 Ret.FB & HRI | 84.5476 | 84.5476 | 84.5014 | 84.5476 | 84.5476 | 84.5014 | 84.5014
00 Ret.FB DryFGD | 0 | 0 | 0 | 0 | 0 | 0 | 0
00 Ret.FB DryFGD & ACI | N/A | N/A | N/A | N/A | N/A | N/A | N/A
00 Ret.FB DryFGD & ACI & HRI | N/A | N/A | N/A | N/A | N/A | N/A | N/A
00 Ret.FB DryFGD & HRI | 78.1645 | 78.1645 | 78.1645 | 78.1645 | 78.1645 | 78.1645 | 78.1645
00 Ret.FB DryFGD & SNCR | 84.0337 | 84.0337 | 84.0337 | 84.0337 | 84.0337 | 84.0337 | 84.0337
00 Ret.FB DryFGD & SNCR & HRI | N/A | N/A | N/A | N/A | N/A | N/A | N/A
00 Ret.FB SNCR & DryFGD & ACI | N/A | N/A | N/A | N/A | N/A | N/A | N/A
00 Ret.FB SNCR & DryFGD & ACI & HRI | N/A | N/A | N/A | N/A | N/A | N/A | N/A
00 Ret.FB-ACI & SNCR | N/A | N/A | N/A | N/A | N/A | N/A | N/A
00 Ret.FB-ACI & SNCR & CCS | N/A | N/A | N/A | N/A | N/A | N/A | N/A
00 Ret.FB-ACI & SNCR & HRI | N/A | N/A | N/A | N/A | N/A | N/A | N/A
00 Ret.FB-ACI & SNCR & HRI & CCS | N/A | N/A | N/A | N/A | N/A | N/A | N/A
00 Ret.FB-Exist ACI & DryFGD | N/A | N/A | N/A | N/A | N/A | N/A | N/A
00 Ret.FB-Exist ACI & DryFGD & HRI | N/A | N/A | N/A | N/A | N/A | N/A | N/A
00 Ret.FB-Exist ACI & DryFGD & SNCR | N/A | N/A | N/A | N/A | N/A | N/A | N/A
00 Ret.FB-Exist ACI & DryFGD & SNCR & HRI | N/A | N/A | N/A | N/A | N/A | N/A | N/A
00 Ret.FB-Exist ACI & SNCR | N/A | N/A | N/A | N/A | N/A | N/A | N/A
00 Ret.FB-Exist ACI & SNCR & HRI | N/A | N/A | N/A | N/A | N/A | N/A | N/A
00 Ret.FB-ExistACI & HRI | N/A | N/A | N/A | N/A | N/A | N/A | N/A
00 Ret.FB-ExistDryFGD & ACI | N/A | N/A | N/A | N/A | N/A | N/A | N/A
00 Ret.FB-ExistDryFGD & ACI & HRI | N/A | N/A | N/A | N/A | N/A | N/A | N/A
00 Ret.FB-ExistDryFGD & ACI & SNCR | N/A | N/A | N/A | N/A | N/A | N/A | N/A
00 Ret.FB-ExistDryFGD & ACI & SNCR & HRI | N/A | N/A | N/A | N/A | N/A | N/A | N/A
00 Ret.FB-ExistDryFGD & CCS | N/A | N/A | N/A | N/A | N/A | N/A | N/A
00 Ret.FB-ExistDryFGD & HRI | 82.419 | 82.419 | 82.419 | 82.419 | 82.419 | 82.419 | 82.419
00 Ret.FB-ExistDryFGD & SNCR | N/A | N/A | N/A | N/A | N/A | N/A | N/A
00 Ret.FB-ExistDryFGD & SNCR & HRI | N/A | N/A | N/A | N/A | N/A | N/A | N/A
00 Ret.FB-ExistDryFGD_ACI & CCS | N/A | N/A | N/A | N/A | N/A | N/A | N/A
00 Ret.FB-ExistDryFGD_SNCR & ACI | N/A | N/A | N/A | N/A | N/A | N/A | N/A
00 Ret.FB-ExistDryFGD_SNCR & ACI & HRI | N/A | N/A | N/A | N/A | N/A | N/A | N/A
00 Ret.FB-ExistDryFGD_SNCR & CCS | N/A | N/A | N/A | N/A | N/A | N/A | N/A
00 Ret.FB-ExistDryFGD_SNCR & HRI | 83.2497 | 83.0026 | 82.1053 | 83.0026 | 83.0026 | 83.0026 | 83.0026
00 Ret.FB-ExistDryFGD_SNCR & HRI & CCS | N/A | N/A | N/A | N/A | N/A | N/A | N/A
00 Ret.FB-ExistDryFGD_SNCR_ACI & HRI | N/A | 85.8817 | 54.5901 | 67.6271 | 54.5901 | 52.1266 | 85.8817
00 Ret.FB-ExistWetFGD_SNCR_ACI & HRI | N/A | N/A | N/A | N/A | N/A | N/A | N/A
00 Ret.FB-ExistSNCR & ACI | 45.11 | N/A | N/A | N/A | N/A | N/A | N/A
00 Ret.FB-ExistSNCR & ACI & HRI | N/A | 45.11 | 45.11 | 45.11 | 45.11 | 45.11 | 45.11
00 Ret.FB-ExistSNCR & DryFGD | N/A | N/A | N/A | N/A | N/A | N/A | N/A
00 Ret.FB-ExistSNCR & DryFGD & ACI | N/A | N/A | N/A | N/A | N/A | N/A | N/A
00 Ret.FB-ExistSNCR & DryFGD & ACI & HRI | N/A | N/A | N/A | N/A | N/A | N/A | N/A
00 Ret.FB-ExistSNCR & DryFGD & HRI | 84.5673 | 84.5673 | 84.5673 | 84.5673 | 84.5673 | 84.5673 | 84.5673
00 Ret.FB-ExistSNCR & HRI | 84.9864 | 84.9864 | 78.4299 | 84.9864 | 84.9864 | 84.9864 | 74.5324
00 Ret.FB-SNCR | N/A | N/A | N/A | N/A | N/A | N/A | N/A
00 Ret.FB-SNCR & HRI | N/A | N/A | N/A | N/A | N/A | N/A | N/A
00 Ret.HRI | 81.7453 | 81.8182 | 69.3649 | 70.9397 | 71.045 | 71.1308 | 64.7212
00 Ret.Oil/Gas Steam SCR | 75.6573 | N/A | N/A | N/A | N/A | N/A | N/A
00 Ret.SCR | N/A | N/A | N/A | N/A | N/A | N/A | N/A
00 Ret.SCR & DryFGD | N/A | N/A | N/A | N/A | N/A | N/A | N/A
00 Ret.SCR & DryFGD & ACI | N/A | N/A | N/A | N/A | N/A | N/A | N/A
00 Ret.SCR & DryFGD & CCS | N/A | N/A | N/A | N/A | N/A | N/A | N/A
00 Ret.SCR & DryFGD & HRI | N/A | N/A | N/A | N/A | N/A | N/A | N/A
00 Ret.SCR & DryFGD & HRI & CCS | N/A | N/A | N/A | N/A | N/A | N/A | N/A
00 Ret.SCR & DSI | N/A | N/A | N/A | N/A | N/A | N/A | N/A
00 Ret.SCR & DSI & DryFGD | N/A | N/A | N/A | N/A | N/A | N/A | N/A
00 Ret.SCR & DSI & DryFGD & HRI | N/A | N/A | N/A | N/A | N/A | N/A | N/A
00 Ret.SCR & DSI & HRI | N/A | N/A | N/A | N/A | N/A | N/A | N/A
00 Ret.SCR & DSI & WetFGD | N/A | N/A | N/A | N/A | N/A | N/A | N/A
00 Ret.SCR & DSI & WetFGD & HRI | N/A | N/A | N/A | N/A | N/A | N/A | N/A
00 Ret.SCR & HRI | N/A | N/A | N/A | N/A | N/A | N/A | N/A
00 Ret.SCR & WetFGD | N/A | N/A | N/A | N/A | N/A | N/A | N/A
00 Ret.SCR & WetFGD & ACI | N/A | N/A | N/A | N/A | N/A | N/A | N/A
00 Ret.SCR & WetFGD & CCS | N/A | N/A | N/A | N/A | N/A | N/A | N/A
00 Ret.SCR & WetFGD & HRI | N/A | N/A | N/A | N/A | N/A | N/A | N/A
00 Ret.SCR & WetFGD & HRI & CCS | N/A | N/A | N/A | N/A | N/A | N/A | N/A
00 Ret.SNCR | N/A | 84.0293 | 0 | 0 | 0 | 0 | 0
00 Ret.SNCR & DryFGD | N/A | N/A | N/A | N/A | N/A | N/A | N/A
00 Ret.SNCR & DryFGD & ACI | N/A | N/A | N/A | N/A | N/A | N/A | N/A
00 Ret.SNCR & DryFGD & ACI & HRI | N/A | N/A | N/A | N/A | N/A | N/A | N/A
00 Ret.SNCR & DryFGD & HRI | N/A | N/A | N/A | N/A | N/A | N/A | N/A
00 Ret.SNCR & DSI | N/A | N/A | N/A | N/A | N/A | N/A | N/A
00 Ret.SNCR & DSI & HRI | N/A | N/A | N/A | N/A | N/A | N/A | N/A
00 Ret.SNCR & HRI | N/A | N/A | N/A | N/A | N/A | N/A | N/A
00 Ret.SNCR & WetFGD | N/A | N/A | N/A | N/A | N/A | N/A | N/A
00 Ret.SNCR & WetFGD & ACI | N/A | N/A | N/A | N/A | N/A | N/A | N/A
00 Ret.SNCR & WetFGD & ACI & HRI | N/A | N/A | N/A | N/A | N/A | N/A | N/A
00 Ret.SNCR & WetFGD & HRI | N/A | N/A | N/A | N/A | N/A | N/A | N/A
00 Ret.WetFGD | N/A | N/A | N/A | N/A | N/A | N/A | N/A
00 Ret.WetFGD & ACI & CCS | N/A | N/A | N/A | N/A | N/A | N/A | N/A
00 Ret.WetFGD & ACI & HRI & CCS | N/A | N/A | N/A | N/A | N/A | N/A | N/A
00 Ret.WetFGD & CCS | N/A | N/A | N/A | N/A | N/A | N/A | N/A
00 Ret.WetFGD & HRI | 84.9864 | 83.9073 | 75.3683 | 83.9073 | 83.9073 | 81.8321 | 83.9073
00 Ret.WetFGD & HRI & CCS | N/A | N/A | N/A | N/A | N/A | N/A | N/A
00 CC Retirement | 0 | 0 | 0 | 0 | 0 | 0 | 0
00 CT Retirement | 0 | 0 | 0 | 0 | 0 | 0 | 0
00 O/G Retirement | 0 | 0 | 0 | 0 | 0 | 0 | 0
00 Coal Retirement | 0 | 0 | 0 | 0 | 0 | 0 | 0
00 IGCC Retirement | 0 | 0 | 0 | 0 | 0 | 0 | 0
00 Nuke Retirement | 0 | 0 | 0 | 0 | 0 | 0 | 0
00 Non-Fossil Retirement | N/A | N/A | N/A | N/A | N/A | N/A | N/A
Average | 44.3097 | 44.1079 | 44.5535 | 44.2676 | 43.5176 | 41.3285 | 39.7465
15. Total Annual Production Cost [MMUS$](*)
Variable O&M | 13893.1845 | 13996.2306 | 13325.7152 | 13908.4136 | 14319.2166 | 16275.633 | 18782.1108
Fixed O&M | 49539.7524 | 51217.4224 | 51616.0022 | 55046.9952 | 57617.5176 | 52462.0277 | 44081.7203
Fuel | 91505.2767 | 92469.2772 | 112750.7493 | 125099.0715 | 136778.647 | 180240.0765 | 248521.8442
Capital | 6306.9476 | 10961.3125 | 12974.6328 | 20067.9361 | 27283.2866 | 35950.1627 | 52823.7445
Pollutant Transport & Storage | 0 | 0 | -26.6075 | -26.6075 | -26.6075 | -26.6075 | -26.6075
Total | 161245.1614 | 168644.2427 | 190640.492 | 214095.809 | 235972.0603 | 284901.2924 | 364182.8123
Sales Revenue | 0 | 0 | 0 | 0 | 0 | 0 | 0
(*) Costs include only those items that are important for determining incremental cost of pollution control
16. Emissions
CO2 MTons | 2227304.9177 | 2191300.5543 | 2056384.4832 | 2102827.3696 | 2110726.1976 | 2311640.3763 | 2625430.6795
Carbon MMTonnes | 551.0115 | 542.1044 | 508.7276 | 520.2171 | 522.1712 | 571.8752 | 649.5036
HCL MTons | 5.709 | 7.1856 | 7.9086 | 8.4587 | 8.5794 | 9.1141 | 9.5156
MER lbs | 14578.8505 | 15059.9437 | 13093.8974 | 13912.5128 | 13649.7372 | 13432.3304 | 14702.9719
NOX MTons | 1511.3956 | 1398.6721 | 1243.6625 | 1244.0815 | 1175.8718 | 1138.1302 | 1216.6695
SO2 MTons | 1390.5379 | 1354.9545 | 1127.0736 | 1105.0461 | 1053.5742 | 1037.7916 | 1158.0558

## Coal Pivot Tables
Coal Prices (2011$/MMBtu) | [7 empty] | Total TBtu
Coal Region | 2016 | 2018 | 2020 | 2025 | 2030 | 2040 | 2050 | 2016 | 2018 | 2020 | 2025 | 2030 | 2040 | 2050
Appalachia | 2.2464 | 2.2678 | 2.2638 | 2.4409 | 2.6306 | 3.0495 | 3.6611 | 4697.8866 | 4253.6238 | 3085.212 | 2504.5533 | 2431.3823 | 2383.9839 | 2435.3152
Imports | 3.6766 |  |  | 3.1292 | 3.2308 | 3.3896 | 3.3896 | 35.55 |  |  | 59.8134 | 26.0251 | 58.8823 | 167.4001
Interior | 2.0496 | 2.0115 | 1.7586 | 1.853 | 1.9662 | 2.2811 | 2.8073 | 4547.7487 | 5106.5754 | 5146.4652 | 5577.7625 | 5389.3845 | 5308.4612 | 5827.8444
Waste Coal | 1.3847 | 1.4336 | 1.4982 | 1.5681 | 1.5849 | 1.6934 | 1.6934 | 116.0466 | 114.002 | 114.002 | 114.002 | 114.002 | 114.002 | 114.002
West | 0.84381 | 0.85685 | 0.82161 | 0.93762 | 1.0478 | 1.3121 | 1.6639 | 7859.6074 | 7396.6018 | 5571.7441 | 5964.4194 | 5854.202 | 6081.2964 | 6440.2513
National | 1.5529 | 1.566 | 1.4933 | 1.5757 | 1.6932 | 1.9898 | 2.4527 | 17256.8392 | 16870.8031 | 13917.4232 | 14220.5507 | 13814.9959 | 13946.6259 | 14984.813
Coal Prices (2011$/Ton) | [7 empty] | Total Million Tons
Coal Region | 2016 | 2018 | 2020 | 2025 | 2030 | 2040 | 2050 | 2016 | 2018 | 2020 | 2025 | 2030 | 2040 | 2050
Appalachia | 56.6406 | 57.1572 | 57.024 | 61.4858 | 66.2373 | 76.6085 | 91.9106 | 186.3216 | 168.7675 | 122.4813 | 99.427 | 96.5612 | 94.8989 | 97.0069
Imports | 87.1345 |  |  | 74.1615 | 76.5697 | 80.3338 | 80.3338 | 1.5 |  |  | 2.5238 | 1.0981 | 2.4845 | 7.0633
Interior | 41.0422 | 41.1952 | 37.33 | 39.2941 | 41.5483 | 48.3853 | 58.6561 | 227.1051 | 249.3515 | 242.4457 | 263.0287 | 255.0483 | 250.2644 | 278.9228
Waste Coal | 16.0621 | 16.6298 | 17.3788 | 18.1903 | 18.3849 | 19.6432 | 19.6432 | 10.004 | 9.8278 | 9.8278 | 9.8278 | 9.8278 | 9.8278 | 9.8278
West | 15.5554 | 15.7199 | 14.9169 | 17.1522 | 19.1225 | 23.8529 | 30.1796 | 426.3507 | 403.1668 | 306.8895 | 326.0439 | 320.786 | 334.5097 | 355.0822
National | 31.4792 | 31.7881 | 30.4902 | 31.9713 | 34.2325 | 40.1032 | 49.1417 | 851.2814 | 831.1136 | 681.6443 | 700.8511 | 683.3214 | 691.9853 | 747.903

## Final Wholesale Price
Wholesale Electricity Price (2011$/MWh)
Region Group | 2016 | 2018 | 2020 | 2025 | 2030 | 2040 | 2050
ERCOT_Tenaska Frontier Generating Station | 0 | 0 | 0 | 0 | 0 | 63.7884 | 75.0621
ERCOT_Tenaska Gateway Generating Station | 40.8049 | 40.9319 | 43.8104 | 55.02 | 57.3244 | 63.7884 | 75.0621
ERCOT_Rest | 45.9016 | 43.4078 | 44.9955 | 56.7544 | 59.3057 | 65.9559 | 77.5544
ERCOT_West | 45.1691 | 42.596 | 44.2772 | 55.8605 | 58.3103 | 65.0391 | 76.5017
FRCC | 54.439 | 49.6841 | 46.9189 | 62.9932 | 66.4189 | 72.1826 | 84.0237
MAPP_WAUE | 36.738 | 38.1493 | 43.1799 | 55.4852 | 58.8856 | 63.3868 | 73.2635
MISO_Iowa | 43.6558 | 44.9278 | 49.8492 | 61.0597 | 62.3544 | 68.0952 | 78.836
MISO_Illinois | 41.2623 | 40.8558 | 48.0034 | 56.4221 | 59.0605 | 66.8303 | 79.439
MISO_Indiana (including parts of Kentucky) | 42.4796 | 41.3285 | 49.777 | 58.7419 | 60.2633 | 68.0781 | 79.2748
MISO_Lower Michigan | 45.9228 | 45.2401 | 51.5762 | 62.0726 | 64.1992 | 69.6736 | 80.1828
MISO_MT, SD, ND | 36.0308 | 37.4875 | 43.1119 | 55.1037 | 57.7903 | 63.0329 | 73.2135
MISO_Iowa-MidAmerican | 42.7228 | 43.6585 | 48.7526 | 59.6033 | 61.5036 | 67.4069 | 78.1482
MISO_Minnesota and Western Wisconsin | 43.504 | 44.9824 | 49.7953 | 61.6863 | 64.271 | 70.8907 | 81.3129
MISO_Missouri | 40.8087 | 40.9287 | 46.5615 | 56.1669 | 58.4453 | 66.4781 | 79.5364
MISO_Wisconsin- Upper Michigan (WUMS) | 42.0199 | 43.8688 | 47.9051 | 59.1403 | 63.2407 | 72.0765 | 82.6279
ISONE_Connecticut | 48.389 | 49.1889 | 55.0167 | 64.707 | 69.0814 | 76.4197 | 89.8974
ISONE_Maine | 47.0126 | 47.5442 | 53.4067 | 61.6049 | 66.1018 | 73.5187 | 85.4374
ISONE_MA, VT, NH, RI (Rest of ISO New England) | 49.0269 | 49.5739 | 55.6052 | 64.5116 | 69.8905 | 76.2966 | 89.9937
NY_Zones A&B | 48.4043 | 48.8776 | 53.2067 | 62.8277 | 68.8388 | 74.7955 | 87.0064
NY_Zone C&E | 48.7151 | 49.09 | 53.3955 | 63.2644 | 68.0772 | 74.504 | 87.7128
NY_Zones D | 47.6811 | 48.0455 | 51.9173 | 61.6419 | 66.4772 | 72.8838 | 85.8816
NY_Zone F (Capital) | 49.7425 | 50.2399 | 54.3947 | 64.1633 | 67.3514 | 73.5037 | 87.5224
NY_Zone G-I (Downstate NY) | 51.6308 | 52.3495 | 56.5922 | 67.0039 | 69.428 | 75.1238 | 88.2176
NY_Zone J(NYC) | 53.4482 | 54.1876 | 58.5524 | 69.264 | 71.9644 | 78.5161 | 91.9264
NY_Zone K(LI) | 53.5616 | 54.3124 | 58.6368 | 69.6201 | 72.9708 | 81.385 | 94.617
PJM_AP | 47.6901 | 45.9462 | 54.0343 | 61.4025 | 62.2235 | 66.5937 | 76.8401
PJM_ATSI | 48.3186 | 46.6326 | 54.069 | 62.0578 | 63.3945 | 68.3931 | 78.6118
PJM_ComEd | 44.482 | 43.4392 | 51.0155 | 59.602 | 62.1891 | 69.5006 | 80.5081
PJM_Dominion | 47.7087 | 46.6947 | 54.7992 | 63.5013 | 64.3459 | 70.7742 | 81.6096
PJM_EMAAC | 49.391 | 49.538 | 57.5355 | 66.0448 | 66.765 | 71.5034 | 82.1388
PJM_PENELEC | 45.869 | 44.7264 | 52.5013 | 60.5155 | 61.8397 | 68.0577 | 78.7164
PJM_SWMAAC | 54.7486 | 52.3199 | 57.5235 | 66.4673 | 67.2699 | 74.3997 | 85.6064
PJM West | 46.4631 | 45.3601 | 53.3742 | 62.0674 | 63.4075 | 68.4699 | 78.6652
PJM_Western MAAC | 47.7224 | 47.8394 | 55.65 | 63.9491 | 65.2199 | 70.8435 | 81.0902
SERC_Central_Kentucky | 38.8931 | 37.8164 | 46.7757 | 56.6334 | 58.3984 | 66.5703 | 78.2746
SERC_Central_TVA | 45.3748 | 45.9005 | 48.9045 | 59.4578 | 60.9339 | 66.9119 | 78.4554
SERC_Delta_Amite South (including DSG) | 42.3088 | 43.1884 | 41.9515 | 56.3553 | 62.5165 | 67.7448 | 79.3944
SERC_Delta_Northern Arkansas (including AECI) | 39.1027 | 39.388 | 45.543 | 55.0394 | 57.3869 | 64.6212 | 76.4433
SERC_Delta_Rest of Delta (Central Arkansas) | 41.1241 | 41.9791 | 40.7768 | 54.4566 | 60.0917 | 66.3033 | 77.7711
SERC_Delta_WOTAB (including Western) | 43.341 | 46.2665 | 47.0204 | 60.0851 | 61.1783 | 66.3993 | 78.0947
SERC_Southeastern | 46.2985 | 45.3148 | 44.8412 | 59.4255 | 64.0383 | 70.5386 | 82.0302
SERC_VACAR | 48.0951 | 45.6807 | 49.4513 | 61.7438 | 63.9491 | 70.0113 | 80.6628
SPP_Kiamichi Energy Facility | 41.5498 | 42.9097 | 47.4243 | 57.9162 | 59.2702 | 65.0253 | 75.7059
SPP North- (Kansas, Missouri) | 40.7626 | 42.3216 | 45.6892 | 57.6765 | 59.719 | 66.322 | 77.2881
SPP Nebraska | 39.7345 | 41.25 | 44.1291 | 56.5122 | 58.6138 | 66.0746 | 76.6839
SPP Southeast- (Louisiana) | 42.1862 | 43.1899 | 43.4393 | 55.6971 | 60.6175 | 67.7717 | 79.3322
SPP SPS (Texas Panhandle) | 40.5497 | 42.2334 | 42.8777 | 56.2872 | 59.7299 | 65.9626 | 76.3135
SPP West (Oklahoma, Arkansas, Louisiana) | 42.1643 | 43.7584 | 47.4977 | 59.4461 | 60.7737 | 66.5707 | 77.5272
WECC_Northern California (including SMUD) | 51.8456 | 56.1118 | 63.1803 | 68.9333 | 68.7187 | 76.5562 | 89.4501
WECC_LADWP | 50.6798 | 55.1417 | 63.9499 | 74.6133 | 77.3582 | 79.6009 | 91.4713
WECC_San Diego Gas and Electric | 59.4204 | 60.5717 | 67.8293 | 75.5692 | 76.8863 | 81.5983 | 91.8213
WECC_Arizona | 40.5482 | 42.1632 | 50.0259 | 58.622 | 63.8961 | 69.0786 | 82.8105
WECC_Colorado | 39.8461 | 44.6368 | 55.6306 | 60.7853 | 61.3902 | 65.5503 | 75.8215
WECC_Idaho | 34.85 | 38.2136 | 46.6692 | 52.8272 | 59.4029 | 64.3158 | 74.6068
WECC_Imperial Irrigation District (IID) | 50.3498 | 49.267 | 52.997 | 44.2837 | 40.4836 | 51.5505 | 66.9655
WECC_Montana | 31.5432 | 34.6026 | 42.4562 | 46.8479 | 51.455 | 61.7506 | 72.9292
WECC_New Mexico | 39.7392 | 42.0335 | 49.1167 | 57.7874 | 61.8354 | 65.7043 | 75.8217
WECC_Northern Nevada | 38.3822 | 41.4156 | 51.9837 | 59.6709 | 64.1693 | 66.3879 | 78.9942
WECC_Pacific Northwest | 37.2189 | 40.1428 | 47.3167 | 52.0692 | 57.1985 | 67.0325 | 76.3072
WECC_Southern California Edison | 59.8073 | 60.3227 | 67.555 | 75.07 | 76.1231 | 80.4018 | 91.9105
WECC_San Francisco | 53.9992 | 58.3882 | 65.6603 | 71.5791 | 70.9865 | 76.4486 | 89.3481
WECC_Southern Nevada | 41.6152 | 42.6644 | 50.3126 | 58.6345 | 63.7059 | 69.5451 | 81.9939
WECC_Utah | 37.0419 | 40.2185 | 48.8668 | 58.0259 | 59.1475 | 62.1241 | 72.7611
WECC_Wyoming | 24.418 | 25.6009 | 31.7465 | 36.1586 | 37.5796 | 51.4917 | 61.8681
National | 45.9769 | 45.827 | 50.535 | 60.8155 | 63.3845 | 69.6404 | 80.9114