## US
| 2016 | 2018 | 2020 | 2025 | 2030 | 2040 | 2050
1. Reserve Margin Capacity Winter [MW] | 898811.3752 | 909922.4418 | 912710.714 | 954185.65 | 1003935.8666 | 1115362.2315 | 1207609.9146
Plus Firm Contract Purchases Winter [MW] | 0 | 0 | 0 | 0 | 0 | 0 | 0
Plus Transmission In Winter [MW] | 9346.7014 | 7493.5897 | 7800.9883 | 8824.3798 | 13090.7571 | 20894.9745 | 23755.9524
Less Firm Contract Sales Winter [MW] | 0 | 0 | 0 | 0 | 0 | 0 | 0
Less Transmission Out Winter [MW] | 13075.948 | 11103.24 | 11635.7081 | 12968.4224 | 17830.0614 | 26649.1784 | 29812.6902
Total Reserve Margin Capacity Winter [MW] | 895082.1287 | 906312.7915 | 908875.9942 | 950041.6074 | 999196.5623 | 1109608.0276 | 1201553.1768
2. Peak Load Winter [MW] | 656609.9795 | 669953.6443 | 685643.4766 | 724764.8737 | 762895.2731 | 845598.8064 | 915814.1771
Less DSM [MW] | 0 | 0 | 0 | 0 | 0 | 0 | 0
Net Demand Winter [MW] | 656609.9795 | 669953.6443 | 685643.4766 | 724764.8737 | 762895.2731 | 845598.8064 | 915814.1771
3. Reserve Margin Winter [%] | 36.3187 | 35.2799 | 32.5581 | 31.0827 | 30.9743 | 31.2216 | 31.2005
1. Reserve Margin Capacity Summer [MW] | 898811.3752 | 909922.4418 | 912710.714 | 954185.65 | 1003935.8666 | 1115362.2315 | 1207609.9146
Plus Firm Contract Purchases Summer [MW] | 0 | 0 | 0 | 0 | 0 | 0 | 0
Plus Transmission In Summer [MW] | 70717.7249 | 59216.3372 | 72622.803 | 87121.9396 | 92070.0042 | 95881.7323 | 87178.627
Less Firm Contract Sales Summer [MW] | 0 | 0 | 0 | 0 | 0 | 0 | 0
Less Transmission Out Summer [MW] | 69287.361 | 57464.9486 | 69917.0896 | 83191.7359 | 88272.2265 | 90441.8221 | 81465.7704
Total Reserve Margin Capacity Summer [MW] | 900241.7391 | 911673.8304 | 915416.4275 | 958115.8538 | 1007733.6442 | 1120802.1417 | 1213322.7712
2. Peak Load Summer [MW] | 745951.4004 | 760949.7162 | 779557.6602 | 826221.1216 | 872778.1859 | 972251.0956 | 1052576.833
Less DSM [MW] | 0 | 0 | 0 | 0 | 0 | 0 | 0
Net Demand Summer [MW] | 745951.4004 | 760949.7162 | 779557.6602 | 826221.1216 | 872778.1859 | 972251.0956 | 1052576.833
3. Reserve Margin Summer [%] | 20.6837 | 19.8074 | 17.4277 | 15.9636 | 15.4627 | 15.2791 | 15.2717
1. Reserve Margin Capacity Annual [MW] | 898811.3752 | 909922.4418 | 912710.714 | 954185.65 | 1003935.8666 | 1115362.2315 | 1207609.9146
Plus Firm Contract Purchases Annual [MW] | 0 | 0 | 0 | 0 | 0 | 0 | 0
Plus Transmission In Annual [MW] | 71885.4823 | 60710.914 | 72985.1646 | 88005.939 | 96481.4611 | 101706.8139 | 94176.0296
Less Firm Contract Sales Annual [MW] | 0 | 0 | 0 | 0 | 0 | 0 | 0
Less Transmission Out Annual [MW] | 65760.7933 | 53542.3033 | 64246.0502 | 73483.36 | 77499.3012 | 77494.8784 | 68905.2458
Total Reserve Margin Capacity Annual [MW] | 904936.0642 | 917091.0524 | 921449.8284 | 968708.2291 | 1022918.0266 | 1139574.167 | 1232880.6984
(for seasonal/annual regions combined)
2. Peak Load Annual [MW] | 753213.7221 | 768324.99 | 787134.6704 | 834919.9557 | 882704.1442 | 984748.0507 | 1066145.7592
Less DSM [MW] | 0 | 0 | 0 | 0 | 0 | 0 | 0
Net Demand Annual [MW] | 753213.7221 | 768324.99 | 787134.6704 | 834919.9557 | 882704.1442 | 984748.0507 | 1066145.7592
(for seasonal/annual regions combined)
3. Reserve Margin Annual [%] | 20.1433 | 19.3624 | 17.0638 | 16.0241 | 15.8846 | 15.7224 | 15.639
(for seasonal/annual regions combined)
4. Total Generation [GWh] | 4061167.9211 | 4143717.3841 | 4239309.293 | 4407562.4974 | 4557133.5205 | 4904838.9358 | 5288936.1662
Inter-Region Transmission [GWh] | 1430.6255 | 4072.5468 | -7143.298 | -2453.4837 | -7074.5451 | -8641.5347 | -9556.0138
Pumping & Storage Losses [GWh] | 13881.4607 | 13187.3221 | 17269.4533 | 15072.8642 | 14996.4249 | 9330.2089 | 8212.7646
Plus Purchases [GWh] | 0 | 0 | 0 | 0 | 0 | 0 | 0
Less Sales [GWh] | 0 | 0 | 0 | 0 | 0 | 0 | 0
5. Total Supply for Demand [GWh] | 4048717.0858 | 4134602.6088 | 4214896.5417 | 4390036.1495 | 4535062.5505 | 4886867.1921 | 5271167.3878
6. Projected Demand [GWh] | 4048717.0858 | 4134602.6088 | 4214896.5417 | 4390036.1495 | 4535062.5504 | 4886867.1921 | 5271167.3877
Energy Not Served [GWh] | 0 | 0 | 0 | 0 | 0 | 0 | 0
Less DSM [GWh] | 0 | 0 | 0 | 0 | 0 | 0 | 0
Energy Demand Response [GWh] | 0 | 0 | 0 | 0 | 0 | 0 | 0
Net Demand [GWh] | 4048717.0858 | 4134602.6088 | 4214896.5417 | 4390036.1495 | 4535062.5504 | 4886867.1921 | 5271167.3877
7. Dumped Energy [GWh] | -1.1863e-05 | 8.2569e-05 | 2.7222e-05 | -2.1425e-05 | 2.3601e-05 | -9.7584e-06 | 9.1719e-05
8. Total Generation [GWh] | 4061167.9211 | 4143717.3841 | 4239309.293 | 4407562.4974 | 4557133.5205 | 4904838.9358 | 5288936.1662
Less T&D Losses [GWh] | 273431.1692 | 268220.5568 | 268789.6132 | 273774.898 | 283484.8922 | 305868.8844 | 330743.807
9. Total Sales [GWh] | 3787736.7518 | 3875496.8273 | 3970519.6798 | 4133787.5995 | 4273648.6284 | 4598970.0514 | 4958192.3592
Capacity Avoided Costs [US$/kW]
ANNUAL | 6.7532 | 4.4656 | 22.7319 | 47.1217 | 58.0766 | 71.4718 | 71.9679
WINTER | 0.67887 | 0.58852 | 0.51948 | 0.76369 | 0.58983 | 0.78334 | 0.88086
SUMMER | 6.0744 | 3.877 | 22.2125 | 46.358 | 57.4868 | 70.6884 | 71.087
10. Capacity by Capacity Reporting Type [MW]
00 New Combined Cycle | 3519.7025 | 16164.0989 | 20008.5135 | 49780.2621 | 94924.2577 | 215865.2334 | 326263.9186
00 New Combined Cycle - Uncontrolled | 0 | 0 | 0 | 0 | 0 | 0 | 0
00 New Combined Cycle with Carbon Capture | 0 | 0 | 0 | 0 | 0 | 0 | 0
00 New Combustion Turbine | 2161.3796 | 2397.1581 | 9298.7277 | 19052.9185 | 28141.6592 | 58785.1566 | 79118.7156
00 New Hydro | 0 | 0 | 0 | 0 | 0 | 0 | 0
00 New Nuclear | 0 | 0 | 0 | 0 | 0 | 0 | 6000
00 New Biomass | 238.739 | 510.6811 | 962.8224 | 1190.348 | 1364.4515 | 1392.5981 | 1624.8705
00 New Geothermal | 0 | 1050.375 | 1460.775 | 2486.775 | 2720.0024 | 2785 | 2929.6711
00 New Landfill Gas | 112.66 | 112.66 | 112.66 | 112.66 | 112.66 | 112.66 | 112.66
00 New Offshore Wind | 0 | 0 | 0 | 0 | 0 | 0 | 0
00 New Onshore Wind | 7739.1587 | 14481.01 | 15724.5361 | 24488.8308 | 28598.6573 | 34758.6967 | 51801.258
00 New Solar PV | 476 | 1047.2 | 1618.4 | 2474.5197 | 2533.8403 | 4057.8545 | 14201.6172
00 New Solar Thermal | 11.5505 | 191.5505 | 205.2023 | 209.5507 | 225.1707 | 225.1707 | 225.1707
00 New Fuel Cell | 0 | 0 | 0 | 0 | 0 | 0 | 0
00 New IGCC | 0 | 0 | 0 | 0 | 0 | 0 | 0
00 New Advanced Coal with CCS | 0 | 0 | 330 | 330 | 330 | 330 | 330
00 New SPC - Uncontrolled | 0 | 0 | 0 | 0 | 0 | 0 | 0
00 New SPC-WetFGD_SCR | 37.7 | 37.7 | 37.7 | 37.7 | 37.7 | 37.7 | 39
00 New Future Technology | 0 | 0 | 0 | 0 | 0 | 0 | 0
00 Exist Combined Cycle | 220114.4322 | 220114.4322 | 220114.4322 | 220114.4322 | 220114.4322 | 220114.4322 | 219989.6437
00 Exist Combustion Turbine | 143814.5972 | 143814.5972 | 143814.5972 | 143814.5972 | 143814.5972 | 143814.5972 | 143814.5972
00 Exist Coal Steam_Uncontrolled | 2346.9904 | 2236.1638 | 1908.2733 | 1908.2733 | 1908.2733 | 1327.4198 | 1327.4198
00 Exist Coal Steam_ACI | 419.5 | 10.5 | 10.5 | 10.5 | 10.5 | 10.5 | 10.5
00 Exist Coal Steam_ACI_DSI | 0 | 0 | 0 | 0 | 0 | 0 | 0
00 Exist Coal Steam_DryFGD | 2381.0538 | 1276.0538 | 1008.0538 | 1008.0538 | 1008.0538 | 1008.0538 | 733.6
00 Exist Coal Steam_DryFGD_ACI | 1220 | 548.9931 | 53 | 53 | 53 | 53 | 53
00 Exist Coal Steam_DryFGD_SCR | 1701 | 1469 | 1469 | 1469 | 1469 | 1139 | 1139
00 Exist Coal Steam_DryFGD_SCR_ACI | 6803.1363 | 3715.8621 | 2675.95 | 2675.95 | 2675.95 | 2675.95 | 2260.95
00 Exist Coal Steam_DryFGD_SNCR | 138.8 | 138.8 | 84.8 | 84.8 | 84.8 | 84.8 | 84.8
00 Exist Coal Steam_DryFGD_SNCR_ACI | 0 | 0 | 0 | 0 | 0 | 0 | 0
00 Exist Coal Steam_DSI | 0 | 0 | 0 | 0 | 0 | 0 | 0
00 Exist Coal Steam_SCR | 1899 | 577 | 4.3221e-07 | 4.3221e-07 | 4.3221e-07 | 4.3221e-07 | 4.3221e-07
00 Exist Coal Steam_SCR_ACI | 306 | 305 | 305 | 305 | 305 | 305 | 305
00 Exist Coal Steam_SCR_ACI_DSI | 0 | 0 | 0 | 0 | 0 | 0 | 0
00 Exist Coal Steam_SCR_DSI | 0 | 0 | 0 | 0 | 0 | 0 | 0
00 Exist Coal Steam_SNCR | 242.7 | 242.7 | 242.7 | 242.7 | 242.7 | 242.7 | 242.7
00 Exist Coal Steam_SNCR_ACI | 385 | 385 | 385 | 385 | 385 | 385 | 385
00 Exist Coal Steam_SNCR_ACI_DSI | 0 | 0 | 0 | 0 | 0 | 0 | 0
00 Exist Coal Steam_WetFGD | 5267.0998 | 2662.0164 | 1898.8121 | 1898.8121 | 1898.8121 | 1898.8121 | 1845.1317
00 Exist Coal Steam_WetFGD_ACI | 5364 | 0 | 0 | 0 | 0 | 0 | 0
00 Exist Coal Steam_WetFGD_SCR | 30872.8614 | 19907.5259 | 18741.124 | 17431.124 | 17419.5668 | 17419.5668 | 16044.5668
00 Exist Coal Steam_WetFGD_SCR_ACI | 5875.1703 | 3628.1703 | 3605 | 3605 | 3605 | 3605 | 3605
00 Exist Coal Steam_WetFGD_SNCR | 975 | 975 | 975 | 975 | 975 | 975 | 975
00 Exist Coal Steam_WetFGD_SNCR_ACI | 760 | 760 | 760 | 760 | 760 | 760 | 408.6654
00 Exist FBC_Uncontrolled | 183 | 183 | 183 | 183 | 183 | 183 | 183
00 Exist FBC_ACI | 0 | 0 | 0 | 0 | 0 | 0 | 0
00 Exist FBC_DryFGD | 190.9 | 190.9 | 190.9 | 190.9 | 190.9 | 190.9 | 190.9
00 Exist FBC_DryFGD_SNCR | 1323 | 799 | 550 | 550 | 550 | 550 | 550
00 Exist FBC_DryFGD_SNCR_ACI | 1254 | 684 | 684 | 684 | 684 | 684 | 684
00 Exist FBC_SNCR | 435 | 435 | 435 | 435 | 435 | 435 | 435
00 Exist FBC_SNCR_ACI | 10.6 | 10.6 | 10.6 | 10.6 | 10.6 | 10.6 | 10.6
00 Exist FBC_WetFGD_SNCR_ACI | 286 | 286 | 286 | 286 | 286 | 286 | 286
00 Exist IGCC | 1662 | 1662 | 1662 | 1662 | 1662 | 1662 | 1662
00 Exist Fossil_Other | 411.5 | 411.5 | 411.5 | 411.5 | 411.5 | 411.5 | 411.5
00 Exist Fuel Cell | 35.826 | 35.826 | 35.826 | 35.826 | 35.826 | 35.826 | 35.826
00 Exist Hydro | 78694.738 | 78694.738 | 78694.738 | 78694.738 | 78694.738 | 78694.738 | 78634.738
00 Exist Non Fossil_Other | 3889.032 | 3889.032 | 3889.032 | 3889.032 | 3889.032 | 3889.032 | 3889.032
00 Exist Nuclear | 99334.901 | 103809.901 | 103196.901 | 103196.901 | 100529.001 | 59535.501 | 7959.4
00 Exist Oil/Gas Steam | 70281.3 | 67877.8994 | 67128.8994 | 67116.4421 | 67116.4421 | 67116.4421 | 67116.4421
00 Exist Oil/Gas Steam_SCR | 16822.9 | 16193.9 | 14684.9 | 14684.9 | 14684.9 | 14684.9 | 14684.9
00 Exist Oil/Gas Steam_SNCR | 1645.6077 | 1645.6077 | 1645.6077 | 1645.6077 | 1645.6077 | 1645.6077 | 1645.6077
00 Exist Biomass | 4040.352 | 4040.352 | 4040.352 | 4040.352 | 4040.352 | 4040.352 | 4040.352
00 Exist Landfill Gas | 2012.647 | 2012.647 | 2012.647 | 2012.647 | 2012.647 | 2012.647 | 2012.647
00 Exist Geothermal | 2636.61 | 2636.61 | 2636.61 | 2636.61 | 2636.61 | 2636.61 | 2636.61
00 Exist Pump Storage | 22349.9 | 22349.9 | 22349.9 | 22349.9 | 22349.9 | 22349.9 | 22349.9
00 Exist Solar PV | 5651.575 | 5651.575 | 5651.575 | 5651.575 | 5651.575 | 5651.575 | 5651.575
00 Exist Solar Thermal | 2325.047 | 2325.047 | 2325.047 | 2325.047 | 2325.047 | 2325.047 | 2325.047
00 Exist Wind | 58100.404 | 58100.404 | 58100.404 | 58100.404 | 58100.404 | 58100.404 | 58100.404
00 International Imports | 200 | 200 | 200 | 200 | 200 | 200 | 200
00 Ret.ACI | 456.6995 | 244.8977 | 186.8971 | 186.8971 | 186.8971 | 186.8971 | 186.8971
00 Ret.ACI & DryFGD | 0 | 0 | 0 | 0 | 0 | 0 | 0
00 Ret.ACI & DryFGD & HRI | 0.098095 | 0.098095 | 0.098095 | 0.098095 | 0.098095 | 0.098095 | 0.098095
00 Ret.ACI & DSI | 4506.8782 | 611.7194 | 611.7194 | 611.7194 | 211.1766 | 211.1766 | 211.1766
00 Ret.ACI & DSI & DryFGD | 0 | 0 | 0 | 0 | 0 | 0 | 0
00 Ret.ACI & DSI & DryFGD & HRI | 0 | 0 | 0 | 0 | 0 | 0 | 0
00 Ret.ACI & DSI & HRI | 10405.6143 | 13272.9324 | 13272.9324 | 13272.9324 | 13272.9324 | 13272.9324 | 13272.9324
00 Ret.ACI & DSI & WetFGD & HRI | 0 | 0 | 0 | 0 | 0 | 0 | 0
00 Ret.ACI & HRI | 4212.6051 | 4424.407 | 4424.407 | 4424.407 | 4424.407 | 4424.407 | 4424.407
00 Ret.ACI & SCR | 0 | 0 | 0 | 0 | 0 | 0 | 0
00 Ret.ACI & SCR & DryFGD & CCS | 0 | 0 | 0 | 0 | 0 | 0 | 0
00 Ret.ACI & SCR & DryFGD & HRI | 0 | 0 | 0 | 0 | 0 | 0 | 0
00 Ret.ACI & SCR & DryFGD & HRI & CCS | 0 | 0 | 0 | 0 | 0 | 0 | 0
00 Ret.ACI & SCR & DSI | 70.8624 | 54.4816 | 54.4816 | 54.4816 | 0 | 0 | 0
00 Ret.ACI & SCR & DSI & DryFGD | 0 | 0 | 0 | 0 | 0 | 0 | 0
00 Ret.ACI & SCR & DSI & DryFGD & HRI | 0 | 0 | 0 | 0 | 0 | 0 | 0
00 Ret.ACI & SCR & DSI & HRI | 88.8611 | 105.2419 | 105.2419 | 105.2419 | 105.2419 | 105.2419 | 105.2419
00 Ret.ACI & SCR & DSI & WetFGD | 0 | 0 | 0 | 0 | 0 | 0 | 0
00 Ret.ACI & SCR & DSI & WetFGD & HRI | 0 | 0 | 0 | 0 | 0 | 0 | 0
00 Ret.ACI & SCR & HRI | 0 | 0 | 0 | 0 | 0 | 0 | 0
00 Ret.ACI & SCR & WetFGD & CCS | 0 | 0 | 0 | 0 | 0 | 0 | 0
00 Ret.ACI & SCR & WetFGD & HRI | 0 | 0 | 0 | 0 | 0 | 0 | 0
00 Ret.ACI & SCR & WetFGD & HRI & CCS | 0 | 0 | 0 | 0 | 0 | 0 | 0
00 Ret.ACI & SNCR | 0 | 0 | 0 | 0 | 0 | 0 | 0
00 Ret.ACI & SNCR & DSI | 0 | 0 | 0 | 0 | 0 | 0 | 0
00 Ret.ACI & SNCR & DSI & DryFGD | 0 | 0 | 0 | 0 | 0 | 0 | 0
00 Ret.ACI & SNCR & DSI & DryFGD & HRI | 0 | 0 | 0 | 0 | 0 | 0 | 0
00 Ret.ACI & SNCR & DSI & HRI | 0 | 0 | 0 | 0 | 0 | 0 | 0
00 Ret.ACI & SNCR & DSI & WetFGD | 0 | 0 | 0 | 0 | 0 | 0 | 0
00 Ret.ACI & SNCR & DSI & WetFGD & HRI | 0 | 0 | 0 | 0 | 0 | 0 | 0
00 Ret.ACI & SNCR & HRI | 0 | 0 | 0 | 0 | 0 | 0 | 0
00 Ret.ACI & WetFGD | 0 | 0 | 0 | 0 | 0 | 0 | 0
00 Ret.ACI & WetFGD & DSI | 0 | 0 | 0 | 0 | 0 | 0 | 0
00 Ret.ACI & WetFGD & HRI | 355.9292 | 355.9292 | 355.9292 | 355.9292 | 355.9292 | 355.9292 | 355.9292
00 Ret.C2G | 672.3973 | 673.3973 | 1282.3973 | 1282.3973 | 1282.3973 | 1282.3973 | 1282.3973
00 Ret.C2G & SCR | 0 | 0 | 0 | 0 | 0 | 0 | 0
00 Ret.CCG | 0 | 0 | 0 | 0 | 0 | 0 | 0
00 Ret.DryFGD | 0 | 0 | 0 | 0 | 0 | 0 | 0
00 Ret.DryFGD & ACI & CCS | 0 | 0 | 0 | 0 | 0 | 0 | 0
00 Ret.DryFGD & ACI & HRI & CCS | 0 | 0 | 0 | 0 | 0 | 0 | 0
00 Ret.DryFGD & CCS | 0 | 0 | 0 | 0 | 0 | 0 | 0
00 Ret.DryFGD & HRI | 0.98703 | 0.98703 | 0.98703 | 0.98703 | 0.98703 | 0.98703 | 0.98703
00 Ret.DryFGD & HRI & CCS | 0 | 0 | 0 | 0 | 0 | 0 | 0
00 Ret.DSI | 253.0342 | 253.0342 | 0 | 0 | 0 | 0 | 0
00 Ret.DSI & DryFGD | 0 | 0 | 0 | 0 | 0 | 0 | 0
00 Ret.DSI & DryFGD & HRI | 0 | 0 | 0 | 0 | 0 | 0 | 0
00 Ret.DSI & HRI | 0 | 0 | 0 | 0 | 0 | 0 | 0
00 Ret.DSI & WetFGD | 0 | 0 | 0 | 0 | 0 | 0 | 0
00 Ret.DSI & WetFGD & HRI | 0 | 0 | 0 | 0 | 0 | 0 | 0
00 Ret.Exist FBC_DryFGD_SNCR_ACI & CCS | 0 | 0 | 0 | 0 | 0 | 0 | 0
00 Ret.ExistACI & DryFGD | 0 | 0 | 0 | 0 | 0 | 0 | 0
00 Ret.ExistACI & DryFGD & CCS | 0 | 0 | 0 | 0 | 0 | 0 | 0
00 Ret.ExistACI & DryFGD & HRI | 1429.1639 | 1429.1639 | 1429.1639 | 1429.1639 | 1429.1639 | 1429.1639 | 1429.1639
00 Ret.ExistACI & DryFGD & HRI & CCS | 0 | 0 | 0 | 0 | 0 | 0 | 0
00 Ret.ExistACI & DSI | 2588.5871 | 2582.4152 | 2582.4152 | 2582.4152 | 1.1762e-06 | 1.1762e-06 | 1.1762e-06
00 Ret.ExistACI & DSI & DryFGD | 0 | 0 | 0 | 0 | 0 | 0 | 0
00 Ret.ExistACI & DSI & DryFGD & HRI | 0 | 0 | 0 | 0 | 0 | 0 | 0
00 Ret.ExistACI & DSI & HRI | 388.4305 | 388.6812 | 388.6812 | 388.6812 | 388.6812 | 388.6812 | 388.6812
00 Ret.ExistACI & DSI & WetFGD | 0 | 0 | 0 | 0 | 0 | 0 | 0
00 Ret.ExistACI & DSI & WetFGD & HRI | 0 | 0 | 0 | 0 | 0 | 0 | 0
00 Ret.ExistACI & HRI | 8.0995e-07 | 154 | 154 | 154 | 154 | 154 | 154
00 Ret.ExistACI & HRI & WetFGD | 0 | 0 | 0 | 0 | 0 | 0 | 0
00 Ret.ExistACI & SCR | 0 | 0 | 0 | 0 | 0 | 0 | 0
00 Ret.ExistACI & SCR & DryFGD | 0 | 0 | 0 | 0 | 0 | 0 | 0
00 Ret.ExistACI & SCR & DryFGD & CCS | 0 | 0 | 0 | 0 | 0 | 0 | 0
00 Ret.ExistACI & SCR & DryFGD & HRI | 0 | 0 | 0 | 0 | 0 | 0 | 0
00 Ret.ExistACI & SCR & DryFGD & HRI & CCS | 0 | 0 | 0 | 0 | 0 | 0 | 0
00 Ret.ExistACI & SCR & DSI | 0 | 0 | 0 | 0 | 0 | 0 | 0
00 Ret.ExistACI & SCR & DSI & DryFGD | 0 | 0 | 0 | 0 | 0 | 0 | 0
00 Ret.ExistACI & SCR & DSI & HRI | 227.1149 | 233.0011 | 233.0011 | 233.0011 | 233.0011 | 233.0011 | 233.0011
00 Ret.ExistACI & SCR & DSI & DryFGD & HRI | 0 | 0 | 0 | 0 | 0 | 0 | 0
00 Ret.ExistACI & SCR & HRI | 0 | 0 | 0 | 0 | 0 | 0 | 0
00 Ret.ExistACI & SCR & WetFGD | 0 | 0 | 0 | 0 | 0 | 0 | 0
00 Ret.ExistACI & SCR & WetFGD & CCS | 0 | 0 | 0 | 0 | 0 | 0 | 0
00 Ret.ExistACI & SCR & WetFGD & HRI | 830.0899 | 830.0899 | 830.0899 | 830.0899 | 831.0709 | 831.0709 | 831.0709
00 Ret.ExistACI & SCR & WetFGD & HRI & CCS | 0 | 0 | 0 | 0 | 0 | 0 | 0
00 Ret.ExistACI & SNCR | 0 | 0 | 0 | 0 | 0 | 0 | 0
00 Ret.ExistACI & SNCR & DryFGD | 0 | 0 | 0 | 0 | 0 | 0 | 0
00 Ret.ExistACI & SNCR & DryFGD & HRI | 0 | 0 | 0 | 0 | 0 | 0 | 0
00 Ret.ExistACI & SNCR & DSI | 0 | 0 | 0 | 0 | 0 | 0 | 0
00 Ret.ExistACI & SNCR & DSI & HRI | 0 | 0 | 0 | 0 | 0 | 0 | 0
00 Ret.ExistACI & SNCR & HRI | 0 | 0 | 0 | 0 | 0 | 0 | 0
00 Ret.ExistACI & SNCR & WetFGD | 0 | 0 | 0 | 0 | 0 | 0 | 0
00 Ret.ExistACI & SNCR & WetFGD & HRI | 0 | 0 | 0 | 0 | 0 | 0 | 0
00 Ret.ExistACI & WetFGD | 0.98665 | 0.98665 | 0.98665 | 0.98665 | 0 | 0 | 0
00 Ret.ExistACI & WetFGD & CCS | 0 | 0 | 0 | 0 | 0 | 0 | 0
00 Ret.ExistACI & WetFGD & HRI & CCS | 0 | 0 | 0 | 0 | 0 | 0 | 0
00 Ret.ExistACI_DSI & DryFGD | 0 | 0 | 0 | 0 | 0 | 0 | 0
00 Ret.ExistACI_DSI & DryFGD & HRI | 0 | 0 | 0 | 0 | 0 | 0 | 0
00 Ret.ExistACI_DSI & HRI | 0 | 0 | 0 | 0 | 0 | 0 | 0
00 Ret.ExistACI_DSI & SCR | 0 | 0 | 0 | 0 | 0 | 0 | 0
00 Ret.ExistACI_DSI & SCR & DryFGD | 0 | 0 | 0 | 0 | 0 | 0 | 0
00 Ret.ExistACI_DSI & SCR & DryFGD & HRI | 0 | 0 | 0 | 0 | 0 | 0 | 0
00 Ret.ExistACI_DSI & SCR & HRI | 0 | 0 | 0 | 0 | 0 | 0 | 0
00 Ret.ExistACI_DSI & SCR & WetFGD | 0 | 0 | 0 | 0 | 0 | 0 | 0
00 Ret.ExistACI_DSI & SCR & WetFGD & HRI | 0 | 0 | 0 | 0 | 0 | 0 | 0
00 Ret.ExistACI_DSI & WetFGD | 0 | 0 | 0 | 0 | 0 | 0 | 0
00 Ret.ExistACI_DSI & WetFGD & HRI | 0 | 0 | 0 | 0 | 0 | 0 | 0
00 Ret.ExistDryFGD & ACI | 637.0424 | 1.541 | 1.541 | 1.541 | 1.541 | 1.541 | 0
00 Ret.ExistDryFGD & ACI & CCS | 0 | 0 | 0 | 0 | 0 | 0 | 0
00 Ret.ExistDryFGD & ACI & HRI | 3250.5543 | 3886.0557 | 3886.0557 | 3886.0557 | 3886.0557 | 3886.0557 | 3887.5967
00 Ret.ExistDryFGD & ACI & HRI & CCS | 0 | 0 | 0 | 0 | 0 | 0 | 0
00 Ret.ExistDryFGD & ACI & SCR | 0 | 0 | 0 | 0 | 0 | 0 | 0
00 Ret.ExistDryFGD & ACI & SCR & CCS | 0 | 0 | 0 | 0 | 0 | 0 | 0
00 Ret.ExistDryFGD & ACI & SCR & HRI | 0 | 0 | 0 | 0 | 0 | 0 | 0
00 Ret.ExistDryFGD & ACI & SCR & HRI & CCS | 0 | 0 | 0 | 0 | 0 | 0 | 0
00 Ret.ExistDryFGD & ACI & SNCR | 0 | 0 | 0 | 0 | 0 | 0 | 0
00 Ret.ExistDryFGD & ACI & SNCR & HRI | 0 | 0 | 0 | 0 | 0 | 0 | 0
00 Ret.ExistDryFGD & CCS | 0 | 0 | 0 | 0 | 0 | 0 | 0
00 Ret.ExistDryFGD & HRI | 1410 | 1980 | 1980 | 1980 | 1980 | 1980 | 2254.4538
00 Ret.ExistDryFGD & HRI & CCS | 0 | 0 | 0 | 0 | 0 | 0 | 0
00 Ret.ExistDryFGD & SCR | 0 | 0 | 0 | 0 | 0 | 0 | 0
00 Ret.ExistDryFGD & SCR & CCS | 0 | 0 | 0 | 0 | 0 | 0 | 0
00 Ret.ExistDryFGD & SCR & HRI | 259.4889 | 259.4889 | 259.4889 | 259.4889 | 259.4889 | 259.4889 | 259.4889
00 Ret.ExistDryFGD & SCR & HRI & CCS | 0 | 0 | 0 | 0 | 0 | 0 | 0
00 Ret.ExistDryFGD & SNCR | 102.9485 | 102.9485 | 102.9485 | 102.9485 | 102.9485 | 102.9485 | 102.9485
00 Ret.ExistDryFGD & SNCR & HRI | 0 | 0 | 0 | 0 | 0 | 0 | 0
00 Ret.ExistDryFGD_ACI & CCS | 0 | 0 | 0 | 0 | 0 | 0 | 0
00 Ret.ExistDryFGD_ACI & HRI | 1830.588 | 2368.2818 | 2368.2818 | 2368.2818 | 2368.2818 | 2368.2818 | 2368.2818
00 Ret.ExistDryFGD_ACI & HRI & CCS | 0 | 0 | 0 | 0 | 0 | 0 | 0
00 Ret.ExistDryFGD_ACI & SCR | 0 | 0 | 0 | 0 | 0 | 0 | 0
00 Ret.ExistDryFGD_ACI & SCR & CCS | 0 | 0 | 0 | 0 | 0 | 0 | 0
00 Ret.ExistDryFGD_ACI & SCR & HRI | 781.4058 | 846.3467 | 846.3467 | 846.3467 | 846.3467 | 846.3467 | 846.3467
00 Ret.ExistDryFGD_ACI & SCR & HRI & CCS | 0 | 0 | 0 | 0 | 0 | 0 | 0
00 Ret.ExistDryFGD_SCR & ACI & CCS | 0 | 0 | 0 | 0 | 0 | 0 | 0
00 Ret.ExistDryFGD_SCR & ACI & HRI | 1378.386 | 1953.089 | 1953.089 | 1953.089 | 1953.089 | 1953.089 | 2369.8859
00 Ret.ExistDryFGD_SCR & ACI & HRI & CCS | 0 | 0 | 0 | 0 | 0 | 0 | 0
00 Ret.ExistDryFGD_SCR & CCS | 0 | 0 | 0 | 0 | 0 | 0 | 0
00 Ret.ExistDryFGD_SNCR & ACI & CCS | 0 | 0 | 0 | 0 | 0 | 0 | 0
00 Ret.ExistDryFGD_SNCR & ACI & HRI | 644.6734 | 644.6734 | 644.6734 | 644.6734 | 644.6734 | 644.6734 | 644.6734
00 Ret.ExistDryFGD_SNCR & ACI & HRI & CCS | 0 | 0 | 0 | 0 | 0 | 0 | 0
00 Ret.ExistDryFGD_SNCR & CCS | 0 | 0 | 0 | 0 | 0 | 0 | 0
00 Ret.ExistDSI & ACI | 0 | 0 | 0 | 0 | 0 | 0 | 0
00 Ret.ExistDSI & ACI & HRI | 0 | 0 | 0 | 0 | 0 | 0 | 0
00 Ret.ExistDSI & ACI & SCR | 0 | 0 | 0 | 0 | 0 | 0 | 0
00 Ret.ExistDSI & ACI & SCR & DryFGD & CCS | 0 | 0 | 0 | 0 | 0 | 0 | 0
00 Ret.ExistDSI & ACI & SCR & DryFGD & HRI | 0 | 0 | 0 | 0 | 0 | 0 | 0
00 Ret.ExistDSI & ACI & SCR & DryFGD & HRI & CCS | 0 | 0 | 0 | 0 | 0 | 0 | 0
00 Ret.ExistDSI & ACI & SCR & HRI | 0 | 0 | 0 | 0 | 0 | 0 | 0
00 Ret.ExistDSI & DryFGD | 0 | 0 | 0 | 0 | 0 | 0 | 0
00 Ret.ExistDSI & DryFGD & ACI | 0 | 0 | 0 | 0 | 0 | 0 | 0
00 Ret.ExistDSI & DryFGD & ACI & CCS | 0 | 0 | 0 | 0 | 0 | 0 | 0
00 Ret.ExistDSI & DryFGD & ACI & HRI | 0 | 0 | 0 | 0 | 0 | 0 | 0
00 Ret.ExistDSI & DryFGD & ACI & HRI & CCS | 0 | 0 | 0 | 0 | 0 | 0 | 0
00 Ret.ExistDSI & DryFGD & CCS | 0 | 0 | 0 | 0 | 0 | 0 | 0
00 Ret.ExistDSI & DryFGD & HRI | 0 | 0 | 0 | 0 | 0 | 0 | 0
00 Ret.ExistDSI & DryFGD & HRI & CCS | 0 | 0 | 0 | 0 | 0 | 0 | 0
00 Ret.ExistDSI & HRI | 0 | 0 | 0 | 0 | 0 | 0 | 0
00 Ret.ExistDSI & SCR | 0 | 0 | 0 | 0 | 0 | 0 | 0
00 Ret.ExistDSI & SCR & DryFGD | 0 | 0 | 0 | 0 | 0 | 0 | 0
00 Ret.ExistDSI & SCR & DryFGD & ACI | 0 | 0 | 0 | 0 | 0 | 0 | 0
00 Ret.ExistDSI & SCR & DryFGD & CCS | 0 | 0 | 0 | 0 | 0 | 0 | 0
00 Ret.ExistDSI & SCR & DryFGD & HRI | 0 | 0 | 0 | 0 | 0 | 0 | 0
00 Ret.ExistDSI & SCR & DryFGD & HRI & CCS | 0 | 0 | 0 | 0 | 0 | 0 | 0
00 Ret.ExistDSI & SCR & HRI | 0 | 0 | 0 | 0 | 0 | 0 | 0
00 Ret.ExistDSI & SCR & WetFGD | 0 | 0 | 0 | 0 | 0 | 0 | 0
00 Ret.ExistDSI & SCR & WetFGD & CCS | 0 | 0 | 0 | 0 | 0 | 0 | 0
00 Ret.ExistDSI & SCR & WetFGD & HRI | 0 | 0 | 0 | 0 | 0 | 0 | 0
00 Ret.ExistDSI & SCR & WetFGD & HRI & CCS | 0 | 0 | 0 | 0 | 0 | 0 | 0
00 Ret.ExistDSI & WetFGD | 0 | 0 | 0 | 0 | 0 | 0 | 0
00 Ret.ExistDSI & WetFGD & ACI | 0 | 0 | 0 | 0 | 0 | 0 | 0
00 Ret.ExistDSI & WetFGD & ACI & HRI | 0 | 0 | 0 | 0 | 0 | 0 | 0
00 Ret.ExistDSI & WetFGD & CCS | 0 | 0 | 0 | 0 | 0 | 0 | 0
00 Ret.ExistDSI & WetFGD & HRI | 0 | 0 | 0 | 0 | 0 | 0 | 0
00 Ret.ExistDSI & WetFGD & HRI & CCS | 0 | 0 | 0 | 0 | 0 | 0 | 0
00 Ret.ExistIGCC & CCS | 0 | 0 | 0 | 0 | 0 | 0 | 0
00 Ret.ExistSCR & ACI | 7.9678e-07 | 7.9678e-07 | 7.9678e-07 | 7.9678e-07 | 7.9678e-07 | 7.9678e-07 | 7.9678e-07
00 Ret.ExistSCR & ACI & DryFGD | 140.8469 | 140.8469 | 140.8469 | 140.8469 | 140.8469 | 140.8469 | 140.8469
00 Ret.ExistSCR & ACI & DryFGD & HRI | 186.0938 | 186.0938 | 186.0938 | 186.0938 | 186.0938 | 186.0938 | 186.0938
00 Ret.ExistSCR & ACI & DSI | 0 | 0 | 0 | 0 | 0 | 0 | 0
00 Ret.ExistSCR & ACI & DSI & DryFGD | 0 | 0 | 0 | 0 | 0 | 0 | 0
00 Ret.ExistSCR & ACI & DSI & DryFGD & HRI | 0 | 0 | 0 | 0 | 0 | 0 | 0
00 Ret.ExistSCR & ACI & DSI & HRI | 1021.6359 | 1021.6359 | 1021.6359 | 1021.6359 | 1021.6359 | 1021.6359 | 1021.6359
00 Ret.ExistSCR & ACI & DSI & WetFGD | 0 | 0 | 0 | 0 | 0 | 0 | 0
00 Ret.ExistSCR & ACI & DSI & WetFGD & HRI | 0 | 0 | 0 | 0 | 0 | 0 | 0
00 Ret.ExistSCR & ACI & HRI | 350.8334 | 350.8334 | 350.8334 | 350.8334 | 350.8334 | 350.8334 | 350.8334
00 Ret.ExistSCR & ACI & WetFGD | 0 | 0 | 0 | 0 | 0 | 0 | 0
00 Ret.ExistSCR & ACI & WetFGD & HRI | 0 | 0 | 0 | 0 | 0 | 0 | 0
00 Ret.ExistSCR & DryFGD | 0 | 0 | 0 | 0 | 0 | 0 | 0
00 Ret.ExistSCR & DryFGD & ACI & CCS | 0 | 0 | 0 | 0 | 0 | 0 | 0
00 Ret.ExistSCR & DryFGD & ACI & HRI & CCS | 0 | 0 | 0 | 0 | 0 | 0 | 0
00 Ret.ExistSCR & DryFGD & CCS | 0 | 0 | 0 | 0 | 0 | 0 | 0
00 Ret.ExistSCR & DryFGD & HRI | 0 | 0 | 0 | 0 | 0 | 0 | 0
00 Ret.ExistSCR & DryFGD & HRI & CCS | 0 | 0 | 0 | 0 | 0 | 0 | 0
00 Ret.ExistSCR & DSI | 0 | 0 | 0 | 0 | 0 | 0 | 0
00 Ret.ExistSCR & DSI & DryFGD | 0 | 0 | 0 | 0 | 0 | 0 | 0
00 Ret.ExistSCR & DSI & DryFGD & HRI | 0 | 0 | 0 | 0 | 0 | 0 | 0
00 Ret.ExistSCR & DSI & HRI | 0 | 0 | 0 | 0 | 0 | 0 | 0
00 Ret.ExistSCR & DSI & WetFGD | 0 | 0 | 0 | 0 | 0 | 0 | 0
00 Ret.ExistSCR & DSI & WetFGD & HRI | 0 | 0 | 0 | 0 | 0 | 0 | 0
00 Ret.ExistSCR & HRI | 5.7519e-07 | 5.7519e-07 | 5.7519e-07 | 5.7519e-07 | 5.7519e-07 | 5.7519e-07 | 5.7519e-07
00 Ret.ExistSCR & WetFGD | 0 | 0 | 0 | 0 | 0 | 0 | 0
00 Ret.ExistSCR & WetFGD & ACI & CCS | 0 | 0 | 0 | 0 | 0 | 0 | 0
00 Ret.ExistSCR & WetFGD & ACI & HRI & CCS | 0 | 0 | 0 | 0 | 0 | 0 | 0
00 Ret.ExistSCR & WetFGD & CCS | 0 | 0 | 0 | 0 | 0 | 0 | 0
00 Ret.ExistSCR & WetFGD & HRI | 1915.3412 | 1915.3412 | 1915.3412 | 1915.3412 | 1915.3412 | 1915.3412 | 1915.3412
00 Ret.ExistSCR & WetFGD & HRI & CCS | 0 | 0 | 0 | 0 | 0 | 0 | 0
00 Ret.ExistSCR_ACI & DryFGD | 0 | 0 | 0 | 0 | 0 | 0 | 0
00 Ret.ExistSCR_ACI & DryFGD & CCS | 0 | 0 | 0 | 0 | 0 | 0 | 0
00 Ret.ExistSCR_ACI & DryFGD & HRI | 811.3643 | 811.3643 | 811.3643 | 811.3643 | 811.3643 | 811.3643 | 811.3643
00 Ret.ExistSCR_ACI & DryFGD & HRI & CCS | 0 | 0 | 0 | 0 | 0 | 0 | 0
00 Ret.ExistSCR_ACI & DSI | 0 | 0 | 0 | 0 | 0 | 0 | 0
00 Ret.ExistSCR_ACI & DSI & HRI | 2.9832 | 2.9832 | 2.9832 | 2.9832 | 2.9832 | 2.9832 | 2.9832
00 Ret.ExistSCR_ACI & HRI | 6.7271e-07 | 6.7271e-07 | 6.7271e-07 | 6.7271e-07 | 6.7271e-07 | 6.7271e-07 | 6.7271e-07
00 Ret.ExistSCR_ACI & WetFGD | 0 | 0 | 0 | 0 | 0 | 0 | 0
00 Ret.ExistSCR_ACI & WetFGD & CCS | 0 | 0 | 0 | 0 | 0 | 0 | 0
00 Ret.ExistSCR_ACI & WetFGD & HRI | 0 | 0 | 0 | 0 | 0 | 0 | 0
00 Ret.ExistSCR_ACI & WetFGD & HRI & CCS | 0 | 0 | 0 | 0 | 0 | 0 | 0
00 Ret.ExistSCR_ACI_DSI & DryFGD | 0 | 0 | 0 | 0 | 0 | 0 | 0
00 Ret.ExistSCR_ACI_DSI & DryFGD & CCS | 0 | 0 | 0 | 0 | 0 | 0 | 0
00 Ret.ExistSCR_ACI_DSI & DryFGD & HRI | 0 | 0 | 0 | 0 | 0 | 0 | 0
00 Ret.ExistSCR_ACI_DSI & DryFGD & HRI & CCS | 0 | 0 | 0 | 0 | 0 | 0 | 0
00 Ret.ExistSCR_ACI_DSI & HRI | 1158 | 1158 | 1158 | 1158 | 1158 | 1158 | 1158
00 Ret.ExistSCR_ACI_DSI & WetFGD | 0 | 0 | 0 | 0 | 0 | 0 | 0
00 Ret.ExistSCR_ACI_DSI & WetFGD & CCS | 0 | 0 | 0 | 0 | 0 | 0 | 0
00 Ret.ExistSCR_ACI_DSI & WetFGD & HRI | 0 | 0 | 0 | 0 | 0 | 0 | 0
00 Ret.ExistSCR_ACI_DSI & WetFGD & HRI & CCS | 0 | 0 | 0 | 0 | 0 | 0 | 0
00 Ret.ExistSCR_DryFGD & ACI | 991.4999 | 416.7969 | 416.7969 | 416.7969 | 416.7969 | 416.7969 | 0
00 Ret.ExistSCR_DryFGD & HRI | 515 | 515 | 515 | 515 | 515 | 515 | 515
00 Ret.ExistSCR_DryFGD & HRI & CCS | 0 | 0 | 0 | 0 | 0 | 0 | 0
00 Ret.ExistSCR_DryFGD_ACI & CCS | 0 | 0 | 0 | 0 | 0 | 0 | 0
00 Ret.ExistSCR_DryFGD_ACI & HRI | 3812.8637 | 6900.1379 | 6900.1379 | 6900.1379 | 6900.1379 | 6900.1379 | 7315.1379
00 Ret.ExistSCR_DryFGD_ACI & HRI & CCS | 0 | 0 | 0 | 0 | 0 | 0 | 0
00 Ret.ExistSCR_DSI & ACI | 0 | 0 | 0 | 0 | 0 | 0 | 0
00 Ret.ExistSCR_DSI & ACI & HRI | 0 | 0 | 0 | 0 | 0 | 0 | 0
00 Ret.ExistSCR_DSI & DryFGD | 0 | 0 | 0 | 0 | 0 | 0 | 0
00 Ret.ExistSCR_DSI & DryFGD & ACI | 0 | 0 | 0 | 0 | 0 | 0 | 0
00 Ret.ExistSCR_DSI & DryFGD & ACI & HRI | 0 | 0 | 0 | 0 | 0 | 0 | 0
00 Ret.ExistSCR_DSI & DryFGD & HRI | 0 | 0 | 0 | 0 | 0 | 0 | 0
00 Ret.ExistSCR_DSI & HRI | 0 | 0 | 0 | 0 | 0 | 0 | 0
00 Ret.ExistSCR_DSI & WetFGD | 0 | 0 | 0 | 0 | 0 | 0 | 0
00 Ret.ExistSCR_DSI & WetFGD & ACI | 0 | 0 | 0 | 0 | 0 | 0 | 0
00 Ret.ExistSCR_DSI & WetFGD & ACI & HRI | 0 | 0 | 0 | 0 | 0 | 0 | 0
00 Ret.ExistSCR_DSI & WetFGD & HRI | 0 | 0 | 0 | 0 | 0 | 0 | 0
00 Ret.ExistSCR_WetFGD & ACI | 1384.3428 | 1384.3428 | 774.6487 | 774.6487 | 774.6487 | 774.6487 | 774.6487
00 Ret.ExistSCR_WetFGD & HRI | 52662.285 | 63023.285 | 63097.6869 | 63097.6869 | 63097.6869 | 63097.6869 | 64472.6869
00 Ret.ExistSCR_WetFGD & HRI & CCS | 0 | 0 | 0 | 0 | 0 | 0 | 0
00 Ret.ExistSCR_WetFGD_ACI & CCS | 0 | 0 | 0 | 0 | 0 | 0 | 0
00 Ret.ExistSCR_WetFGD_ACI & HRI | 11043.8297 | 13290.8297 | 13290.8297 | 13290.8297 | 13290.8297 | 13290.8297 | 13290.8297
00 Ret.ExistSCR_WetFGD_ACI & HRI & CCS | 0 | 0 | 0 | 0 | 0 | 0 | 0
00 Ret.ExistSNCR & ACI | 0 | 0 | 0 | 0 | 0 | 0 | 0
00 Ret.ExistSNCR & ACI & DryFGD | 0 | 0 | 0 | 0 | 0 | 0 | 0
00 Ret.ExistSNCR & ACI & DryFGD & HRI | 0 | 0 | 0 | 0 | 0 | 0 | 0
00 Ret.ExistSNCR & ACI & DSI | 0 | 0 | 0 | 0 | 0 | 0 | 0
00 Ret.ExistSNCR & ACI & DSI & DryFGD | 0 | 0 | 0 | 0 | 0 | 0 | 0
00 Ret.ExistSNCR & ACI & DSI & DryFGD & HRI | 0 | 0 | 0 | 0 | 0 | 0 | 0
00 Ret.ExistSNCR & ACI & DSI & HRI | 0 | 0 | 0 | 0 | 0 | 0 | 0
00 Ret.ExistSNCR & ACI & DSI & WetFGD | 0 | 0 | 0 | 0 | 0 | 0 | 0
00 Ret.ExistSNCR & ACI & DSI & WetFGD & HRI | 0 | 0 | 0 | 0 | 0 | 0 | 0
00 Ret.ExistSNCR & ACI & HRI | 41.4472 | 41.4472 | 41.4472 | 41.4472 | 41.4472 | 41.4472 | 41.4472
00 Ret.ExistSNCR & ACI & WetFGD | 0 | 0 | 0 | 0 | 0 | 0 | 0
00 Ret.ExistSNCR & ACI & WetFGD & HRI | 0 | 0 | 0 | 0 | 0 | 0 | 0
00 Ret.ExistSNCR & DryFGD | 0 | 0 | 0 | 0 | 0 | 0 | 0
00 Ret.ExistSNCR & DryFGD & CCS | 0 | 0 | 0 | 0 | 0 | 0 | 0
00 Ret.ExistSNCR & DryFGD & HRI | 98.1314 | 98.1314 | 98.1314 | 98.1314 | 98.1314 | 98.1314 | 98.1314
00 Ret.ExistSNCR & DryFGD & HRI & CCS | 0 | 0 | 0 | 0 | 0 | 0 | 0
00 Ret.ExistSNCR & DSI | 0 | 0 | 0 | 0 | 0 | 0 | 0
00 Ret.ExistSNCR & DSI & DryFGD | 0 | 0 | 0 | 0 | 0 | 0 | 0
00 Ret.ExistSNCR & DSI & DryFGD & HRI | 0 | 0 | 0 | 0 | 0 | 0 | 0
00 Ret.ExistSNCR & DSI & HRI | 0 | 0 | 0 | 0 | 0 | 0 | 0
00 Ret.ExistSNCR & DSI & WetFGD | 0 | 0 | 0 | 0 | 0 | 0 | 0
00 Ret.ExistSNCR & DSI & WetFGD & HRI | 0 | 0 | 0 | 0 | 0 | 0 | 0
00 Ret.ExistSNCR & HRI | 135 | 135 | 135 | 135 | 135 | 135 | 135
00 Ret.ExistSNCR & WetFGD | 0 | 0 | 0 | 0 | 0 | 0 | 0
00 Ret.ExistSNCR & WetFGD & ACI & CCS | 0 | 0 | 0 | 0 | 0 | 0 | 0
00 Ret.ExistSNCR & WetFGD & ACI & HRI & CCS | 0 | 0 | 0 | 0 | 0 | 0 | 0
00 Ret.ExistSNCR & WetFGD & CCS | 0 | 0 | 0 | 0 | 0 | 0 | 0
00 Ret.ExistSNCR & WetFGD & HRI | 0 | 0 | 0 | 0 | 0 | 0 | 0
00 Ret.ExistSNCR & WetFGD & HRI & CCS | 0 | 0 | 0 | 0 | 0 | 0 | 0
00 Ret.ExistSNCR_ACI & DryFGD | 0 | 0 | 0 | 0 | 0 | 0 | 0
00 Ret.ExistSNCR_ACI & DryFGD & CCS | 0 | 0 | 0 | 0 | 0 | 0 | 0
00 Ret.ExistSNCR_ACI & DryFGD & HRI | 287.8218 | 287.8218 | 287.8218 | 287.8218 | 287.8218 | 287.8218 | 287.8218
00 Ret.ExistSNCR_ACI & DryFGD & HRI & CCS | 0 | 0 | 0 | 0 | 0 | 0 | 0
00 Ret.ExistSNCR_ACI & DSI | 0 | 0 | 0 | 0 | 0 | 0 | 0
00 Ret.ExistSNCR_ACI & DSI & HRI | 0 | 0 | 0 | 0 | 0 | 0 | 0
00 Ret.ExistSNCR_ACI & HRI | 0 | 0 | 0 | 0 | 0 | 0 | 0
00 Ret.ExistSNCR_ACI & WetFGD | 0 | 0 | 0 | 0 | 0 | 0 | 0
00 Ret.ExistSNCR_ACI & WetFGD & CCS | 0 | 0 | 0 | 0 | 0 | 0 | 0
00 Ret.ExistSNCR_ACI & WetFGD & HRI | 0 | 0 | 0 | 0 | 0 | 0 | 0
00 Ret.ExistSNCR_ACI & WetFGD & HRI & CCS | 0 | 0 | 0 | 0 | 0 | 0 | 0
00 Ret.ExistSNCR_ACI_DSI & DryFGD | 0 | 0 | 0 | 0 | 0 | 0 | 0
00 Ret.ExistSNCR_ACI_DSI & DryFGD & HRI | 0 | 0 | 0 | 0 | 0 | 0 | 0
00 Ret.ExistSNCR_ACI_DSI & HRI | 0 | 0 | 0 | 0 | 0 | 0 | 0
00 Ret.ExistSNCR_ACI_DSI & WetFGD | 0 | 0 | 0 | 0 | 0 | 0 | 0
00 Ret.ExistSNCR_ACI_DSI & WetFGD & HRI | 0 | 0 | 0 | 0 | 0 | 0 | 0
00 Ret.ExistSNCR_DryFGD & ACI | 0 | 0 | 0 | 0 | 0 | 0 | 0
00 Ret.ExistSNCR_DryFGD & HRI | 0 | 0 | 0 | 0 | 0 | 0 | 0
00 Ret.ExistSNCR_DryFGD & HRI & CCS | 0 | 0 | 0 | 0 | 0 | 0 | 0
00 Ret.ExistSNCR_DryFGD_ACI & CCS | 0 | 0 | 0 | 0 | 0 | 0 | 0
00 Ret.ExistSNCR_DryFGD_ACI & HRI | 204.2989 | 204.2989 | 204.2989 | 204.2989 | 204.2989 | 204.2989 | 204.2989
00 Ret.ExistSNCR_WetFGD & ACI | 1464.8493 | 1173.0638 | 842.3499 | 842.3499 | 842.3499 | 842.3499 | 745.2881
00 Ret.ExistSNCR_WetFGD & HRI | 2087 | 2020.3613 | 2020.3613 | 2020.3613 | 2020.3613 | 2020.3613 | 2020.3613
00 Ret.ExistSNCR_WetFGD & HRI & CCS | 0 | 0 | 0 | 0 | 0 | 0 | 0
00 Ret.ExistSNCR_WetFGD_ACI & CCS | 0 | 0 | 0 | 0 | 0 | 0 | 0
00 Ret.ExistSNCR_WetFGD_ACI & HRI | 0 | 0 | 0 | 0 | 0 | 0 | 351.3346
00 Ret.ExistSNCR_WetFGD_ACI & HRI & CCS | 0 | 0 | 0 | 0 | 0 | 0 | 0
00 Ret.ExistWetFGD & ACI | 12008.6824 | 2094.904 | 900.3638 | 900.3638 | 869.3899 | 869.3899 | 743.2323
00 Ret.ExistWetFGD & ACI & CCS | 0 | 0 | 0 | 0 | 0 | 0 | 0
00 Ret.ExistWetFGD & ACI & HRI | 7313.336 | 14210.6367 | 14210.6367 | 14210.6367 | 14210.6367 | 14210.6367 | 14336.7944
00 Ret.ExistWetFGD & ACI & HRI & CCS | 0 | 0 | 0 | 0 | 0 | 0 | 0
00 Ret.ExistWetFGD & ACI & SCR | 0 | 367.4525 | 367.4525 | 367.4525 | 367.4525 | 367.4525 | 0
00 Ret.ExistWetFGD & ACI & SCR & CCS | 0 | 0 | 0 | 0 | 0 | 0 | 0
00 Ret.ExistWetFGD & ACI & SCR & HRI | 394.7532 | 2120.2226 | 2120.2226 | 2120.2226 | 2120.2226 | 2120.2226 | 2487.6751
00 Ret.ExistWetFGD & ACI & SCR & HRI & CCS | 0 | 0 | 0 | 0 | 0 | 0 | 0
00 Ret.ExistWetFGD & ACI & SNCR | 0 | 0 | 0 | 0 | 0 | 0 | 0
00 Ret.ExistWetFGD & ACI & SNCR & HRI | 0 | 0 | 0 | 0 | 0 | 0 | 0
00 Ret.ExistWetFGD & CCS | 0 | 0 | 0 | 0 | 0 | 0 | 0
00 Ret.ExistWetFGD & HRI | 2733.7581 | 4181.0768 | 4223.2811 | 4223.2811 | 4223.2811 | 4223.2811 | 4223.2811
00 Ret.ExistWetFGD & HRI & CCS | 0 | 0 | 0 | 0 | 0 | 0 | 0
00 Ret.ExistWetFGD & SCR | 755.8439 | 773.2765 | 755.8439 | 755.8439 | 755.8439 | 755.8439 | 755.8439
00 Ret.ExistWetFGD & SCR & CCS | 0 | 0 | 0 | 0 | 0 | 0 | 0
00 Ret.ExistWetFGD & SCR & HRI | 3656.5967 | 4474.6717 | 4492.1043 | 4492.1043 | 4492.1043 | 4492.1043 | 4492.1043
00 Ret.ExistWetFGD & SCR & HRI & CCS | 0 | 0 | 0 | 0 | 0 | 0 | 0
00 Ret.ExistWetFGD & SNCR | 0 | 0 | 0 | 0 | 0 | 0 | 0
00 Ret.ExistWetFGD & SNCR & HRI | 0 | 0 | 0 | 0 | 0 | 0 | 0
00 Ret.ExistWetFGD_ACI & CCS | 0 | 0 | 0 | 0 | 0 | 0 | 0
00 Ret.ExistWetFGD_ACI & HRI | 53 | 4330.1977 | 4330.1977 | 4330.1977 | 4330.1977 | 4330.1977 | 4330.1977
00 Ret.ExistWetFGD_ACI & HRI & CCS | 0 | 0 | 0 | 0 | 0 | 0 | 0
00 Ret.ExistWetFGD_ACI & SCR | 0 | 0 | 0 | 0 | 0 | 0 | 0
00 Ret.ExistWetFGD_ACI & SCR & CCS | 0 | 0 | 0 | 0 | 0 | 0 | 0
00 Ret.ExistWetFGD_ACI & SCR & HRI | 502.0934 | 742.4976 | 742.4976 | 742.4976 | 742.4976 | 742.4976 | 742.4976
00 Ret.ExistWetFGD_ACI & SCR & HRI & CCS | 0 | 0 | 0 | 0 | 0 | 0 | 0
00 Ret.ExistWetFGD_ACI & SNCR | 0 | 0 | 0 | 0 | 0 | 0 | 0
00 Ret.ExistWetFGD_ACI & SNCR & HRI | 0 | 0 | 0 | 0 | 0 | 0 | 0
00 Ret.ExistWetFGD_SCR & ACI & CCS | 0 | 0 | 0 | 0 | 0 | 0 | 0
00 Ret.ExistWetFGD_SCR & ACI & HRI | 3928.3122 | 3928.3122 | 3928.3122 | 3928.3122 | 3928.3122 | 3928.3122 | 3928.3122
00 Ret.ExistWetFGD_SCR & ACI & HRI & CCS | 0 | 0 | 0 | 0 | 0 | 0 | 0
00 Ret.ExistWetFGD_SCR & CCS | 0 | 0 | 0 | 0 | 0 | 0 | 0
00 Ret.ExistWetFGD_SNCR & ACI & CCS | 0 | 0 | 0 | 0 | 0 | 0 | 0
00 Ret.ExistWetFGD_SNCR & ACI & HRI | 2644.4387 | 2936.2242 | 2936.2242 | 2936.2242 | 2936.2242 | 2936.2242 | 3033.2861
00 Ret.ExistWetFGD_SNCR & ACI & HRI & CCS | 0 | 0 | 0 | 0 | 0 | 0 | 0
00 Ret.ExistWetFGD_SNCR & CCS | 0 | 0 | 0 | 0 | 0 | 0 | 0
00 Ret.FB & ACI | 1104.3498 | 799.5311 | 799.5311 | 799.5311 | 799.5311 | 799.5311 | 799.5311
00 Ret.FB & ACI & HRI | 0 | 304.8186 | 304.8186 | 304.8186 | 304.8186 | 304.8186 | 304.8186
00 Ret.FB & HRI | 229 | 229 | 229 | 229 | 229 | 229 | 229
00 Ret.FB DryFGD | 2.4262e-07 | 2.4262e-07 | 2.4262e-07 | 2.4262e-07 | 2.4262e-07 | 2.4262e-07 | 2.4262e-07
00 Ret.FB DryFGD & ACI | 0 | 0 | 0 | 0 | 0 | 0 | 0
00 Ret.FB DryFGD & ACI & HRI | 0 | 0 | 0 | 0 | 0 | 0 | 0
00 Ret.FB DryFGD & HRI | 242.932 | 242.932 | 242.932 | 242.932 | 242.932 | 242.932 | 242.932
00 Ret.FB DryFGD & SNCR | 79.048 | 79.048 | 79.048 | 79.048 | 79.048 | 79.048 | 79.048
00 Ret.FB DryFGD & SNCR & HRI | 0 | 0 | 0 | 0 | 0 | 0 | 0
00 Ret.FB SNCR & DryFGD & ACI | 0 | 0 | 0 | 0 | 0 | 0 | 0
00 Ret.FB SNCR & DryFGD & ACI & HRI | 0 | 0 | 0 | 0 | 0 | 0 | 0
00 Ret.FB-ACI & SNCR | 0 | 0 | 0 | 0 | 0 | 0 | 0
00 Ret.FB-ACI & SNCR & CCS | 0 | 0 | 0 | 0 | 0 | 0 | 0
00 Ret.FB-ACI & SNCR & HRI | 0 | 0 | 0 | 0 | 0 | 0 | 0
00 Ret.FB-ACI & SNCR & HRI & CCS | 0 | 0 | 0 | 0 | 0 | 0 | 0
00 Ret.FB-Exist ACI & DryFGD | 0 | 0 | 0 | 0 | 0 | 0 | 0
00 Ret.FB-Exist ACI & DryFGD & HRI | 0 | 0 | 0 | 0 | 0 | 0 | 0
00 Ret.FB-Exist ACI & DryFGD & SNCR | 0 | 0 | 0 | 0 | 0 | 0 | 0
00 Ret.FB-Exist ACI & DryFGD & SNCR & HRI | 0 | 0 | 0 | 0 | 0 | 0 | 0
00 Ret.FB-Exist ACI & SNCR | 0 | 0 | 0 | 0 | 0 | 0 | 0
00 Ret.FB-Exist ACI & SNCR & HRI | 0 | 0 | 0 | 0 | 0 | 0 | 0
00 Ret.FB-ExistACI & HRI | 0 | 0 | 0 | 0 | 0 | 0 | 0
00 Ret.FB-ExistDryFGD & ACI | 0 | 0 | 0 | 0 | 0 | 0 | 0
00 Ret.FB-ExistDryFGD & ACI & HRI | 0 | 0 | 0 | 0 | 0 | 0 | 0
00 Ret.FB-ExistDryFGD & ACI & SNCR | 0 | 0 | 0 | 0 | 0 | 0 | 0
00 Ret.FB-ExistDryFGD & ACI & SNCR & HRI | 0 | 0 | 0 | 0 | 0 | 0 | 0
00 Ret.FB-ExistDryFGD & CCS | 0 | 0 | 0 | 0 | 0 | 0 | 0
00 Ret.FB-ExistDryFGD & HRI | 43 | 43 | 43 | 43 | 43 | 43 | 43
00 Ret.FB-ExistDryFGD & SNCR | 0 | 0 | 0 | 0 | 0 | 0 | 0
00 Ret.FB-ExistDryFGD & SNCR & HRI | 0 | 0 | 0 | 0 | 0 | 0 | 0
00 Ret.FB-ExistDryFGD_ACI & CCS | 0 | 0 | 0 | 0 | 0 | 0 | 0
00 Ret.FB-ExistDryFGD_SNCR & ACI | 0 | 0 | 0 | 0 | 0 | 0 | 0
00 Ret.FB-ExistDryFGD_SNCR & ACI & HRI | 0 | 0 | 0 | 0 | 0 | 0 | 0
00 Ret.FB-ExistDryFGD_SNCR & CCS | 0 | 0 | 0 | 0 | 0 | 0 | 0
00 Ret.FB-ExistDryFGD_SNCR & HRI | 844 | 1368 | 1368 | 1368 | 1368 | 1368 | 1368
00 Ret.FB-ExistDryFGD_SNCR & HRI & CCS | 0 | 0 | 0 | 0 | 0 | 0 | 0
00 Ret.FB-ExistDryFGD_SNCR_ACI & HRI | 0 | 570 | 570 | 570 | 570 | 570 | 570
00 Ret.FB-ExistWetFGD_SNCR_ACI & HRI | 0 | 0 | 0 | 0 | 0 | 0 | 0
00 Ret.FB-ExistSNCR & ACI | 59.9671 | 0 | 0 | 0 | 0 | 0 | 0
00 Ret.FB-ExistSNCR & ACI & HRI | 0 | 59.9671 | 59.9671 | 59.9671 | 59.9671 | 59.9671 | 59.9671
00 Ret.FB-ExistSNCR & DryFGD | 0 | 0 | 0 | 0 | 0 | 0 | 0
00 Ret.FB-ExistSNCR & DryFGD & ACI | 0 | 0 | 0 | 0 | 0 | 0 | 0
00 Ret.FB-ExistSNCR & DryFGD & ACI & HRI | 0 | 0 | 0 | 0 | 0 | 0 | 0
00 Ret.FB-ExistSNCR & DryFGD & HRI | 197.0088 | 197.0088 | 197.0088 | 197.0088 | 197.0088 | 197.0088 | 197.0088
00 Ret.FB-ExistSNCR & HRI | 120 | 120 | 120 | 120 | 120 | 120 | 120
00 Ret.FB-SNCR | 0 | 0 | 0 | 0 | 0 | 0 | 0
00 Ret.FB-SNCR & HRI | 0 | 0 | 0 | 0 | 0 | 0 | 0
00 Ret.HRI | 554.8034 | 580 | 580 | 580 | 580 | 580 | 580
00 Ret.Oil/Gas Steam SCR | 1.657 | 0 | 0 | 0 | 0 | 0 | 0
00 Ret.SCR | 0 | 0 | 0 | 0 | 0 | 0 | 0
00 Ret.SCR & DryFGD | 0 | 0 | 0 | 0 | 0 | 0 | 0
00 Ret.SCR & DryFGD & ACI | 0 | 0 | 0 | 0 | 0 | 0 | 0
00 Ret.SCR & DryFGD & CCS | 0 | 0 | 0 | 0 | 0 | 0 | 0
00 Ret.SCR & DryFGD & HRI | 0 | 0 | 0 | 0 | 0 | 0 | 0
00 Ret.SCR & DryFGD & HRI & CCS | 0 | 0 | 0 | 0 | 0 | 0 | 0
00 Ret.SCR & DSI | 0 | 0 | 0 | 0 | 0 | 0 | 0
00 Ret.SCR & DSI & DryFGD | 0 | 0 | 0 | 0 | 0 | 0 | 0
00 Ret.SCR & DSI & DryFGD & HRI | 0 | 0 | 0 | 0 | 0 | 0 | 0
00 Ret.SCR & DSI & HRI | 0 | 0 | 0 | 0 | 0 | 0 | 0
00 Ret.SCR & DSI & WetFGD | 0 | 0 | 0 | 0 | 0 | 0 | 0
00 Ret.SCR & DSI & WetFGD & HRI | 0 | 0 | 0 | 0 | 0 | 0 | 0
00 Ret.SCR & HRI | 0 | 0 | 0 | 0 | 0 | 0 | 0
00 Ret.SCR & WetFGD | 0 | 0 | 0 | 0 | 0 | 0 | 0
00 Ret.SCR & WetFGD & ACI | 0 | 0 | 0 | 0 | 0 | 0 | 0
00 Ret.SCR & WetFGD & CCS | 0 | 0 | 0 | 0 | 0 | 0 | 0
00 Ret.SCR & WetFGD & HRI | 0 | 0 | 0 | 0 | 0 | 0 | 0
00 Ret.SCR & WetFGD & HRI & CCS | 0 | 0 | 0 | 0 | 0 | 0 | 0
00 Ret.SNCR | 0 | 5.7238 | 5.7238 | 5.7238 | 5.7238 | 5.7238 | 5.7238
00 Ret.SNCR & DryFGD | 0 | 0 | 0 | 0 | 0 | 0 | 0
00 Ret.SNCR & DryFGD & ACI | 0 | 0 | 0 | 0 | 0 | 0 | 0
00 Ret.SNCR & DryFGD & ACI & HRI | 0 | 0 | 0 | 0 | 0 | 0 | 0
00 Ret.SNCR & DryFGD & HRI | 0 | 0 | 0 | 0 | 0 | 0 | 0
00 Ret.SNCR & DSI | 0 | 0 | 0 | 0 | 0 | 0 | 0
00 Ret.SNCR & DSI & HRI | 0 | 0 | 0 | 0 | 0 | 0 | 0
00 Ret.SNCR & HRI | 0 | 0 | 0 | 0 | 0 | 0 | 0
00 Ret.SNCR & WetFGD | 0 | 0 | 0 | 0 | 0 | 0 | 0
00 Ret.SNCR & WetFGD & ACI | 0 | 0 | 0 | 0 | 0 | 0 | 0
00 Ret.SNCR & WetFGD & ACI & HRI | 0 | 0 | 0 | 0 | 0 | 0 | 0
00 Ret.SNCR & WetFGD & HRI | 0 | 0 | 0 | 0 | 0 | 0 | 0
00 Ret.WetFGD | 0 | 0 | 0 | 0 | 0 | 0 | 0
00 Ret.WetFGD & ACI & CCS | 0 | 0 | 0 | 0 | 0 | 0 | 0
00 Ret.WetFGD & ACI & HRI & CCS | 0 | 0 | 0 | 0 | 0 | 0 | 0
00 Ret.WetFGD & CCS | 0 | 0 | 0 | 0 | 0 | 0 | 0
00 Ret.WetFGD & HRI | 95.0128 | 173.7194 | 173.7194 | 173.7194 | 173.7194 | 173.7194 | 173.7194
00 Ret.WetFGD & HRI & CCS | 0 | 0 | 0 | 0 | 0 | 0 | 0
00 CC Retirement | 1663.9678 | 1663.9678 | 1663.9678 | 1663.9678 | 1663.9678 | 1663.9678 | 1788.7563
00 CT Retirement | 489.1268 | 489.1268 | 489.1268 | 489.1268 | 489.1268 | 489.1268 | 489.1268
00 O/G Retirement | 4973.6923 | 8007.7499 | 10265.7499 | 10278.2072 | 10278.2072 | 10278.2072 | 10278.2072
00 Coal Retirement | 64870.488 | 71055.3016 | 77740.2503 | 79050.2503 | 82130.221 | 83041.0745 | 83094.755
00 IGCC Retirement | 45 | 45 | 45 | 45 | 45 | 45 | 45
00 Nuke Retirement | 617.3 | 617.3 | 1230.3 | 1230.3 | 3898.2 | 44891.7 | 96467.801
00 Non-Fossil Retirement | 0 | 0 | 0 | 0 | 0 | 0 | 0
Total | 1046280.1351 | 1072430.8591 | 1086197.7625 | 1136601.9902 | 1195426.8188 | 1354788.4897 | 1519025.3015
(**) Ind. Boiler capacity in MMBtu/hr, not included in the total
11. Capacity Additions and Changes by Capacity Reporting Type [MW]
00 New Combined Cycle | 3519.7025 | 12644.3963 | 3844.4147 | 29771.7486 | 45143.9956 | 120940.9756 | 110398.6852
00 New Combined Cycle - Uncontrolled | 0 | 0 | 0 | 0 | 0 | 0 | 0
00 New Combined Cycle with Carbon Capture | 0 | 0 | 0 | 0 | 0 | 0 | 0
00 New Combustion Turbine | 2161.3796 | 235.7784 | 6901.5696 | 9754.1908 | 9088.7407 | 30643.4974 | 20333.559
00 New Hydro | 0 | 0 | 0 | 0 | 0 | 0 | 0
00 New Nuclear | 0 | 0 | 0 | 0 | 0 | 0 | 6000
00 New Biomass | 238.739 | 271.9421 | 452.1413 | 227.5256 | 174.1035 | 28.1466 | 232.2725
00 New Geothermal | 0 | 1050.375 | 410.4 | 1026 | 233.2274 | 64.9976 | 144.6711
00 New Landfill Gas | 112.66 | 0 | 0 | 0 | 0 | 0 | 0
00 New Offshore Wind | 0 | 0 | 0 | 0 | 0 | 0 | 0
00 New Onshore Wind | 7739.1587 | 6741.8514 | 1243.5261 | 8764.2946 | 4109.8265 | 6160.0394 | 17042.5613
00 New Solar PV | 476 | 571.2 | 571.2 | 856.1197 | 59.3206 | 1524.0142 | 10143.7627
00 New Solar Thermal | 11.5505 | 180 | 13.6518 | 4.3484 | 15.62 | 0 | 0
00 New Fuel Cell | 0 | 0 | 0 | 0 | 0 | 0 | 0
00 New IGCC | 0 | 0 | 0 | 0 | 0 | 0 | 0
00 New Advanced Coal with CCS | 0 | 0 | 330 | 0 | 0 | 0 | 0
00 New SPC - Uncontrolled | 0 | 0 | 0 | 0 | 0 | 0 | 0
00 New SPC-WetFGD_SCR | 37.7 | 0 | 0 | 0 | 0 | 0 | 1.3
00 New Future Technology | 0 | 0 | 0 | 0 | 0 | 0 | 0
00 Exist Combined Cycle | 0 | 0 | 0 | 0 | 0 | 0 | 0
00 Exist Combustion Turbine | 0 | 0 | 0 | 0 | 0 | 0 | 0
00 Exist Coal Steam_Uncontrolled | 0 | 0 | 0 | 0 | 0 | 0 | 0
00 Exist Coal Steam_ACI | 0 | 0 | 0 | 0 | 0 | 0 | 0
00 Exist Coal Steam_ACI_DSI | 0 | 0 | 0 | 0 | 0 | 0 | 0
00 Exist Coal Steam_DryFGD | 0 | 0 | 0 | 0 | 0 | 0 | 0
00 Exist Coal Steam_DryFGD_ACI | 0 | 0 | 0 | 0 | 0 | 0 | 0
00 Exist Coal Steam_DryFGD_SCR | 0 | 0 | 0 | 0 | 0 | 0 | 0
00 Exist Coal Steam_DryFGD_SCR_ACI | 0 | 0 | 0 | 0 | 0 | 0 | 0
00 Exist Coal Steam_DryFGD_SNCR | 0 | 0 | 0 | 0 | 0 | 0 | 0
00 Exist Coal Steam_DryFGD_SNCR_ACI | 0 | 0 | 0 | 0 | 0 | 0 | 0
00 Exist Coal Steam_DSI | 0 | 0 | 0 | 0 | 0 | 0 | 0
00 Exist Coal Steam_SCR | 0 | 0 | 0 | 0 | 0 | 0 | 0
00 Exist Coal Steam_SCR_ACI | 0 | 0 | 0 | 0 | 0 | 0 | 0
00 Exist Coal Steam_SCR_ACI_DSI | 0 | 0 | 0 | 0 | 0 | 0 | 0
00 Exist Coal Steam_SCR_DSI | 0 | 0 | 0 | 0 | 0 | 0 | 0
00 Exist Coal Steam_SNCR | 0 | 0 | 0 | 0 | 0 | 0 | 0
00 Exist Coal Steam_SNCR_ACI | 0 | 0 | 0 | 0 | 0 | 0 | 0
00 Exist Coal Steam_SNCR_ACI_DSI | 0 | 0 | 0 | 0 | 0 | 0 | 0
00 Exist Coal Steam_WetFGD | 0 | 0 | 0 | 0 | 0 | 0 | 0
00 Exist Coal Steam_WetFGD_ACI | 0 | 0 | 0 | 0 | 0 | 0 | 0
00 Exist Coal Steam_WetFGD_SCR | 0 | 0 | 0 | 0 | 0 | 0 | 0
00 Exist Coal Steam_WetFGD_SCR_ACI | 0 | 0 | 0 | 0 | 0 | 0 | 0
00 Exist Coal Steam_WetFGD_SNCR | 0 | 0 | 0 | 0 | 0 | 0 | 0
00 Exist Coal Steam_WetFGD_SNCR_ACI | 0 | 0 | 0 | 0 | 0 | 0 | 0
00 Exist FBC_Uncontrolled | 0 | 0 | 0 | 0 | 0 | 0 | 0
00 Exist FBC_ACI | 0 | 0 | 0 | 0 | 0 | 0 | 0
00 Exist FBC_DryFGD | 0 | 0 | 0 | 0 | 0 | 0 | 0
00 Exist FBC_DryFGD_SNCR | 0 | 0 | 0 | 0 | 0 | 0 | 0
00 Exist FBC_DryFGD_SNCR_ACI | 0 | 0 | 0 | 0 | 0 | 0 | 0
00 Exist FBC_SNCR | 0 | 0 | 0 | 0 | 0 | 0 | 0
00 Exist FBC_SNCR_ACI | 0 | 0 | 0 | 0 | 0 | 0 | 0
00 Exist FBC_WetFGD_SNCR_ACI | 0 | 0 | 0 | 0 | 0 | 0 | 0
00 Exist IGCC | 0 | 0 | 0 | 0 | 0 | 0 | 0
00 Exist Fossil_Other | 0 | 0 | 0 | 0 | 0 | 0 | 0
00 Exist Fuel Cell | 0 | 0 | 0 | 0 | 0 | 0 | 0
00 Exist Hydro | 0 | 0 | 0 | 0 | 0 | 0 | 0
00 Exist Non Fossil_Other | 0 | 0 | 0 | 0 | 0 | 0 | 0
00 Exist Nuclear | 0 | 0 | 0 | 0 | 0 | 0 | 0
00 Exist Oil/Gas Steam | 0 | 0 | 0 | 0 | 0 | 0 | 0
00 Exist Oil/Gas Steam_SCR | 0 | 0 | 0 | 0 | 0 | 0 | 0
00 Exist Oil/Gas Steam_SNCR | 0 | 0 | 0 | 0 | 0 | 0 | 0
00 Exist Biomass | 0 | 0 | 0 | 0 | 0 | 0 | 0
00 Exist Landfill Gas | 0 | 0 | 0 | 0 | 0 | 0 | 0
00 Exist Geothermal | 0 | 0 | 0 | 0 | 0 | 0 | 0
00 Exist Pump Storage | 0 | 0 | 0 | 0 | 0 | 0 | 0
00 Exist Solar PV | 0 | 0 | 0 | 0 | 0 | 0 | 0
00 Exist Solar Thermal | 0 | 0 | 0 | 0 | 0 | 0 | 0
00 Exist Wind | 0 | 0 | 0 | 0 | 0 | 0 | 0
00 International Imports | 0 | 0 | 0 | 0 | 0 | 0 | 0
00 Ret.ACI | 5729.8665 | 0 | 0 | 0 | 0 | 0 | 0
00 Ret.ACI & DryFGD | 0.098095 | 0 | 0 | 0 | 0 | 0 | 0
00 Ret.ACI & DryFGD & HRI | 0.098095 | 0 | 0 | 0 | 0 | 0 | 0
00 Ret.ACI & DSI | 14912.4925 | 0 | 0 | 0 | 0 | 0 | 0
00 Ret.ACI & DSI & DryFGD | 0 | 0 | 0 | 0 | 0 | 0 | 0
00 Ret.ACI & DSI & DryFGD & HRI | 0 | 0 | 0 | 0 | 0 | 0 | 0
00 Ret.ACI & DSI & HRI | 10405.6143 | 2867.3181 | 0 | 0 | 0 | 0 | 0
00 Ret.ACI & DSI & WetFGD & HRI | 0 | 0 | 0 | 0 | 0 | 0 | 0
00 Ret.ACI & HRI | 4212.6051 | 211.8018 | 0 | 0 | 0 | 0 | 0
00 Ret.ACI & SCR | 0 | 0 | 0 | 0 | 0 | 0 | 0
00 Ret.ACI & SCR & DryFGD & CCS | 0 | 0 | 0 | 0 | 0 | 0 | 0
00 Ret.ACI & SCR & DryFGD & HRI | 0 | 0 | 0 | 0 | 0 | 0 | 0
00 Ret.ACI & SCR & DryFGD & HRI & CCS | 0 | 0 | 0 | 0 | 0 | 0 | 0
00 Ret.ACI & SCR & DSI | 159.7235 | 0 | 0 | 0 | 0 | 0 | 0
00 Ret.ACI & SCR & DSI & DryFGD | 0 | 0 | 0 | 0 | 0 | 0 | 0
00 Ret.ACI & SCR & DSI & DryFGD & HRI | 0 | 0 | 0 | 0 | 0 | 0 | 0
00 Ret.ACI & SCR & DSI & HRI | 88.8611 | 16.3808 | 0 | 0 | 0 | 0 | 0
00 Ret.ACI & SCR & DSI & WetFGD | 0 | 0 | 0 | 0 | 0 | 0 | 0
00 Ret.ACI & SCR & DSI & WetFGD & HRI | 0 | 0 | 0 | 0 | 0 | 0 | 0
00 Ret.ACI & SCR & HRI | 0 | 0 | 0 | 0 | 0 | 0 | 0
00 Ret.ACI & SCR & WetFGD & CCS | 0 | 0 | 0 | 0 | 0 | 0 | 0
00 Ret.ACI & SCR & WetFGD & HRI | 0 | 0 | 0 | 0 | 0 | 0 | 0
00 Ret.ACI & SCR & WetFGD & HRI & CCS | 0 | 0 | 0 | 0 | 0 | 0 | 0
00 Ret.ACI & SNCR | 0 | 0 | 0 | 0 | 0 | 0 | 0
00 Ret.ACI & SNCR & DSI | 0 | 0 | 0 | 0 | 0 | 0 | 0
00 Ret.ACI & SNCR & DSI & DryFGD | 0 | 0 | 0 | 0 | 0 | 0 | 0
00 Ret.ACI & SNCR & DSI & DryFGD & HRI | 0 | 0 | 0 | 0 | 0 | 0 | 0
00 Ret.ACI & SNCR & DSI & HRI | 0 | 0 | 0 | 0 | 0 | 0 | 0
00 Ret.ACI & SNCR & DSI & WetFGD | 0 | 0 | 0 | 0 | 0 | 0 | 0
00 Ret.ACI & SNCR & DSI & WetFGD & HRI | 0 | 0 | 0 | 0 | 0 | 0 | 0
00 Ret.ACI & SNCR & HRI | 0 | 0 | 0 | 0 | 0 | 0 | 0
00 Ret.ACI & WetFGD | 355.9292 | 0 | 0 | 0 | 0 | 0 | 0
00 Ret.ACI & WetFGD & DSI | 0 | 0 | 0 | 0 | 0 | 0 | 0
00 Ret.ACI & WetFGD & HRI | 355.9292 | 0 | 0 | 0 | 0 | 0 | 0
00 Ret.C2G | 672.3973 | 1 | 609 | 0 | 0 | 0 | 0
00 Ret.C2G & SCR | 0 | 0 | 0 | 0 | 0 | 0 | 0
00 Ret.CCG | 0 | 0 | 0 | 0 | 0 | 0 | 0
00 Ret.DryFGD | 0 | 0 | 0 | 0 | 0 | 0 | 0
00 Ret.DryFGD & ACI & CCS | 0 | 0 | 0 | 0 | 0 | 0 | 0
00 Ret.DryFGD & ACI & HRI & CCS | 0 | 0 | 0 | 0 | 0 | 0 | 0
00 Ret.DryFGD & CCS | 0 | 0 | 0 | 0 | 0 | 0 | 0
00 Ret.DryFGD & HRI | 0.98703 | 0 | 0 | 0 | 0 | 0 | 0
00 Ret.DryFGD & HRI & CCS | 0 | 0 | 0 | 0 | 0 | 0 | 0
00 Ret.DSI | 253.0342 | 0 | 0 | 0 | 0 | 0 | 0
00 Ret.DSI & DryFGD | 0 | 0 | 0 | 0 | 0 | 0 | 0
00 Ret.DSI & DryFGD & HRI | 0 | 0 | 0 | 0 | 0 | 0 | 0
00 Ret.DSI & HRI | 0 | 0 | 0 | 0 | 0 | 0 | 0
00 Ret.DSI & WetFGD | 0 | 0 | 0 | 0 | 0 | 0 | 0
00 Ret.DSI & WetFGD & HRI | 0 | 0 | 0 | 0 | 0 | 0 | 0
00 Ret.Exist FBC_DryFGD_SNCR_ACI & CCS | 0 | 0 | 0 | 0 | 0 | 0 | 0
00 Ret.ExistACI & DryFGD | 0 | 0 | 0 | 0 | 0 | 0 | 0
00 Ret.ExistACI & DryFGD & CCS | 0 | 0 | 0 | 0 | 0 | 0 | 0
00 Ret.ExistACI & DryFGD & HRI | 1429.1639 | 0 | 0 | 0 | 0 | 0 | 0
00 Ret.ExistACI & DryFGD & HRI & CCS | 0 | 0 | 0 | 0 | 0 | 0 | 0
00 Ret.ExistACI & DSI | 2590.3176 | 0 | 0 | 0 | 0 | 0 | 0
00 Ret.ExistACI & DSI & DryFGD | 0 | 0 | 0 | 0 | 0 | 0 | 0
00 Ret.ExistACI & DSI & DryFGD & HRI | 0 | 0 | 0 | 0 | 0 | 0 | 0
00 Ret.ExistACI & DSI & HRI | 388.4305 | 0.25061 | 0 | 0 | 0 | 0 | 0
00 Ret.ExistACI & DSI & WetFGD | 0 | 0 | 0 | 0 | 0 | 0 | 0
00 Ret.ExistACI & DSI & WetFGD & HRI | 0 | 0 | 0 | 0 | 0 | 0 | 0
00 Ret.ExistACI & HRI | 1837 | 154 | 0 | 0 | 0 | 0 | 0
00 Ret.ExistACI & HRI & WetFGD | 0 | 0 | 0 | 0 | 0 | 0 | 0
00 Ret.ExistACI & SCR | 0 | 0 | 0 | 0 | 0 | 0 | 0
00 Ret.ExistACI & SCR & DryFGD | 0 | 0 | 0 | 0 | 0 | 0 | 0
00 Ret.ExistACI & SCR & DryFGD & CCS | 0 | 0 | 0 | 0 | 0 | 0 | 0
00 Ret.ExistACI & SCR & DryFGD & HRI | 0 | 0 | 0 | 0 | 0 | 0 | 0
00 Ret.ExistACI & SCR & DryFGD & HRI & CCS | 0 | 0 | 0 | 0 | 0 | 0 | 0
00 Ret.ExistACI & SCR & DSI | 227.1149 | 5.8862 | 0 | 0 | 0 | 0 | 0
00 Ret.ExistACI & SCR & DSI & DryFGD | 0 | 0 | 0 | 0 | 0 | 0 | 0
00 Ret.ExistACI & SCR & DSI & HRI | 227.1149 | 5.8862 | 0 | 0 | 0 | 0 | 0
00 Ret.ExistACI & SCR & DSI & DryFGD & HRI | 0 | 0 | 0 | 0 | 0 | 0 | 0
00 Ret.ExistACI & SCR & HRI | 0 | 0 | 0 | 0 | 0 | 0 | 0
00 Ret.ExistACI & SCR & WetFGD | 830.0899 | 0 | 0 | 0 | 0.98104 | 0 | 0
00 Ret.ExistACI & SCR & WetFGD & CCS | 0 | 0 | 0 | 0 | 0 | 0 | 0
00 Ret.ExistACI & SCR & WetFGD & HRI | 830.0899 | 0 | 0 | 0 | 0.98104 | 0 | 0
00 Ret.ExistACI & SCR & WetFGD & HRI & CCS | 0 | 0 | 0 | 0 | 0 | 0 | 0
00 Ret.ExistACI & SNCR | 0 | 0 | 0 | 0 | 0 | 0 | 0
00 Ret.ExistACI & SNCR & DryFGD | 0 | 0 | 0 | 0 | 0 | 0 | 0
00 Ret.ExistACI & SNCR & DryFGD & HRI | 0 | 0 | 0 | 0 | 0 | 0 | 0
00 Ret.ExistACI & SNCR & DSI | 0 | 0 | 0 | 0 | 0 | 0 | 0
00 Ret.ExistACI & SNCR & DSI & HRI | 0 | 0 | 0 | 0 | 0 | 0 | 0
00 Ret.ExistACI & SNCR & HRI | 0 | 0 | 0 | 0 | 0 | 0 | 0
00 Ret.ExistACI & SNCR & WetFGD | 0 | 0 | 0 | 0 | 0 | 0 | 0
00 Ret.ExistACI & SNCR & WetFGD & HRI | 0 | 0 | 0 | 0 | 0 | 0 | 0
00 Ret.ExistACI & WetFGD | 0.98665 | 0 | 0 | 0 | 0 | 0 | 0
00 Ret.ExistACI & WetFGD & CCS | 0 | 0 | 0 | 0 | 0 | 0 | 0
00 Ret.ExistACI & WetFGD & HRI & CCS | 0 | 0 | 0 | 0 | 0 | 0 | 0
00 Ret.ExistACI_DSI & DryFGD | 0 | 0 | 0 | 0 | 0 | 0 | 0
00 Ret.ExistACI_DSI & DryFGD & HRI | 0 | 0 | 0 | 0 | 0 | 0 | 0
00 Ret.ExistACI_DSI & HRI | 0 | 0 | 0 | 0 | 0 | 0 | 0
00 Ret.ExistACI_DSI & SCR | 0 | 0 | 0 | 0 | 0 | 0 | 0
00 Ret.ExistACI_DSI & SCR & DryFGD | 0 | 0 | 0 | 0 | 0 | 0 | 0
00 Ret.ExistACI_DSI & SCR & DryFGD & HRI | 0 | 0 | 0 | 0 | 0 | 0 | 0
00 Ret.ExistACI_DSI & SCR & HRI | 0 | 0 | 0 | 0 | 0 | 0 | 0
00 Ret.ExistACI_DSI & SCR & WetFGD | 0 | 0 | 0 | 0 | 0 | 0 | 0
00 Ret.ExistACI_DSI & SCR & WetFGD & HRI | 0 | 0 | 0 | 0 | 0 | 0 | 0
00 Ret.ExistACI_DSI & WetFGD | 0 | 0 | 0 | 0 | 0 | 0 | 0
00 Ret.ExistACI_DSI & WetFGD & HRI | 0 | 0 | 0 | 0 | 0 | 0 | 0
00 Ret.ExistDryFGD & ACI | 3887.5967 | 0 | 0 | 0 | 0 | 0 | 0
00 Ret.ExistDryFGD & ACI & CCS | 0 | 0 | 0 | 0 | 0 | 0 | 0
00 Ret.ExistDryFGD & ACI & HRI | 3250.5543 | 635.5014 | 0 | 0 | 0 | 0 | 1.541
00 Ret.ExistDryFGD & ACI & HRI & CCS | 0 | 0 | 0 | 0 | 0 | 0 | 0
00 Ret.ExistDryFGD & ACI & SCR | 0 | 0 | 0 | 0 | 0 | 0 | 0
00 Ret.ExistDryFGD & ACI & SCR & CCS | 0 | 0 | 0 | 0 | 0 | 0 | 0
00 Ret.ExistDryFGD & ACI & SCR & HRI | 0 | 0 | 0 | 0 | 0 | 0 | 0
00 Ret.ExistDryFGD & ACI & SCR & HRI & CCS | 0 | 0 | 0 | 0 | 0 | 0 | 0
00 Ret.ExistDryFGD & ACI & SNCR | 0 | 0 | 0 | 0 | 0 | 0 | 0
00 Ret.ExistDryFGD & ACI & SNCR & HRI | 0 | 0 | 0 | 0 | 0 | 0 | 0
00 Ret.ExistDryFGD & CCS | 0 | 0 | 0 | 0 | 0 | 0 | 0
00 Ret.ExistDryFGD & HRI | 1671 | 570 | 0 | 0 | 0 | 0 | 274.4538
00 Ret.ExistDryFGD & HRI & CCS | 0 | 0 | 0 | 0 | 0 | 0 | 0
00 Ret.ExistDryFGD & SCR | 0 | 0 | 0 | 0 | 0 | 0 | 0
00 Ret.ExistDryFGD & SCR & CCS | 0 | 0 | 0 | 0 | 0 | 0 | 0
00 Ret.ExistDryFGD & SCR & HRI | 259.4889 | 0 | 0 | 0 | 0 | 0 | 0
00 Ret.ExistDryFGD & SCR & HRI & CCS | 0 | 0 | 0 | 0 | 0 | 0 | 0
00 Ret.ExistDryFGD & SNCR | 102.9485 | 0 | 0 | 0 | 0 | 0 | 0
00 Ret.ExistDryFGD & SNCR & HRI | 0 | 0 | 0 | 0 | 0 | 0 | 0
00 Ret.ExistDryFGD_ACI & CCS | 0 | 0 | 0 | 0 | 0 | 0 | 0
00 Ret.ExistDryFGD_ACI & HRI | 2475.2497 | 603 | 0 | 0 | 0 | 0 | 0
00 Ret.ExistDryFGD_ACI & HRI & CCS | 0 | 0 | 0 | 0 | 0 | 0 | 0
00 Ret.ExistDryFGD_ACI & SCR | 20.3469 | 0 | 0 | 0 | 0 | 0 | 0
00 Ret.ExistDryFGD_ACI & SCR & CCS | 0 | 0 | 0 | 0 | 0 | 0 | 0
00 Ret.ExistDryFGD_ACI & SCR & HRI | 781.4058 | 64.9409 | 0 | 0 | 0 | 0 | 0
00 Ret.ExistDryFGD_ACI & SCR & HRI & CCS | 0 | 0 | 0 | 0 | 0 | 0 | 0
00 Ret.ExistDryFGD_SCR & ACI & CCS | 0 | 0 | 0 | 0 | 0 | 0 | 0
00 Ret.ExistDryFGD_SCR & ACI & HRI | 1378.386 | 574.703 | 0 | 0 | 0 | 0 | 416.7969
00 Ret.ExistDryFGD_SCR & ACI & HRI & CCS | 0 | 0 | 0 | 0 | 0 | 0 | 0
00 Ret.ExistDryFGD_SCR & CCS | 0 | 0 | 0 | 0 | 0 | 0 | 0
00 Ret.ExistDryFGD_SNCR & ACI & CCS | 0 | 0 | 0 | 0 | 0 | 0 | 0
00 Ret.ExistDryFGD_SNCR & ACI & HRI | 644.6734 | 0 | 0 | 0 | 0 | 0 | 0
00 Ret.ExistDryFGD_SNCR & ACI & HRI & CCS | 0 | 0 | 0 | 0 | 0 | 0 | 0
00 Ret.ExistDryFGD_SNCR & CCS | 0 | 0 | 0 | 0 | 0 | 0 | 0
00 Ret.ExistDSI & ACI | 0 | 0 | 0 | 0 | 0 | 0 | 0
00 Ret.ExistDSI & ACI & HRI | 0 | 0 | 0 | 0 | 0 | 0 | 0
00 Ret.ExistDSI & ACI & SCR | 0 | 0 | 0 | 0 | 0 | 0 | 0
00 Ret.ExistDSI & ACI & SCR & DryFGD & CCS | 0 | 0 | 0 | 0 | 0 | 0 | 0
00 Ret.ExistDSI & ACI & SCR & DryFGD & HRI | 0 | 0 | 0 | 0 | 0 | 0 | 0
00 Ret.ExistDSI & ACI & SCR & DryFGD & HRI & CCS | 0 | 0 | 0 | 0 | 0 | 0 | 0
00 Ret.ExistDSI & ACI & SCR & HRI | 0 | 0 | 0 | 0 | 0 | 0 | 0
00 Ret.ExistDSI & DryFGD | 0 | 0 | 0 | 0 | 0 | 0 | 0
00 Ret.ExistDSI & DryFGD & ACI | 0 | 0 | 0 | 0 | 0 | 0 | 0
00 Ret.ExistDSI & DryFGD & ACI & CCS | 0 | 0 | 0 | 0 | 0 | 0 | 0
00 Ret.ExistDSI & DryFGD & ACI & HRI | 0 | 0 | 0 | 0 | 0 | 0 | 0
00 Ret.ExistDSI & DryFGD & ACI & HRI & CCS | 0 | 0 | 0 | 0 | 0 | 0 | 0
00 Ret.ExistDSI & DryFGD & CCS | 0 | 0 | 0 | 0 | 0 | 0 | 0
00 Ret.ExistDSI & DryFGD & HRI | 0 | 0 | 0 | 0 | 0 | 0 | 0
00 Ret.ExistDSI & DryFGD & HRI & CCS | 0 | 0 | 0 | 0 | 0 | 0 | 0
00 Ret.ExistDSI & HRI | 0 | 0 | 0 | 0 | 0 | 0 | 0
00 Ret.ExistDSI & SCR | 0 | 0 | 0 | 0 | 0 | 0 | 0
00 Ret.ExistDSI & SCR & DryFGD | 0 | 0 | 0 | 0 | 0 | 0 | 0
00 Ret.ExistDSI & SCR & DryFGD & ACI | 0 | 0 | 0 | 0 | 0 | 0 | 0
00 Ret.ExistDSI & SCR & DryFGD & CCS | 0 | 0 | 0 | 0 | 0 | 0 | 0
00 Ret.ExistDSI & SCR & DryFGD & HRI | 0 | 0 | 0 | 0 | 0 | 0 | 0
00 Ret.ExistDSI & SCR & DryFGD & HRI & CCS | 0 | 0 | 0 | 0 | 0 | 0 | 0
00 Ret.ExistDSI & SCR & HRI | 0 | 0 | 0 | 0 | 0 | 0 | 0
00 Ret.ExistDSI & SCR & WetFGD | 0 | 0 | 0 | 0 | 0 | 0 | 0
00 Ret.ExistDSI & SCR & WetFGD & CCS | 0 | 0 | 0 | 0 | 0 | 0 | 0
00 Ret.ExistDSI & SCR & WetFGD & HRI | 0 | 0 | 0 | 0 | 0 | 0 | 0
00 Ret.ExistDSI & SCR & WetFGD & HRI & CCS | 0 | 0 | 0 | 0 | 0 | 0 | 0
00 Ret.ExistDSI & WetFGD | 0 | 0 | 0 | 0 | 0 | 0 | 0
00 Ret.ExistDSI & WetFGD & ACI | 0 | 0 | 0 | 0 | 0 | 0 | 0
00 Ret.ExistDSI & WetFGD & ACI & HRI | 0 | 0 | 0 | 0 | 0 | 0 | 0
00 Ret.ExistDSI & WetFGD & CCS | 0 | 0 | 0 | 0 | 0 | 0 | 0
00 Ret.ExistDSI & WetFGD & HRI | 0 | 0 | 0 | 0 | 0 | 0 | 0
00 Ret.ExistDSI & WetFGD & HRI & CCS | 0 | 0 | 0 | 0 | 0 | 0 | 0
00 Ret.ExistIGCC & CCS | 0 | 0 | 0 | 0 | 0 | 0 | 0
00 Ret.ExistSCR & ACI | 682.5703 | 0 | 0 | 0 | 0 | 0 | 0
00 Ret.ExistSCR & ACI & DryFGD | 326.9406 | 0 | 0 | 0 | 0 | 0 | 0
00 Ret.ExistSCR & ACI & DryFGD & HRI | 186.0938 | 0 | 0 | 0 | 0 | 0 | 0
00 Ret.ExistSCR & ACI & DSI | 1021.6359 | 0 | 0 | 0 | 0 | 0 | 0
00 Ret.ExistSCR & ACI & DSI & DryFGD | 0 | 0 | 0 | 0 | 0 | 0 | 0
00 Ret.ExistSCR & ACI & DSI & DryFGD & HRI | 0 | 0 | 0 | 0 | 0 | 0 | 0
00 Ret.ExistSCR & ACI & DSI & HRI | 1021.6359 | 0 | 0 | 0 | 0 | 0 | 0
00 Ret.ExistSCR & ACI & DSI & WetFGD | 0 | 0 | 0 | 0 | 0 | 0 | 0
00 Ret.ExistSCR & ACI & DSI & WetFGD & HRI | 0 | 0 | 0 | 0 | 0 | 0 | 0
00 Ret.ExistSCR & ACI & HRI | 350.8334 | 0 | 0 | 0 | 0 | 0 | 0
00 Ret.ExistSCR & ACI & WetFGD | 0 | 0 | 0 | 0 | 0 | 0 | 0
00 Ret.ExistSCR & ACI & WetFGD & HRI | 0 | 0 | 0 | 0 | 0 | 0 | 0
00 Ret.ExistSCR & DryFGD | 0 | 0 | 0 | 0 | 0 | 0 | 0
00 Ret.ExistSCR & DryFGD & ACI & CCS | 0 | 0 | 0 | 0 | 0 | 0 | 0
00 Ret.ExistSCR & DryFGD & ACI & HRI & CCS | 0 | 0 | 0 | 0 | 0 | 0 | 0
00 Ret.ExistSCR & DryFGD & CCS | 0 | 0 | 0 | 0 | 0 | 0 | 0
00 Ret.ExistSCR & DryFGD & HRI | 0 | 0 | 0 | 0 | 0 | 0 | 0
00 Ret.ExistSCR & DryFGD & HRI & CCS | 0 | 0 | 0 | 0 | 0 | 0 | 0
00 Ret.ExistSCR & DSI | 0 | 0 | 0 | 0 | 0 | 0 | 0
00 Ret.ExistSCR & DSI & DryFGD | 0 | 0 | 0 | 0 | 0 | 0 | 0
00 Ret.ExistSCR & DSI & DryFGD & HRI | 0 | 0 | 0 | 0 | 0 | 0 | 0
00 Ret.ExistSCR & DSI & HRI | 0 | 0 | 0 | 0 | 0 | 0 | 0
00 Ret.ExistSCR & DSI & WetFGD | 0 | 0 | 0 | 0 | 0 | 0 | 0
00 Ret.ExistSCR & DSI & WetFGD & HRI | 0 | 0 | 0 | 0 | 0 | 0 | 0
00 Ret.ExistSCR & HRI | 1941 | 0 | 0 | 0 | 0 | 0 | 0
00 Ret.ExistSCR & WetFGD | 0 | 0 | 0 | 0 | 0 | 0 | 0
00 Ret.ExistSCR & WetFGD & ACI & CCS | 0 | 0 | 0 | 0 | 0 | 0 | 0
00 Ret.ExistSCR & WetFGD & ACI & HRI & CCS | 0 | 0 | 0 | 0 | 0 | 0 | 0
00 Ret.ExistSCR & WetFGD & CCS | 0 | 0 | 0 | 0 | 0 | 0 | 0
00 Ret.ExistSCR & WetFGD & HRI | 1915.3412 | 0 | 0 | 0 | 0 | 0 | 0
00 Ret.ExistSCR & WetFGD & HRI & CCS | 0 | 0 | 0 | 0 | 0 | 0 | 0
00 Ret.ExistSCR_ACI & DryFGD | 0 | 0 | 0 | 0 | 0 | 0 | 0
00 Ret.ExistSCR_ACI & DryFGD & CCS | 0 | 0 | 0 | 0 | 0 | 0 | 0
00 Ret.ExistSCR_ACI & DryFGD & HRI | 811.3643 | 0 | 0 | 0 | 0 | 0 | 0
00 Ret.ExistSCR_ACI & DryFGD & HRI & CCS | 0 | 0 | 0 | 0 | 0 | 0 | 0
00 Ret.ExistSCR_ACI & DSI | 0 | 0 | 0 | 0 | 0 | 0 | 0
00 Ret.ExistSCR_ACI & DSI & HRI | 2.9832 | 0 | 0 | 0 | 0 | 0 | 0
00 Ret.ExistSCR_ACI & HRI | 825.5043 | 0 | 0 | 0 | 0 | 0 | 0
00 Ret.ExistSCR_ACI & WetFGD | 0 | 0 | 0 | 0 | 0 | 0 | 0
00 Ret.ExistSCR_ACI & WetFGD & CCS | 0 | 0 | 0 | 0 | 0 | 0 | 0
00 Ret.ExistSCR_ACI & WetFGD & HRI | 0 | 0 | 0 | 0 | 0 | 0 | 0
00 Ret.ExistSCR_ACI & WetFGD & HRI & CCS | 0 | 0 | 0 | 0 | 0 | 0 | 0
00 Ret.ExistSCR_ACI_DSI & DryFGD | 0 | 0 | 0 | 0 | 0 | 0 | 0
00 Ret.ExistSCR_ACI_DSI & DryFGD & CCS | 0 | 0 | 0 | 0 | 0 | 0 | 0
00 Ret.ExistSCR_ACI_DSI & DryFGD & HRI | 0 | 0 | 0 | 0 | 0 | 0 | 0
00 Ret.ExistSCR_ACI_DSI & DryFGD & HRI & CCS | 0 | 0 | 0 | 0 | 0 | 0 | 0
00 Ret.ExistSCR_ACI_DSI & HRI | 1158 | 0 | 0 | 0 | 0 | 0 | 0
00 Ret.ExistSCR_ACI_DSI & WetFGD | 0 | 0 | 0 | 0 | 0 | 0 | 0
00 Ret.ExistSCR_ACI_DSI & WetFGD & CCS | 0 | 0 | 0 | 0 | 0 | 0 | 0
00 Ret.ExistSCR_ACI_DSI & WetFGD & HRI | 0 | 0 | 0 | 0 | 0 | 0 | 0
00 Ret.ExistSCR_ACI_DSI & WetFGD & HRI & CCS | 0 | 0 | 0 | 0 | 0 | 0 | 0
00 Ret.ExistSCR_DryFGD & ACI | 2369.8859 | 0 | 0 | 0 | 0 | 0 | 0
00 Ret.ExistSCR_DryFGD & HRI | 515 | 0 | 0 | 0 | 0 | 0 | 0
00 Ret.ExistSCR_DryFGD & HRI & CCS | 0 | 0 | 0 | 0 | 0 | 0 | 0
00 Ret.ExistSCR_DryFGD_ACI & CCS | 0 | 0 | 0 | 0 | 0 | 0 | 0
00 Ret.ExistSCR_DryFGD_ACI & HRI | 3812.8637 | 3087.2743 | 0 | 0 | 0 | 0 | 415
00 Ret.ExistSCR_DryFGD_ACI & HRI & CCS | 0 | 0 | 0 | 0 | 0 | 0 | 0
00 Ret.ExistSCR_DSI & ACI | 0 | 0 | 0 | 0 | 0 | 0 | 0
00 Ret.ExistSCR_DSI & ACI & HRI | 0 | 0 | 0 | 0 | 0 | 0 | 0
00 Ret.ExistSCR_DSI & DryFGD | 0 | 0 | 0 | 0 | 0 | 0 | 0
00 Ret.ExistSCR_DSI & DryFGD & ACI | 0 | 0 | 0 | 0 | 0 | 0 | 0
00 Ret.ExistSCR_DSI & DryFGD & ACI & HRI | 0 | 0 | 0 | 0 | 0 | 0 | 0
00 Ret.ExistSCR_DSI & DryFGD & HRI | 0 | 0 | 0 | 0 | 0 | 0 | 0
00 Ret.ExistSCR_DSI & HRI | 0 | 0 | 0 | 0 | 0 | 0 | 0
00 Ret.ExistSCR_DSI & WetFGD | 0 | 0 | 0 | 0 | 0 | 0 | 0
00 Ret.ExistSCR_DSI & WetFGD & ACI | 0 | 0 | 0 | 0 | 0 | 0 | 0
00 Ret.ExistSCR_DSI & WetFGD & ACI & HRI | 0 | 0 | 0 | 0 | 0 | 0 | 0
00 Ret.ExistSCR_DSI & WetFGD & HRI | 0 | 0 | 0 | 0 | 0 | 0 | 0
00 Ret.ExistSCR_WetFGD & ACI | 5312.655 | 0 | 0 | 0 | 0 | 0 | 0
00 Ret.ExistSCR_WetFGD & HRI | 52662.285 | 10361 | 74.4019 | 0 | 0 | 0 | 1375
00 Ret.ExistSCR_WetFGD & HRI & CCS | 0 | 0 | 0 | 0 | 0 | 0 | 0
00 Ret.ExistSCR_WetFGD_ACI & CCS | 0 | 0 | 0 | 0 | 0 | 0 | 0
00 Ret.ExistSCR_WetFGD_ACI & HRI | 11043.8297 | 2247 | 0 | 0 | 0 | 0 | 0
00 Ret.ExistSCR_WetFGD_ACI & HRI & CCS | 0 | 0 | 0 | 0 | 0 | 0 | 0
00 Ret.ExistSNCR & ACI | 41.4472 | 0 | 0 | 0 | 0 | 0 | 0
00 Ret.ExistSNCR & ACI & DryFGD | 0 | 0 | 0 | 0 | 0 | 0 | 0
00 Ret.ExistSNCR & ACI & DryFGD & HRI | 0 | 0 | 0 | 0 | 0 | 0 | 0
00 Ret.ExistSNCR & ACI & DSI | 0 | 0 | 0 | 0 | 0 | 0 | 0
00 Ret.ExistSNCR & ACI & DSI & DryFGD | 0 | 0 | 0 | 0 | 0 | 0 | 0
00 Ret.ExistSNCR & ACI & DSI & DryFGD & HRI | 0 | 0 | 0 | 0 | 0 | 0 | 0
00 Ret.ExistSNCR & ACI & DSI & HRI | 0 | 0 | 0 | 0 | 0 | 0 | 0
00 Ret.ExistSNCR & ACI & DSI & WetFGD | 0 | 0 | 0 | 0 | 0 | 0 | 0
00 Ret.ExistSNCR & ACI & DSI & WetFGD & HRI | 0 | 0 | 0 | 0 | 0 | 0 | 0
00 Ret.ExistSNCR & ACI & HRI | 41.4472 | 0 | 0 | 0 | 0 | 0 | 0
00 Ret.ExistSNCR & ACI & WetFGD | 0 | 0 | 0 | 0 | 0 | 0 | 0
00 Ret.ExistSNCR & ACI & WetFGD & HRI | 0 | 0 | 0 | 0 | 0 | 0 | 0
00 Ret.ExistSNCR & DryFGD | 0 | 0 | 0 | 0 | 0 | 0 | 0
00 Ret.ExistSNCR & DryFGD & CCS | 0 | 0 | 0 | 0 | 0 | 0 | 0
00 Ret.ExistSNCR & DryFGD & HRI | 98.1314 | 0 | 0 | 0 | 0 | 0 | 0
00 Ret.ExistSNCR & DryFGD & HRI & CCS | 0 | 0 | 0 | 0 | 0 | 0 | 0
00 Ret.ExistSNCR & DSI | 0 | 0 | 0 | 0 | 0 | 0 | 0
00 Ret.ExistSNCR & DSI & DryFGD | 0 | 0 | 0 | 0 | 0 | 0 | 0
00 Ret.ExistSNCR & DSI & DryFGD & HRI | 0 | 0 | 0 | 0 | 0 | 0 | 0
00 Ret.ExistSNCR & DSI & HRI | 0 | 0 | 0 | 0 | 0 | 0 | 0
00 Ret.ExistSNCR & DSI & WetFGD | 0 | 0 | 0 | 0 | 0 | 0 | 0
00 Ret.ExistSNCR & DSI & WetFGD & HRI | 0 | 0 | 0 | 0 | 0 | 0 | 0
00 Ret.ExistSNCR & HRI | 234.5003 | 0 | 0 | 0 | 0 | 0 | 0
00 Ret.ExistSNCR & WetFGD | 0 | 0 | 0 | 0 | 0 | 0 | 0
00 Ret.ExistSNCR & WetFGD & ACI & CCS | 0 | 0 | 0 | 0 | 0 | 0 | 0
00 Ret.ExistSNCR & WetFGD & ACI & HRI & CCS | 0 | 0 | 0 | 0 | 0 | 0 | 0
00 Ret.ExistSNCR & WetFGD & CCS | 0 | 0 | 0 | 0 | 0 | 0 | 0
00 Ret.ExistSNCR & WetFGD & HRI | 0 | 0 | 0 | 0 | 0 | 0 | 0
00 Ret.ExistSNCR & WetFGD & HRI & CCS | 0 | 0 | 0 | 0 | 0 | 0 | 0
00 Ret.ExistSNCR_ACI & DryFGD | 0 | 0 | 0 | 0 | 0 | 0 | 0
00 Ret.ExistSNCR_ACI & DryFGD & CCS | 0 | 0 | 0 | 0 | 0 | 0 | 0
00 Ret.ExistSNCR_ACI & DryFGD & HRI | 287.8218 | 0 | 0 | 0 | 0 | 0 | 0
00 Ret.ExistSNCR_ACI & DryFGD & HRI & CCS | 0 | 0 | 0 | 0 | 0 | 0 | 0
00 Ret.ExistSNCR_ACI & DSI | 0 | 0 | 0 | 0 | 0 | 0 | 0
00 Ret.ExistSNCR_ACI & DSI & HRI | 0 | 0 | 0 | 0 | 0 | 0 | 0
00 Ret.ExistSNCR_ACI & HRI | 292.0926 | 0 | 0 | 0 | 0 | 0 | 0
00 Ret.ExistSNCR_ACI & WetFGD | 0 | 0 | 0 | 0 | 0 | 0 | 0
00 Ret.ExistSNCR_ACI & WetFGD & CCS | 0 | 0 | 0 | 0 | 0 | 0 | 0
00 Ret.ExistSNCR_ACI & WetFGD & HRI | 0 | 0 | 0 | 0 | 0 | 0 | 0
00 Ret.ExistSNCR_ACI & WetFGD & HRI & CCS | 0 | 0 | 0 | 0 | 0 | 0 | 0
00 Ret.ExistSNCR_ACI_DSI & DryFGD | 0 | 0 | 0 | 0 | 0 | 0 | 0
00 Ret.ExistSNCR_ACI_DSI & DryFGD & HRI | 0 | 0 | 0 | 0 | 0 | 0 | 0
00 Ret.ExistSNCR_ACI_DSI & HRI | 0 | 0 | 0 | 0 | 0 | 0 | 0
00 Ret.ExistSNCR_ACI_DSI & WetFGD | 0 | 0 | 0 | 0 | 0 | 0 | 0
00 Ret.ExistSNCR_ACI_DSI & WetFGD & HRI | 0 | 0 | 0 | 0 | 0 | 0 | 0
00 Ret.ExistSNCR_DryFGD & ACI | 644.6734 | 0 | 0 | 0 | 0 | 0 | 0
00 Ret.ExistSNCR_DryFGD & HRI | 0 | 0 | 0 | 0 | 0 | 0 | 0
00 Ret.ExistSNCR_DryFGD & HRI & CCS | 0 | 0 | 0 | 0 | 0 | 0 | 0
00 Ret.ExistSNCR_DryFGD_ACI & CCS | 0 | 0 | 0 | 0 | 0 | 0 | 0
00 Ret.ExistSNCR_DryFGD_ACI & HRI | 325 | 0 | 0 | 0 | 0 | 0 | 0
00 Ret.ExistSNCR_WetFGD & ACI | 4109.288 | 0 | 0 | 0 | 0 | 0 | 0
00 Ret.ExistSNCR_WetFGD & HRI | 3073 | 0 | 0 | 0 | 0 | 0 | 0
00 Ret.ExistSNCR_WetFGD & HRI & CCS | 0 | 0 | 0 | 0 | 0 | 0 | 0
00 Ret.ExistSNCR_WetFGD_ACI & CCS | 0 | 0 | 0 | 0 | 0 | 0 | 0
00 Ret.ExistSNCR_WetFGD_ACI & HRI | 0 | 0 | 0 | 0 | 0 | 0 | 351.3346
00 Ret.ExistSNCR_WetFGD_ACI & HRI & CCS | 0 | 0 | 0 | 0 | 0 | 0 | 0
00 Ret.ExistWetFGD & ACI | 19322.0184 | 0 | 0 | 0 | 0 | 0 | 0
00 Ret.ExistWetFGD & ACI & CCS | 0 | 0 | 0 | 0 | 0 | 0 | 0
00 Ret.ExistWetFGD & ACI & HRI | 7313.336 | 6897.3008 | 0 | 0 | 0 | 0 | 126.1577
00 Ret.ExistWetFGD & ACI & HRI & CCS | 0 | 0 | 0 | 0 | 0 | 0 | 0
00 Ret.ExistWetFGD & ACI & SCR | 394.7532 | 2092.922 | 0 | 0 | 0 | 0 | 0
00 Ret.ExistWetFGD & ACI & SCR & CCS | 0 | 0 | 0 | 0 | 0 | 0 | 0
00 Ret.ExistWetFGD & ACI & SCR & HRI | 394.7532 | 1725.4695 | 0 | 0 | 0 | 0 | 367.4525
00 Ret.ExistWetFGD & ACI & SCR & HRI & CCS | 0 | 0 | 0 | 0 | 0 | 0 | 0
00 Ret.ExistWetFGD & ACI & SNCR | 0 | 0 | 0 | 0 | 0 | 0 | 0
00 Ret.ExistWetFGD & ACI & SNCR & HRI | 0 | 0 | 0 | 0 | 0 | 0 | 0
00 Ret.ExistWetFGD & CCS | 0 | 0 | 0 | 0 | 0 | 0 | 0
00 Ret.ExistWetFGD & HRI | 5425.0446 | 2203.505 | 42.2042 | 0 | 0 | 0 | 0
00 Ret.ExistWetFGD & HRI & CCS | 0 | 0 | 0 | 0 | 0 | 0 | 0
00 Ret.ExistWetFGD & SCR | 755.8439 | 17.4325 | 0 | 0 | 0 | 0 | 0
00 Ret.ExistWetFGD & SCR & CCS | 0 | 0 | 0 | 0 | 0 | 0 | 0
00 Ret.ExistWetFGD & SCR & HRI | 3656.5967 | 818.075 | 17.4325 | 0 | 0 | 0 | 0
00 Ret.ExistWetFGD & SCR & HRI & CCS | 0 | 0 | 0 | 0 | 0 | 0 | 0
00 Ret.ExistWetFGD & SNCR | 0 | 0 | 0 | 0 | 0 | 0 | 0
00 Ret.ExistWetFGD & SNCR & HRI | 0 | 0 | 0 | 0 | 0 | 0 | 0
00 Ret.ExistWetFGD_ACI & CCS | 0 | 0 | 0 | 0 | 0 | 0 | 0
00 Ret.ExistWetFGD_ACI & HRI | 558 | 4519 | 0 | 0 | 0 | 0 | 0
00 Ret.ExistWetFGD_ACI & HRI & CCS | 0 | 0 | 0 | 0 | 0 | 0 | 0
00 Ret.ExistWetFGD_ACI & SCR | 0 | 0 | 0 | 0 | 0 | 0 | 0
00 Ret.ExistWetFGD_ACI & SCR & CCS | 0 | 0 | 0 | 0 | 0 | 0 | 0
00 Ret.ExistWetFGD_ACI & SCR & HRI | 502.0934 | 240.4041 | 0 | 0 | 0 | 0 | 0
00 Ret.ExistWetFGD_ACI & SCR & HRI & CCS | 0 | 0 | 0 | 0 | 0 | 0 | 0
00 Ret.ExistWetFGD_ACI & SNCR | 0 | 0 | 0 | 0 | 0 | 0 | 0
00 Ret.ExistWetFGD_ACI & SNCR & HRI | 0 | 0 | 0 | 0 | 0 | 0 | 0
00 Ret.ExistWetFGD_SCR & ACI & CCS | 0 | 0 | 0 | 0 | 0 | 0 | 0
00 Ret.ExistWetFGD_SCR & ACI & HRI | 3928.3122 | 0 | 0 | 0 | 0 | 0 | 0
00 Ret.ExistWetFGD_SCR & ACI & HRI & CCS | 0 | 0 | 0 | 0 | 0 | 0 | 0
00 Ret.ExistWetFGD_SCR & CCS | 0 | 0 | 0 | 0 | 0 | 0 | 0
00 Ret.ExistWetFGD_SNCR & ACI & CCS | 0 | 0 | 0 | 0 | 0 | 0 | 0
00 Ret.ExistWetFGD_SNCR & ACI & HRI | 2644.4387 | 291.7855 | 0 | 0 | 0 | 0 | 97.0618
00 Ret.ExistWetFGD_SNCR & ACI & HRI & CCS | 0 | 0 | 0 | 0 | 0 | 0 | 0
00 Ret.ExistWetFGD_SNCR & CCS | 0 | 0 | 0 | 0 | 0 | 0 | 0
00 Ret.FB & ACI | 1104.3498 | 0 | 0 | 0 | 0 | 0 | 0
00 Ret.FB & ACI & HRI | 0 | 304.8186 | 0 | 0 | 0 | 0 | 0
00 Ret.FB & HRI | 476 | 0 | 0 | 0 | 0 | 0 | 0
00 Ret.FB DryFGD | 79.0875 | 0 | 0 | 0 | 0 | 0 | 0
00 Ret.FB DryFGD & ACI | 0 | 0 | 0 | 0 | 0 | 0 | 0
00 Ret.FB DryFGD & ACI & HRI | 0 | 0 | 0 | 0 | 0 | 0 | 0
00 Ret.FB DryFGD & HRI | 242.932 | 0 | 0 | 0 | 0 | 0 | 0
00 Ret.FB DryFGD & SNCR | 79.048 | 0 | 0 | 0 | 0 | 0 | 0
00 Ret.FB DryFGD & SNCR & HRI | 0 | 0 | 0 | 0 | 0 | 0 | 0
00 Ret.FB SNCR & DryFGD & ACI | 0 | 0 | 0 | 0 | 0 | 0 | 0
00 Ret.FB SNCR & DryFGD & ACI & HRI | 0 | 0 | 0 | 0 | 0 | 0 | 0
00 Ret.FB-ACI & SNCR | 0 | 0 | 0 | 0 | 0 | 0 | 0
00 Ret.FB-ACI & SNCR & CCS | 0 | 0 | 0 | 0 | 0 | 0 | 0
00 Ret.FB-ACI & SNCR & HRI | 0 | 0 | 0 | 0 | 0 | 0 | 0
00 Ret.FB-ACI & SNCR & HRI & CCS | 0 | 0 | 0 | 0 | 0 | 0 | 0
00 Ret.FB-Exist ACI & DryFGD | 0 | 0 | 0 | 0 | 0 | 0 | 0
00 Ret.FB-Exist ACI & DryFGD & HRI | 0 | 0 | 0 | 0 | 0 | 0 | 0
00 Ret.FB-Exist ACI & DryFGD & SNCR | 0 | 0 | 0 | 0 | 0 | 0 | 0
00 Ret.FB-Exist ACI & DryFGD & SNCR & HRI | 0 | 0 | 0 | 0 | 0 | 0 | 0
00 Ret.FB-Exist ACI & SNCR | 0 | 0 | 0 | 0 | 0 | 0 | 0
00 Ret.FB-Exist ACI & SNCR & HRI | 0 | 0 | 0 | 0 | 0 | 0 | 0
00 Ret.FB-ExistACI & HRI | 0 | 0 | 0 | 0 | 0 | 0 | 0
00 Ret.FB-ExistDryFGD & ACI | 0 | 0 | 0 | 0 | 0 | 0 | 0
00 Ret.FB-ExistDryFGD & ACI & HRI | 0 | 0 | 0 | 0 | 0 | 0 | 0
00 Ret.FB-ExistDryFGD & ACI & SNCR | 0 | 0 | 0 | 0 | 0 | 0 | 0
00 Ret.FB-ExistDryFGD & ACI & SNCR & HRI | 0 | 0 | 0 | 0 | 0 | 0 | 0
00 Ret.FB-ExistDryFGD & CCS | 0 | 0 | 0 | 0 | 0 | 0 | 0
00 Ret.FB-ExistDryFGD & HRI | 43 | 0 | 0 | 0 | 0 | 0 | 0
00 Ret.FB-ExistDryFGD & SNCR | 0 | 0 | 0 | 0 | 0 | 0 | 0
00 Ret.FB-ExistDryFGD & SNCR & HRI | 0 | 0 | 0 | 0 | 0 | 0 | 0
00 Ret.FB-ExistDryFGD_ACI & CCS | 0 | 0 | 0 | 0 | 0 | 0 | 0
00 Ret.FB-ExistDryFGD_SNCR & ACI | 0 | 0 | 0 | 0 | 0 | 0 | 0
00 Ret.FB-ExistDryFGD_SNCR & ACI & HRI | 0 | 0 | 0 | 0 | 0 | 0 | 0
00 Ret.FB-ExistDryFGD_SNCR & CCS | 0 | 0 | 0 | 0 | 0 | 0 | 0
00 Ret.FB-ExistDryFGD_SNCR & HRI | 844 | 524 | 0 | 0 | 0 | 0 | 0
00 Ret.FB-ExistDryFGD_SNCR & HRI & CCS | 0 | 0 | 0 | 0 | 0 | 0 | 0
00 Ret.FB-ExistDryFGD_SNCR_ACI & HRI | 0 | 570 | 0 | 0 | 0 | 0 | 0
00 Ret.FB-ExistWetFGD_SNCR_ACI & HRI | 0 | 0 | 0 | 0 | 0 | 0 | 0
00 Ret.FB-ExistSNCR & ACI | 59.9671 | 0 | 0 | 0 | 0 | 0 | 0
00 Ret.FB-ExistSNCR & ACI & HRI | 0 | 59.9671 | 0 | 0 | 0 | 0 | 0
00 Ret.FB-ExistSNCR & DryFGD | 0 | 0 | 0 | 0 | 0 | 0 | 0
00 Ret.FB-ExistSNCR & DryFGD & ACI | 0 | 0 | 0 | 0 | 0 | 0 | 0
00 Ret.FB-ExistSNCR & DryFGD & ACI & HRI | 0 | 0 | 0 | 0 | 0 | 0 | 0
00 Ret.FB-ExistSNCR & DryFGD & HRI | 197.0088 | 0 | 0 | 0 | 0 | 0 | 0
00 Ret.FB-ExistSNCR & HRI | 320 | 0 | 0 | 0 | 0 | 0 | 0
00 Ret.FB-SNCR | 0 | 0 | 0 | 0 | 0 | 0 | 0
00 Ret.FB-SNCR & HRI | 0 | 0 | 0 | 0 | 0 | 0 | 0
00 Ret.HRI | 652.2018 | 105 | 0 | 0 | 0 | 0 | 0
00 Ret.Oil/Gas Steam SCR | 1.657 | 0 | 0 | 0 | 0 | 0 | 0
00 Ret.SCR | 0 | 0 | 0 | 0 | 0 | 0 | 0
00 Ret.SCR & DryFGD | 0 | 0 | 0 | 0 | 0 | 0 | 0
00 Ret.SCR & DryFGD & ACI | 0 | 0 | 0 | 0 | 0 | 0 | 0
00 Ret.SCR & DryFGD & CCS | 0 | 0 | 0 | 0 | 0 | 0 | 0
00 Ret.SCR & DryFGD & HRI | 0 | 0 | 0 | 0 | 0 | 0 | 0
00 Ret.SCR & DryFGD & HRI & CCS | 0 | 0 | 0 | 0 | 0 | 0 | 0
00 Ret.SCR & DSI | 0 | 0 | 0 | 0 | 0 | 0 | 0
00 Ret.SCR & DSI & DryFGD | 0 | 0 | 0 | 0 | 0 | 0 | 0
00 Ret.SCR & DSI & DryFGD & HRI | 0 | 0 | 0 | 0 | 0 | 0 | 0
00 Ret.SCR & DSI & HRI | 0 | 0 | 0 | 0 | 0 | 0 | 0
00 Ret.SCR & DSI & WetFGD | 0 | 0 | 0 | 0 | 0 | 0 | 0
00 Ret.SCR & DSI & WetFGD & HRI | 0 | 0 | 0 | 0 | 0 | 0 | 0
00 Ret.SCR & HRI | 0 | 0 | 0 | 0 | 0 | 0 | 0
00 Ret.SCR & WetFGD | 0 | 0 | 0 | 0 | 0 | 0 | 0
00 Ret.SCR & WetFGD & ACI | 0 | 0 | 0 | 0 | 0 | 0 | 0
00 Ret.SCR & WetFGD & CCS | 0 | 0 | 0 | 0 | 0 | 0 | 0
00 Ret.SCR & WetFGD & HRI | 0 | 0 | 0 | 0 | 0 | 0 | 0
00 Ret.SCR & WetFGD & HRI & CCS | 0 | 0 | 0 | 0 | 0 | 0 | 0
00 Ret.SNCR | 0 | 5.7238 | 0 | 0 | 0 | 0 | 0
00 Ret.SNCR & DryFGD | 0 | 0 | 0 | 0 | 0 | 0 | 0
00 Ret.SNCR & DryFGD & ACI | 0 | 0 | 0 | 0 | 0 | 0 | 0
00 Ret.SNCR & DryFGD & ACI & HRI | 0 | 0 | 0 | 0 | 0 | 0 | 0
00 Ret.SNCR & DryFGD & HRI | 0 | 0 | 0 | 0 | 0 | 0 | 0
00 Ret.SNCR & DSI | 0 | 0 | 0 | 0 | 0 | 0 | 0
00 Ret.SNCR & DSI & HRI | 0 | 0 | 0 | 0 | 0 | 0 | 0
00 Ret.SNCR & HRI | 0 | 0 | 0 | 0 | 0 | 0 | 0
00 Ret.SNCR & WetFGD | 0 | 0 | 0 | 0 | 0 | 0 | 0
00 Ret.SNCR & WetFGD & ACI | 0 | 0 | 0 | 0 | 0 | 0 | 0
00 Ret.SNCR & WetFGD & ACI & HRI | 0 | 0 | 0 | 0 | 0 | 0 | 0
00 Ret.SNCR & WetFGD & HRI | 0 | 0 | 0 | 0 | 0 | 0 | 0
00 Ret.WetFGD | 0 | 0 | 0 | 0 | 0 | 0 | 0
00 Ret.WetFGD & ACI & CCS | 0 | 0 | 0 | 0 | 0 | 0 | 0
00 Ret.WetFGD & ACI & HRI & CCS | 0 | 0 | 0 | 0 | 0 | 0 | 0
00 Ret.WetFGD & CCS | 0 | 0 | 0 | 0 | 0 | 0 | 0
00 Ret.WetFGD & HRI | 95.0128 | 78.7067 | 0 | 0 | 0 | 0 | 0
00 Ret.WetFGD & HRI & CCS | 0 | 0 | 0 | 0 | 0 | 0 | 0
00 CC Retirement | 1663.9678 | 0 | 0 | 0 | 0 | 0 | 124.7885
00 CT Retirement | 489.1268 | 0 | 0 | 0 | 0 | 0 | 0
00 O/G Retirement | 4973.6923 | 3034.0576 | 2258 | 12.4572 | 0 | 0 | 0
00 Coal Retirement | 64870.488 | 6184.8136 | 6684.9487 | 1310 | 3079.9707 | 910.8535 | 53.6805
00 IGCC Retirement | 45 | 0 | 0 | 0 | 0 | 0 | 0
00 Nuke Retirement | 617.3 | 0 | 613 | 0 | 2667.9 | 40993.5 | 51576.101
00 Non-Fossil Retirement | 0 | 0 | 0 | 0 | 0 | 0 | 0
Total | 588364.926 | 148323.8818 | 49631.8599 | 107527.0493 | 137244.4609 | 416714.8869 | 475505.8073
(**) Ind. Boiler capacity in MMBtu/hr, not included in the total
12. Generation by Capacity Reporting Type [GWh]
00 New Combined Cycle | 22427.924 | 117981.5019 | 73046.5727 | 255998.171 | 567959.0691 | 1412406.0008 | 2146400.2971
00 New Combined Cycle - Uncontrolled | 0 | 0 | 0 | 0 | 0 | 0 | 0
00 New Combined Cycle with Carbon Capture | 0 | 0 | 0 | 0 | 0 | 0 | 0
00 New Combustion Turbine | 747.5792 | 637.6232 | 5329.6975 | 10881.0748 | 13248.5361 | 13592.9663 | 16221.1425
00 New Hydro | 0 | 0 | 0 | 0 | 0 | 0 | 0
00 New Nuclear | 0 | 0 | 0 | 0 | 0 | 0 | 47304
00 New Biomass | 1777.6506 | 3802.5317 | 7160.7988 | 8863.3312 | 10159.7056 | 10369.2851 | 12098.7859
00 New Geothermal | 0 | 8005.1181 | 11132.8586 | 18952.2098 | 20729.6822 | 21225.042 | 22327.6097
00 New Landfill Gas | 888.2114 | 888.2114 | 888.2114 | 888.2114 | 888.2114 | 888.2114 | 888.2114
00 New Offshore Wind | 0 | 0 | 0 | 0 | 0 | 0 | 0
00 New Onshore Wind | 22435.8393 | 41966.2089 | 45619.7089 | 69732.2659 | 80826.5269 | 97970.0454 | 155329.3215
00 New Solar PV | 781.3138 | 1777.3574 | 2723.0598 | 4247.4235 | 4349.0932 | 7123.6295 | 29003.8644
00 New Solar Thermal | 43.569 | 541.9186 | 593.103 | 609.6218 | 670.9222 | 670.9222 | 670.9222
00 New Fuel Cell | 0 | 0 | 0 | 0 | 0 | 0 | 0
00 New IGCC | 0 | 0 | 0 | 0 | 0 | 0 | 0
00 New Advanced Coal with CCS | 0 | 0 | 2457.18 | 2457.18 | 2457.18 | 2457.18 | 2457.18
00 New SPC - Uncontrolled | 0 | 0 | 0 | 0 | 0 | 0 | 0
00 New SPC-WetFGD_SCR | 280.7142 | 280.7142 | 280.7142 | 280.7142 | 280.7142 | 280.7142 | 290.394
00 New Future Technology | 0 | 0 | 0 | 0 | 0 | 0 | 0
00 Exist Combined Cycle | 1040362.8364 | 1005978.1678 | 1427378.082 | 1390617.8434 | 1316388.981 | 1190063.0491 | 1018172.5329
00 Exist Combustion Turbine | 22951.1976 | 16891.087 | 23476.6999 | 29304.2302 | 25117.0122 | 17477.963 | 10951.6943
00 Exist Coal Steam_Uncontrolled | 13158.4591 | 12784.6806 | 8399.9266 | 8644.4829 | 8310.9002 | 7332.6422 | 7366.6372
00 Exist Coal Steam_ACI | 3055.8507 | 32.3034 | 32.3034 | 32.3034 | 32.3034 | 32.3034 | 32.3034
00 Exist Coal Steam_ACI_DSI | 0 | 0 | 0 | 0 | 0 | 0 | 0
00 Exist Coal Steam_DryFGD | 15877.6933 | 7815.575 | 2556.9089 | 2997.9959 | 2903.6807 | 2848.2013 | 2571.077
00 Exist Coal Steam_DryFGD_ACI | 8484.4898 | 3679.8903 | 281.5352 | 307.0605 | 307.0605 | 307.0605 | 340.7796
00 Exist Coal Steam_DryFGD_SCR | 9170.1894 | 8025.7642 | 2685.8537 | 1918.0775 | 954.9108 | 954.9108 | 954.9108
00 Exist Coal Steam_DryFGD_SCR_ACI | 47774.2727 | 25088.0143 | 7556.453 | 7755.0019 | 7755.0019 | 7596.4919 | 7047.8687
00 Exist Coal Steam_DryFGD_SNCR | 1008.9303 | 1008.9303 | 611.4382 | 611.4382 | 611.4382 | 611.4382 | 611.4382
00 Exist Coal Steam_DryFGD_SNCR_ACI | 0 | 0 | 0 | 0 | 0 | 0 | 0
00 Exist Coal Steam_DSI | 0 | 0 | 0 | 0 | 0 | 0 | 0
00 Exist Coal Steam_SCR | 5115.0876 | 3263.5007 | 0 | 0 | 0 | 0 | 0
00 Exist Coal Steam_SCR_ACI | 5.7886 | 0 | 0 | 0 | 0 | 0 | 0
00 Exist Coal Steam_SCR_ACI_DSI | 0 | 0 | 0 | 0 | 0 | 0 | 0
00 Exist Coal Steam_SCR_DSI | 0 | 0 | 0 | 0 | 0 | 0 | 0
00 Exist Coal Steam_SNCR | 447.1821 | 447.1821 | 447.1821 | 456.1213 | 456.1213 | 456.1213 | 456.1213
00 Exist Coal Steam_SNCR_ACI | 0 | 0 | 0 | 0 | 0 | 0 | 0
00 Exist Coal Steam_SNCR_ACI_DSI | 0 | 0 | 0 | 0 | 0 | 0 | 0
00 Exist Coal Steam_WetFGD | 38545.0206 | 19814.7158 | 12545.7721 | 13739.0921 | 12557.555 | 11954.8788 | 12329.3578
00 Exist Coal Steam_WetFGD_ACI | 39708.6157 | 0 | 0 | 0 | 0 | 0 | 0
00 Exist Coal Steam_WetFGD_SCR | 213921.2215 | 136860.3122 | 97456.0958 | 86953.4922 | 77290.3455 | 72028.6768 | 83966.6322
00 Exist Coal Steam_WetFGD_SCR_ACI | 40056.8826 | 23182.569 | 19684.1878 | 19684.1878 | 18873.9331 | 17358.7234 | 20303.9492
00 Exist Coal Steam_WetFGD_SNCR | 5691.2779 | 5667.3427 | 431.7471 | 431.7471 | 431.7471 | 431.7471 | 431.7471
00 Exist Coal Steam_WetFGD_SNCR_ACI | 5541.2956 | 5541.2956 | 1758.3438 | 1758.3438 | 1758.3438 | 1758.3438 | 945.4925
00 Exist FBC_Uncontrolled | 544.7309 | 544.7309 | 544.7309 | 544.7309 | 544.7309 | 544.7309 | 544.7309
00 Exist FBC_ACI | 0 | 0 | 0 | 0 | 0 | 0 | 0
00 Exist FBC_DryFGD | 1339.0503 | 1339.0503 | 996.8511 | 722.0115 | 722.0115 | 722.0115 | 1134.7758
00 Exist FBC_DryFGD_SNCR | 8969.9714 | 3792.8598 | 1258.9315 | 1258.9315 | 994.0156 | 905.7904 | 2191.8388
00 Exist FBC_DryFGD_SNCR_ACI | 9230.2304 | 4941.9854 | 3416.4084 | 3023.289 | 1794.9725 | 744.8004 | 2074.8547
00 Exist FBC_SNCR | 1200.2469 | 1027.4607 | 300.2779 | 457.5411 | 66.3697 | 61.1614 | 61.1614
00 Exist FBC_SNCR_ACI | 70.6356 | 70.6356 | 70.6356 | 70.6356 | 70.6356 | 70.6356 | 70.6356
00 Exist FBC_WetFGD_SNCR_ACI | 668.5133 | 668.5133 | 0 | 0 | 0 | 0 | 668.5133
00 Exist IGCC | 12037.3453 | 12037.3453 | 11032.7222 | 10793.2161 | 10521.3579 | 10889.2801 | 10889.2801
00 Exist Fossil_Other | 2204.3309 | 2204.3309 | 2204.3309 | 2204.3309 | 2204.3309 | 2204.3309 | 2172.9823
00 Exist Fuel Cell | 38.5595 | 72.9793 | 16.106 | 82.7994 | 16.2372 | 14.1395 | 8.8033
00 Exist Hydro | 270077.2507 | 270077.2507 | 270077.2507 | 270077.2507 | 270077.2507 | 270077.2507 | 269857.2444
00 Exist Non Fossil_Other | 22963.9981 | 22963.9981 | 22963.9981 | 22963.9981 | 22963.9981 | 22963.9981 | 22963.9981
00 Exist Nuclear | 788058.3626 | 823422.7594 | 818638.1963 | 818638.1963 | 797305.4605 | 476860.3465 | 63256.1505
00 Exist Oil/Gas Steam | 48430.4373 | 46027.4873 | 45387.8671 | 29111.1203 | 15347.6819 | 1500.4851 | 1288.6594
00 Exist Oil/Gas Steam_SCR | 9136.9334 | 8761.736 | 6001.8398 | 3401.8754 | 2092.9384 | 562.0198 | 424.3894
00 Exist Oil/Gas Steam_SNCR | 126.4437 | 70.318 | 0 | 0 | 0 | 0 | 0
00 Exist Biomass | 20766.8092 | 19394.8949 | 19909.8922 | 22161.2645 | 22654.2415 | 22988.6433 | 23797.0808
00 Exist Landfill Gas | 10260.3243 | 10260.3243 | 10260.3243 | 10260.3243 | 10260.3243 | 10260.3243 | 10260.3243
00 Exist Geothermal | 17033.4882 | 17033.4882 | 17033.4882 | 17033.4882 | 17033.4882 | 17033.4882 | 17033.4882
00 Exist Pump Storage | 10971.8435 | 10451.4109 | 13545.5797 | 11811.3246 | 11727.6404 | 7407.4618 | 6572.4016
00 Exist Solar PV | 10353.7833 | 10353.7833 | 10353.7833 | 10353.7833 | 10353.7833 | 10353.7833 | 10353.7833
00 Exist Solar Thermal | 3269.464 | 3269.464 | 3269.464 | 3269.464 | 3269.464 | 3269.464 | 3269.464
00 Exist Wind | 157694.5394 | 157694.5394 | 157694.5394 | 157694.5394 | 157694.5394 | 157694.5394 | 157694.5394
00 International Imports | 944.328 | 833.952 | 613.2 | 63.072 | 1752 | 1752 | 1752
00 Ret.ACI | 2973.3877 | 1695.3325 | 424.9287 | 424.9287 | 424.9287 | 0 | 0
00 Ret.ACI & DryFGD | 0 | 0 | 0 | 0 | 0 | 0 | 0
00 Ret.ACI & DryFGD & HRI | 0.70983 | 0.70983 | 0.70983 | 0.70983 | 0.70983 | 0.70983 | 0.70983
00 Ret.ACI & DSI | 32284.4657 | 4387.3736 | 2309.1669 | 2990.364 | 480.1305 | 479.4278 | 479.6448
00 Ret.ACI & DSI & DryFGD | 0 | 0 | 0 | 0 | 0 | 0 | 0
00 Ret.ACI & DSI & DryFGD & HRI | 0 | 0 | 0 | 0 | 0 | 0 | 0
00 Ret.ACI & DSI & HRI | 75969.6782 | 96534.4418 | 78723.4875 | 82166.325 | 78745.3437 | 73630.4887 | 79745.9387
00 Ret.ACI & DSI & WetFGD & HRI | 0 | 0 | 0 | 0 | 0 | 0 | 0
00 Ret.ACI & HRI | 30426.4381 | 32131.8507 | 26339.8798 | 23698.8736 | 23822.922 | 26289.9538 | 26762.7073
00 Ret.ACI & SCR | 0 | 0 | 0 | 0 | 0 | 0 | 0
00 Ret.ACI & SCR & DryFGD & CCS | 0 | 0 | 0 | 0 | 0 | 0 | 0
00 Ret.ACI & SCR & DryFGD & HRI | 0 | 0 | 0 | 0 | 0 | 0 | 0
00 Ret.ACI & SCR & DryFGD & HRI & CCS | 0 | 0 | 0 | 0 | 0 | 0 | 0
00 Ret.ACI & SCR & DSI | 509.4219 | 390.8878 | 248.8094 | 341.4405 | 0 | 0 | 0
00 Ret.ACI & SCR & DSI & DryFGD | 0 | 0 | 0 | 0 | 0 | 0 | 0
00 Ret.ACI & SCR & DSI & DryFGD & HRI | 0 | 0 | 0 | 0 | 0 | 0 | 0
00 Ret.ACI & SCR & DSI & HRI | 643.0137 | 761.5478 | 694.9456 | 705.8763 | 719.3203 | 761.5478 | 761.5478
00 Ret.ACI & SCR & DSI & WetFGD | 0 | 0 | 0 | 0 | 0 | 0 | 0
00 Ret.ACI & SCR & DSI & WetFGD & HRI | 0 | 0 | 0 | 0 | 0 | 0 | 0
00 Ret.ACI & SCR & HRI | 0 | 0 | 0 | 0 | 0 | 0 | 0
00 Ret.ACI & SCR & WetFGD & CCS | 0 | 0 | 0 | 0 | 0 | 0 | 0
00 Ret.ACI & SCR & WetFGD & HRI | 0 | 0 | 0 | 0 | 0 | 0 | 0
00 Ret.ACI & SCR & WetFGD & HRI & CCS | 0 | 0 | 0 | 0 | 0 | 0 | 0
00 Ret.ACI & SNCR | 0 | 0 | 0 | 0 | 0 | 0 | 0
00 Ret.ACI & SNCR & DSI | 0 | 0 | 0 | 0 | 0 | 0 | 0
00 Ret.ACI & SNCR & DSI & DryFGD | 0 | 0 | 0 | 0 | 0 | 0 | 0
00 Ret.ACI & SNCR & DSI & DryFGD & HRI | 0 | 0 | 0 | 0 | 0 | 0 | 0
00 Ret.ACI & SNCR & DSI & HRI | 0 | 0 | 0 | 0 | 0 | 0 | 0
00 Ret.ACI & SNCR & DSI & WetFGD | 0 | 0 | 0 | 0 | 0 | 0 | 0
00 Ret.ACI & SNCR & DSI & WetFGD & HRI | 0 | 0 | 0 | 0 | 0 | 0 | 0
00 Ret.ACI & SNCR & HRI | 0 | 0 | 0 | 0 | 0 | 0 | 0
00 Ret.ACI & WetFGD | 0 | 0 | 0 | 0 | 0 | 0 | 0
00 Ret.ACI & WetFGD & DSI | 0 | 0 | 0 | 0 | 0 | 0 | 0
00 Ret.ACI & WetFGD & HRI | 2553.6767 | 2553.6767 | 2013.1288 | 2230.6366 | 2230.6366 | 1311.0056 | 1552.9732
00 Ret.C2G | 0 | 7.1747 | 4447.5023 | 4447.5023 | 4447.5023 | 4447.5023 | 1416.1633
00 Ret.C2G & SCR | 0 | 0 | 0 | 0 | 0 | 0 | 0
00 Ret.CCG | 0 | 0 | 0 | 0 | 0 | 0 | 0
00 Ret.DryFGD | 0 | 0 | 0 | 0 | 0 | 0 | 0
00 Ret.DryFGD & ACI & CCS | 0 | 0 | 0 | 0 | 0 | 0 | 0
00 Ret.DryFGD & ACI & HRI & CCS | 0 | 0 | 0 | 0 | 0 | 0 | 0
00 Ret.DryFGD & CCS | 0 | 0 | 0 | 0 | 0 | 0 | 0
00 Ret.DryFGD & HRI | 7.2987 | 7.2987 | 7.2987 | 7.2987 | 7.2987 | 6.3754 | 7.2987
00 Ret.DryFGD & HRI & CCS | 0 | 0 | 0 | 0 | 0 | 0 | 0
00 Ret.DSI | 1830.998 | 1830.998 | 0 | 0 | 0 | 0 | 0
00 Ret.DSI & DryFGD | 0 | 0 | 0 | 0 | 0 | 0 | 0
00 Ret.DSI & DryFGD & HRI | 0 | 0 | 0 | 0 | 0 | 0 | 0
00 Ret.DSI & HRI | 0 | 0 | 0 | 0 | 0 | 0 | 0
00 Ret.DSI & WetFGD | 0 | 0 | 0 | 0 | 0 | 0 | 0
00 Ret.DSI & WetFGD & HRI | 0 | 0 | 0 | 0 | 0 | 0 | 0
00 Ret.Exist FBC_DryFGD_SNCR_ACI & CCS | 0 | 0 | 0 | 0 | 0 | 0 | 0
00 Ret.ExistACI & DryFGD | 0 | 0 | 0 | 0 | 0 | 0 | 0
00 Ret.ExistACI & DryFGD & CCS | 0 | 0 | 0 | 0 | 0 | 0 | 0
00 Ret.ExistACI & DryFGD & HRI | 10418.2675 | 10418.2675 | 10418.2675 | 10418.2675 | 10418.2675 | 10418.2675 | 10418.2675
00 Ret.ExistACI & DryFGD & HRI & CCS | 0 | 0 | 0 | 0 | 0 | 0 | 0
00 Ret.ExistACI & DSI | 18169.3395 | 18123.7947 | 15831.1346 | 15831.1347 | 0 | 0 | 0
00 Ret.ExistACI & DSI & DryFGD | 0 | 0 | 0 | 0 | 0 | 0 | 0
00 Ret.ExistACI & DSI & DryFGD & HRI | 0 | 0 | 0 | 0 | 0 | 0 | 0
00 Ret.ExistACI & DSI & HRI | 2810.5294 | 2812.2882 | 2457.2829 | 2614.7741 | 2457.7629 | 2567.3742 | 2811.3759
00 Ret.ExistACI & DSI & WetFGD | 0 | 0 | 0 | 0 | 0 | 0 | 0
00 Ret.ExistACI & DSI & WetFGD & HRI | 0 | 0 | 0 | 0 | 0 | 0 | 0
00 Ret.ExistACI & HRI | 0 | 1146.501 | 1146.501 | 1146.501 | 1146.501 | 1146.501 | 1146.501
00 Ret.ExistACI & HRI & WetFGD | 0 | 0 | 0 | 0 | 0 | 0 | 0
00 Ret.ExistACI & SCR | 0 | 0 | 0 | 0 | 0 | 0 | 0
00 Ret.ExistACI & SCR & DryFGD | 0 | 0 | 0 | 0 | 0 | 0 | 0
00 Ret.ExistACI & SCR & DryFGD & CCS | 0 | 0 | 0 | 0 | 0 | 0 | 0
00 Ret.ExistACI & SCR & DryFGD & HRI | 0 | 0 | 0 | 0 | 0 | 0 | 0
00 Ret.ExistACI & SCR & DryFGD & HRI & CCS | 0 | 0 | 0 | 0 | 0 | 0 | 0
00 Ret.ExistACI & SCR & DSI | 0 | 0 | 0 | 0 | 0 | 0 | 0
00 Ret.ExistACI & SCR & DSI & DryFGD | 0 | 0 | 0 | 0 | 0 | 0 | 0
00 Ret.ExistACI & SCR & DSI & HRI | 1679.4351 | 1722.9616 | 1517.8128 | 1527.3576 | 1517.8128 | 1524.5516 | 1539.4067
00 Ret.ExistACI & SCR & DSI & DryFGD & HRI | 0 | 0 | 0 | 0 | 0 | 0 | 0
00 Ret.ExistACI & SCR & HRI | 0 | 0 | 0 | 0 | 0 | 0 | 0
00 Ret.ExistACI & SCR & WetFGD | 0 | 0 | 0 | 0 | 0 | 0 | 0
00 Ret.ExistACI & SCR & WetFGD & CCS | 0 | 0 | 0 | 0 | 0 | 0 | 0
00 Ret.ExistACI & SCR & WetFGD & HRI | 5955.6254 | 5955.6254 | 5955.6254 | 5955.6254 | 5962.5105 | 5962.5105 | 5962.5105
00 Ret.ExistACI & SCR & WetFGD & HRI & CCS | 0 | 0 | 0 | 0 | 0 | 0 | 0
00 Ret.ExistACI & SNCR | 0 | 0 | 0 | 0 | 0 | 0 | 0
00 Ret.ExistACI & SNCR & DryFGD | 0 | 0 | 0 | 0 | 0 | 0 | 0
00 Ret.ExistACI & SNCR & DryFGD & HRI | 0 | 0 | 0 | 0 | 0 | 0 | 0
00 Ret.ExistACI & SNCR & DSI | 0 | 0 | 0 | 0 | 0 | 0 | 0
00 Ret.ExistACI & SNCR & DSI & HRI | 0 | 0 | 0 | 0 | 0 | 0 | 0
00 Ret.ExistACI & SNCR & HRI | 0 | 0 | 0 | 0 | 0 | 0 | 0
00 Ret.ExistACI & SNCR & WetFGD | 0 | 0 | 0 | 0 | 0 | 0 | 0
00 Ret.ExistACI & SNCR & WetFGD & HRI | 0 | 0 | 0 | 0 | 0 | 0 | 0
00 Ret.ExistACI & WetFGD | 6.9245 | 6.9245 | 6.9245 | 6.9245 | 0 | 0 | 0
00 Ret.ExistACI & WetFGD & CCS | 0 | 0 | 0 | 0 | 0 | 0 | 0
00 Ret.ExistACI & WetFGD & HRI & CCS | 0 | 0 | 0 | 0 | 0 | 0 | 0
00 Ret.ExistACI_DSI & DryFGD | 0 | 0 | 0 | 0 | 0 | 0 | 0
00 Ret.ExistACI_DSI & DryFGD & HRI | 0 | 0 | 0 | 0 | 0 | 0 | 0
00 Ret.ExistACI_DSI & HRI | 0 | 0 | 0 | 0 | 0 | 0 | 0
00 Ret.ExistACI_DSI & SCR | 0 | 0 | 0 | 0 | 0 | 0 | 0
00 Ret.ExistACI_DSI & SCR & DryFGD | 0 | 0 | 0 | 0 | 0 | 0 | 0
00 Ret.ExistACI_DSI & SCR & DryFGD & HRI | 0 | 0 | 0 | 0 | 0 | 0 | 0
00 Ret.ExistACI_DSI & SCR & HRI | 0 | 0 | 0 | 0 | 0 | 0 | 0
00 Ret.ExistACI_DSI & SCR & WetFGD | 0 | 0 | 0 | 0 | 0 | 0 | 0
00 Ret.ExistACI_DSI & SCR & WetFGD & HRI | 0 | 0 | 0 | 0 | 0 | 0 | 0
00 Ret.ExistACI_DSI & WetFGD | 0 | 0 | 0 | 0 | 0 | 0 | 0
00 Ret.ExistACI_DSI & WetFGD & HRI | 0 | 0 | 0 | 0 | 0 | 0 | 0
00 Ret.ExistDryFGD & ACI | 4673.0949 | 11.3953 | 0 | 3.5853 | 3.5853 | 3.5853 | 0
00 Ret.ExistDryFGD & ACI & CCS | 0 | 0 | 0 | 0 | 0 | 0 | 0
00 Ret.ExistDryFGD & ACI & HRI | 23652.2666 | 28313.9661 | 23186.4895 | 24258.1016 | 23765.6429 | 23322.589 | 24822.8293
00 Ret.ExistDryFGD & ACI & HRI & CCS | 0 | 0 | 0 | 0 | 0 | 0 | 0
00 Ret.ExistDryFGD & ACI & SCR | 0 | 0 | 0 | 0 | 0 | 0 | 0
00 Ret.ExistDryFGD & ACI & SCR & CCS | 0 | 0 | 0 | 0 | 0 | 0 | 0
00 Ret.ExistDryFGD & ACI & SCR & HRI | 0 | 0 | 0 | 0 | 0 | 0 | 0
00 Ret.ExistDryFGD & ACI & SCR & HRI & CCS | 0 | 0 | 0 | 0 | 0 | 0 | 0
00 Ret.ExistDryFGD & ACI & SNCR | 0 | 0 | 0 | 0 | 0 | 0 | 0
00 Ret.ExistDryFGD & ACI & SNCR & HRI | 0 | 0 | 0 | 0 | 0 | 0 | 0
00 Ret.ExistDryFGD & CCS | 0 | 0 | 0 | 0 | 0 | 0 | 0
00 Ret.ExistDryFGD & HRI | 10127.842 | 14217.4069 | 14217.4069 | 14217.4069 | 14145.1121 | 14038.8575 | 15990.1664
00 Ret.ExistDryFGD & HRI & CCS | 0 | 0 | 0 | 0 | 0 | 0 | 0
00 Ret.ExistDryFGD & SCR | 0 | 0 | 0 | 0 | 0 | 0 | 0
00 Ret.ExistDryFGD & SCR & CCS | 0 | 0 | 0 | 0 | 0 | 0 | 0
00 Ret.ExistDryFGD & SCR & HRI | 1877.705 | 1877.705 | 805.81 | 1194.9792 | 1194.9792 | 593.9613 | 833.6118
00 Ret.ExistDryFGD & SCR & HRI & CCS | 0 | 0 | 0 | 0 | 0 | 0 | 0
00 Ret.ExistDryFGD & SNCR | 742.2953 | 742.2953 | 0 | 0 | 0 | 0 | 0
00 Ret.ExistDryFGD & SNCR & HRI | 0 | 0 | 0 | 0 | 0 | 0 | 0
00 Ret.ExistDryFGD_ACI & CCS | 0 | 0 | 0 | 0 | 0 | 0 | 0
00 Ret.ExistDryFGD_ACI & HRI | 13569.5065 | 17367.3655 | 13416.0437 | 13579.4291 | 13434.066 | 13454.3784 | 15338.9312
00 Ret.ExistDryFGD_ACI & HRI & CCS | 0 | 0 | 0 | 0 | 0 | 0 | 0
00 Ret.ExistDryFGD_ACI & SCR | 0 | 0 | 0 | 0 | 0 | 0 | 0
00 Ret.ExistDryFGD_ACI & SCR & CCS | 0 | 0 | 0 | 0 | 0 | 0 | 0
00 Ret.ExistDryFGD_ACI & SCR & HRI | 5715.7677 | 6195.9831 | 5467.5934 | 5478.459 | 5460.9293 | 5522.0936 | 6142.6207
00 Ret.ExistDryFGD_ACI & SCR & HRI & CCS | 0 | 0 | 0 | 0 | 0 | 0 | 0
00 Ret.ExistDryFGD_SCR & ACI & CCS | 0 | 0 | 0 | 0 | 0 | 0 | 0
00 Ret.ExistDryFGD_SCR & ACI & HRI | 10167.184 | 14303.524 | 12940.2577 | 12885.0963 | 13096.6782 | 13295.49 | 17092.7427
00 Ret.ExistDryFGD_SCR & ACI & HRI & CCS | 0 | 0 | 0 | 0 | 0 | 0 | 0
00 Ret.ExistDryFGD_SCR & CCS | 0 | 0 | 0 | 0 | 0 | 0 | 0
00 Ret.ExistDryFGD_SNCR & ACI & CCS | 0 | 0 | 0 | 0 | 0 | 0 | 0
00 Ret.ExistDryFGD_SNCR & ACI & HRI | 4667.9976 | 4667.9976 | 4667.9976 | 4447.1655 | 4667.9976 | 4667.9976 | 4667.9976
00 Ret.ExistDryFGD_SNCR & ACI & HRI & CCS | 0 | 0 | 0 | 0 | 0 | 0 | 0
00 Ret.ExistDryFGD_SNCR & CCS | 0 | 0 | 0 | 0 | 0 | 0 | 0
00 Ret.ExistDSI & ACI | 0 | 0 | 0 | 0 | 0 | 0 | 0
00 Ret.ExistDSI & ACI & HRI | 0 | 0 | 0 | 0 | 0 | 0 | 0
00 Ret.ExistDSI & ACI & SCR | 0 | 0 | 0 | 0 | 0 | 0 | 0
00 Ret.ExistDSI & ACI & SCR & DryFGD & CCS | 0 | 0 | 0 | 0 | 0 | 0 | 0
00 Ret.ExistDSI & ACI & SCR & DryFGD & HRI | 0 | 0 | 0 | 0 | 0 | 0 | 0
00 Ret.ExistDSI & ACI & SCR & DryFGD & HRI & CCS | 0 | 0 | 0 | 0 | 0 | 0 | 0
00 Ret.ExistDSI & ACI & SCR & HRI | 0 | 0 | 0 | 0 | 0 | 0 | 0
00 Ret.ExistDSI & DryFGD | 0 | 0 | 0 | 0 | 0 | 0 | 0
00 Ret.ExistDSI & DryFGD & ACI | 0 | 0 | 0 | 0 | 0 | 0 | 0
00 Ret.ExistDSI & DryFGD & ACI & CCS | 0 | 0 | 0 | 0 | 0 | 0 | 0
00 Ret.ExistDSI & DryFGD & ACI & HRI | 0 | 0 | 0 | 0 | 0 | 0 | 0
00 Ret.ExistDSI & DryFGD & ACI & HRI & CCS | 0 | 0 | 0 | 0 | 0 | 0 | 0
00 Ret.ExistDSI & DryFGD & CCS | 0 | 0 | 0 | 0 | 0 | 0 | 0
00 Ret.ExistDSI & DryFGD & HRI | 0 | 0 | 0 | 0 | 0 | 0 | 0
00 Ret.ExistDSI & DryFGD & HRI & CCS | 0 | 0 | 0 | 0 | 0 | 0 | 0
00 Ret.ExistDSI & HRI | 0 | 0 | 0 | 0 | 0 | 0 | 0
00 Ret.ExistDSI & SCR | 0 | 0 | 0 | 0 | 0 | 0 | 0
00 Ret.ExistDSI & SCR & DryFGD | 0 | 0 | 0 | 0 | 0 | 0 | 0
00 Ret.ExistDSI & SCR & DryFGD & ACI | 0 | 0 | 0 | 0 | 0 | 0 | 0
00 Ret.ExistDSI & SCR & DryFGD & CCS | 0 | 0 | 0 | 0 | 0 | 0 | 0
00 Ret.ExistDSI & SCR & DryFGD & HRI | 0 | 0 | 0 | 0 | 0 | 0 | 0
00 Ret.ExistDSI & SCR & DryFGD & HRI & CCS | 0 | 0 | 0 | 0 | 0 | 0 | 0
00 Ret.ExistDSI & SCR & HRI | 0 | 0 | 0 | 0 | 0 | 0 | 0
00 Ret.ExistDSI & SCR & WetFGD | 0 | 0 | 0 | 0 | 0 | 0 | 0
00 Ret.ExistDSI & SCR & WetFGD & CCS | 0 | 0 | 0 | 0 | 0 | 0 | 0
00 Ret.ExistDSI & SCR & WetFGD & HRI | 0 | 0 | 0 | 0 | 0 | 0 | 0
00 Ret.ExistDSI & SCR & WetFGD & HRI & CCS | 0 | 0 | 0 | 0 | 0 | 0 | 0
00 Ret.ExistDSI & WetFGD | 0 | 0 | 0 | 0 | 0 | 0 | 0
00 Ret.ExistDSI & WetFGD & ACI | 0 | 0 | 0 | 0 | 0 | 0 | 0
00 Ret.ExistDSI & WetFGD & ACI & HRI | 0 | 0 | 0 | 0 | 0 | 0 | 0
00 Ret.ExistDSI & WetFGD & CCS | 0 | 0 | 0 | 0 | 0 | 0 | 0
00 Ret.ExistDSI & WetFGD & HRI | 0 | 0 | 0 | 0 | 0 | 0 | 0
00 Ret.ExistDSI & WetFGD & HRI & CCS | 0 | 0 | 0 | 0 | 0 | 0 | 0
00 Ret.ExistIGCC & CCS | 0 | 0 | 0 | 0 | 0 | 0 | 0
00 Ret.ExistSCR & ACI | 0 | 0 | 0 | 0 | 0 | 0 | 0
00 Ret.ExistSCR & ACI & DryFGD | 687.4213 | 687.4213 | 0 | 0 | 0 | 0 | 0
00 Ret.ExistSCR & ACI & DryFGD & HRI | 1346.6057 | 1346.6057 | 1176.2601 | 1346.6057 | 1346.6057 | 1250.9287 | 1176.2601
00 Ret.ExistSCR & ACI & DSI | 0 | 0 | 0 | 0 | 0 | 0 | 0
00 Ret.ExistSCR & ACI & DSI & DryFGD | 0 | 0 | 0 | 0 | 0 | 0 | 0
00 Ret.ExistSCR & ACI & DSI & DryFGD & HRI | 0 | 0 | 0 | 0 | 0 | 0 | 0
00 Ret.ExistSCR & ACI & DSI & HRI | 7483.2368 | 7483.2368 | 6108.5083 | 6418.6626 | 6418.6626 | 6243.7334 | 6461.428
00 Ret.ExistSCR & ACI & DSI & WetFGD | 0 | 0 | 0 | 0 | 0 | 0 | 0
00 Ret.ExistSCR & ACI & DSI & WetFGD & HRI | 0 | 0 | 0 | 0 | 0 | 0 | 0
00 Ret.ExistSCR & ACI & HRI | 2594.2897 | 2594.2897 | 2594.2897 | 2594.2897 | 2594.2897 | 2594.2897 | 2556.7199
00 Ret.ExistSCR & ACI & WetFGD | 0 | 0 | 0 | 0 | 0 | 0 | 0
00 Ret.ExistSCR & ACI & WetFGD & HRI | 0 | 0 | 0 | 0 | 0 | 0 | 0
00 Ret.ExistSCR & DryFGD | 0 | 0 | 0 | 0 | 0 | 0 | 0
00 Ret.ExistSCR & DryFGD & ACI & CCS | 0 | 0 | 0 | 0 | 0 | 0 | 0
00 Ret.ExistSCR & DryFGD & ACI & HRI & CCS | 0 | 0 | 0 | 0 | 0 | 0 | 0
00 Ret.ExistSCR & DryFGD & CCS | 0 | 0 | 0 | 0 | 0 | 0 | 0
00 Ret.ExistSCR & DryFGD & HRI | 0 | 0 | 0 | 0 | 0 | 0 | 0
00 Ret.ExistSCR & DryFGD & HRI & CCS | 0 | 0 | 0 | 0 | 0 | 0 | 0
00 Ret.ExistSCR & DSI | 0 | 0 | 0 | 0 | 0 | 0 | 0
00 Ret.ExistSCR & DSI & DryFGD | 0 | 0 | 0 | 0 | 0 | 0 | 0
00 Ret.ExistSCR & DSI & DryFGD & HRI | 0 | 0 | 0 | 0 | 0 | 0 | 0
00 Ret.ExistSCR & DSI & HRI | 0 | 0 | 0 | 0 | 0 | 0 | 0
00 Ret.ExistSCR & DSI & WetFGD | 0 | 0 | 0 | 0 | 0 | 0 | 0
00 Ret.ExistSCR & DSI & WetFGD & HRI | 0 | 0 | 0 | 0 | 0 | 0 | 0
00 Ret.ExistSCR & HRI | 0 | 0 | 0 | 0 | 0 | 0 | 0
00 Ret.ExistSCR & WetFGD | 0 | 0 | 0 | 0 | 0 | 0 | 0
00 Ret.ExistSCR & WetFGD & ACI & CCS | 0 | 0 | 0 | 0 | 0 | 0 | 0
00 Ret.ExistSCR & WetFGD & ACI & HRI & CCS | 0 | 0 | 0 | 0 | 0 | 0 | 0
00 Ret.ExistSCR & WetFGD & CCS | 0 | 0 | 0 | 0 | 0 | 0 | 0
00 Ret.ExistSCR & WetFGD & HRI | 13924.8787 | 13924.8787 | 13924.8787 | 13924.8787 | 13924.8787 | 13924.8787 | 13924.8787
00 Ret.ExistSCR & WetFGD & HRI & CCS | 0 | 0 | 0 | 0 | 0 | 0 | 0
00 Ret.ExistSCR_ACI & DryFGD | 0 | 0 | 0 | 0 | 0 | 0 | 0
00 Ret.ExistSCR_ACI & DryFGD & CCS | 0 | 0 | 0 | 0 | 0 | 0 | 0
00 Ret.ExistSCR_ACI & DryFGD & HRI | 5893.751 | 5875.3912 | 5823.5806 | 5875.3912 | 5875.3912 | 5875.3912 | 5875.3912
00 Ret.ExistSCR_ACI & DryFGD & HRI & CCS | 0 | 0 | 0 | 0 | 0 | 0 | 0
00 Ret.ExistSCR_ACI & DSI | 0 | 0 | 0 | 0 | 0 | 0 | 0
00 Ret.ExistSCR_ACI & DSI & HRI | 21.2827 | 21.6824 | 15.2418 | 15.2418 | 15.2418 | 18.7718 | 16.7552
00 Ret.ExistSCR_ACI & HRI | 0 | 0 | 0 | 0 | 0 | 0 | 0
00 Ret.ExistSCR_ACI & WetFGD | 0 | 0 | 0 | 0 | 0 | 0 | 0
00 Ret.ExistSCR_ACI & WetFGD & CCS | 0 | 0 | 0 | 0 | 0 | 0 | 0
00 Ret.ExistSCR_ACI & WetFGD & HRI | 0 | 0 | 0 | 0 | 0 | 0 | 0
00 Ret.ExistSCR_ACI & WetFGD & HRI & CCS | 0 | 0 | 0 | 0 | 0 | 0 | 0
00 Ret.ExistSCR_ACI_DSI & DryFGD | 0 | 0 | 0 | 0 | 0 | 0 | 0
00 Ret.ExistSCR_ACI_DSI & DryFGD & CCS | 0 | 0 | 0 | 0 | 0 | 0 | 0
00 Ret.ExistSCR_ACI_DSI & DryFGD & HRI | 0 | 0 | 0 | 0 | 0 | 0 | 0
00 Ret.ExistSCR_ACI_DSI & DryFGD & HRI & CCS | 0 | 0 | 0 | 0 | 0 | 0 | 0
00 Ret.ExistSCR_ACI_DSI & HRI | 8308.2739 | 8308.2739 | 6289.2093 | 6549.6253 | 6549.6253 | 6727.347 | 7718.7957
00 Ret.ExistSCR_ACI_DSI & WetFGD | 0 | 0 | 0 | 0 | 0 | 0 | 0
00 Ret.ExistSCR_ACI_DSI & WetFGD & CCS | 0 | 0 | 0 | 0 | 0 | 0 | 0
00 Ret.ExistSCR_ACI_DSI & WetFGD & HRI | 0 | 0 | 0 | 0 | 0 | 0 | 0
00 Ret.ExistSCR_ACI_DSI & WetFGD & HRI & CCS | 0 | 0 | 0 | 0 | 0 | 0 | 0
00 Ret.ExistSCR_DryFGD & ACI | 7126.7227 | 2990.3827 | 0 | 748.2197 | 947.6283 | 947.6283 | 0
00 Ret.ExistSCR_DryFGD & HRI | 3726.6265 | 3726.6265 | 2689.2914 | 2689.2914 | 2689.2914 | 2689.2914 | 3255.2083
00 Ret.ExistSCR_DryFGD & HRI & CCS | 0 | 0 | 0 | 0 | 0 | 0 | 0
00 Ret.ExistSCR_DryFGD_ACI & CCS | 0 | 0 | 0 | 0 | 0 | 0 | 0
00 Ret.ExistSCR_DryFGD_ACI & HRI | 26951.31 | 49607.241 | 44709.6092 | 43640.1086 | 43534.3789 | 42603.6119 | 47491.3784
00 Ret.ExistSCR_DryFGD_ACI & HRI & CCS | 0 | 0 | 0 | 0 | 0 | 0 | 0
00 Ret.ExistSCR_DSI & ACI | 0 | 0 | 0 | 0 | 0 | 0 | 0
00 Ret.ExistSCR_DSI & ACI & HRI | 0 | 0 | 0 | 0 | 0 | 0 | 0
00 Ret.ExistSCR_DSI & DryFGD | 0 | 0 | 0 | 0 | 0 | 0 | 0
00 Ret.ExistSCR_DSI & DryFGD & ACI | 0 | 0 | 0 | 0 | 0 | 0 | 0
00 Ret.ExistSCR_DSI & DryFGD & ACI & HRI | 0 | 0 | 0 | 0 | 0 | 0 | 0
00 Ret.ExistSCR_DSI & DryFGD & HRI | 0 | 0 | 0 | 0 | 0 | 0 | 0
00 Ret.ExistSCR_DSI & HRI | 0 | 0 | 0 | 0 | 0 | 0 | 0
00 Ret.ExistSCR_DSI & WetFGD | 0 | 0 | 0 | 0 | 0 | 0 | 0
00 Ret.ExistSCR_DSI & WetFGD & ACI | 0 | 0 | 0 | 0 | 0 | 0 | 0
00 Ret.ExistSCR_DSI & WetFGD & ACI & HRI | 0 | 0 | 0 | 0 | 0 | 0 | 0
00 Ret.ExistSCR_DSI & WetFGD & HRI | 0 | 0 | 0 | 0 | 0 | 0 | 0
00 Ret.ExistSCR_WetFGD & ACI | 9531.1487 | 9531.1487 | 1792.2352 | 1792.2352 | 1792.2352 | 1792.2352 | 1792.2352
00 Ret.ExistSCR_WetFGD & HRI | 374837.5314 | 449126.3034 | 405010.041 | 384975.6908 | 367445.6208 | 354046.8446 | 393084.9326
00 Ret.ExistSCR_WetFGD & HRI & CCS | 0 | 0 | 0 | 0 | 0 | 0 | 0
00 Ret.ExistSCR_WetFGD_ACI & CCS | 0 | 0 | 0 | 0 | 0 | 0 | 0
00 Ret.ExistSCR_WetFGD_ACI & HRI | 77565.3049 | 94899.686 | 80768.1746 | 86872.2306 | 83157.6317 | 74508.2865 | 81105.8285
00 Ret.ExistSCR_WetFGD_ACI & HRI & CCS | 0 | 0 | 0 | 0 | 0 | 0 | 0
00 Ret.ExistSNCR & ACI | 0 | 0 | 0 | 0 | 0 | 0 | 0
00 Ret.ExistSNCR & ACI & DryFGD | 0 | 0 | 0 | 0 | 0 | 0 | 0
00 Ret.ExistSNCR & ACI & DryFGD & HRI | 0 | 0 | 0 | 0 | 0 | 0 | 0
00 Ret.ExistSNCR & ACI & DSI | 0 | 0 | 0 | 0 | 0 | 0 | 0
00 Ret.ExistSNCR & ACI & DSI & DryFGD | 0 | 0 | 0 | 0 | 0 | 0 | 0
00 Ret.ExistSNCR & ACI & DSI & DryFGD & HRI | 0 | 0 | 0 | 0 | 0 | 0 | 0
00 Ret.ExistSNCR & ACI & DSI & HRI | 0 | 0 | 0 | 0 | 0 | 0 | 0
00 Ret.ExistSNCR & ACI & DSI & WetFGD | 0 | 0 | 0 | 0 | 0 | 0 | 0
00 Ret.ExistSNCR & ACI & DSI & WetFGD & HRI | 0 | 0 | 0 | 0 | 0 | 0 | 0
00 Ret.ExistSNCR & ACI & HRI | 308.5666 | 308.5666 | 308.5666 | 308.5666 | 308.5666 | 308.5666 | 308.5666
00 Ret.ExistSNCR & ACI & WetFGD | 0 | 0 | 0 | 0 | 0 | 0 | 0
00 Ret.ExistSNCR & ACI & WetFGD & HRI | 0 | 0 | 0 | 0 | 0 | 0 | 0
00 Ret.ExistSNCR & DryFGD | 0 | 0 | 0 | 0 | 0 | 0 | 0
00 Ret.ExistSNCR & DryFGD & CCS | 0 | 0 | 0 | 0 | 0 | 0 | 0
00 Ret.ExistSNCR & DryFGD & HRI | 730.5701 | 730.5701 | 730.5701 | 730.5701 | 730.5701 | 729.6405 | 730.5701
00 Ret.ExistSNCR & DryFGD & HRI & CCS | 0 | 0 | 0 | 0 | 0 | 0 | 0
00 Ret.ExistSNCR & DSI | 0 | 0 | 0 | 0 | 0 | 0 | 0
00 Ret.ExistSNCR & DSI & DryFGD | 0 | 0 | 0 | 0 | 0 | 0 | 0
00 Ret.ExistSNCR & DSI & DryFGD & HRI | 0 | 0 | 0 | 0 | 0 | 0 | 0
00 Ret.ExistSNCR & DSI & HRI | 0 | 0 | 0 | 0 | 0 | 0 | 0
00 Ret.ExistSNCR & DSI & WetFGD | 0 | 0 | 0 | 0 | 0 | 0 | 0
00 Ret.ExistSNCR & DSI & WetFGD & HRI | 0 | 0 | 0 | 0 | 0 | 0 | 0
00 Ret.ExistSNCR & HRI | 993.7304 | 993.7304 | 803.0062 | 868.0235 | 803.0062 | 803.0062 | 922.1849
00 Ret.ExistSNCR & WetFGD | 0 | 0 | 0 | 0 | 0 | 0 | 0
00 Ret.ExistSNCR & WetFGD & ACI & CCS | 0 | 0 | 0 | 0 | 0 | 0 | 0
00 Ret.ExistSNCR & WetFGD & ACI & HRI & CCS | 0 | 0 | 0 | 0 | 0 | 0 | 0
00 Ret.ExistSNCR & WetFGD & CCS | 0 | 0 | 0 | 0 | 0 | 0 | 0
00 Ret.ExistSNCR & WetFGD & HRI | 0 | 0 | 0 | 0 | 0 | 0 | 0
00 Ret.ExistSNCR & WetFGD & HRI & CCS | 0 | 0 | 0 | 0 | 0 | 0 | 0
00 Ret.ExistSNCR_ACI & DryFGD | 0 | 0 | 0 | 0 | 0 | 0 | 0
00 Ret.ExistSNCR_ACI & DryFGD & CCS | 0 | 0 | 0 | 0 | 0 | 0 | 0
00 Ret.ExistSNCR_ACI & DryFGD & HRI | 2081.8641 | 2081.8641 | 1641.2809 | 1641.2809 | 1641.2809 | 1502.3612 | 2081.8641
00 Ret.ExistSNCR_ACI & DryFGD & HRI & CCS | 0 | 0 | 0 | 0 | 0 | 0 | 0
00 Ret.ExistSNCR_ACI & DSI | 0 | 0 | 0 | 0 | 0 | 0 | 0
00 Ret.ExistSNCR_ACI & DSI & HRI | 0 | 0 | 0 | 0 | 0 | 0 | 0
00 Ret.ExistSNCR_ACI & HRI | 0 | 0 | 0 | 0 | 0 | 0 | 0
00 Ret.ExistSNCR_ACI & WetFGD | 0 | 0 | 0 | 0 | 0 | 0 | 0
00 Ret.ExistSNCR_ACI & WetFGD & CCS | 0 | 0 | 0 | 0 | 0 | 0 | 0
00 Ret.ExistSNCR_ACI & WetFGD & HRI | 0 | 0 | 0 | 0 | 0 | 0 | 0
00 Ret.ExistSNCR_ACI & WetFGD & HRI & CCS | 0 | 0 | 0 | 0 | 0 | 0 | 0
00 Ret.ExistSNCR_ACI_DSI & DryFGD | 0 | 0 | 0 | 0 | 0 | 0 | 0
00 Ret.ExistSNCR_ACI_DSI & DryFGD & HRI | 0 | 0 | 0 | 0 | 0 | 0 | 0
00 Ret.ExistSNCR_ACI_DSI & HRI | 0 | 0 | 0 | 0 | 0 | 0 | 0
00 Ret.ExistSNCR_ACI_DSI & WetFGD | 0 | 0 | 0 | 0 | 0 | 0 | 0
00 Ret.ExistSNCR_ACI_DSI & WetFGD & HRI | 0 | 0 | 0 | 0 | 0 | 0 | 0
00 Ret.ExistSNCR_DryFGD & ACI | 0 | 0 | 0 | 0 | 0 | 0 | 0
00 Ret.ExistSNCR_DryFGD & HRI | 0 | 0 | 0 | 0 | 0 | 0 | 0
00 Ret.ExistSNCR_DryFGD & HRI & CCS | 0 | 0 | 0 | 0 | 0 | 0 | 0
00 Ret.ExistSNCR_DryFGD_ACI & CCS | 0 | 0 | 0 | 0 | 0 | 0 | 0
00 Ret.ExistSNCR_DryFGD_ACI & HRI | 1319.6128 | 1319.6128 | 1335.7438 | 1335.7438 | 1335.7438 | 1319.6128 | 1319.6128
00 Ret.ExistSNCR_WetFGD & ACI | 8797.8327 | 7068.1043 | 3790.1346 | 3234.6216 | 3060.3795 | 1525.4299 | 3469.1397
00 Ret.ExistSNCR_WetFGD & HRI | 14975.8093 | 14493.6006 | 14036.7881 | 12763.2405 | 12763.2405 | 12055.1406 | 11430.6648
00 Ret.ExistSNCR_WetFGD & HRI & CCS | 0 | 0 | 0 | 0 | 0 | 0 | 0
00 Ret.ExistSNCR_WetFGD_ACI & CCS | 0 | 0 | 0 | 0 | 0 | 0 | 0
00 Ret.ExistSNCR_WetFGD_ACI & HRI | 0 | 0 | 0 | 0 | 0 | 0 | 1848.5902
00 Ret.ExistSNCR_WetFGD_ACI & HRI & CCS | 0 | 0 | 0 | 0 | 0 | 0 | 0
00 Ret.ExistWetFGD & ACI | 84353.7569 | 14452.0575 | 4195.0508 | 1870.2708 | 1541.5576 | 1874.6392 | 1582.8681
00 Ret.ExistWetFGD & ACI & CCS | 0 | 0 | 0 | 0 | 0 | 0 | 0
00 Ret.ExistWetFGD & ACI & HRI | 49742.7209 | 99052.5243 | 77217.6872 | 81231.1048 | 79752.6912 | 79335.9147 | 85647.0607
00 Ret.ExistWetFGD & ACI & HRI & CCS | 0 | 0 | 0 | 0 | 0 | 0 | 0
00 Ret.ExistWetFGD & ACI & SCR | 0 | 2717.1825 | 0 | 675.0144 | 854.913 | 854.913 | 0
00 Ret.ExistWetFGD & ACI & SCR & CCS | 0 | 0 | 0 | 0 | 0 | 0 | 0
00 Ret.ExistWetFGD & ACI & SCR & HRI | 2878.2159 | 15483.4408 | 14817.645 | 15483.4408 | 14509.5823 | 14413.9366 | 18200.6233
00 Ret.ExistWetFGD & ACI & SCR & HRI & CCS | 0 | 0 | 0 | 0 | 0 | 0 | 0
00 Ret.ExistWetFGD & ACI & SNCR | 0 | 0 | 0 | 0 | 0 | 0 | 0
00 Ret.ExistWetFGD & ACI & SNCR & HRI | 0 | 0 | 0 | 0 | 0 | 0 | 0
00 Ret.ExistWetFGD & CCS | 0 | 0 | 0 | 0 | 0 | 0 | 0
00 Ret.ExistWetFGD & HRI | 19753.1177 | 30123.2967 | 28284.5075 | 29465.5743 | 28680.5556 | 28234.8976 | 28629.4226
00 Ret.ExistWetFGD & HRI & CCS | 0 | 0 | 0 | 0 | 0 | 0 | 0
00 Ret.ExistWetFGD & SCR | 4895.6317 | 5007.2398 | 4882.167 | 3628.5418 | 3555.0029 | 3395.4314 | 4033.4039
00 Ret.ExistWetFGD & SCR & CCS | 0 | 0 | 0 | 0 | 0 | 0 | 0
00 Ret.ExistWetFGD & SCR & HRI | 26495.5563 | 32369.0522 | 20258.7436 | 28742.5666 | 28384.4166 | 30157.7205 | 31726.0174
00 Ret.ExistWetFGD & SCR & HRI & CCS | 0 | 0 | 0 | 0 | 0 | 0 | 0
00 Ret.ExistWetFGD & SNCR | 0 | 0 | 0 | 0 | 0 | 0 | 0
00 Ret.ExistWetFGD & SNCR & HRI | 0 | 0 | 0 | 0 | 0 | 0 | 0
00 Ret.ExistWetFGD_ACI & CCS | 0 | 0 | 0 | 0 | 0 | 0 | 0
00 Ret.ExistWetFGD_ACI & HRI | 369.0827 | 32132.5066 | 26719.6981 | 28273.7432 | 27079.8846 | 25008.855 | 32152.2306
00 Ret.ExistWetFGD_ACI & HRI & CCS | 0 | 0 | 0 | 0 | 0 | 0 | 0
00 Ret.ExistWetFGD_ACI & SCR | 0 | 0 | 0 | 0 | 0 | 0 | 0
00 Ret.ExistWetFGD_ACI & SCR & CCS | 0 | 0 | 0 | 0 | 0 | 0 | 0
00 Ret.ExistWetFGD_ACI & SCR & HRI | 3602.3571 | 5380.0615 | 4377.3178 | 5293.1505 | 3564.8841 | 3159.8091 | 3761.8869
00 Ret.ExistWetFGD_ACI & SCR & HRI & CCS | 0 | 0 | 0 | 0 | 0 | 0 | 0
00 Ret.ExistWetFGD_ACI & SNCR | 0 | 0 | 0 | 0 | 0 | 0 | 0
00 Ret.ExistWetFGD_ACI & SNCR & HRI | 0 | 0 | 0 | 0 | 0 | 0 | 0
00 Ret.ExistWetFGD_SCR & ACI & CCS | 0 | 0 | 0 | 0 | 0 | 0 | 0
00 Ret.ExistWetFGD_SCR & ACI & HRI | 28520.4459 | 28520.4459 | 24051.0628 | 24668.9444 | 24853.2983 | 24887.9877 | 25237.3101
00 Ret.ExistWetFGD_SCR & ACI & HRI & CCS | 0 | 0 | 0 | 0 | 0 | 0 | 0
00 Ret.ExistWetFGD_SCR & CCS | 0 | 0 | 0 | 0 | 0 | 0 | 0
00 Ret.ExistWetFGD_SNCR & ACI & CCS | 0 | 0 | 0 | 0 | 0 | 0 | 0
00 Ret.ExistWetFGD_SNCR & ACI & HRI | 17364.3826 | 19129.7336 | 17060.5581 | 17642.1705 | 17565.1022 | 14906.2425 | 17552.6639
00 Ret.ExistWetFGD_SNCR & ACI & HRI & CCS | 0 | 0 | 0 | 0 | 0 | 0 | 0
00 Ret.ExistWetFGD_SNCR & CCS | 0 | 0 | 0 | 0 | 0 | 0 | 0
00 Ret.FB & ACI | 8214.8387 | 5945.5212 | 731.9756 | 731.9756 | 731.9756 | 731.9756 | 731.9756
00 Ret.FB & ACI & HRI | 0 | 2269.3175 | 1787.5665 | 1787.5665 | 1787.5665 | 1637.6355 | 2269.3175
00 Ret.FB & HRI | 1696.0581 | 1696.0581 | 1695.1328 | 1696.0581 | 1696.0581 | 1695.1328 | 1695.1328
00 Ret.FB DryFGD | 0 | 0 | 0 | 0 | 0 | 0 | 0
00 Ret.FB DryFGD & ACI | 0 | 0 | 0 | 0 | 0 | 0 | 0
00 Ret.FB DryFGD & ACI & HRI | 0 | 0 | 0 | 0 | 0 | 0 | 0
00 Ret.FB DryFGD & HRI | 1663.4065 | 1663.4065 | 1663.4065 | 1663.4065 | 1663.4065 | 1663.4065 | 1663.4065
00 Ret.FB DryFGD & SNCR | 581.9001 | 581.9001 | 581.9001 | 581.9001 | 581.9001 | 581.9001 | 581.9001
00 Ret.FB DryFGD & SNCR & HRI | 0 | 0 | 0 | 0 | 0 | 0 | 0
00 Ret.FB SNCR & DryFGD & ACI | 0 | 0 | 0 | 0 | 0 | 0 | 0
00 Ret.FB SNCR & DryFGD & ACI & HRI | 0 | 0 | 0 | 0 | 0 | 0 | 0
00 Ret.FB-ACI & SNCR | 0 | 0 | 0 | 0 | 0 | 0 | 0
00 Ret.FB-ACI & SNCR & CCS | 0 | 0 | 0 | 0 | 0 | 0 | 0
00 Ret.FB-ACI & SNCR & HRI | 0 | 0 | 0 | 0 | 0 | 0 | 0
00 Ret.FB-ACI & SNCR & HRI & CCS | 0 | 0 | 0 | 0 | 0 | 0 | 0
00 Ret.FB-Exist ACI & DryFGD | 0 | 0 | 0 | 0 | 0 | 0 | 0
00 Ret.FB-Exist ACI & DryFGD & HRI | 0 | 0 | 0 | 0 | 0 | 0 | 0
00 Ret.FB-Exist ACI & DryFGD & SNCR | 0 | 0 | 0 | 0 | 0 | 0 | 0
00 Ret.FB-Exist ACI & DryFGD & SNCR & HRI | 0 | 0 | 0 | 0 | 0 | 0 | 0
00 Ret.FB-Exist ACI & SNCR | 0 | 0 | 0 | 0 | 0 | 0 | 0
00 Ret.FB-Exist ACI & SNCR & HRI | 0 | 0 | 0 | 0 | 0 | 0 | 0
00 Ret.FB-ExistACI & HRI | 0 | 0 | 0 | 0 | 0 | 0 | 0
00 Ret.FB-ExistDryFGD & ACI | 0 | 0 | 0 | 0 | 0 | 0 | 0
00 Ret.FB-ExistDryFGD & ACI & HRI | 0 | 0 | 0 | 0 | 0 | 0 | 0
00 Ret.FB-ExistDryFGD & ACI & SNCR | 0 | 0 | 0 | 0 | 0 | 0 | 0
00 Ret.FB-ExistDryFGD & ACI & SNCR & HRI | 0 | 0 | 0 | 0 | 0 | 0 | 0
00 Ret.FB-ExistDryFGD & CCS | 0 | 0 | 0 | 0 | 0 | 0 | 0
00 Ret.FB-ExistDryFGD & HRI | 310.456 | 310.456 | 310.456 | 310.456 | 310.456 | 310.456 | 310.456
00 Ret.FB-ExistDryFGD & SNCR | 0 | 0 | 0 | 0 | 0 | 0 | 0
00 Ret.FB-ExistDryFGD & SNCR & HRI | 0 | 0 | 0 | 0 | 0 | 0 | 0
00 Ret.FB-ExistDryFGD_ACI & CCS | 0 | 0 | 0 | 0 | 0 | 0 | 0
00 Ret.FB-ExistDryFGD_SNCR & ACI | 0 | 0 | 0 | 0 | 0 | 0 | 0
00 Ret.FB-ExistDryFGD_SNCR & ACI & HRI | 0 | 0 | 0 | 0 | 0 | 0 | 0
00 Ret.FB-ExistDryFGD_SNCR & CCS | 0 | 0 | 0 | 0 | 0 | 0 | 0
00 Ret.FB-ExistDryFGD_SNCR & HRI | 6155.0192 | 9946.7712 | 9839.2384 | 9946.7712 | 9946.7712 | 9946.7712 | 9946.7712
00 Ret.FB-ExistDryFGD_SNCR & HRI & CCS | 0 | 0 | 0 | 0 | 0 | 0 | 0
00 Ret.FB-ExistDryFGD_SNCR_ACI & HRI | 0 | 4288.245 | 2725.795 | 3376.7563 | 2725.795 | 2602.7864 | 4288.245
00 Ret.FB-ExistWetFGD_SNCR_ACI & HRI | 0 | 0 | 0 | 0 | 0 | 0 | 0
00 Ret.FB-ExistSNCR & ACI | 236.9681 | 0 | 0 | 0 | 0 | 0 | 0
00 Ret.FB-ExistSNCR & ACI & HRI | 0 | 236.9681 | 236.9681 | 236.9681 | 236.9681 | 236.9681 | 236.9681
00 Ret.FB-ExistSNCR & DryFGD | 0 | 0 | 0 | 0 | 0 | 0 | 0
00 Ret.FB-ExistSNCR & DryFGD & ACI | 0 | 0 | 0 | 0 | 0 | 0 | 0
00 Ret.FB-ExistSNCR & DryFGD & ACI & HRI | 0 | 0 | 0 | 0 | 0 | 0 | 0
00 Ret.FB-ExistSNCR & DryFGD & HRI | 1459.4593 | 1459.4593 | 1459.4593 | 1459.4593 | 1459.4593 | 1459.4593 | 1459.4593
00 Ret.FB-ExistSNCR & HRI | 893.3774 | 893.3774 | 824.4549 | 893.3774 | 893.3774 | 893.3774 | 783.4849
00 Ret.FB-SNCR | 0 | 0 | 0 | 0 | 0 | 0 | 0
00 Ret.FB-SNCR & HRI | 0 | 0 | 0 | 0 | 0 | 0 | 0
00 Ret.HRI | 3972.8831 | 4157.017 | 3524.2934 | 3604.3027 | 3609.6564 | 3614.0141 | 3288.3547
00 Ret.Oil/Gas Steam SCR | 10.9817 | 0 | 0 | 0 | 0 | 0 | 0
00 Ret.SCR | 0 | 0 | 0 | 0 | 0 | 0 | 0
00 Ret.SCR & DryFGD | 0 | 0 | 0 | 0 | 0 | 0 | 0
00 Ret.SCR & DryFGD & ACI | 0 | 0 | 0 | 0 | 0 | 0 | 0
00 Ret.SCR & DryFGD & CCS | 0 | 0 | 0 | 0 | 0 | 0 | 0
00 Ret.SCR & DryFGD & HRI | 0 | 0 | 0 | 0 | 0 | 0 | 0
00 Ret.SCR & DryFGD & HRI & CCS | 0 | 0 | 0 | 0 | 0 | 0 | 0
00 Ret.SCR & DSI | 0 | 0 | 0 | 0 | 0 | 0 | 0
00 Ret.SCR & DSI & DryFGD | 0 | 0 | 0 | 0 | 0 | 0 | 0
00 Ret.SCR & DSI & DryFGD & HRI | 0 | 0 | 0 | 0 | 0 | 0 | 0
00 Ret.SCR & DSI & HRI | 0 | 0 | 0 | 0 | 0 | 0 | 0
00 Ret.SCR & DSI & WetFGD | 0 | 0 | 0 | 0 | 0 | 0 | 0
00 Ret.SCR & DSI & WetFGD & HRI | 0 | 0 | 0 | 0 | 0 | 0 | 0
00 Ret.SCR & HRI | 0 | 0 | 0 | 0 | 0 | 0 | 0
00 Ret.SCR & WetFGD | 0 | 0 | 0 | 0 | 0 | 0 | 0
00 Ret.SCR & WetFGD & ACI | 0 | 0 | 0 | 0 | 0 | 0 | 0
00 Ret.SCR & WetFGD & CCS | 0 | 0 | 0 | 0 | 0 | 0 | 0
00 Ret.SCR & WetFGD & HRI | 0 | 0 | 0 | 0 | 0 | 0 | 0
00 Ret.SCR & WetFGD & HRI & CCS | 0 | 0 | 0 | 0 | 0 | 0 | 0
00 Ret.SNCR | 0 | 42.1327 | 0 | 0 | 0 | 0 | 0
00 Ret.SNCR & DryFGD | 0 | 0 | 0 | 0 | 0 | 0 | 0
00 Ret.SNCR & DryFGD & ACI | 0 | 0 | 0 | 0 | 0 | 0 | 0
00 Ret.SNCR & DryFGD & ACI & HRI | 0 | 0 | 0 | 0 | 0 | 0 | 0
00 Ret.SNCR & DryFGD & HRI | 0 | 0 | 0 | 0 | 0 | 0 | 0
00 Ret.SNCR & DSI | 0 | 0 | 0 | 0 | 0 | 0 | 0
00 Ret.SNCR & DSI & HRI | 0 | 0 | 0 | 0 | 0 | 0 | 0
00 Ret.SNCR & HRI | 0 | 0 | 0 | 0 | 0 | 0 | 0
00 Ret.SNCR & WetFGD | 0 | 0 | 0 | 0 | 0 | 0 | 0
00 Ret.SNCR & WetFGD & ACI | 0 | 0 | 0 | 0 | 0 | 0 | 0
00 Ret.SNCR & WetFGD & ACI & HRI | 0 | 0 | 0 | 0 | 0 | 0 | 0
00 Ret.SNCR & WetFGD & HRI | 0 | 0 | 0 | 0 | 0 | 0 | 0
00 Ret.WetFGD | 0 | 0 | 0 | 0 | 0 | 0 | 0
00 Ret.WetFGD & ACI & CCS | 0 | 0 | 0 | 0 | 0 | 0 | 0
00 Ret.WetFGD & ACI & HRI & CCS | 0 | 0 | 0 | 0 | 0 | 0 | 0
00 Ret.WetFGD & CCS | 0 | 0 | 0 | 0 | 0 | 0 | 0
00 Ret.WetFGD & HRI | 707.3523 | 1276.8869 | 1146.9412 | 1276.8869 | 1276.8869 | 1245.3065 | 1276.8869
00 Ret.WetFGD & HRI & CCS | 0 | 0 | 0 | 0 | 0 | 0 | 0
00 CC Retirement | 0 | 0 | 0 | 0 | 0 | 0 | 0
00 CT Retirement | 0 | 0 | 0 | 0 | 0 | 0 | 0
00 O/G Retirement | 0 | 0 | 0 | 0 | 0 | 0 | 0
00 Coal Retirement | 0 | 0 | 0 | 0 | 0 | 0 | 0
00 IGCC Retirement | 0 | 0 | 0 | 0 | 0 | 0 | 0
00 Nuke Retirement | 0 | 0 | 0 | 0 | 0 | 0 | 0
00 Non-Fossil Retirement | 0 | 0 | 0 | 0 | 0 | 0 | 0
Total | 4061167.9211 | 4143717.3841 | 4239309.293 | 4407562.4974 | 4557133.5205 | 4904838.9358 | 5288936.1662
(**) Ind. Boiler generation in BBtu, not included in the total
12a. Generation by Fuel Type [GWh]
Biomass | 37947.0819 | 33345.3826 | 41378.0365 | 44621.4293 | 47087.6942 | 48798.1228 | 53432.8429
Coal | 1543140.9873 | 1516091.2891 | 1212734.5615 | 1207615.1385 | 1140512.0061 | 1094298.2586 | 1203195.0801
Fwaste | 2204.3309 | 2204.3309 | 2204.3309 | 2204.3309 | 2204.3309 | 2204.3309 | 2172.9823
Geothermal | 17033.4882 | 25038.6063 | 28166.3468 | 35985.698 | 37763.1704 | 38258.5302 | 39361.0979
Hydro | 281049.0942 | 280528.6616 | 283622.8304 | 281888.5753 | 281804.8911 | 277484.7125 | 276429.646
LF Gas | 11148.5357 | 11148.5357 | 11148.5357 | 11148.5357 | 11148.5357 | 11148.5357 | 11148.5357
MSW | 14214.7701 | 14214.7701 | 14214.7701 | 14214.7701 | 14214.7701 | 14214.7701 | 14214.7701
NaturalGas | 1143593.7352 | 1196429.7771 | 1585023.3689 | 1723762.2922 | 1944518.4911 | 2640064.1259 | 3194883.4748
Non-Fossil | 8749.228 | 8749.228 | 8749.228 | 8749.228 | 8749.228 | 8749.228 | 8749.228
Nuclear | 788058.3626 | 823422.7594 | 818638.1963 | 818638.1963 | 797305.4605 | 476860.3465 | 110560.1505
Oil | 639.1577 | 68.357 | 60.9984 | 82.3244 | 99.4671 | 0 | 0.20719
Pet. Coke | 7414.8375 | 5586.9878 | 2049.7564 | 2230.3337 | 2357.6715 | 3472.1159 | 6262.7809
Solar | 14448.1301 | 15942.5233 | 16939.41 | 18480.2926 | 18643.2627 | 21417.799 | 43298.0339
Waste Coal | 10451.4749 | 10451.4749 | 10451.4749 | 10451.4749 | 10451.4749 | 10451.4749 | 10451.4749
Wind | 181074.7067 | 200494.7004 | 203927.4483 | 227489.8773 | 240273.0663 | 257416.5848 | 314775.8609
Total | 4061167.9211 | 4143717.3841 | 4239309.293 | 4407562.4974 | 4557133.5205 | 4904838.9358 | 5288936.1662
13. Generation by Capacity Reporting Type [TBtu]
00 New Combined Cycle | 76.5241 | 402.5529 | 249.2349 | 873.4658 | 1937.8763 | 4819.1293 | 7323.5178
00 New Combined Cycle - Uncontrolled | 0 | 0 | 0 | 0 | 0 | 0 | 0
00 New Combined Cycle with Carbon Capture | 0 | 0 | 0 | 0 | 0 | 0 | 0
00 New Combustion Turbine | 2.5507 | 2.1756 | 18.1849 | 37.1262 | 45.204 | 46.3792 | 55.3465
00 New Hydro | 0 | 0 | 0 | 0 | 0 | 0 | 0
00 New Nuclear | 0 | 0 | 0 | 0 | 0 | 0 | 161.4012
00 New Biomass | 6.0653 | 12.9742 | 24.4326 | 30.2417 | 34.6649 | 35.38 | 41.2811
00 New Geothermal | 0 | 27.3135 | 37.9853 | 64.6649 | 70.7297 | 72.4198 | 76.1818
00 New Landfill Gas | 3.0306 | 3.0306 | 3.0306 | 3.0306 | 3.0306 | 3.0306 | 3.0306
00 New Offshore Wind | 0 | 0 | 0 | 0 | 0 | 0 | 0
00 New Onshore Wind | 76.5511 | 143.1887 | 155.6544 | 237.9265 | 275.7801 | 334.2738 | 529.9836
00 New Solar PV | 2.6658 | 6.0643 | 9.2911 | 14.4922 | 14.8391 | 24.3058 | 98.9612
00 New Solar Thermal | 0.14866 | 1.849 | 2.0237 | 2.08 | 2.2892 | 2.2892 | 2.2892
00 New Fuel Cell | 0 | 0 | 0 | 0 | 0 | 0 | 0
00 New IGCC | 0 | 0 | 0 | 0 | 0 | 0 | 0
00 New Advanced Coal with CCS | 0 | 0 | 8.3839 | 8.3839 | 8.3839 | 8.3839 | 8.3839
00 New SPC - Uncontrolled | 0 | 0 | 0 | 0 | 0 | 0 | 0
00 New SPC-WetFGD_SCR | 0.9578 | 0.9578 | 0.9578 | 0.9578 | 0.9578 | 0.9578 | 0.99082
00 New Future Technology | 0 | 0 | 0 | 0 | 0 | 0 | 0
00 Exist Combined Cycle | 3549.718 | 3432.3975 | 4870.214 | 4744.7881 | 4491.5192 | 4060.4951 | 3474.0047
00 Exist Combustion Turbine | 78.3095 | 57.6324 | 80.1025 | 99.986 | 85.6992 | 59.6348 | 37.3672
00 Exist Coal Steam_Uncontrolled | 44.8967 | 43.6213 | 28.6605 | 29.495 | 28.3568 | 25.019 | 25.135
00 Exist Coal Steam_ACI | 10.4266 | 0.11022 | 0.11022 | 0.11022 | 0.11022 | 0.11022 | 0.11022
00 Exist Coal Steam_ACI_DSI | 0 | 0 | 0 | 0 | 0 | 0 | 0
00 Exist Coal Steam_DryFGD | 54.1747 | 26.6667 | 8.7242 | 10.2292 | 9.9074 | 9.7181 | 8.7725
00 Exist Coal Steam_DryFGD_ACI | 28.9491 | 12.5558 | 0.9606 | 1.0477 | 1.0477 | 1.0477 | 1.1627
00 Exist Coal Steam_DryFGD_SCR | 31.2887 | 27.3839 | 9.1641 | 6.5445 | 3.2582 | 3.2582 | 3.2582
00 Exist Coal Steam_DryFGD_SCR_ACI | 163.0058 | 85.6003 | 25.7826 | 26.4601 | 26.4601 | 25.9192 | 24.0473
00 Exist Coal Steam_DryFGD_SNCR | 3.4425 | 3.4425 | 2.0862 | 2.0862 | 2.0862 | 2.0862 | 2.0862
00 Exist Coal Steam_DryFGD_SNCR_ACI | 0 | 0 | 0 | 0 | 0 | 0 | 0
00 Exist Coal Steam_DSI | 0 | 0 | 0 | 0 | 0 | 0 | 0
00 Exist Coal Steam_SCR | 17.4527 | 11.1351 | 0 | 0 | 0 | 0 | 0
00 Exist Coal Steam_SCR_ACI | 0.019751 | 0 | 0 | 0 | 0 | 0 | 0
00 Exist Coal Steam_SCR_ACI_DSI | 0 | 0 | 0 | 0 | 0 | 0 | 0
00 Exist Coal Steam_SCR_DSI | 0 | 0 | 0 | 0 | 0 | 0 | 0
00 Exist Coal Steam_SNCR | 1.5258 | 1.5258 | 1.5258 | 1.5563 | 1.5563 | 1.5563 | 1.5563
00 Exist Coal Steam_SNCR_ACI | 0 | 0 | 0 | 0 | 0 | 0 | 0
00 Exist Coal Steam_SNCR_ACI_DSI | 0 | 0 | 0 | 0 | 0 | 0 | 0
00 Exist Coal Steam_WetFGD | 131.5156 | 67.6078 | 42.8062 | 46.8778 | 42.8464 | 40.79 | 42.0678
00 Exist Coal Steam_WetFGD_ACI | 135.4858 | 0 | 0 | 0 | 0 | 0 | 0
00 Exist Coal Steam_WetFGD_SCR | 729.8992 | 466.9674 | 332.5202 | 296.6853 | 263.7147 | 245.7618 | 286.4941
00 Exist Coal Steam_WetFGD_SCR_ACI | 136.6741 | 79.0989 | 67.1624 | 67.1624 | 64.3979 | 59.228 | 69.2771
00 Exist Coal Steam_WetFGD_SNCR | 19.4186 | 19.337 | 1.4731 | 1.4731 | 1.4731 | 1.4731 | 1.4731
00 Exist Coal Steam_WetFGD_SNCR_ACI | 18.9069 | 18.9069 | 5.9995 | 5.9995 | 5.9995 | 5.9995 | 3.226
00 Exist FBC_Uncontrolled | 1.8586 | 1.8586 | 1.8586 | 1.8586 | 1.8586 | 1.8586 | 1.8586
00 Exist FBC_ACI | 0 | 0 | 0 | 0 | 0 | 0 | 0
00 Exist FBC_DryFGD | 4.5688 | 4.5688 | 3.4013 | 2.4635 | 2.4635 | 2.4635 | 3.8719
00 Exist FBC_DryFGD_SNCR | 30.6055 | 12.9412 | 4.2955 | 4.2955 | 3.3916 | 3.0906 | 7.4786
00 Exist FBC_DryFGD_SNCR_ACI | 31.4935 | 16.8621 | 11.6568 | 10.3155 | 6.1244 | 2.5413 | 7.0794
00 Exist FBC_SNCR | 4.0952 | 3.5057 | 1.0245 | 1.5611 | 0.22645 | 0.20868 | 0.20868
00 Exist FBC_SNCR_ACI | 0.24101 | 0.24101 | 0.24101 | 0.24101 | 0.24101 | 0.24101 | 0.24101
00 Exist FBC_WetFGD_SNCR_ACI | 2.281 | 2.281 | 0 | 0 | 0 | 0 | 2.281
00 Exist IGCC | 41.0714 | 41.0714 | 37.6436 | 36.8265 | 35.8989 | 37.1542 | 37.1542
00 Exist Fossil_Other | 7.5212 | 7.5212 | 7.5212 | 7.5212 | 7.5212 | 7.5212 | 7.4142
00 Exist Fuel Cell | 0.13156 | 0.24901 | 0.054954 | 0.28251 | 0.055401 | 0.048244 | 0.030037
00 Exist Hydro | 921.5036 | 921.5036 | 921.5036 | 921.5036 | 921.5036 | 921.5036 | 920.7529
00 Exist Non Fossil_Other | 78.3532 | 78.3532 | 78.3532 | 78.3532 | 78.3532 | 78.3532 | 78.3532
00 Exist Nuclear | 2688.8551 | 2809.5185 | 2793.1935 | 2793.1935 | 2720.4062 | 1627.0475 | 215.83
00 Exist Oil/Gas Steam | 165.2447 | 157.0458 | 154.8634 | 99.3271 | 52.3663 | 5.1197 | 4.3969
00 Exist Oil/Gas Steam_SCR | 31.1752 | 29.895 | 20.4783 | 11.6072 | 7.1411 | 1.9176 | 1.448
00 Exist Oil/Gas Steam_SNCR | 0.43143 | 0.23993 | 0 | 0 | 0 | 0 | 0
00 Exist Biomass | 70.8564 | 66.1754 | 67.9326 | 75.6142 | 77.2963 | 78.4373 | 81.1956
00 Exist Landfill Gas | 35.0082 | 35.0082 | 35.0082 | 35.0082 | 35.0082 | 35.0082 | 35.0082
00 Exist Geothermal | 58.1183 | 58.1183 | 58.1183 | 58.1183 | 58.1183 | 58.1183 | 58.1183
00 Exist Pump Storage | 37.4359 | 35.6602 | 46.2175 | 40.3002 | 40.0147 | 25.2743 | 22.425
00 Exist Solar PV | 35.3271 | 35.3271 | 35.3271 | 35.3271 | 35.3271 | 35.3271 | 35.3271
00 Exist Solar Thermal | 11.1554 | 11.1554 | 11.1554 | 11.1554 | 11.1554 | 11.1554 | 11.1554
00 Exist Wind | 538.0538 | 538.0538 | 538.0538 | 538.0538 | 538.0538 | 538.0538 | 538.0538
00 International Imports | 3.222 | 2.8454 | 2.0922 | 0.2152 | 5.9778 | 5.9778 | 5.9778
00 Ret.ACI | 10.1452 | 5.7845 | 1.4499 | 1.4499 | 1.4499 | 0 | 0
00 Ret.ACI & DryFGD | 0 | 0 | 0 | 0 | 0 | 0 | 0
00 Ret.ACI & DryFGD & HRI | 0.0024219 | 0.0024219 | 0.0024219 | 0.0024219 | 0.0024219 | 0.0024219 | 0.0024219
00 Ret.ACI & DSI | 110.1546 | 14.9697 | 7.8789 | 10.2031 | 1.6382 | 1.6358 | 1.6365
00 Ret.ACI & DSI & DryFGD | 0 | 0 | 0 | 0 | 0 | 0 | 0
00 Ret.ACI & DSI & DryFGD & HRI | 0 | 0 | 0 | 0 | 0 | 0 | 0
00 Ret.ACI & DSI & HRI | 259.2085 | 329.3755 | 268.6045 | 280.3515 | 268.6791 | 251.2272 | 272.0931
00 Ret.ACI & DSI & WetFGD & HRI | 0 | 0 | 0 | 0 | 0 | 0 | 0
00 Ret.ACI & HRI | 103.815 | 109.6339 | 89.8717 | 80.8606 | 81.2838 | 89.7013 | 91.3144
00 Ret.ACI & SCR | 0 | 0 | 0 | 0 | 0 | 0 | 0
00 Ret.ACI & SCR & DryFGD & CCS | 0 | 0 | 0 | 0 | 0 | 0 | 0
00 Ret.ACI & SCR & DryFGD & HRI | 0 | 0 | 0 | 0 | 0 | 0 | 0
00 Ret.ACI & SCR & DryFGD & HRI & CCS | 0 | 0 | 0 | 0 | 0 | 0 | 0
00 Ret.ACI & SCR & DSI | 1.7381 | 1.3337 | 0.84894 | 1.165 | 0 | 0 | 0
00 Ret.ACI & SCR & DSI & DryFGD | 0 | 0 | 0 | 0 | 0 | 0 | 0
00 Ret.ACI & SCR & DSI & DryFGD & HRI | 0 | 0 | 0 | 0 | 0 | 0 | 0
00 Ret.ACI & SCR & DSI & HRI | 2.194 | 2.5984 | 2.3712 | 2.4084 | 2.4543 | 2.5984 | 2.5984
00 Ret.ACI & SCR & DSI & WetFGD | 0 | 0 | 0 | 0 | 0 | 0 | 0
00 Ret.ACI & SCR & DSI & WetFGD & HRI | 0 | 0 | 0 | 0 | 0 | 0 | 0
00 Ret.ACI & SCR & HRI | 0 | 0 | 0 | 0 | 0 | 0 | 0
00 Ret.ACI & SCR & WetFGD & CCS | 0 | 0 | 0 | 0 | 0 | 0 | 0
00 Ret.ACI & SCR & WetFGD & HRI | 0 | 0 | 0 | 0 | 0 | 0 | 0
00 Ret.ACI & SCR & WetFGD & HRI & CCS | 0 | 0 | 0 | 0 | 0 | 0 | 0
00 Ret.ACI & SNCR | 0 | 0 | 0 | 0 | 0 | 0 | 0
00 Ret.ACI & SNCR & DSI | 0 | 0 | 0 | 0 | 0 | 0 | 0
00 Ret.ACI & SNCR & DSI & DryFGD | 0 | 0 | 0 | 0 | 0 | 0 | 0
00 Ret.ACI & SNCR & DSI & DryFGD & HRI | 0 | 0 | 0 | 0 | 0 | 0 | 0
00 Ret.ACI & SNCR & DSI & HRI | 0 | 0 | 0 | 0 | 0 | 0 | 0
00 Ret.ACI & SNCR & DSI & WetFGD | 0 | 0 | 0 | 0 | 0 | 0 | 0
00 Ret.ACI & SNCR & DSI & WetFGD & HRI | 0 | 0 | 0 | 0 | 0 | 0 | 0
00 Ret.ACI & SNCR & HRI | 0 | 0 | 0 | 0 | 0 | 0 | 0
00 Ret.ACI & WetFGD | 0 | 0 | 0 | 0 | 0 | 0 | 0
00 Ret.ACI & WetFGD & DSI | 0 | 0 | 0 | 0 | 0 | 0 | 0
00 Ret.ACI & WetFGD & HRI | 8.7131 | 8.7131 | 6.8688 | 7.6109 | 7.6109 | 4.4732 | 5.2987
00 Ret.C2G | 0 | 0.02448 | 15.1749 | 15.1749 | 15.1749 | 15.1749 | 4.8319
00 Ret.C2G & SCR | 0 | 0 | 0 | 0 | 0 | 0 | 0
00 Ret.CCG | 0 | 0 | 0 | 0 | 0 | 0 | 0
00 Ret.DryFGD | 0 | 0 | 0 | 0 | 0 | 0 | 0
00 Ret.DryFGD & ACI & CCS | 0 | 0 | 0 | 0 | 0 | 0 | 0
00 Ret.DryFGD & ACI & HRI & CCS | 0 | 0 | 0 | 0 | 0 | 0 | 0
00 Ret.DryFGD & CCS | 0 | 0 | 0 | 0 | 0 | 0 | 0
00 Ret.DryFGD & HRI | 0.024903 | 0.024903 | 0.024903 | 0.024903 | 0.024903 | 0.021753 | 0.024903
00 Ret.DryFGD & HRI & CCS | 0 | 0 | 0 | 0 | 0 | 0 | 0
00 Ret.DSI | 6.2474 | 6.2474 | 0 | 0 | 0 | 0 | 0
00 Ret.DSI & DryFGD | 0 | 0 | 0 | 0 | 0 | 0 | 0
00 Ret.DSI & DryFGD & HRI | 0 | 0 | 0 | 0 | 0 | 0 | 0
00 Ret.DSI & HRI | 0 | 0 | 0 | 0 | 0 | 0 | 0
00 Ret.DSI & WetFGD | 0 | 0 | 0 | 0 | 0 | 0 | 0
00 Ret.DSI & WetFGD & HRI | 0 | 0 | 0 | 0 | 0 | 0 | 0
00 Ret.Exist FBC_DryFGD_SNCR_ACI & CCS | 0 | 0 | 0 | 0 | 0 | 0 | 0
00 Ret.ExistACI & DryFGD | 0 | 0 | 0 | 0 | 0 | 0 | 0
00 Ret.ExistACI & DryFGD & CCS | 0 | 0 | 0 | 0 | 0 | 0 | 0
00 Ret.ExistACI & DryFGD & HRI | 35.5471 | 35.5471 | 35.5471 | 35.5471 | 35.5471 | 35.5471 | 35.5471
00 Ret.ExistACI & DryFGD & HRI & CCS | 0 | 0 | 0 | 0 | 0 | 0 | 0
00 Ret.ExistACI & DSI | 61.9938 | 61.8384 | 54.0158 | 54.0158 | 0 | 0 | 0
00 Ret.ExistACI & DSI & DryFGD | 0 | 0 | 0 | 0 | 0 | 0 | 0
00 Ret.ExistACI & DSI & DryFGD & HRI | 0 | 0 | 0 | 0 | 0 | 0 | 0
00 Ret.ExistACI & DSI & HRI | 9.5895 | 9.5955 | 8.3842 | 8.9216 | 8.3859 | 8.7599 | 9.5924
00 Ret.ExistACI & DSI & WetFGD | 0 | 0 | 0 | 0 | 0 | 0 | 0
00 Ret.ExistACI & DSI & WetFGD & HRI | 0 | 0 | 0 | 0 | 0 | 0 | 0
00 Ret.ExistACI & HRI | 0 | 3.9119 | 3.9119 | 3.9119 | 3.9119 | 3.9119 | 3.9119
00 Ret.ExistACI & HRI & WetFGD | 0 | 0 | 0 | 0 | 0 | 0 | 0
00 Ret.ExistACI & SCR | 0 | 0 | 0 | 0 | 0 | 0 | 0
00 Ret.ExistACI & SCR & DryFGD | 0 | 0 | 0 | 0 | 0 | 0 | 0
00 Ret.ExistACI & SCR & DryFGD & CCS | 0 | 0 | 0 | 0 | 0 | 0 | 0
00 Ret.ExistACI & SCR & DryFGD & HRI | 0 | 0 | 0 | 0 | 0 | 0 | 0
00 Ret.ExistACI & SCR & DryFGD & HRI & CCS | 0 | 0 | 0 | 0 | 0 | 0 | 0
00 Ret.ExistACI & SCR & DSI | 0 | 0 | 0 | 0 | 0 | 0 | 0
00 Ret.ExistACI & SCR & DSI & DryFGD | 0 | 0 | 0 | 0 | 0 | 0 | 0
00 Ret.ExistACI & SCR & DSI & HRI | 5.7302 | 5.8787 | 5.1788 | 5.2113 | 5.1788 | 5.2018 | 5.2525
00 Ret.ExistACI & SCR & DSI & DryFGD & HRI | 0 | 0 | 0 | 0 | 0 | 0 | 0
00 Ret.ExistACI & SCR & HRI | 0 | 0 | 0 | 0 | 0 | 0 | 0
00 Ret.ExistACI & SCR & WetFGD | 0 | 0 | 0 | 0 | 0 | 0 | 0
00 Ret.ExistACI & SCR & WetFGD & CCS | 0 | 0 | 0 | 0 | 0 | 0 | 0
00 Ret.ExistACI & SCR & WetFGD & HRI | 20.3206 | 20.3206 | 20.3206 | 20.3206 | 20.3441 | 20.3441 | 20.3441
00 Ret.ExistACI & SCR & WetFGD & HRI & CCS | 0 | 0 | 0 | 0 | 0 | 0 | 0
00 Ret.ExistACI & SNCR | 0 | 0 | 0 | 0 | 0 | 0 | 0
00 Ret.ExistACI & SNCR & DryFGD | 0 | 0 | 0 | 0 | 0 | 0 | 0
00 Ret.ExistACI & SNCR & DryFGD & HRI | 0 | 0 | 0 | 0 | 0 | 0 | 0
00 Ret.ExistACI & SNCR & DSI | 0 | 0 | 0 | 0 | 0 | 0 | 0
00 Ret.ExistACI & SNCR & DSI & HRI | 0 | 0 | 0 | 0 | 0 | 0 | 0
00 Ret.ExistACI & SNCR & HRI | 0 | 0 | 0 | 0 | 0 | 0 | 0
00 Ret.ExistACI & SNCR & WetFGD | 0 | 0 | 0 | 0 | 0 | 0 | 0
00 Ret.ExistACI & SNCR & WetFGD & HRI | 0 | 0 | 0 | 0 | 0 | 0 | 0
00 Ret.ExistACI & WetFGD | 0.023626 | 0.023626 | 0.023626 | 0.023626 | 0 | 0 | 0
00 Ret.ExistACI & WetFGD & CCS | 0 | 0 | 0 | 0 | 0 | 0 | 0
00 Ret.ExistACI & WetFGD & HRI & CCS | 0 | 0 | 0 | 0 | 0 | 0 | 0
00 Ret.ExistACI_DSI & DryFGD | 0 | 0 | 0 | 0 | 0 | 0 | 0
00 Ret.ExistACI_DSI & DryFGD & HRI | 0 | 0 | 0 | 0 | 0 | 0 | 0
00 Ret.ExistACI_DSI & HRI | 0 | 0 | 0 | 0 | 0 | 0 | 0
00 Ret.ExistACI_DSI & SCR | 0 | 0 | 0 | 0 | 0 | 0 | 0
00 Ret.ExistACI_DSI & SCR & DryFGD | 0 | 0 | 0 | 0 | 0 | 0 | 0
00 Ret.ExistACI_DSI & SCR & DryFGD & HRI | 0 | 0 | 0 | 0 | 0 | 0 | 0
00 Ret.ExistACI_DSI & SCR & HRI | 0 | 0 | 0 | 0 | 0 | 0 | 0
00 Ret.ExistACI_DSI & SCR & WetFGD | 0 | 0 | 0 | 0 | 0 | 0 | 0
00 Ret.ExistACI_DSI & SCR & WetFGD & HRI | 0 | 0 | 0 | 0 | 0 | 0 | 0
00 Ret.ExistACI_DSI & WetFGD | 0 | 0 | 0 | 0 | 0 | 0 | 0
00 Ret.ExistACI_DSI & WetFGD & HRI | 0 | 0 | 0 | 0 | 0 | 0 | 0
00 Ret.ExistDryFGD & ACI | 15.9446 | 0.038881 | 0 | 0.012233 | 0.012233 | 0.012233 | 0
00 Ret.ExistDryFGD & ACI & CCS | 0 | 0 | 0 | 0 | 0 | 0 | 0
00 Ret.ExistDryFGD & ACI & HRI | 80.7015 | 96.6073 | 79.1123 | 82.7686 | 81.0884 | 79.5767 | 84.6955
00 Ret.ExistDryFGD & ACI & HRI & CCS | 0 | 0 | 0 | 0 | 0 | 0 | 0
00 Ret.ExistDryFGD & ACI & SCR | 0 | 0 | 0 | 0 | 0 | 0 | 0
00 Ret.ExistDryFGD & ACI & SCR & CCS | 0 | 0 | 0 | 0 | 0 | 0 | 0
00 Ret.ExistDryFGD & ACI & SCR & HRI | 0 | 0 | 0 | 0 | 0 | 0 | 0
00 Ret.ExistDryFGD & ACI & SCR & HRI & CCS | 0 | 0 | 0 | 0 | 0 | 0 | 0
00 Ret.ExistDryFGD & ACI & SNCR | 0 | 0 | 0 | 0 | 0 | 0 | 0
00 Ret.ExistDryFGD & ACI & SNCR & HRI | 0 | 0 | 0 | 0 | 0 | 0 | 0
00 Ret.ExistDryFGD & CCS | 0 | 0 | 0 | 0 | 0 | 0 | 0
00 Ret.ExistDryFGD & HRI | 34.5562 | 48.5098 | 48.5098 | 48.5098 | 48.2631 | 47.9006 | 54.5584
00 Ret.ExistDryFGD & HRI & CCS | 0 | 0 | 0 | 0 | 0 | 0 | 0
00 Ret.ExistDryFGD & SCR | 0 | 0 | 0 | 0 | 0 | 0 | 0
00 Ret.ExistDryFGD & SCR & CCS | 0 | 0 | 0 | 0 | 0 | 0 | 0
00 Ret.ExistDryFGD & SCR & HRI | 6.4067 | 6.4067 | 2.7494 | 4.0773 | 4.0773 | 2.0266 | 2.8443
00 Ret.ExistDryFGD & SCR & HRI & CCS | 0 | 0 | 0 | 0 | 0 | 0 | 0
00 Ret.ExistDryFGD & SNCR | 2.5327 | 2.5327 | 0 | 0 | 0 | 0 | 0
00 Ret.ExistDryFGD & SNCR & HRI | 0 | 0 | 0 | 0 | 0 | 0 | 0
00 Ret.ExistDryFGD_ACI & CCS | 0 | 0 | 0 | 0 | 0 | 0 | 0
00 Ret.ExistDryFGD_ACI & HRI | 46.2992 | 59.2575 | 45.7755 | 46.333 | 45.837 | 45.9063 | 52.3364
00 Ret.ExistDryFGD_ACI & HRI & CCS | 0 | 0 | 0 | 0 | 0 | 0 | 0
00 Ret.ExistDryFGD_ACI & SCR | 0 | 0 | 0 | 0 | 0 | 0 | 0
00 Ret.ExistDryFGD_ACI & SCR & CCS | 0 | 0 | 0 | 0 | 0 | 0 | 0
00 Ret.ExistDryFGD_ACI & SCR & HRI | 19.5022 | 21.1407 | 18.6554 | 18.6925 | 18.6327 | 18.8414 | 20.9586
00 Ret.ExistDryFGD_ACI & SCR & HRI & CCS | 0 | 0 | 0 | 0 | 0 | 0 | 0
00 Ret.ExistDryFGD_SCR & ACI & CCS | 0 | 0 | 0 | 0 | 0 | 0 | 0
00 Ret.ExistDryFGD_SCR & ACI & HRI | 34.6904 | 48.8036 | 44.1522 | 43.9639 | 44.6859 | 45.3642 | 58.3204
00 Ret.ExistDryFGD_SCR & ACI & HRI & CCS | 0 | 0 | 0 | 0 | 0 | 0 | 0
00 Ret.ExistDryFGD_SCR & CCS | 0 | 0 | 0 | 0 | 0 | 0 | 0
00 Ret.ExistDryFGD_SNCR & ACI & CCS | 0 | 0 | 0 | 0 | 0 | 0 | 0
00 Ret.ExistDryFGD_SNCR & ACI & HRI | 15.9272 | 15.9272 | 15.9272 | 15.1737 | 15.9272 | 15.9272 | 15.9272
00 Ret.ExistDryFGD_SNCR & ACI & HRI & CCS | 0 | 0 | 0 | 0 | 0 | 0 | 0
00 Ret.ExistDryFGD_SNCR & CCS | 0 | 0 | 0 | 0 | 0 | 0 | 0
00 Ret.ExistDSI & ACI | 0 | 0 | 0 | 0 | 0 | 0 | 0
00 Ret.ExistDSI & ACI & HRI | 0 | 0 | 0 | 0 | 0 | 0 | 0
00 Ret.ExistDSI & ACI & SCR | 0 | 0 | 0 | 0 | 0 | 0 | 0
00 Ret.ExistDSI & ACI & SCR & DryFGD & CCS | 0 | 0 | 0 | 0 | 0 | 0 | 0
00 Ret.ExistDSI & ACI & SCR & DryFGD & HRI | 0 | 0 | 0 | 0 | 0 | 0 | 0
00 Ret.ExistDSI & ACI & SCR & DryFGD & HRI & CCS | 0 | 0 | 0 | 0 | 0 | 0 | 0
00 Ret.ExistDSI & ACI & SCR & HRI | 0 | 0 | 0 | 0 | 0 | 0 | 0
00 Ret.ExistDSI & DryFGD | 0 | 0 | 0 | 0 | 0 | 0 | 0
00 Ret.ExistDSI & DryFGD & ACI | 0 | 0 | 0 | 0 | 0 | 0 | 0
00 Ret.ExistDSI & DryFGD & ACI & CCS | 0 | 0 | 0 | 0 | 0 | 0 | 0
00 Ret.ExistDSI & DryFGD & ACI & HRI | 0 | 0 | 0 | 0 | 0 | 0 | 0
00 Ret.ExistDSI & DryFGD & ACI & HRI & CCS | 0 | 0 | 0 | 0 | 0 | 0 | 0
00 Ret.ExistDSI & DryFGD & CCS | 0 | 0 | 0 | 0 | 0 | 0 | 0
00 Ret.ExistDSI & DryFGD & HRI | 0 | 0 | 0 | 0 | 0 | 0 | 0
00 Ret.ExistDSI & DryFGD & HRI & CCS | 0 | 0 | 0 | 0 | 0 | 0 | 0
00 Ret.ExistDSI & HRI | 0 | 0 | 0 | 0 | 0 | 0 | 0
00 Ret.ExistDSI & SCR | 0 | 0 | 0 | 0 | 0 | 0 | 0
00 Ret.ExistDSI & SCR & DryFGD | 0 | 0 | 0 | 0 | 0 | 0 | 0
00 Ret.ExistDSI & SCR & DryFGD & ACI | 0 | 0 | 0 | 0 | 0 | 0 | 0
00 Ret.ExistDSI & SCR & DryFGD & CCS | 0 | 0 | 0 | 0 | 0 | 0 | 0
00 Ret.ExistDSI & SCR & DryFGD & HRI | 0 | 0 | 0 | 0 | 0 | 0 | 0
00 Ret.ExistDSI & SCR & DryFGD & HRI & CCS | 0 | 0 | 0 | 0 | 0 | 0 | 0
00 Ret.ExistDSI & SCR & HRI | 0 | 0 | 0 | 0 | 0 | 0 | 0
00 Ret.ExistDSI & SCR & WetFGD | 0 | 0 | 0 | 0 | 0 | 0 | 0
00 Ret.ExistDSI & SCR & WetFGD & CCS | 0 | 0 | 0 | 0 | 0 | 0 | 0
00 Ret.ExistDSI & SCR & WetFGD & HRI | 0 | 0 | 0 | 0 | 0 | 0 | 0
00 Ret.ExistDSI & SCR & WetFGD & HRI & CCS | 0 | 0 | 0 | 0 | 0 | 0 | 0
00 Ret.ExistDSI & WetFGD | 0 | 0 | 0 | 0 | 0 | 0 | 0
00 Ret.ExistDSI & WetFGD & ACI | 0 | 0 | 0 | 0 | 0 | 0 | 0
00 Ret.ExistDSI & WetFGD & ACI & HRI | 0 | 0 | 0 | 0 | 0 | 0 | 0
00 Ret.ExistDSI & WetFGD & CCS | 0 | 0 | 0 | 0 | 0 | 0 | 0
00 Ret.ExistDSI & WetFGD & HRI | 0 | 0 | 0 | 0 | 0 | 0 | 0
00 Ret.ExistDSI & WetFGD & HRI & CCS | 0 | 0 | 0 | 0 | 0 | 0 | 0
00 Ret.ExistIGCC & CCS | 0 | 0 | 0 | 0 | 0 | 0 | 0
00 Ret.ExistSCR & ACI | 0 | 0 | 0 | 0 | 0 | 0 | 0
00 Ret.ExistSCR & ACI & DryFGD | 2.3455 | 2.3455 | 0 | 0 | 0 | 0 | 0
00 Ret.ExistSCR & ACI & DryFGD & HRI | 4.5946 | 4.5946 | 4.0134 | 4.5946 | 4.5946 | 4.2682 | 4.0134
00 Ret.ExistSCR & ACI & DSI | 0 | 0 | 0 | 0 | 0 | 0 | 0
00 Ret.ExistSCR & ACI & DSI & DryFGD | 0 | 0 | 0 | 0 | 0 | 0 | 0
00 Ret.ExistSCR & ACI & DSI & DryFGD & HRI | 0 | 0 | 0 | 0 | 0 | 0 | 0
00 Ret.ExistSCR & ACI & DSI & HRI | 25.5328 | 25.5328 | 20.8422 | 21.9005 | 21.9005 | 21.3036 | 22.0464
00 Ret.ExistSCR & ACI & DSI & WetFGD | 0 | 0 | 0 | 0 | 0 | 0 | 0
00 Ret.ExistSCR & ACI & DSI & WetFGD & HRI | 0 | 0 | 0 | 0 | 0 | 0 | 0
00 Ret.ExistSCR & ACI & HRI | 8.8517 | 8.8517 | 8.8517 | 8.8517 | 8.8517 | 8.8517 | 8.7235
00 Ret.ExistSCR & ACI & WetFGD | 0 | 0 | 0 | 0 | 0 | 0 | 0
00 Ret.ExistSCR & ACI & WetFGD & HRI | 0 | 0 | 0 | 0 | 0 | 0 | 0
00 Ret.ExistSCR & DryFGD | 0 | 0 | 0 | 0 | 0 | 0 | 0
00 Ret.ExistSCR & DryFGD & ACI & CCS | 0 | 0 | 0 | 0 | 0 | 0 | 0
00 Ret.ExistSCR & DryFGD & ACI & HRI & CCS | 0 | 0 | 0 | 0 | 0 | 0 | 0
00 Ret.ExistSCR & DryFGD & CCS | 0 | 0 | 0 | 0 | 0 | 0 | 0
00 Ret.ExistSCR & DryFGD & HRI | 0 | 0 | 0 | 0 | 0 | 0 | 0
00 Ret.ExistSCR & DryFGD & HRI & CCS | 0 | 0 | 0 | 0 | 0 | 0 | 0
00 Ret.ExistSCR & DSI | 0 | 0 | 0 | 0 | 0 | 0 | 0
00 Ret.ExistSCR & DSI & DryFGD | 0 | 0 | 0 | 0 | 0 | 0 | 0
00 Ret.ExistSCR & DSI & DryFGD & HRI | 0 | 0 | 0 | 0 | 0 | 0 | 0
00 Ret.ExistSCR & DSI & HRI | 0 | 0 | 0 | 0 | 0 | 0 | 0
00 Ret.ExistSCR & DSI & WetFGD | 0 | 0 | 0 | 0 | 0 | 0 | 0
00 Ret.ExistSCR & DSI & WetFGD & HRI | 0 | 0 | 0 | 0 | 0 | 0 | 0
00 Ret.ExistSCR & HRI | 0 | 0 | 0 | 0 | 0 | 0 | 0
00 Ret.ExistSCR & WetFGD | 0 | 0 | 0 | 0 | 0 | 0 | 0
00 Ret.ExistSCR & WetFGD & ACI & CCS | 0 | 0 | 0 | 0 | 0 | 0 | 0
00 Ret.ExistSCR & WetFGD & ACI & HRI & CCS | 0 | 0 | 0 | 0 | 0 | 0 | 0
00 Ret.ExistSCR & WetFGD & CCS | 0 | 0 | 0 | 0 | 0 | 0 | 0
00 Ret.ExistSCR & WetFGD & HRI | 47.5117 | 47.5117 | 47.5117 | 47.5117 | 47.5117 | 47.5117 | 47.5117
00 Ret.ExistSCR & WetFGD & HRI & CCS | 0 | 0 | 0 | 0 | 0 | 0 | 0
00 Ret.ExistSCR_ACI & DryFGD | 0 | 0 | 0 | 0 | 0 | 0 | 0
00 Ret.ExistSCR_ACI & DryFGD & CCS | 0 | 0 | 0 | 0 | 0 | 0 | 0
00 Ret.ExistSCR_ACI & DryFGD & HRI | 20.1095 | 20.0468 | 19.8701 | 20.0468 | 20.0468 | 20.0468 | 20.0468
00 Ret.ExistSCR_ACI & DryFGD & HRI & CCS | 0 | 0 | 0 | 0 | 0 | 0 | 0
00 Ret.ExistSCR_ACI & DSI | 0 | 0 | 0 | 0 | 0 | 0 | 0
00 Ret.ExistSCR_ACI & DSI & HRI | 0.072617 | 0.07398 | 0.052005 | 0.052005 | 0.052005 | 0.06405 | 0.057169
00 Ret.ExistSCR_ACI & HRI | 0 | 0 | 0 | 0 | 0 | 0 | 0
00 Ret.ExistSCR_ACI & WetFGD | 0 | 0 | 0 | 0 | 0 | 0 | 0
00 Ret.ExistSCR_ACI & WetFGD & CCS | 0 | 0 | 0 | 0 | 0 | 0 | 0
00 Ret.ExistSCR_ACI & WetFGD & HRI | 0 | 0 | 0 | 0 | 0 | 0 | 0
00 Ret.ExistSCR_ACI & WetFGD & HRI & CCS | 0 | 0 | 0 | 0 | 0 | 0 | 0
00 Ret.ExistSCR_ACI_DSI & DryFGD | 0 | 0 | 0 | 0 | 0 | 0 | 0
00 Ret.ExistSCR_ACI_DSI & DryFGD & CCS | 0 | 0 | 0 | 0 | 0 | 0 | 0
00 Ret.ExistSCR_ACI_DSI & DryFGD & HRI | 0 | 0 | 0 | 0 | 0 | 0 | 0
00 Ret.ExistSCR_ACI_DSI & DryFGD & HRI & CCS | 0 | 0 | 0 | 0 | 0 | 0 | 0
00 Ret.ExistSCR_ACI_DSI & HRI | 28.3478 | 28.3478 | 21.4588 | 22.3473 | 22.3473 | 22.9537 | 26.3365
00 Ret.ExistSCR_ACI_DSI & WetFGD | 0 | 0 | 0 | 0 | 0 | 0 | 0
00 Ret.ExistSCR_ACI_DSI & WetFGD & CCS | 0 | 0 | 0 | 0 | 0 | 0 | 0
00 Ret.ExistSCR_ACI_DSI & WetFGD & HRI | 0 | 0 | 0 | 0 | 0 | 0 | 0
00 Ret.ExistSCR_ACI_DSI & WetFGD & HRI & CCS | 0 | 0 | 0 | 0 | 0 | 0 | 0
00 Ret.ExistSCR_DryFGD & ACI | 24.3164 | 10.2032 | 0 | 2.5529 | 3.2333 | 3.2333 | 0
00 Ret.ExistSCR_DryFGD & HRI | 12.7152 | 12.7152 | 9.1759 | 9.1759 | 9.1759 | 9.1759 | 11.1068
00 Ret.ExistSCR_DryFGD & HRI & CCS | 0 | 0 | 0 | 0 | 0 | 0 | 0
00 Ret.ExistSCR_DryFGD_ACI & CCS | 0 | 0 | 0 | 0 | 0 | 0 | 0
00 Ret.ExistSCR_DryFGD_ACI & HRI | 91.9579 | 169.2599 | 152.5492 | 148.9001 | 148.5393 | 145.3635 | 162.0406
00 Ret.ExistSCR_DryFGD_ACI & HRI & CCS | 0 | 0 | 0 | 0 | 0 | 0 | 0
00 Ret.ExistSCR_DSI & ACI | 0 | 0 | 0 | 0 | 0 | 0 | 0
00 Ret.ExistSCR_DSI & ACI & HRI | 0 | 0 | 0 | 0 | 0 | 0 | 0
00 Ret.ExistSCR_DSI & DryFGD | 0 | 0 | 0 | 0 | 0 | 0 | 0
00 Ret.ExistSCR_DSI & DryFGD & ACI | 0 | 0 | 0 | 0 | 0 | 0 | 0
00 Ret.ExistSCR_DSI & DryFGD & ACI & HRI | 0 | 0 | 0 | 0 | 0 | 0 | 0
00 Ret.ExistSCR_DSI & DryFGD & HRI | 0 | 0 | 0 | 0 | 0 | 0 | 0
00 Ret.ExistSCR_DSI & HRI | 0 | 0 | 0 | 0 | 0 | 0 | 0
00 Ret.ExistSCR_DSI & WetFGD | 0 | 0 | 0 | 0 | 0 | 0 | 0
00 Ret.ExistSCR_DSI & WetFGD & ACI | 0 | 0 | 0 | 0 | 0 | 0 | 0
00 Ret.ExistSCR_DSI & WetFGD & ACI & HRI | 0 | 0 | 0 | 0 | 0 | 0 | 0
00 Ret.ExistSCR_DSI & WetFGD & HRI | 0 | 0 | 0 | 0 | 0 | 0 | 0
00 Ret.ExistSCR_WetFGD & ACI | 32.5203 | 32.5203 | 6.1151 | 6.1151 | 6.1151 | 6.1151 | 6.1151
00 Ret.ExistSCR_WetFGD & HRI | 1278.9457 | 1532.4189 | 1381.8943 | 1313.5371 | 1253.7245 | 1208.0078 | 1341.2058
00 Ret.ExistSCR_WetFGD & HRI & CCS | 0 | 0 | 0 | 0 | 0 | 0 | 0
00 Ret.ExistSCR_WetFGD_ACI & CCS | 0 | 0 | 0 | 0 | 0 | 0 | 0
00 Ret.ExistSCR_WetFGD_ACI & HRI | 264.6528 | 323.7977 | 275.581 | 296.4081 | 283.7338 | 254.2223 | 276.7331
00 Ret.ExistSCR_WetFGD_ACI & HRI & CCS | 0 | 0 | 0 | 0 | 0 | 0 | 0
00 Ret.ExistSNCR & ACI | 0 | 0 | 0 | 0 | 0 | 0 | 0
00 Ret.ExistSNCR & ACI & DryFGD | 0 | 0 | 0 | 0 | 0 | 0 | 0
00 Ret.ExistSNCR & ACI & DryFGD & HRI | 0 | 0 | 0 | 0 | 0 | 0 | 0
00 Ret.ExistSNCR & ACI & DSI | 0 | 0 | 0 | 0 | 0 | 0 | 0
00 Ret.ExistSNCR & ACI & DSI & DryFGD | 0 | 0 | 0 | 0 | 0 | 0 | 0
00 Ret.ExistSNCR & ACI & DSI & DryFGD & HRI | 0 | 0 | 0 | 0 | 0 | 0 | 0
00 Ret.ExistSNCR & ACI & DSI & HRI | 0 | 0 | 0 | 0 | 0 | 0 | 0
00 Ret.ExistSNCR & ACI & DSI & WetFGD | 0 | 0 | 0 | 0 | 0 | 0 | 0
00 Ret.ExistSNCR & ACI & DSI & WetFGD & HRI | 0 | 0 | 0 | 0 | 0 | 0 | 0
00 Ret.ExistSNCR & ACI & HRI | 1.0528 | 1.0528 | 1.0528 | 1.0528 | 1.0528 | 1.0528 | 1.0528
00 Ret.ExistSNCR & ACI & WetFGD | 0 | 0 | 0 | 0 | 0 | 0 | 0
00 Ret.ExistSNCR & ACI & WetFGD & HRI | 0 | 0 | 0 | 0 | 0 | 0 | 0
00 Ret.ExistSNCR & DryFGD | 0 | 0 | 0 | 0 | 0 | 0 | 0
00 Ret.ExistSNCR & DryFGD & CCS | 0 | 0 | 0 | 0 | 0 | 0 | 0
00 Ret.ExistSNCR & DryFGD & HRI | 2.4927 | 2.4927 | 2.4927 | 2.4927 | 2.4927 | 2.4895 | 2.4927
00 Ret.ExistSNCR & DryFGD & HRI & CCS | 0 | 0 | 0 | 0 | 0 | 0 | 0
00 Ret.ExistSNCR & DSI | 0 | 0 | 0 | 0 | 0 | 0 | 0
00 Ret.ExistSNCR & DSI & DryFGD | 0 | 0 | 0 | 0 | 0 | 0 | 0
00 Ret.ExistSNCR & DSI & DryFGD & HRI | 0 | 0 | 0 | 0 | 0 | 0 | 0
00 Ret.ExistSNCR & DSI & HRI | 0 | 0 | 0 | 0 | 0 | 0 | 0
00 Ret.ExistSNCR & DSI & WetFGD | 0 | 0 | 0 | 0 | 0 | 0 | 0
00 Ret.ExistSNCR & DSI & WetFGD & HRI | 0 | 0 | 0 | 0 | 0 | 0 | 0
00 Ret.ExistSNCR & HRI | 3.3906 | 3.3906 | 2.7399 | 2.9617 | 2.7399 | 2.7399 | 3.1465
00 Ret.ExistSNCR & WetFGD | 0 | 0 | 0 | 0 | 0 | 0 | 0
00 Ret.ExistSNCR & WetFGD & ACI & CCS | 0 | 0 | 0 | 0 | 0 | 0 | 0
00 Ret.ExistSNCR & WetFGD & ACI & HRI & CCS | 0 | 0 | 0 | 0 | 0 | 0 | 0
00 Ret.ExistSNCR & WetFGD & CCS | 0 | 0 | 0 | 0 | 0 | 0 | 0
00 Ret.ExistSNCR & WetFGD & HRI | 0 | 0 | 0 | 0 | 0 | 0 | 0
00 Ret.ExistSNCR & WetFGD & HRI & CCS | 0 | 0 | 0 | 0 | 0 | 0 | 0
00 Ret.ExistSNCR_ACI & DryFGD | 0 | 0 | 0 | 0 | 0 | 0 | 0
00 Ret.ExistSNCR_ACI & DryFGD & CCS | 0 | 0 | 0 | 0 | 0 | 0 | 0
00 Ret.ExistSNCR_ACI & DryFGD & HRI | 7.1033 | 7.1033 | 5.6001 | 5.6001 | 5.6001 | 5.1261 | 7.1033
00 Ret.ExistSNCR_ACI & DryFGD & HRI & CCS | 0 | 0 | 0 | 0 | 0 | 0 | 0
00 Ret.ExistSNCR_ACI & DSI | 0 | 0 | 0 | 0 | 0 | 0 | 0
00 Ret.ExistSNCR_ACI & DSI & HRI | 0 | 0 | 0 | 0 | 0 | 0 | 0
00 Ret.ExistSNCR_ACI & HRI | 0 | 0 | 0 | 0 | 0 | 0 | 0
00 Ret.ExistSNCR_ACI & WetFGD | 0 | 0 | 0 | 0 | 0 | 0 | 0
00 Ret.ExistSNCR_ACI & WetFGD & CCS | 0 | 0 | 0 | 0 | 0 | 0 | 0
00 Ret.ExistSNCR_ACI & WetFGD & HRI | 0 | 0 | 0 | 0 | 0 | 0 | 0
00 Ret.ExistSNCR_ACI & WetFGD & HRI & CCS | 0 | 0 | 0 | 0 | 0 | 0 | 0
00 Ret.ExistSNCR_ACI_DSI & DryFGD | 0 | 0 | 0 | 0 | 0 | 0 | 0
00 Ret.ExistSNCR_ACI_DSI & DryFGD & HRI | 0 | 0 | 0 | 0 | 0 | 0 | 0
00 Ret.ExistSNCR_ACI_DSI & HRI | 0 | 0 | 0 | 0 | 0 | 0 | 0
00 Ret.ExistSNCR_ACI_DSI & WetFGD | 0 | 0 | 0 | 0 | 0 | 0 | 0
00 Ret.ExistSNCR_ACI_DSI & WetFGD & HRI | 0 | 0 | 0 | 0 | 0 | 0 | 0
00 Ret.ExistSNCR_DryFGD & ACI | 0 | 0 | 0 | 0 | 0 | 0 | 0
00 Ret.ExistSNCR_DryFGD & HRI | 0 | 0 | 0 | 0 | 0 | 0 | 0
00 Ret.ExistSNCR_DryFGD & HRI & CCS | 0 | 0 | 0 | 0 | 0 | 0 | 0
00 Ret.ExistSNCR_DryFGD_ACI & CCS | 0 | 0 | 0 | 0 | 0 | 0 | 0
00 Ret.ExistSNCR_DryFGD_ACI & HRI | 4.5025 | 4.5025 | 4.5576 | 4.5576 | 4.5576 | 4.5025 | 4.5025
00 Ret.ExistSNCR_WetFGD & ACI | 30.0182 | 24.1164 | 12.9319 | 11.0365 | 10.442 | 5.2048 | 11.8367
00 Ret.ExistSNCR_WetFGD & HRI | 51.0975 | 49.4522 | 47.8935 | 43.5482 | 43.5482 | 41.1321 | 39.0014
00 Ret.ExistSNCR_WetFGD & HRI & CCS | 0 | 0 | 0 | 0 | 0 | 0 | 0
00 Ret.ExistSNCR_WetFGD_ACI & CCS | 0 | 0 | 0 | 0 | 0 | 0 | 0
00 Ret.ExistSNCR_WetFGD_ACI & HRI | 0 | 0 | 0 | 0 | 0 | 0 | 6.3074
00 Ret.ExistSNCR_WetFGD_ACI & HRI & CCS | 0 | 0 | 0 | 0 | 0 | 0 | 0
00 Ret.ExistWetFGD & ACI | 287.815 | 49.3104 | 14.3135 | 6.3814 | 5.2598 | 6.3963 | 5.4007
00 Ret.ExistWetFGD & ACI & CCS | 0 | 0 | 0 | 0 | 0 | 0 | 0
00 Ret.ExistWetFGD & ACI & HRI | 169.7222 | 337.9672 | 263.4667 | 277.1605 | 272.1162 | 270.6941 | 292.2278
00 Ret.ExistWetFGD & ACI & HRI & CCS | 0 | 0 | 0 | 0 | 0 | 0 | 0
00 Ret.ExistWetFGD & ACI & SCR | 0 | 9.271 | 0 | 2.3031 | 2.917 | 2.917 | 0
00 Ret.ExistWetFGD & ACI & SCR & CCS | 0 | 0 | 0 | 0 | 0 | 0 | 0
00 Ret.ExistWetFGD & ACI & SCR & HRI | 9.8205 | 52.8295 | 50.5578 | 52.8295 | 49.5067 | 49.1804 | 62.1005
00 Ret.ExistWetFGD & ACI & SCR & HRI & CCS | 0 | 0 | 0 | 0 | 0 | 0 | 0
00 Ret.ExistWetFGD & ACI & SNCR | 0 | 0 | 0 | 0 | 0 | 0 | 0
00 Ret.ExistWetFGD & ACI & SNCR & HRI | 0 | 0 | 0 | 0 | 0 | 0 | 0
00 Ret.ExistWetFGD & CCS | 0 | 0 | 0 | 0 | 0 | 0 | 0
00 Ret.ExistWetFGD & HRI | 67.3976 | 102.7807 | 96.5067 | 100.5365 | 97.8581 | 96.3375 | 97.6836
00 Ret.ExistWetFGD & HRI & CCS | 0 | 0 | 0 | 0 | 0 | 0 | 0
00 Ret.ExistWetFGD & SCR | 16.7039 | 17.0847 | 16.658 | 12.3806 | 12.1297 | 11.5852 | 13.762
00 Ret.ExistWetFGD & SCR & CCS | 0 | 0 | 0 | 0 | 0 | 0 | 0
00 Ret.ExistWetFGD & SCR & HRI | 90.4028 | 110.4432 | 69.1228 | 98.0696 | 96.8476 | 102.8981 | 108.2492
00 Ret.ExistWetFGD & SCR & HRI & CCS | 0 | 0 | 0 | 0 | 0 | 0 | 0
00 Ret.ExistWetFGD & SNCR | 0 | 0 | 0 | 0 | 0 | 0 | 0
00 Ret.ExistWetFGD & SNCR & HRI | 0 | 0 | 0 | 0 | 0 | 0 | 0
00 Ret.ExistWetFGD_ACI & CCS | 0 | 0 | 0 | 0 | 0 | 0 | 0
00 Ret.ExistWetFGD_ACI & HRI | 1.2593 | 109.6361 | 91.1676 | 96.47 | 92.3966 | 85.3302 | 109.7034
00 Ret.ExistWetFGD_ACI & HRI & CCS | 0 | 0 | 0 | 0 | 0 | 0 | 0
00 Ret.ExistWetFGD_ACI & SCR | 0 | 0 | 0 | 0 | 0 | 0 | 0
00 Ret.ExistWetFGD_ACI & SCR & CCS | 0 | 0 | 0 | 0 | 0 | 0 | 0
00 Ret.ExistWetFGD_ACI & SCR & HRI | 12.2912 | 18.3568 | 14.9354 | 18.0602 | 12.1634 | 10.7813 | 12.8356
00 Ret.ExistWetFGD_ACI & SCR & HRI & CCS | 0 | 0 | 0 | 0 | 0 | 0 | 0
00 Ret.ExistWetFGD_ACI & SNCR | 0 | 0 | 0 | 0 | 0 | 0 | 0
00 Ret.ExistWetFGD_ACI & SNCR & HRI | 0 | 0 | 0 | 0 | 0 | 0 | 0
00 Ret.ExistWetFGD_SCR & ACI & CCS | 0 | 0 | 0 | 0 | 0 | 0 | 0
00 Ret.ExistWetFGD_SCR & ACI & HRI | 97.3118 | 97.3118 | 82.0622 | 84.1704 | 84.7995 | 84.9178 | 86.1097
00 Ret.ExistWetFGD_SCR & ACI & HRI & CCS | 0 | 0 | 0 | 0 | 0 | 0 | 0
00 Ret.ExistWetFGD_SCR & CCS | 0 | 0 | 0 | 0 | 0 | 0 | 0
00 Ret.ExistWetFGD_SNCR & ACI & CCS | 0 | 0 | 0 | 0 | 0 | 0 | 0
00 Ret.ExistWetFGD_SNCR & ACI & HRI | 59.2473 | 65.2707 | 58.2106 | 60.1951 | 59.9321 | 50.8601 | 59.8897
00 Ret.ExistWetFGD_SNCR & ACI & HRI & CCS | 0 | 0 | 0 | 0 | 0 | 0 | 0
00 Ret.ExistWetFGD_SNCR & CCS | 0 | 0 | 0 | 0 | 0 | 0 | 0
00 Ret.FB & ACI | 28.029 | 20.2861 | 2.4975 | 2.4975 | 2.4975 | 2.4975 | 2.4975
00 Ret.FB & ACI & HRI | 0 | 7.7429 | 6.0992 | 6.0992 | 6.0992 | 5.5876 | 7.7429
00 Ret.FB & HRI | 5.787 | 5.787 | 5.7838 | 5.787 | 5.787 | 5.7838 | 5.7838
00 Ret.FB DryFGD | 0 | 0 | 0 | 0 | 0 | 0 | 0
00 Ret.FB DryFGD & ACI | 0 | 0 | 0 | 0 | 0 | 0 | 0
00 Ret.FB DryFGD & ACI & HRI | 0 | 0 | 0 | 0 | 0 | 0 | 0
00 Ret.FB DryFGD & HRI | 5.6755 | 5.6755 | 5.6755 | 5.6755 | 5.6755 | 5.6755 | 5.6755
00 Ret.FB DryFGD & SNCR | 1.9854 | 1.9854 | 1.9854 | 1.9854 | 1.9854 | 1.9854 | 1.9854
00 Ret.FB DryFGD & SNCR & HRI | 0 | 0 | 0 | 0 | 0 | 0 | 0
00 Ret.FB SNCR & DryFGD & ACI | 0 | 0 | 0 | 0 | 0 | 0 | 0
00 Ret.FB SNCR & DryFGD & ACI & HRI | 0 | 0 | 0 | 0 | 0 | 0 | 0
00 Ret.FB-ACI & SNCR | 0 | 0 | 0 | 0 | 0 | 0 | 0
00 Ret.FB-ACI & SNCR & CCS | 0 | 0 | 0 | 0 | 0 | 0 | 0
00 Ret.FB-ACI & SNCR & HRI | 0 | 0 | 0 | 0 | 0 | 0 | 0
00 Ret.FB-ACI & SNCR & HRI & CCS | 0 | 0 | 0 | 0 | 0 | 0 | 0
00 Ret.FB-Exist ACI & DryFGD | 0 | 0 | 0 | 0 | 0 | 0 | 0
00 Ret.FB-Exist ACI & DryFGD & HRI | 0 | 0 | 0 | 0 | 0 | 0 | 0
00 Ret.FB-Exist ACI & DryFGD & SNCR | 0 | 0 | 0 | 0 | 0 | 0 | 0
00 Ret.FB-Exist ACI & DryFGD & SNCR & HRI | 0 | 0 | 0 | 0 | 0 | 0 | 0
00 Ret.FB-Exist ACI & SNCR | 0 | 0 | 0 | 0 | 0 | 0 | 0
00 Ret.FB-Exist ACI & SNCR & HRI | 0 | 0 | 0 | 0 | 0 | 0 | 0
00 Ret.FB-ExistACI & HRI | 0 | 0 | 0 | 0 | 0 | 0 | 0
00 Ret.FB-ExistDryFGD & ACI | 0 | 0 | 0 | 0 | 0 | 0 | 0
00 Ret.FB-ExistDryFGD & ACI & HRI | 0 | 0 | 0 | 0 | 0 | 0 | 0
00 Ret.FB-ExistDryFGD & ACI & SNCR | 0 | 0 | 0 | 0 | 0 | 0 | 0
00 Ret.FB-ExistDryFGD & ACI & SNCR & HRI | 0 | 0 | 0 | 0 | 0 | 0 | 0
00 Ret.FB-ExistDryFGD & CCS | 0 | 0 | 0 | 0 | 0 | 0 | 0
00 Ret.FB-ExistDryFGD & HRI | 1.0593 | 1.0593 | 1.0593 | 1.0593 | 1.0593 | 1.0593 | 1.0593
00 Ret.FB-ExistDryFGD & SNCR | 0 | 0 | 0 | 0 | 0 | 0 | 0
00 Ret.FB-ExistDryFGD & SNCR & HRI | 0 | 0 | 0 | 0 | 0 | 0 | 0
00 Ret.FB-ExistDryFGD_ACI & CCS | 0 | 0 | 0 | 0 | 0 | 0 | 0
00 Ret.FB-ExistDryFGD_SNCR & ACI | 0 | 0 | 0 | 0 | 0 | 0 | 0
00 Ret.FB-ExistDryFGD_SNCR & ACI & HRI | 0 | 0 | 0 | 0 | 0 | 0 | 0
00 Ret.FB-ExistDryFGD_SNCR & CCS | 0 | 0 | 0 | 0 | 0 | 0 | 0
00 Ret.FB-ExistDryFGD_SNCR & HRI | 21.0009 | 33.9384 | 33.5715 | 33.9384 | 33.9384 | 33.9384 | 33.9384
00 Ret.FB-ExistDryFGD_SNCR & HRI & CCS | 0 | 0 | 0 | 0 | 0 | 0 | 0
00 Ret.FB-ExistDryFGD_SNCR_ACI & HRI | 0 | 14.6315 | 9.3004 | 11.5215 | 9.3004 | 8.8807 | 14.6315
00 Ret.FB-ExistWetFGD_SNCR_ACI & HRI | 0 | 0 | 0 | 0 | 0 | 0 | 0
00 Ret.FB-ExistSNCR & ACI | 0.80854 | 0 | 0 | 0 | 0 | 0 | 0
00 Ret.FB-ExistSNCR & ACI & HRI | 0 | 0.80854 | 0.80854 | 0.80854 | 0.80854 | 0.80854 | 0.80854
00 Ret.FB-ExistSNCR & DryFGD | 0 | 0 | 0 | 0 | 0 | 0 | 0
00 Ret.FB-ExistSNCR & DryFGD & ACI | 0 | 0 | 0 | 0 | 0 | 0 | 0
00 Ret.FB-ExistSNCR & DryFGD & ACI & HRI | 0 | 0 | 0 | 0 | 0 | 0 | 0
00 Ret.FB-ExistSNCR & DryFGD & HRI | 4.9797 | 4.9797 | 4.9797 | 4.9797 | 4.9797 | 4.9797 | 4.9797
00 Ret.FB-ExistSNCR & HRI | 3.0482 | 3.0482 | 2.813 | 3.0482 | 3.0482 | 3.0482 | 2.6733
00 Ret.FB-SNCR | 0 | 0 | 0 | 0 | 0 | 0 | 0
00 Ret.FB-SNCR & HRI | 0 | 0 | 0 | 0 | 0 | 0 | 0
00 Ret.HRI | 13.5555 | 14.1837 | 12.0249 | 12.2979 | 12.3161 | 12.331 | 11.2199
00 Ret.Oil/Gas Steam SCR | 0.03747 | 0 | 0 | 0 | 0 | 0 | 0
00 Ret.SCR | 0 | 0 | 0 | 0 | 0 | 0 | 0
00 Ret.SCR & DryFGD | 0 | 0 | 0 | 0 | 0 | 0 | 0
00 Ret.SCR & DryFGD & ACI | 0 | 0 | 0 | 0 | 0 | 0 | 0
00 Ret.SCR & DryFGD & CCS | 0 | 0 | 0 | 0 | 0 | 0 | 0
00 Ret.SCR & DryFGD & HRI | 0 | 0 | 0 | 0 | 0 | 0 | 0
00 Ret.SCR & DryFGD & HRI & CCS | 0 | 0 | 0 | 0 | 0 | 0 | 0
00 Ret.SCR & DSI | 0 | 0 | 0 | 0 | 0 | 0 | 0
00 Ret.SCR & DSI & DryFGD | 0 | 0 | 0 | 0 | 0 | 0 | 0
00 Ret.SCR & DSI & DryFGD & HRI | 0 | 0 | 0 | 0 | 0 | 0 | 0
00 Ret.SCR & DSI & HRI | 0 | 0 | 0 | 0 | 0 | 0 | 0
00 Ret.SCR & DSI & WetFGD | 0 | 0 | 0 | 0 | 0 | 0 | 0
00 Ret.SCR & DSI & WetFGD & HRI | 0 | 0 | 0 | 0 | 0 | 0 | 0
00 Ret.SCR & HRI | 0 | 0 | 0 | 0 | 0 | 0 | 0
00 Ret.SCR & WetFGD | 0 | 0 | 0 | 0 | 0 | 0 | 0
00 Ret.SCR & WetFGD & ACI | 0 | 0 | 0 | 0 | 0 | 0 | 0
00 Ret.SCR & WetFGD & CCS | 0 | 0 | 0 | 0 | 0 | 0 | 0
00 Ret.SCR & WetFGD & HRI | 0 | 0 | 0 | 0 | 0 | 0 | 0
00 Ret.SCR & WetFGD & HRI & CCS | 0 | 0 | 0 | 0 | 0 | 0 | 0
00 Ret.SNCR | 0 | 0.14376 | 0 | 0 | 0 | 0 | 0
00 Ret.SNCR & DryFGD | 0 | 0 | 0 | 0 | 0 | 0 | 0
00 Ret.SNCR & DryFGD & ACI | 0 | 0 | 0 | 0 | 0 | 0 | 0
00 Ret.SNCR & DryFGD & ACI & HRI | 0 | 0 | 0 | 0 | 0 | 0 | 0
00 Ret.SNCR & DryFGD & HRI | 0 | 0 | 0 | 0 | 0 | 0 | 0
00 Ret.SNCR & DSI | 0 | 0 | 0 | 0 | 0 | 0 | 0
00 Ret.SNCR & DSI & HRI | 0 | 0 | 0 | 0 | 0 | 0 | 0
00 Ret.SNCR & HRI | 0 | 0 | 0 | 0 | 0 | 0 | 0
00 Ret.SNCR & WetFGD | 0 | 0 | 0 | 0 | 0 | 0 | 0
00 Ret.SNCR & WetFGD & ACI | 0 | 0 | 0 | 0 | 0 | 0 | 0
00 Ret.SNCR & WetFGD & ACI & HRI | 0 | 0 | 0 | 0 | 0 | 0 | 0
00 Ret.SNCR & WetFGD & HRI | 0 | 0 | 0 | 0 | 0 | 0 | 0
00 Ret.WetFGD | 0 | 0 | 0 | 0 | 0 | 0 | 0
00 Ret.WetFGD & ACI & CCS | 0 | 0 | 0 | 0 | 0 | 0 | 0
00 Ret.WetFGD & ACI & HRI & CCS | 0 | 0 | 0 | 0 | 0 | 0 | 0
00 Ret.WetFGD & CCS | 0 | 0 | 0 | 0 | 0 | 0 | 0
00 Ret.WetFGD & HRI | 2.4135 | 4.3567 | 3.9134 | 4.3567 | 4.3567 | 4.249 | 4.3567
00 Ret.WetFGD & HRI & CCS | 0 | 0 | 0 | 0 | 0 | 0 | 0
00 CC Retirement | 0 | 0 | 0 | 0 | 0 | 0 | 0
00 CT Retirement | 0 | 0 | 0 | 0 | 0 | 0 | 0
00 O/G Retirement | 0 | 0 | 0 | 0 | 0 | 0 | 0
00 Coal Retirement | 0 | 0 | 0 | 0 | 0 | 0 | 0
00 IGCC Retirement | 0 | 0 | 0 | 0 | 0 | 0 | 0
00 Nuke Retirement | 0 | 0 | 0 | 0 | 0 | 0 | 0
00 Non-Fossil Retirement | 0 | 0 | 0 | 0 | 0 | 0 | 0
Total | 13856.7049 | 14138.3637 | 14464.5233 | 15038.6032 | 15548.9396 | 16735.3104 | 18045.8502
(**) Ind. Boiler generation, not included in the total
14. Capacity Factor by Capacity Reporting Type [%]
00 New Combined Cycle | 72.741 | 83.3217 | 41.6755 | 58.7051 | 68.3024 | 74.6918 | 75.0996
00 New Combined Cycle - Uncontrolled | N/A | N/A | N/A | N/A | N/A | N/A | N/A
00 New Combined Cycle with Carbon Capture | N/A | N/A | N/A | N/A | N/A | N/A | N/A
00 New Combustion Turbine | 3.9484 | 3.0364 | 6.543 | 6.5194 | 5.3742 | 2.6396 | 2.3404
00 New Hydro | N/A | N/A | N/A | N/A | N/A | N/A | N/A
00 New Nuclear | N/A | N/A | N/A | N/A | N/A | N/A | 90
00 New Biomass | 85 | 85 | 84.9007 | 85 | 85 | 85 | 85
00 New Geothermal | N/A | 87 | 87 | 87 | 87 | 87 | 87
00 New Landfill Gas | 90 | 90 | 90 | 90 | 90 | 90 | 90
00 New Offshore Wind | N/A | N/A | N/A | N/A | N/A | N/A | N/A
00 New Onshore Wind | 33.0936 | 33.0824 | 33.1185 | 32.5059 | 32.263 | 32.1755 | 34.2302
00 New Solar PV | 18.7376 | 19.375 | 19.2073 | 19.5943 | 19.5937 | 20.0401 | 23.3138
00 New Solar Thermal | 43.0597 | 32.2958 | 32.9947 | 33.2099 | 34.0139 | 34.0139 | 34.0139
00 New Fuel Cell | N/A | N/A | N/A | N/A | N/A | N/A | N/A
00 New IGCC | N/A | N/A | N/A | N/A | N/A | N/A | N/A
00 New Advanced Coal with CCS | N/A | N/A | 85 | 85 | 85 | 85 | 85
00 New SPC - Uncontrolled | N/A | N/A | N/A | N/A | N/A | N/A | N/A
00 New SPC-WetFGD_SCR | 85 | 85 | 85 | 85 | 85 | 85 | 85
00 New Future Technology | N/A | N/A | N/A | N/A | N/A | N/A | N/A
00 Exist Combined Cycle | 53.9551 | 52.1718 | 74.0264 | 72.1199 | 68.2703 | 61.7188 | 52.8342
00 Exist Combustion Turbine | 1.8218 | 1.3408 | 1.8635 | 2.3261 | 1.9937 | 1.3873 | 0.86931
00 Exist Coal Steam_Uncontrolled | 64.0014 | 65.2653 | 50.2494 | 51.7124 | 49.7168 | 63.0591 | 63.3515
00 Exist Coal Steam_ACI | 83.1565 | 35.12 | 35.12 | 35.12 | 35.12 | 35.12 | 35.12
00 Exist Coal Steam_ACI_DSI | N/A | N/A | N/A | N/A | N/A | N/A | N/A
00 Exist Coal Steam_DryFGD | 76.1227 | 69.9178 | 28.9553 | 33.9503 | 32.8822 | 32.2539 | 40.0084
00 Exist Coal Steam_DryFGD_ACI | 79.3893 | 76.5181 | 60.6391 | 66.1369 | 66.1369 | 66.1369 | 73.3996
00 Exist Coal Steam_DryFGD_SCR | 61.5418 | 62.3678 | 20.8716 | 14.9053 | 7.4206 | 9.5705 | 9.5705
00 Exist Coal Steam_DryFGD_SCR_ACI | 80.1643 | 77.0731 | 32.2356 | 33.0826 | 33.0826 | 32.4064 | 35.5847
00 Exist Coal Steam_DryFGD_SNCR | 82.9789 | 82.9789 | 82.31 | 82.31 | 82.31 | 82.31 | 82.31
00 Exist Coal Steam_DryFGD_SNCR_ACI | N/A | N/A | N/A | N/A | N/A | N/A | N/A
00 Exist Coal Steam_DSI | N/A | N/A | N/A | N/A | N/A | N/A | N/A
00 Exist Coal Steam_SCR | 30.7485 | 64.566 | 0 | 0 | 0 | 0 | 0
00 Exist Coal Steam_SCR_ACI | 0.21595 | 0 | 0 | 0 | 0 | 0 | 0
00 Exist Coal Steam_SCR_ACI_DSI | N/A | N/A | N/A | N/A | N/A | N/A | N/A
00 Exist Coal Steam_SCR_DSI | N/A | N/A | N/A | N/A | N/A | N/A | N/A
00 Exist Coal Steam_SNCR | 21.0335 | 21.0335 | 21.0335 | 21.4539 | 21.4539 | 21.4539 | 21.4539
00 Exist Coal Steam_SNCR_ACI | 0 | 0 | 0 | 0 | 0 | 0 | 0
00 Exist Coal Steam_SNCR_ACI_DSI | N/A | N/A | N/A | N/A | N/A | N/A | N/A
00 Exist Coal Steam_WetFGD | 83.5396 | 84.9714 | 75.4243 | 82.5985 | 75.4951 | 71.8719 | 76.2797
00 Exist Coal Steam_WetFGD_ACI | 84.5068 | N/A | N/A | N/A | N/A | N/A | N/A
00 Exist Coal Steam_WetFGD_SCR | 79.0993 | 78.4795 | 59.3621 | 56.9453 | 50.6505 | 47.2024 | 59.7413
00 Exist Coal Steam_WetFGD_SCR_ACI | 77.831 | 72.9407 | 62.3316 | 62.3316 | 59.7658 | 54.9678 | 64.2941
00 Exist Coal Steam_WetFGD_SNCR | 66.6348 | 66.3546 | 5.055 | 5.055 | 5.055 | 5.055 | 5.055
00 Exist Coal Steam_WetFGD_SNCR_ACI | 83.2326 | 83.2326 | 26.4111 | 26.4111 | 26.4111 | 26.4111 | 26.4111
00 Exist FBC_Uncontrolled | 33.9803 | 33.9803 | 33.9803 | 33.9803 | 33.9803 | 33.9803 | 33.9803
00 Exist FBC_ACI | N/A | N/A | N/A | N/A | N/A | N/A | N/A
00 Exist FBC_DryFGD | 80.0731 | 80.0731 | 59.6102 | 43.1752 | 43.1752 | 43.1752 | 67.8578
00 Exist FBC_DryFGD_SNCR | 77.3975 | 54.1896 | 26.1298 | 26.1298 | 20.6313 | 18.8001 | 45.4927
00 Exist FBC_DryFGD_SNCR_ACI | 84.0255 | 82.4786 | 57.0177 | 50.4568 | 29.957 | 12.4302 | 34.628
00 Exist FBC_SNCR | 31.4976 | 26.9632 | 7.8801 | 12.0071 | 1.7417 | 1.605 | 1.605
00 Exist FBC_SNCR_ACI | 76.07 | 76.07 | 76.07 | 76.07 | 76.07 | 76.07 | 76.07
00 Exist FBC_WetFGD_SNCR_ACI | 26.6833 | 26.6833 | 0 | 0 | 0 | 0 | 26.6833
00 Exist IGCC | 82.6791 | 82.6791 | 75.7788 | 74.1337 | 72.2664 | 74.7935 | 74.7935
00 Exist Fossil_Other | 61.1509 | 61.1509 | 61.1509 | 61.1509 | 61.1509 | 61.1509 | 60.2813
00 Exist Fuel Cell | 12.2865 | 23.254 | 5.132 | 26.383 | 5.1738 | 4.5054 | 2.8051
00 Exist Hydro | 39.1776 | 39.1776 | 39.1776 | 39.1776 | 39.1776 | 39.1776 | 39.1756
00 Exist Non Fossil_Other | 67.4065 | 67.4065 | 67.4065 | 67.4065 | 67.4065 | 67.4065 | 67.4065
00 Exist Nuclear | 90.5633 | 90.5482 | 90.5568 | 90.5568 | 90.5377 | 91.4347 | 90.7232
00 Exist Oil/Gas Steam | 7.8664 | 7.7408 | 7.7184 | 4.9514 | 2.6104 | 0.25521 | 0.21918
00 Exist Oil/Gas Steam_SCR | 6.2001 | 6.1764 | 4.6656 | 2.6445 | 1.627 | 0.43689 | 0.32991
00 Exist Oil/Gas Steam_SNCR | 0.87714 | 0.48779 | 0 | 0 | 0 | 0 | 0
00 Exist Biomass | 58.6741 | 54.7979 | 56.253 | 62.614 | 64.0068 | 64.9516 | 67.2358
00 Exist Landfill Gas | 58.1955 | 58.1955 | 58.1955 | 58.1955 | 58.1955 | 58.1955 | 58.1955
00 Exist Geothermal | 73.7486 | 73.7486 | 73.7486 | 73.7486 | 73.7486 | 73.7486 | 73.7486
00 Exist Pump Storage | 5.604 | 5.3382 | 6.9186 | 6.0328 | 5.9901 | 3.7835 | 3.3569
00 Exist Solar PV | 20.9134 | 20.9134 | 20.9134 | 20.9134 | 20.9134 | 20.9134 | 20.9134
00 Exist Solar Thermal | 16.0524 | 16.0524 | 16.0524 | 16.0524 | 16.0524 | 16.0524 | 16.0524
00 Exist Wind | 30.9837 | 30.9837 | 30.9837 | 30.9837 | 30.9837 | 30.9837 | 30.9837
00 International Imports | 53.9 | 47.6 | 35 | 3.6 | 100 | 100 | 100
00 Ret.ACI | 74.3219 | 79.0253 | 25.9543 | 25.9543 | 25.9543 | 0 | 0
00 Ret.ACI & DryFGD | N/A | N/A | N/A | N/A | N/A | N/A | N/A
00 Ret.ACI & DryFGD & HRI | 82.6043 | 82.6043 | 82.6043 | 82.6043 | 82.6043 | 82.6043 | 82.6043
00 Ret.ACI & DSI | 81.7737 | 81.8744 | 43.0922 | 55.8043 | 25.9543 | 25.9163 | 25.928
00 Ret.ACI & DSI & DryFGD | N/A | N/A | N/A | N/A | N/A | N/A | N/A
00 Ret.ACI & DSI & DryFGD & HRI | N/A | N/A | N/A | N/A | N/A | N/A | N/A
00 Ret.ACI & DSI & HRI | 83.3429 | 83.0255 | 67.707 | 70.668 | 67.7258 | 63.3267 | 68.5863
00 Ret.ACI & DSI & WetFGD & HRI | N/A | N/A | N/A | N/A | N/A | N/A | N/A
00 Ret.ACI & HRI | 82.4511 | 82.9042 | 67.9602 | 61.1461 | 61.4661 | 67.8314 | 69.0511
00 Ret.ACI & SCR | N/A | N/A | N/A | N/A | N/A | N/A | N/A
00 Ret.ACI & SCR & DryFGD & CCS | N/A | N/A | N/A | N/A | N/A | N/A | N/A
00 Ret.ACI & SCR & DryFGD & HRI | N/A | N/A | N/A | N/A | N/A | N/A | N/A
00 Ret.ACI & SCR & DryFGD & HRI & CCS | N/A | N/A | N/A | N/A | N/A | N/A | N/A
00 Ret.ACI & SCR & DSI | 82.065 | 81.9027 | 52.133 | 71.542 | N/A | N/A | N/A
00 Ret.ACI & SCR & DSI & DryFGD | N/A | N/A | N/A | N/A | N/A | N/A | N/A
00 Ret.ACI & SCR & DSI & DryFGD & HRI | N/A | N/A | N/A | N/A | N/A | N/A | N/A
00 Ret.ACI & SCR & DSI & HRI | 82.6047 | 82.6047 | 75.3804 | 76.566 | 78.0243 | 82.6047 | 82.6047
00 Ret.ACI & SCR & DSI & WetFGD | N/A | N/A | N/A | N/A | N/A | N/A | N/A
00 Ret.ACI & SCR & DSI & WetFGD & HRI | N/A | N/A | N/A | N/A | N/A | N/A | N/A
00 Ret.ACI & SCR & HRI | N/A | N/A | N/A | N/A | N/A | N/A | N/A
00 Ret.ACI & SCR & WetFGD & CCS | N/A | N/A | N/A | N/A | N/A | N/A | N/A
00 Ret.ACI & SCR & WetFGD & HRI | N/A | N/A | N/A | N/A | N/A | N/A | N/A
00 Ret.ACI & SCR & WetFGD & HRI & CCS | N/A | N/A | N/A | N/A | N/A | N/A | N/A
00 Ret.ACI & SNCR | N/A | N/A | N/A | N/A | N/A | N/A | N/A
00 Ret.ACI & SNCR & DSI | N/A | N/A | N/A | N/A | N/A | N/A | N/A
00 Ret.ACI & SNCR & DSI & DryFGD | N/A | N/A | N/A | N/A | N/A | N/A | N/A
00 Ret.ACI & SNCR & DSI & DryFGD & HRI | N/A | N/A | N/A | N/A | N/A | N/A | N/A
00 Ret.ACI & SNCR & DSI & HRI | N/A | N/A | N/A | N/A | N/A | N/A | N/A
00 Ret.ACI & SNCR & DSI & WetFGD | N/A | N/A | N/A | N/A | N/A | N/A | N/A
00 Ret.ACI & SNCR & DSI & WetFGD & HRI | N/A | N/A | N/A | N/A | N/A | N/A | N/A
00 Ret.ACI & SNCR & HRI | N/A | N/A | N/A | N/A | N/A | N/A | N/A
00 Ret.ACI & WetFGD | N/A | N/A | N/A | N/A | N/A | N/A | N/A
00 Ret.ACI & WetFGD & DSI | N/A | N/A | N/A | N/A | N/A | N/A | N/A
00 Ret.ACI & WetFGD & HRI | 81.9027 | 81.9027 | 64.566 | 71.542 | 71.542 | 42.0472 | 49.8077
00 Ret.C2G | 0 | 0.12163 | 39.5904 | 39.5904 | 39.5904 | 39.5904 | 12.6063
00 Ret.C2G & SCR | N/A | N/A | N/A | N/A | N/A | N/A | N/A
00 Ret.CCG | N/A | N/A | N/A | N/A | N/A | N/A | N/A
00 Ret.DryFGD | N/A | N/A | N/A | N/A | N/A | N/A | N/A
00 Ret.DryFGD & ACI & CCS | N/A | N/A | N/A | N/A | N/A | N/A | N/A
00 Ret.DryFGD & ACI & HRI & CCS | N/A | N/A | N/A | N/A | N/A | N/A | N/A
00 Ret.DryFGD & CCS | N/A | N/A | N/A | N/A | N/A | N/A | N/A
00 Ret.DryFGD & HRI | 84.4138 | 84.4138 | 84.4138 | 84.4138 | 84.4138 | 73.7355 | 84.4138
00 Ret.DryFGD & HRI & CCS | N/A | N/A | N/A | N/A | N/A | N/A | N/A
00 Ret.DSI | 82.6047 | 82.6047 | N/A | N/A | N/A | N/A | N/A
00 Ret.DSI & DryFGD | N/A | N/A | N/A | N/A | N/A | N/A | N/A
00 Ret.DSI & DryFGD & HRI | N/A | N/A | N/A | N/A | N/A | N/A | N/A
00 Ret.DSI & HRI | N/A | N/A | N/A | N/A | N/A | N/A | N/A
00 Ret.DSI & WetFGD | N/A | N/A | N/A | N/A | N/A | N/A | N/A
00 Ret.DSI & WetFGD & HRI | N/A | N/A | N/A | N/A | N/A | N/A | N/A
00 Ret.Exist FBC_DryFGD_SNCR_ACI & CCS | N/A | N/A | N/A | N/A | N/A | N/A | N/A
00 Ret.ExistACI & DryFGD | N/A | N/A | N/A | N/A | N/A | N/A | N/A
00 Ret.ExistACI & DryFGD & CCS | N/A | N/A | N/A | N/A | N/A | N/A | N/A
00 Ret.ExistACI & DryFGD & HRI | 83.2165 | 83.2165 | 83.2165 | 83.2165 | 83.2165 | 83.2165 | 83.2165
00 Ret.ExistACI & DryFGD & HRI & CCS | N/A | N/A | N/A | N/A | N/A | N/A | N/A
00 Ret.ExistACI & DSI | 80.1258 | 80.1159 | 69.9813 | 69.9813 | 0 | 0 | 0
00 Ret.ExistACI & DSI & DryFGD | N/A | N/A | N/A | N/A | N/A | N/A | N/A
00 Ret.ExistACI & DSI & DryFGD & HRI | N/A | N/A | N/A | N/A | N/A | N/A | N/A
00 Ret.ExistACI & DSI & HRI | 82.5982 | 82.5966 | 72.1701 | 76.7956 | 72.1842 | 75.4035 | 82.5698
00 Ret.ExistACI & DSI & WetFGD | N/A | N/A | N/A | N/A | N/A | N/A | N/A
00 Ret.ExistACI & DSI & WetFGD & HRI | N/A | N/A | N/A | N/A | N/A | N/A | N/A
00 Ret.ExistACI & HRI | 0 | 84.9864 | 84.9864 | 84.9864 | 84.9864 | 84.9864 | 84.9864
00 Ret.ExistACI & HRI & WetFGD | N/A | N/A | N/A | N/A | N/A | N/A | N/A
00 Ret.ExistACI & SCR | N/A | N/A | N/A | N/A | N/A | N/A | N/A
00 Ret.ExistACI & SCR & DryFGD | N/A | N/A | N/A | N/A | N/A | N/A | N/A
00 Ret.ExistACI & SCR & DryFGD & CCS | N/A | N/A | N/A | N/A | N/A | N/A | N/A
00 Ret.ExistACI & SCR & DryFGD & HRI | N/A | N/A | N/A | N/A | N/A | N/A | N/A
00 Ret.ExistACI & SCR & DryFGD & HRI & CCS | N/A | N/A | N/A | N/A | N/A | N/A | N/A
00 Ret.ExistACI & SCR & DSI | N/A | N/A | N/A | N/A | N/A | N/A | N/A
00 Ret.ExistACI & SCR & DSI & DryFGD | N/A | N/A | N/A | N/A | N/A | N/A | N/A
00 Ret.ExistACI & SCR & DSI & HRI | 84.4138 | 84.4138 | 74.3629 | 74.8305 | 74.3629 | 74.693 | 75.4208
00 Ret.ExistACI & SCR & DSI & DryFGD & HRI | N/A | N/A | N/A | N/A | N/A | N/A | N/A
00 Ret.ExistACI & SCR & HRI | N/A | N/A | N/A | N/A | N/A | N/A | N/A
00 Ret.ExistACI & SCR & WetFGD | N/A | N/A | N/A | N/A | N/A | N/A | N/A
00 Ret.ExistACI & SCR & WetFGD & CCS | N/A | N/A | N/A | N/A | N/A | N/A | N/A
00 Ret.ExistACI & SCR & WetFGD & HRI | 81.9027 | 81.9027 | 81.9027 | 81.9027 | 81.9006 | 81.9006 | 81.9006
00 Ret.ExistACI & SCR & WetFGD & HRI & CCS | N/A | N/A | N/A | N/A | N/A | N/A | N/A
00 Ret.ExistACI & SNCR | N/A | N/A | N/A | N/A | N/A | N/A | N/A
00 Ret.ExistACI & SNCR & DryFGD | N/A | N/A | N/A | N/A | N/A | N/A | N/A
00 Ret.ExistACI & SNCR & DryFGD & HRI | N/A | N/A | N/A | N/A | N/A | N/A | N/A
00 Ret.ExistACI & SNCR & DSI | N/A | N/A | N/A | N/A | N/A | N/A | N/A
00 Ret.ExistACI & SNCR & DSI & HRI | N/A | N/A | N/A | N/A | N/A | N/A | N/A
00 Ret.ExistACI & SNCR & HRI | N/A | N/A | N/A | N/A | N/A | N/A | N/A
00 Ret.ExistACI & SNCR & WetFGD | N/A | N/A | N/A | N/A | N/A | N/A | N/A
00 Ret.ExistACI & SNCR & WetFGD & HRI | N/A | N/A | N/A | N/A | N/A | N/A | N/A
00 Ret.ExistACI & WetFGD | 80.1159 | 80.1159 | 80.1159 | 80.1159 | N/A | N/A | N/A
00 Ret.ExistACI & WetFGD & CCS | N/A | N/A | N/A | N/A | N/A | N/A | N/A
00 Ret.ExistACI & WetFGD & HRI & CCS | N/A | N/A | N/A | N/A | N/A | N/A | N/A
00 Ret.ExistACI_DSI & DryFGD | N/A | N/A | N/A | N/A | N/A | N/A | N/A
00 Ret.ExistACI_DSI & DryFGD & HRI | N/A | N/A | N/A | N/A | N/A | N/A | N/A
00 Ret.ExistACI_DSI & HRI | N/A | N/A | N/A | N/A | N/A | N/A | N/A
00 Ret.ExistACI_DSI & SCR | N/A | N/A | N/A | N/A | N/A | N/A | N/A
00 Ret.ExistACI_DSI & SCR & DryFGD | N/A | N/A | N/A | N/A | N/A | N/A | N/A
00 Ret.ExistACI_DSI & SCR & DryFGD & HRI | N/A | N/A | N/A | N/A | N/A | N/A | N/A
00 Ret.ExistACI_DSI & SCR & HRI | N/A | N/A | N/A | N/A | N/A | N/A | N/A
00 Ret.ExistACI_DSI & SCR & WetFGD | N/A | N/A | N/A | N/A | N/A | N/A | N/A
00 Ret.ExistACI_DSI & SCR & WetFGD & HRI | N/A | N/A | N/A | N/A | N/A | N/A | N/A
00 Ret.ExistACI_DSI & WetFGD | N/A | N/A | N/A | N/A | N/A | N/A | N/A
00 Ret.ExistACI_DSI & WetFGD & HRI | N/A | N/A | N/A | N/A | N/A | N/A | N/A
00 Ret.ExistDryFGD & ACI | 83.7398 | 84.4138 | 0 | 26.5593 | 26.5593 | 26.5593 | N/A
00 Ret.ExistDryFGD & ACI & CCS | N/A | N/A | N/A | N/A | N/A | N/A | N/A
00 Ret.ExistDryFGD & ACI & HRI | 83.0637 | 83.174 | 68.1117 | 71.2596 | 69.813 | 68.5115 | 72.8897
00 Ret.ExistDryFGD & ACI & HRI & CCS | N/A | N/A | N/A | N/A | N/A | N/A | N/A
00 Ret.ExistDryFGD & ACI & SCR | N/A | N/A | N/A | N/A | N/A | N/A | N/A
00 Ret.ExistDryFGD & ACI & SCR & CCS | N/A | N/A | N/A | N/A | N/A | N/A | N/A
00 Ret.ExistDryFGD & ACI & SCR & HRI | N/A | N/A | N/A | N/A | N/A | N/A | N/A
00 Ret.ExistDryFGD & ACI & SCR & HRI & CCS | N/A | N/A | N/A | N/A | N/A | N/A | N/A
00 Ret.ExistDryFGD & ACI & SNCR | N/A | N/A | N/A | N/A | N/A | N/A | N/A
00 Ret.ExistDryFGD & ACI & SNCR & HRI | N/A | N/A | N/A | N/A | N/A | N/A | N/A
00 Ret.ExistDryFGD & CCS | N/A | N/A | N/A | N/A | N/A | N/A | N/A
00 Ret.ExistDryFGD & HRI | 81.9962 | 81.9693 | 81.9693 | 81.9693 | 81.5525 | 80.9399 | 80.9669
00 Ret.ExistDryFGD & HRI & CCS | N/A | N/A | N/A | N/A | N/A | N/A | N/A
00 Ret.ExistDryFGD & SCR | N/A | N/A | N/A | N/A | N/A | N/A | N/A
00 Ret.ExistDryFGD & SCR & CCS | N/A | N/A | N/A | N/A | N/A | N/A | N/A
00 Ret.ExistDryFGD & SCR & HRI | 82.6047 | 82.6047 | 35.4495 | 52.5699 | 52.5699 | 26.1298 | 36.6725
00 Ret.ExistDryFGD & SCR & HRI & CCS | N/A | N/A | N/A | N/A | N/A | N/A | N/A
00 Ret.ExistDryFGD & SNCR | 82.31 | 82.31 | 0 | 0 | 0 | 0 | 0
00 Ret.ExistDryFGD & SNCR & HRI | N/A | N/A | N/A | N/A | N/A | N/A | N/A
00 Ret.ExistDryFGD_ACI & CCS | N/A | N/A | N/A | N/A | N/A | N/A | N/A
00 Ret.ExistDryFGD_ACI & HRI | 84.6193 | 83.7137 | 64.6676 | 65.4552 | 64.7545 | 64.8524 | 73.9363
00 Ret.ExistDryFGD_ACI & HRI & CCS | N/A | N/A | N/A | N/A | N/A | N/A | N/A
00 Ret.ExistDryFGD_ACI & SCR | N/A | N/A | N/A | N/A | N/A | N/A | N/A
00 Ret.ExistDryFGD_ACI & SCR & CCS | N/A | N/A | N/A | N/A | N/A | N/A | N/A
00 Ret.ExistDryFGD_ACI & SCR & HRI | 83.5014 | 83.5714 | 73.7469 | 73.8935 | 73.657 | 74.482 | 82.8517
00 Ret.ExistDryFGD_ACI & SCR & HRI & CCS | N/A | N/A | N/A | N/A | N/A | N/A | N/A
00 Ret.ExistDryFGD_SCR & ACI & CCS | N/A | N/A | N/A | N/A | N/A | N/A | N/A
00 Ret.ExistDryFGD_SCR & ACI & HRI | 84.2026 | 83.602 | 75.634 | 75.3115 | 76.5482 | 77.7102 | 82.3342
00 Ret.ExistDryFGD_SCR & ACI & HRI & CCS | N/A | N/A | N/A | N/A | N/A | N/A | N/A
00 Ret.ExistDryFGD_SCR & CCS | N/A | N/A | N/A | N/A | N/A | N/A | N/A
00 Ret.ExistDryFGD_SNCR & ACI & CCS | N/A | N/A | N/A | N/A | N/A | N/A | N/A
00 Ret.ExistDryFGD_SNCR & ACI & HRI | 82.6584 | 82.6584 | 82.6584 | 78.748 | 82.6584 | 82.6584 | 82.6584
00 Ret.ExistDryFGD_SNCR & ACI & HRI & CCS | N/A | N/A | N/A | N/A | N/A | N/A | N/A
00 Ret.ExistDryFGD_SNCR & CCS | N/A | N/A | N/A | N/A | N/A | N/A | N/A
00 Ret.ExistDSI & ACI | N/A | N/A | N/A | N/A | N/A | N/A | N/A
00 Ret.ExistDSI & ACI & HRI | N/A | N/A | N/A | N/A | N/A | N/A | N/A
00 Ret.ExistDSI & ACI & SCR | N/A | N/A | N/A | N/A | N/A | N/A | N/A
00 Ret.ExistDSI & ACI & SCR & DryFGD & CCS | N/A | N/A | N/A | N/A | N/A | N/A | N/A
00 Ret.ExistDSI & ACI & SCR & DryFGD & HRI | N/A | N/A | N/A | N/A | N/A | N/A | N/A
00 Ret.ExistDSI & ACI & SCR & DryFGD & HRI & CCS | N/A | N/A | N/A | N/A | N/A | N/A | N/A
00 Ret.ExistDSI & ACI & SCR & HRI | N/A | N/A | N/A | N/A | N/A | N/A | N/A
00 Ret.ExistDSI & DryFGD | N/A | N/A | N/A | N/A | N/A | N/A | N/A
00 Ret.ExistDSI & DryFGD & ACI | N/A | N/A | N/A | N/A | N/A | N/A | N/A
00 Ret.ExistDSI & DryFGD & ACI & CCS | N/A | N/A | N/A | N/A | N/A | N/A | N/A
00 Ret.ExistDSI & DryFGD & ACI & HRI | N/A | N/A | N/A | N/A | N/A | N/A | N/A
00 Ret.ExistDSI & DryFGD & ACI & HRI & CCS | N/A | N/A | N/A | N/A | N/A | N/A | N/A
00 Ret.ExistDSI & DryFGD & CCS | N/A | N/A | N/A | N/A | N/A | N/A | N/A
00 Ret.ExistDSI & DryFGD & HRI | N/A | N/A | N/A | N/A | N/A | N/A | N/A
00 Ret.ExistDSI & DryFGD & HRI & CCS | N/A | N/A | N/A | N/A | N/A | N/A | N/A
00 Ret.ExistDSI & HRI | N/A | N/A | N/A | N/A | N/A | N/A | N/A
00 Ret.ExistDSI & SCR | N/A | N/A | N/A | N/A | N/A | N/A | N/A
00 Ret.ExistDSI & SCR & DryFGD | N/A | N/A | N/A | N/A | N/A | N/A | N/A
00 Ret.ExistDSI & SCR & DryFGD & ACI | N/A | N/A | N/A | N/A | N/A | N/A | N/A
00 Ret.ExistDSI & SCR & DryFGD & CCS | N/A | N/A | N/A | N/A | N/A | N/A | N/A
00 Ret.ExistDSI & SCR & DryFGD & HRI | N/A | N/A | N/A | N/A | N/A | N/A | N/A
00 Ret.ExistDSI & SCR & DryFGD & HRI & CCS | N/A | N/A | N/A | N/A | N/A | N/A | N/A
00 Ret.ExistDSI & SCR & HRI | N/A | N/A | N/A | N/A | N/A | N/A | N/A
00 Ret.ExistDSI & SCR & WetFGD | N/A | N/A | N/A | N/A | N/A | N/A | N/A
00 Ret.ExistDSI & SCR & WetFGD & CCS | N/A | N/A | N/A | N/A | N/A | N/A | N/A
00 Ret.ExistDSI & SCR & WetFGD & HRI | N/A | N/A | N/A | N/A | N/A | N/A | N/A
00 Ret.ExistDSI & SCR & WetFGD & HRI & CCS | N/A | N/A | N/A | N/A | N/A | N/A | N/A
00 Ret.ExistDSI & WetFGD | N/A | N/A | N/A | N/A | N/A | N/A | N/A
00 Ret.ExistDSI & WetFGD & ACI | N/A | N/A | N/A | N/A | N/A | N/A | N/A
00 Ret.ExistDSI & WetFGD & ACI & HRI | N/A | N/A | N/A | N/A | N/A | N/A | N/A
00 Ret.ExistDSI & WetFGD & CCS | N/A | N/A | N/A | N/A | N/A | N/A | N/A
00 Ret.ExistDSI & WetFGD & HRI | N/A | N/A | N/A | N/A | N/A | N/A | N/A
00 Ret.ExistDSI & WetFGD & HRI & CCS | N/A | N/A | N/A | N/A | N/A | N/A | N/A
00 Ret.ExistIGCC & CCS | N/A | N/A | N/A | N/A | N/A | N/A | N/A
00 Ret.ExistSCR & ACI | 0 | 0 | 0 | 0 | 0 | 0 | 0
00 Ret.ExistSCR & ACI & DryFGD | 55.7149 | 55.7149 | 0 | 0 | 0 | 0 | 0
00 Ret.ExistSCR & ACI & DryFGD & HRI | 82.6047 | 82.6047 | 72.1552 | 82.6047 | 82.6047 | 76.7356 | 72.1552
00 Ret.ExistSCR & ACI & DSI | N/A | N/A | N/A | N/A | N/A | N/A | N/A
00 Ret.ExistSCR & ACI & DSI & DryFGD | N/A | N/A | N/A | N/A | N/A | N/A | N/A
00 Ret.ExistSCR & ACI & DSI & DryFGD & HRI | N/A | N/A | N/A | N/A | N/A | N/A | N/A
00 Ret.ExistSCR & ACI & DSI & HRI | 83.616 | 83.616 | 68.2551 | 71.7207 | 71.7207 | 69.766 | 72.1985
00 Ret.ExistSCR & ACI & DSI & WetFGD | N/A | N/A | N/A | N/A | N/A | N/A | N/A
00 Ret.ExistSCR & ACI & DSI & WetFGD & HRI | N/A | N/A | N/A | N/A | N/A | N/A | N/A
00 Ret.ExistSCR & ACI & HRI | 84.4138 | 84.4138 | 84.4138 | 84.4138 | 84.4138 | 84.4138 | 83.1913
00 Ret.ExistSCR & ACI & WetFGD | N/A | N/A | N/A | N/A | N/A | N/A | N/A
00 Ret.ExistSCR & ACI & WetFGD & HRI | N/A | N/A | N/A | N/A | N/A | N/A | N/A
00 Ret.ExistSCR & DryFGD | N/A | N/A | N/A | N/A | N/A | N/A | N/A
00 Ret.ExistSCR & DryFGD & ACI & CCS | N/A | N/A | N/A | N/A | N/A | N/A | N/A
00 Ret.ExistSCR & DryFGD & ACI & HRI & CCS | N/A | N/A | N/A | N/A | N/A | N/A | N/A
00 Ret.ExistSCR & DryFGD & CCS | N/A | N/A | N/A | N/A | N/A | N/A | N/A
00 Ret.ExistSCR & DryFGD & HRI | N/A | N/A | N/A | N/A | N/A | N/A | N/A
00 Ret.ExistSCR & DryFGD & HRI & CCS | N/A | N/A | N/A | N/A | N/A | N/A | N/A
00 Ret.ExistSCR & DSI | N/A | N/A | N/A | N/A | N/A | N/A | N/A
00 Ret.ExistSCR & DSI & DryFGD | N/A | N/A | N/A | N/A | N/A | N/A | N/A
00 Ret.ExistSCR & DSI & DryFGD & HRI | N/A | N/A | N/A | N/A | N/A | N/A | N/A
00 Ret.ExistSCR & DSI & HRI | N/A | N/A | N/A | N/A | N/A | N/A | N/A
00 Ret.ExistSCR & DSI & WetFGD | N/A | N/A | N/A | N/A | N/A | N/A | N/A
00 Ret.ExistSCR & DSI & WetFGD & HRI | N/A | N/A | N/A | N/A | N/A | N/A | N/A
00 Ret.ExistSCR & HRI | 0 | 0 | 0 | 0 | 0 | 0 | 0
00 Ret.ExistSCR & WetFGD | N/A | N/A | N/A | N/A | N/A | N/A | N/A
00 Ret.ExistSCR & WetFGD & ACI & CCS | N/A | N/A | N/A | N/A | N/A | N/A | N/A
00 Ret.ExistSCR & WetFGD & ACI & HRI & CCS | N/A | N/A | N/A | N/A | N/A | N/A | N/A
00 Ret.ExistSCR & WetFGD & CCS | N/A | N/A | N/A | N/A | N/A | N/A | N/A
00 Ret.ExistSCR & WetFGD & HRI | 82.9929 | 82.9929 | 82.9929 | 82.9929 | 82.9929 | 82.9929 | 82.9929
00 Ret.ExistSCR & WetFGD & HRI & CCS | N/A | N/A | N/A | N/A | N/A | N/A | N/A
00 Ret.ExistSCR_ACI & DryFGD | N/A | N/A | N/A | N/A | N/A | N/A | N/A
00 Ret.ExistSCR_ACI & DryFGD & CCS | N/A | N/A | N/A | N/A | N/A | N/A | N/A
00 Ret.ExistSCR_ACI & DryFGD & HRI | 82.9224 | 82.6641 | 81.9351 | 82.6641 | 82.6641 | 82.6641 | 82.6641
00 Ret.ExistSCR_ACI & DryFGD & HRI & CCS | N/A | N/A | N/A | N/A | N/A | N/A | N/A
00 Ret.ExistSCR_ACI & DSI | N/A | N/A | N/A | N/A | N/A | N/A | N/A
00 Ret.ExistSCR_ACI & DSI & HRI | 81.4418 | 82.971 | 58.3252 | 58.3252 | 58.3252 | 71.8335 | 64.1164
00 Ret.ExistSCR_ACI & HRI | 0 | 0 | 0 | 0 | 0 | 0 | 0
00 Ret.ExistSCR_ACI & WetFGD | N/A | N/A | N/A | N/A | N/A | N/A | N/A
00 Ret.ExistSCR_ACI & WetFGD & CCS | N/A | N/A | N/A | N/A | N/A | N/A | N/A
00 Ret.ExistSCR_ACI & WetFGD & HRI | N/A | N/A | N/A | N/A | N/A | N/A | N/A
00 Ret.ExistSCR_ACI & WetFGD & HRI & CCS | N/A | N/A | N/A | N/A | N/A | N/A | N/A
00 Ret.ExistSCR_ACI_DSI & DryFGD | N/A | N/A | N/A | N/A | N/A | N/A | N/A
00 Ret.ExistSCR_ACI_DSI & DryFGD & CCS | N/A | N/A | N/A | N/A | N/A | N/A | N/A
00 Ret.ExistSCR_ACI_DSI & DryFGD & HRI | N/A | N/A | N/A | N/A | N/A | N/A | N/A
00 Ret.ExistSCR_ACI_DSI & DryFGD & HRI & CCS | N/A | N/A | N/A | N/A | N/A | N/A | N/A
00 Ret.ExistSCR_ACI_DSI & HRI | 81.9027 | 81.9027 | 61.9988 | 64.566 | 64.566 | 66.318 | 76.0916
00 Ret.ExistSCR_ACI_DSI & WetFGD | N/A | N/A | N/A | N/A | N/A | N/A | N/A
00 Ret.ExistSCR_ACI_DSI & WetFGD & CCS | N/A | N/A | N/A | N/A | N/A | N/A | N/A
00 Ret.ExistSCR_ACI_DSI & WetFGD & HRI | N/A | N/A | N/A | N/A | N/A | N/A | N/A
00 Ret.ExistSCR_ACI_DSI & WetFGD & HRI & CCS | N/A | N/A | N/A | N/A | N/A | N/A | N/A
00 Ret.ExistSCR_DryFGD & ACI | 82.0527 | 81.9027 | 0 | 20.4928 | 25.9543 | 25.9543 | N/A
00 Ret.ExistSCR_DryFGD & HRI | 82.6047 | 82.6047 | 59.611 | 59.611 | 59.611 | 59.611 | 72.1552
00 Ret.ExistSCR_DryFGD & HRI & CCS | N/A | N/A | N/A | N/A | N/A | N/A | N/A
00 Ret.ExistSCR_DryFGD_ACI & CCS | N/A | N/A | N/A | N/A | N/A | N/A | N/A
00 Ret.ExistSCR_DryFGD_ACI & HRI | 80.6909 | 82.0698 | 73.9672 | 72.1978 | 72.0229 | 70.483 | 74.1119
00 Ret.ExistSCR_DryFGD_ACI & HRI & CCS | N/A | N/A | N/A | N/A | N/A | N/A | N/A
00 Ret.ExistSCR_DSI & ACI | N/A | N/A | N/A | N/A | N/A | N/A | N/A
00 Ret.ExistSCR_DSI & ACI & HRI | N/A | N/A | N/A | N/A | N/A | N/A | N/A
00 Ret.ExistSCR_DSI & DryFGD | N/A | N/A | N/A | N/A | N/A | N/A | N/A
00 Ret.ExistSCR_DSI & DryFGD & ACI | N/A | N/A | N/A | N/A | N/A | N/A | N/A
00 Ret.ExistSCR_DSI & DryFGD & ACI & HRI | N/A | N/A | N/A | N/A | N/A | N/A | N/A
00 Ret.ExistSCR_DSI & DryFGD & HRI | N/A | N/A | N/A | N/A | N/A | N/A | N/A
00 Ret.ExistSCR_DSI & HRI | N/A | N/A | N/A | N/A | N/A | N/A | N/A
00 Ret.ExistSCR_DSI & WetFGD | N/A | N/A | N/A | N/A | N/A | N/A | N/A
00 Ret.ExistSCR_DSI & WetFGD & ACI | N/A | N/A | N/A | N/A | N/A | N/A | N/A
00 Ret.ExistSCR_DSI & WetFGD & ACI & HRI | N/A | N/A | N/A | N/A | N/A | N/A | N/A
00 Ret.ExistSCR_DSI & WetFGD & HRI | N/A | N/A | N/A | N/A | N/A | N/A | N/A
00 Ret.ExistSCR_WetFGD & ACI | 78.5955 | 78.5955 | 26.4111 | 26.4111 | 26.4111 | 26.4111 | 26.4111
00 Ret.ExistSCR_WetFGD & HRI | 81.253 | 81.3511 | 73.2737 | 69.6491 | 66.4776 | 64.0535 | 69.5996
00 Ret.ExistSCR_WetFGD & HRI & CCS | N/A | N/A | N/A | N/A | N/A | N/A | N/A
00 Ret.ExistSCR_WetFGD_ACI & CCS | N/A | N/A | N/A | N/A | N/A | N/A | N/A
00 Ret.ExistSCR_WetFGD_ACI & HRI | 80.1759 | 81.5096 | 69.372 | 74.6148 | 71.4243 | 63.9953 | 69.662
00 Ret.ExistSCR_WetFGD_ACI & HRI & CCS | N/A | N/A | N/A | N/A | N/A | N/A | N/A
00 Ret.ExistSNCR & ACI | N/A | N/A | N/A | N/A | N/A | N/A | N/A
00 Ret.ExistSNCR & ACI & DryFGD | N/A | N/A | N/A | N/A | N/A | N/A | N/A
00 Ret.ExistSNCR & ACI & DryFGD & HRI | N/A | N/A | N/A | N/A | N/A | N/A | N/A
00 Ret.ExistSNCR & ACI & DSI | N/A | N/A | N/A | N/A | N/A | N/A | N/A
00 Ret.ExistSNCR & ACI & DSI & DryFGD | N/A | N/A | N/A | N/A | N/A | N/A | N/A
00 Ret.ExistSNCR & ACI & DSI & DryFGD & HRI | N/A | N/A | N/A | N/A | N/A | N/A | N/A
00 Ret.ExistSNCR & ACI & DSI & HRI | N/A | N/A | N/A | N/A | N/A | N/A | N/A
00 Ret.ExistSNCR & ACI & DSI & WetFGD | N/A | N/A | N/A | N/A | N/A | N/A | N/A
00 Ret.ExistSNCR & ACI & DSI & WetFGD & HRI | N/A | N/A | N/A | N/A | N/A | N/A | N/A
00 Ret.ExistSNCR & ACI & HRI | 84.9864 | 84.9864 | 84.9864 | 84.9864 | 84.9864 | 84.9864 | 84.9864
00 Ret.ExistSNCR & ACI & WetFGD | N/A | N/A | N/A | N/A | N/A | N/A | N/A
00 Ret.ExistSNCR & ACI & WetFGD & HRI | N/A | N/A | N/A | N/A | N/A | N/A | N/A
00 Ret.ExistSNCR & DryFGD | N/A | N/A | N/A | N/A | N/A | N/A | N/A
00 Ret.ExistSNCR & DryFGD & CCS | N/A | N/A | N/A | N/A | N/A | N/A | N/A
00 Ret.ExistSNCR & DryFGD & HRI | 84.9864 | 84.9864 | 84.9864 | 84.9864 | 84.9864 | 84.8783 | 84.9864
00 Ret.ExistSNCR & DryFGD & HRI & CCS | N/A | N/A | N/A | N/A | N/A | N/A | N/A
00 Ret.ExistSNCR & DSI | N/A | N/A | N/A | N/A | N/A | N/A | N/A
00 Ret.ExistSNCR & DSI & DryFGD | N/A | N/A | N/A | N/A | N/A | N/A | N/A
00 Ret.ExistSNCR & DSI & DryFGD & HRI | N/A | N/A | N/A | N/A | N/A | N/A | N/A
00 Ret.ExistSNCR & DSI & HRI | N/A | N/A | N/A | N/A | N/A | N/A | N/A
00 Ret.ExistSNCR & DSI & WetFGD | N/A | N/A | N/A | N/A | N/A | N/A | N/A
00 Ret.ExistSNCR & DSI & WetFGD & HRI | N/A | N/A | N/A | N/A | N/A | N/A | N/A
00 Ret.ExistSNCR & HRI | 84.0293 | 84.0293 | 67.9018 | 73.3996 | 67.9018 | 67.9018 | 77.9794
00 Ret.ExistSNCR & WetFGD | N/A | N/A | N/A | N/A | N/A | N/A | N/A
00 Ret.ExistSNCR & WetFGD & ACI & CCS | N/A | N/A | N/A | N/A | N/A | N/A | N/A
00 Ret.ExistSNCR & WetFGD & ACI & HRI & CCS | N/A | N/A | N/A | N/A | N/A | N/A | N/A
00 Ret.ExistSNCR & WetFGD & CCS | N/A | N/A | N/A | N/A | N/A | N/A | N/A
00 Ret.ExistSNCR & WetFGD & HRI | N/A | N/A | N/A | N/A | N/A | N/A | N/A
00 Ret.ExistSNCR & WetFGD & HRI & CCS | N/A | N/A | N/A | N/A | N/A | N/A | N/A
00 Ret.ExistSNCR_ACI & DryFGD | N/A | N/A | N/A | N/A | N/A | N/A | N/A
00 Ret.ExistSNCR_ACI & DryFGD & CCS | N/A | N/A | N/A | N/A | N/A | N/A | N/A
00 Ret.ExistSNCR_ACI & DryFGD & HRI | 82.5704 | 82.5704 | 65.0961 | 65.0961 | 65.0961 | 59.5863 | 82.5704
00 Ret.ExistSNCR_ACI & DryFGD & HRI & CCS | N/A | N/A | N/A | N/A | N/A | N/A | N/A
00 Ret.ExistSNCR_ACI & DSI | N/A | N/A | N/A | N/A | N/A | N/A | N/A
00 Ret.ExistSNCR_ACI & DSI & HRI | N/A | N/A | N/A | N/A | N/A | N/A | N/A
00 Ret.ExistSNCR_ACI & HRI | N/A | N/A | N/A | N/A | N/A | N/A | N/A
00 Ret.ExistSNCR_ACI & WetFGD | N/A | N/A | N/A | N/A | N/A | N/A | N/A
00 Ret.ExistSNCR_ACI & WetFGD & CCS | N/A | N/A | N/A | N/A | N/A | N/A | N/A
00 Ret.ExistSNCR_ACI & WetFGD & HRI | N/A | N/A | N/A | N/A | N/A | N/A | N/A
00 Ret.ExistSNCR_ACI & WetFGD & HRI & CCS | N/A | N/A | N/A | N/A | N/A | N/A | N/A
00 Ret.ExistSNCR_ACI_DSI & DryFGD | N/A | N/A | N/A | N/A | N/A | N/A | N/A
00 Ret.ExistSNCR_ACI_DSI & DryFGD & HRI | N/A | N/A | N/A | N/A | N/A | N/A | N/A
00 Ret.ExistSNCR_ACI_DSI & HRI | N/A | N/A | N/A | N/A | N/A | N/A | N/A
00 Ret.ExistSNCR_ACI_DSI & WetFGD | N/A | N/A | N/A | N/A | N/A | N/A | N/A
00 Ret.ExistSNCR_ACI_DSI & WetFGD & HRI | N/A | N/A | N/A | N/A | N/A | N/A | N/A
00 Ret.ExistSNCR_DryFGD & ACI | N/A | N/A | N/A | N/A | N/A | N/A | N/A
00 Ret.ExistSNCR_DryFGD & HRI | N/A | N/A | N/A | N/A | N/A | N/A | N/A
00 Ret.ExistSNCR_DryFGD & HRI & CCS | N/A | N/A | N/A | N/A | N/A | N/A | N/A
00 Ret.ExistSNCR_DryFGD_ACI & CCS | N/A | N/A | N/A | N/A | N/A | N/A | N/A
00 Ret.ExistSNCR_DryFGD_ACI & HRI | 73.7355 | 73.7355 | 74.6368 | 74.6368 | 74.6368 | 73.7355 | 73.7355
00 Ret.ExistSNCR_WetFGD & ACI | 68.5612 | 68.7824 | 51.3639 | 43.8356 | 41.4743 | 20.6726 | 53.1366
00 Ret.ExistSNCR_WetFGD & HRI | 81.9151 | 81.8923 | 79.3112 | 72.1154 | 72.1154 | 68.1144 | 64.586
00 Ret.ExistSNCR_WetFGD & HRI & CCS | N/A | N/A | N/A | N/A | N/A | N/A | N/A
00 Ret.ExistSNCR_WetFGD_ACI & CCS | N/A | N/A | N/A | N/A | N/A | N/A | N/A
00 Ret.ExistSNCR_WetFGD_ACI & HRI | N/A | N/A | N/A | N/A | N/A | N/A | 60.0642
00 Ret.ExistSNCR_WetFGD_ACI & HRI & CCS | N/A | N/A | N/A | N/A | N/A | N/A | N/A
00 Ret.ExistWetFGD & ACI | 80.1872 | 78.752 | 53.1882 | 23.7128 | 20.2414 | 24.615 | 24.3117
00 Ret.ExistWetFGD & ACI & CCS | N/A | N/A | N/A | N/A | N/A | N/A | N/A
00 Ret.ExistWetFGD & ACI & HRI | 77.6444 | 79.5697 | 62.0296 | 65.2536 | 64.066 | 63.7312 | 68.1956
00 Ret.ExistWetFGD & ACI & HRI & CCS | N/A | N/A | N/A | N/A | N/A | N/A | N/A
00 Ret.ExistWetFGD & ACI & SCR | N/A | 84.4138 | 0 | 20.9704 | 26.5593 | 26.5593 | N/A
00 Ret.ExistWetFGD & ACI & SCR & CCS | N/A | N/A | N/A | N/A | N/A | N/A | N/A
00 Ret.ExistWetFGD & ACI & SCR & HRI | 83.2326 | 83.3646 | 79.7799 | 83.3646 | 78.1213 | 77.6063 | 83.5196
00 Ret.ExistWetFGD & ACI & SCR & HRI & CCS | N/A | N/A | N/A | N/A | N/A | N/A | N/A
00 Ret.ExistWetFGD & ACI & SNCR | N/A | N/A | N/A | N/A | N/A | N/A | N/A
00 Ret.ExistWetFGD & ACI & SNCR & HRI | N/A | N/A | N/A | N/A | N/A | N/A | N/A
00 Ret.ExistWetFGD & CCS | N/A | N/A | N/A | N/A | N/A | N/A | N/A
00 Ret.ExistWetFGD & HRI | 82.4843 | 82.2451 | 76.453 | 79.6454 | 77.5235 | 76.3189 | 77.3853
00 Ret.ExistWetFGD & HRI & CCS | N/A | N/A | N/A | N/A | N/A | N/A | N/A
00 Ret.ExistWetFGD & SCR | 73.9388 | 73.9196 | 73.7355 | 54.8019 | 53.6913 | 51.2813 | 60.9166
00 Ret.ExistWetFGD & SCR & CCS | N/A | N/A | N/A | N/A | N/A | N/A | N/A
00 Ret.ExistWetFGD & SCR & HRI | 82.7164 | 82.5781 | 51.4824 | 73.0418 | 72.1317 | 76.6381 | 80.6235
00 Ret.ExistWetFGD & SCR & HRI & CCS | N/A | N/A | N/A | N/A | N/A | N/A | N/A
00 Ret.ExistWetFGD & SNCR | N/A | N/A | N/A | N/A | N/A | N/A | N/A
00 Ret.ExistWetFGD & SNCR & HRI | N/A | N/A | N/A | N/A | N/A | N/A | N/A
00 Ret.ExistWetFGD_ACI & CCS | N/A | N/A | N/A | N/A | N/A | N/A | N/A
00 Ret.ExistWetFGD_ACI & HRI | 79.4957 | 84.7096 | 70.4401 | 74.5369 | 71.3896 | 65.9298 | 84.7616
00 Ret.ExistWetFGD_ACI & HRI & CCS | N/A | N/A | N/A | N/A | N/A | N/A | N/A
00 Ret.ExistWetFGD_ACI & SCR | N/A | N/A | N/A | N/A | N/A | N/A | N/A
00 Ret.ExistWetFGD_ACI & SCR & CCS | N/A | N/A | N/A | N/A | N/A | N/A | N/A
00 Ret.ExistWetFGD_ACI & SCR & HRI | 81.9027 | 82.7157 | 67.2991 | 81.3795 | 54.8083 | 48.5805 | 57.8371
00 Ret.ExistWetFGD_ACI & SCR & HRI & CCS | N/A | N/A | N/A | N/A | N/A | N/A | N/A
00 Ret.ExistWetFGD_ACI & SNCR | N/A | N/A | N/A | N/A | N/A | N/A | N/A
00 Ret.ExistWetFGD_ACI & SNCR & HRI | N/A | N/A | N/A | N/A | N/A | N/A | N/A
00 Ret.ExistWetFGD_SCR & ACI & CCS | N/A | N/A | N/A | N/A | N/A | N/A | N/A
00 Ret.ExistWetFGD_SCR & ACI & HRI | 82.8793 | 82.8793 | 69.8915 | 71.687 | 72.2227 | 72.3235 | 73.3387
00 Ret.ExistWetFGD_SCR & ACI & HRI & CCS | N/A | N/A | N/A | N/A | N/A | N/A | N/A
00 Ret.ExistWetFGD_SCR & CCS | N/A | N/A | N/A | N/A | N/A | N/A | N/A
00 Ret.ExistWetFGD_SNCR & ACI & CCS | N/A | N/A | N/A | N/A | N/A | N/A | N/A
00 Ret.ExistWetFGD_SNCR & ACI & HRI | 74.9586 | 74.3731 | 66.3285 | 68.5897 | 68.29 | 57.9529 | 66.058
00 Ret.ExistWetFGD_SNCR & ACI & HRI & CCS | N/A | N/A | N/A | N/A | N/A | N/A | N/A
00 Ret.ExistWetFGD_SNCR & CCS | N/A | N/A | N/A | N/A | N/A | N/A | N/A
00 Ret.FB & ACI | 84.9158 | 84.8888 | 10.451 | 10.451 | 10.451 | 10.451 | 10.451
00 Ret.FB & ACI & HRI | N/A | 84.9864 | 66.9448 | 66.9448 | 66.9448 | 61.3298 | 84.9864
00 Ret.FB & HRI | 84.5476 | 84.5476 | 84.5014 | 84.5476 | 84.5476 | 84.5014 | 84.5014
00 Ret.FB DryFGD | 0 | 0 | 0 | 0 | 0 | 0 | 0
00 Ret.FB DryFGD & ACI | N/A | N/A | N/A | N/A | N/A | N/A | N/A
00 Ret.FB DryFGD & ACI & HRI | N/A | N/A | N/A | N/A | N/A | N/A | N/A
00 Ret.FB DryFGD & HRI | 78.1645 | 78.1645 | 78.1645 | 78.1645 | 78.1645 | 78.1645 | 78.1645
00 Ret.FB DryFGD & SNCR | 84.0337 | 84.0337 | 84.0337 | 84.0337 | 84.0337 | 84.0337 | 84.0337
00 Ret.FB DryFGD & SNCR & HRI | N/A | N/A | N/A | N/A | N/A | N/A | N/A
00 Ret.FB SNCR & DryFGD & ACI | N/A | N/A | N/A | N/A | N/A | N/A | N/A
00 Ret.FB SNCR & DryFGD & ACI & HRI | N/A | N/A | N/A | N/A | N/A | N/A | N/A
00 Ret.FB-ACI & SNCR | N/A | N/A | N/A | N/A | N/A | N/A | N/A
00 Ret.FB-ACI & SNCR & CCS | N/A | N/A | N/A | N/A | N/A | N/A | N/A
00 Ret.FB-ACI & SNCR & HRI | N/A | N/A | N/A | N/A | N/A | N/A | N/A
00 Ret.FB-ACI & SNCR & HRI & CCS | N/A | N/A | N/A | N/A | N/A | N/A | N/A
00 Ret.FB-Exist ACI & DryFGD | N/A | N/A | N/A | N/A | N/A | N/A | N/A
00 Ret.FB-Exist ACI & DryFGD & HRI | N/A | N/A | N/A | N/A | N/A | N/A | N/A
00 Ret.FB-Exist ACI & DryFGD & SNCR | N/A | N/A | N/A | N/A | N/A | N/A | N/A
00 Ret.FB-Exist ACI & DryFGD & SNCR & HRI | N/A | N/A | N/A | N/A | N/A | N/A | N/A
00 Ret.FB-Exist ACI & SNCR | N/A | N/A | N/A | N/A | N/A | N/A | N/A
00 Ret.FB-Exist ACI & SNCR & HRI | N/A | N/A | N/A | N/A | N/A | N/A | N/A
00 Ret.FB-ExistACI & HRI | N/A | N/A | N/A | N/A | N/A | N/A | N/A
00 Ret.FB-ExistDryFGD & ACI | N/A | N/A | N/A | N/A | N/A | N/A | N/A
00 Ret.FB-ExistDryFGD & ACI & HRI | N/A | N/A | N/A | N/A | N/A | N/A | N/A
00 Ret.FB-ExistDryFGD & ACI & SNCR | N/A | N/A | N/A | N/A | N/A | N/A | N/A
00 Ret.FB-ExistDryFGD & ACI & SNCR & HRI | N/A | N/A | N/A | N/A | N/A | N/A | N/A
00 Ret.FB-ExistDryFGD & CCS | N/A | N/A | N/A | N/A | N/A | N/A | N/A
00 Ret.FB-ExistDryFGD & HRI | 82.419 | 82.419 | 82.419 | 82.419 | 82.419 | 82.419 | 82.419
00 Ret.FB-ExistDryFGD & SNCR | N/A | N/A | N/A | N/A | N/A | N/A | N/A
00 Ret.FB-ExistDryFGD & SNCR & HRI | N/A | N/A | N/A | N/A | N/A | N/A | N/A
00 Ret.FB-ExistDryFGD_ACI & CCS | N/A | N/A | N/A | N/A | N/A | N/A | N/A
00 Ret.FB-ExistDryFGD_SNCR & ACI | N/A | N/A | N/A | N/A | N/A | N/A | N/A
00 Ret.FB-ExistDryFGD_SNCR & ACI & HRI | N/A | N/A | N/A | N/A | N/A | N/A | N/A
00 Ret.FB-ExistDryFGD_SNCR & CCS | N/A | N/A | N/A | N/A | N/A | N/A | N/A
00 Ret.FB-ExistDryFGD_SNCR & HRI | 83.2497 | 83.0026 | 82.1053 | 83.0026 | 83.0026 | 83.0026 | 83.0026
00 Ret.FB-ExistDryFGD_SNCR & HRI & CCS | N/A | N/A | N/A | N/A | N/A | N/A | N/A
00 Ret.FB-ExistDryFGD_SNCR_ACI & HRI | N/A | 85.8817 | 54.5901 | 67.6271 | 54.5901 | 52.1266 | 85.8817
00 Ret.FB-ExistWetFGD_SNCR_ACI & HRI | N/A | N/A | N/A | N/A | N/A | N/A | N/A
00 Ret.FB-ExistSNCR & ACI | 45.11 | N/A | N/A | N/A | N/A | N/A | N/A
00 Ret.FB-ExistSNCR & ACI & HRI | N/A | 45.11 | 45.11 | 45.11 | 45.11 | 45.11 | 45.11
00 Ret.FB-ExistSNCR & DryFGD | N/A | N/A | N/A | N/A | N/A | N/A | N/A
00 Ret.FB-ExistSNCR & DryFGD & ACI | N/A | N/A | N/A | N/A | N/A | N/A | N/A
00 Ret.FB-ExistSNCR & DryFGD & ACI & HRI | N/A | N/A | N/A | N/A | N/A | N/A | N/A
00 Ret.FB-ExistSNCR & DryFGD & HRI | 84.5673 | 84.5673 | 84.5673 | 84.5673 | 84.5673 | 84.5673 | 84.5673
00 Ret.FB-ExistSNCR & HRI | 84.9864 | 84.9864 | 78.4299 | 84.9864 | 84.9864 | 84.9864 | 74.5324
00 Ret.FB-SNCR | N/A | N/A | N/A | N/A | N/A | N/A | N/A
00 Ret.FB-SNCR & HRI | N/A | N/A | N/A | N/A | N/A | N/A | N/A
00 Ret.HRI | 81.7453 | 81.8182 | 69.3649 | 70.9397 | 71.045 | 71.1308 | 64.7212
00 Ret.Oil/Gas Steam SCR | 75.6573 | N/A | N/A | N/A | N/A | N/A | N/A
00 Ret.SCR | N/A | N/A | N/A | N/A | N/A | N/A | N/A
00 Ret.SCR & DryFGD | N/A | N/A | N/A | N/A | N/A | N/A | N/A
00 Ret.SCR & DryFGD & ACI | N/A | N/A | N/A | N/A | N/A | N/A | N/A
00 Ret.SCR & DryFGD & CCS | N/A | N/A | N/A | N/A | N/A | N/A | N/A
00 Ret.SCR & DryFGD & HRI | N/A | N/A | N/A | N/A | N/A | N/A | N/A
00 Ret.SCR & DryFGD & HRI & CCS | N/A | N/A | N/A | N/A | N/A | N/A | N/A
00 Ret.SCR & DSI | N/A | N/A | N/A | N/A | N/A | N/A | N/A
00 Ret.SCR & DSI & DryFGD | N/A | N/A | N/A | N/A | N/A | N/A | N/A
00 Ret.SCR & DSI & DryFGD & HRI | N/A | N/A | N/A | N/A | N/A | N/A | N/A
00 Ret.SCR & DSI & HRI | N/A | N/A | N/A | N/A | N/A | N/A | N/A
00 Ret.SCR & DSI & WetFGD | N/A | N/A | N/A | N/A | N/A | N/A | N/A
00 Ret.SCR & DSI & WetFGD & HRI | N/A | N/A | N/A | N/A | N/A | N/A | N/A
00 Ret.SCR & HRI | N/A | N/A | N/A | N/A | N/A | N/A | N/A
00 Ret.SCR & WetFGD | N/A | N/A | N/A | N/A | N/A | N/A | N/A
00 Ret.SCR & WetFGD & ACI | N/A | N/A | N/A | N/A | N/A | N/A | N/A
00 Ret.SCR & WetFGD & CCS | N/A | N/A | N/A | N/A | N/A | N/A | N/A
00 Ret.SCR & WetFGD & HRI | N/A | N/A | N/A | N/A | N/A | N/A | N/A
00 Ret.SCR & WetFGD & HRI & CCS | N/A | N/A | N/A | N/A | N/A | N/A | N/A
00 Ret.SNCR | N/A | 84.0293 | 0 | 0 | 0 | 0 | 0
00 Ret.SNCR & DryFGD | N/A | N/A | N/A | N/A | N/A | N/A | N/A
00 Ret.SNCR & DryFGD & ACI | N/A | N/A | N/A | N/A | N/A | N/A | N/A
00 Ret.SNCR & DryFGD & ACI & HRI | N/A | N/A | N/A | N/A | N/A | N/A | N/A
00 Ret.SNCR & DryFGD & HRI | N/A | N/A | N/A | N/A | N/A | N/A | N/A
00 Ret.SNCR & DSI | N/A | N/A | N/A | N/A | N/A | N/A | N/A
00 Ret.SNCR & DSI & HRI | N/A | N/A | N/A | N/A | N/A | N/A | N/A
00 Ret.SNCR & HRI | N/A | N/A | N/A | N/A | N/A | N/A | N/A
00 Ret.SNCR & WetFGD | N/A | N/A | N/A | N/A | N/A | N/A | N/A
00 Ret.SNCR & WetFGD & ACI | N/A | N/A | N/A | N/A | N/A | N/A | N/A
00 Ret.SNCR & WetFGD & ACI & HRI | N/A | N/A | N/A | N/A | N/A | N/A | N/A
00 Ret.SNCR & WetFGD & HRI | N/A | N/A | N/A | N/A | N/A | N/A | N/A
00 Ret.WetFGD | N/A | N/A | N/A | N/A | N/A | N/A | N/A
00 Ret.WetFGD & ACI & CCS | N/A | N/A | N/A | N/A | N/A | N/A | N/A
00 Ret.WetFGD & ACI & HRI & CCS | N/A | N/A | N/A | N/A | N/A | N/A | N/A
00 Ret.WetFGD & CCS | N/A | N/A | N/A | N/A | N/A | N/A | N/A
00 Ret.WetFGD & HRI | 84.9864 | 83.9073 | 75.3683 | 83.9073 | 83.9073 | 81.8321 | 83.9073
00 Ret.WetFGD & HRI & CCS | N/A | N/A | N/A | N/A | N/A | N/A | N/A
00 CC Retirement | 0 | 0 | 0 | 0 | 0 | 0 | 0
00 CT Retirement | 0 | 0 | 0 | 0 | 0 | 0 | 0
00 O/G Retirement | 0 | 0 | 0 | 0 | 0 | 0 | 0
00 Coal Retirement | 0 | 0 | 0 | 0 | 0 | 0 | 0
00 IGCC Retirement | 0 | 0 | 0 | 0 | 0 | 0 | 0
00 Nuke Retirement | 0 | 0 | 0 | 0 | 0 | 0 | 0
00 Non-Fossil Retirement | N/A | N/A | N/A | N/A | N/A | N/A | N/A
Average | 44.3097 | 44.1079 | 44.5535 | 44.2676 | 43.5176 | 41.3285 | 39.7465
15. Total Annual Production Cost [MMUS$](*)
Variable O&M | 13893.1845 | 13996.2306 | 13325.7152 | 13908.4136 | 14319.2166 | 16275.633 | 18782.1108
Fixed O&M | 49539.7524 | 51217.4224 | 51616.0022 | 55046.9952 | 57617.5176 | 52462.0277 | 44081.7203
Fuel | 91505.2767 | 92469.2772 | 112750.7493 | 125099.0715 | 136778.647 | 180240.0765 | 248521.8442
Capital | 6306.9476 | 10961.3125 | 12974.6328 | 20067.9361 | 27283.2866 | 35950.1627 | 52823.7445
Pollutant Transport & Storage | 0 | 0 | -26.6075 | -26.6075 | -26.6075 | -26.6075 | -26.6075
Total | 161245.1614 | 168644.2427 | 190640.492 | 214095.809 | 235972.0603 | 284901.2924 | 364182.8123
Sales Revenue | 0 | 0 | 0 | 0 | 0 | 0 | 0
(*) Costs include only those items that are important for determining incremental cost of pollution control
16. Emissions
CO2 MTons | 2227304.9177 | 2191300.5543 | 2056384.4832 | 2102827.3696 | 2110726.1976 | 2311640.3763 | 2625430.6795
Carbon MMTonnes | 551.0115 | 542.1044 | 508.7276 | 520.2171 | 522.1712 | 571.8752 | 649.5036
HCL MTons | 5.709 | 7.1856 | 7.9086 | 8.4587 | 8.5794 | 9.1141 | 9.5156
MER lbs | 14578.8505 | 15059.9437 | 13093.8974 | 13912.5128 | 13649.7372 | 13432.3304 | 14702.9719
NOX MTons | 1511.3956 | 1398.6721 | 1243.6625 | 1244.0815 | 1175.8718 | 1138.1302 | 1216.6695
SO2 MTons | 1390.5379 | 1354.9545 | 1127.0736 | 1105.0461 | 1053.5742 | 1037.7916 | 1158.0558

## Canada
| 2016 | 2018 | 2020 | 2025 | 2030 | 2040 | 2050
1. Reserve Margin Capacity Winter [MW] | 116245.3384 | 118432.857 | 118868.5587 | 122258.7688 | 126026.6149 | 135376.7401 | 146976.7385
Plus Firm Contract Purchases Winter [MW] | 0 | 0 | 0 | 0 | 0 | 0 | 0
Plus Transmission In Winter [MW] | 9264.2954 | 9335.3773 | 10631.1806 | 10967.1243 | 11460.7332 | 12517.6851 | 12027.2687
Less Firm Contract Sales Winter [MW] | 0 | 0 | 0 | 0 | 0 | 0 | 0
Less Transmission Out Winter [MW] | 6071.1681 | 6210.5121 | 7327.4286 | 7393.2073 | 7428.6735 | 7725.9858 | 7001.3233
Total Reserve Margin Capacity Winter [MW] | 119438.4657 | 121557.7222 | 122172.3107 | 125832.6858 | 130058.6747 | 140168.4394 | 152002.6839
2. Peak Load Winter [MW] | 99543.3655 | 101523.5505 | 102685.9294 | 107396.5744 | 111808.7506 | 121643.5547 | 132409.482
Less DSM [MW] | 0 | 0 | 0 | 0 | 0 | 0 | 0
Net Demand Winter [MW] | 99543.3655 | 101523.5505 | 102685.9294 | 107396.5744 | 111808.7506 | 121643.5547 | 132409.482
3. Reserve Margin Winter [%] | 19.9864 | 19.7335 | 18.9767 | 17.1664 | 16.3224 | 15.2288 | 14.7974
1. Reserve Margin Capacity Summer [MW] | 116245.3384 | 118432.857 | 118868.5587 | 122258.7688 | 126026.6149 | 135376.7401 | 146976.7385
Plus Firm Contract Purchases Summer [MW] | 0 | 0 | 0 | 0 | 0 | 0 | 0
Plus Transmission In Summer [MW] | 127.7632 | 129.0204 | 135.4374 | 415.8496 | 1184.8038 | 1824.0919 | 2302.5579
Less Firm Contract Sales Summer [MW] | 0 | 0 | 0 | 0 | 0 | 0 | 0
Less Transmission Out Summer [MW] | 3598.9436 | 3589.9461 | 4937.0672 | 6867.718 | 7668.934 | 10078.5732 | 10593.0619
Total Reserve Margin Capacity Summer [MW] | 112774.158 | 114971.9314 | 114066.9288 | 115806.9004 | 119542.4848 | 127122.2588 | 138686.2345
2. Peak Load Summer [MW] | 78681.3111 | 80080.2611 | 81550.8446 | 85090.1226 | 88530.2616 | 96142.6167 | 104467.772
Less DSM [MW] | 0 | 0 | 0 | 0 | 0 | 0 | 0
Net Demand Summer [MW] | 78681.3111 | 80080.2611 | 81550.8446 | 85090.1226 | 88530.2616 | 96142.6167 | 104467.772
3. Reserve Margin Summer [%] | 43.3303 | 43.5709 | 39.8722 | 36.0991 | 35.0301 | 32.2226 | 32.755
1. Reserve Margin Capacity Annual [MW] | 116245.3384 | 118432.857 | 118868.5587 | 122258.7688 | 126026.6149 | 135376.7401 | 146976.7385
Plus Firm Contract Purchases Annual [MW] | 0 | 0 | 0 | 0 | 0 | 0 | 0
Plus Transmission In Annual [MW] | 9264.2954 | 9335.3773 | 10631.1806 | 10967.1243 | 11460.7332 | 12517.6851 | 12027.2687
Less Firm Contract Sales Annual [MW] | 0 | 0 | 0 | 0 | 0 | 0 | 0
Less Transmission Out Annual [MW] | 6071.1681 | 6210.5121 | 7327.4286 | 7393.2073 | 7428.6735 | 7725.9858 | 7001.3233
Total Reserve Margin Capacity Annual [MW] | 119438.4657 | 121557.7222 | 122172.3107 | 125832.6858 | 130058.6747 | 140168.4394 | 152002.6839
(for seasonal/annual regions combined)
2. Peak Load Annual [MW] | 99543.3655 | 101523.5505 | 102685.9294 | 107396.5744 | 111808.7506 | 121643.5547 | 132409.482
Less DSM [MW] | 0 | 0 | 0 | 0 | 0 | 0 | 0
Net Demand Annual [MW] | 99543.3655 | 101523.5505 | 102685.9294 | 107396.5744 | 111808.7506 | 121643.5547 | 132409.482
(for seasonal/annual regions combined)
3. Reserve Margin Annual [%] | 19.9864 | 19.7335 | 18.9767 | 17.1664 | 16.3224 | 15.2288 | 14.7974
(for seasonal/annual regions combined)
4. Total Generation [GWh] | 609161.7943 | 619996.4428 | 622248.6281 | 647473.0721 | 668018.9343 | 725284.5264 | 786446.9634
Inter-Region Transmission [GWh] | -22070.9248 | -24275.1883 | -16031.1769 | -19209.8262 | -14106.1248 | -14413.3892 | -13254.761
Pumping & Storage Losses [GWh] | 0 | 0 | 0 | 6.7051 | 6.7051 | 0 | 0
Plus Purchases [GWh] | 0 | 0 | 0 | 0 | 0 | 0 | 0
Less Sales [GWh] | 0 | 0 | 0 | 0 | 0 | 0 | 0
5. Total Supply for Demand [GWh] | 587090.8695 | 595721.2545 | 606217.4513 | 628256.5408 | 653906.1045 | 710871.1372 | 773192.2023
6. Projected Demand [GWh] | 587090.8695 | 595721.2545 | 606217.4513 | 628256.5408 | 653906.1045 | 710871.1372 | 773192.2023
Energy Not Served [GWh] | 0 | 0 | 0 | 0 | 0 | 0 | 0
Less DSM [GWh] | 0 | 0 | 0 | 0 | 0 | 0 | 0
Energy Demand Response [GWh] | 0 | 0 | 0 | 0 | 0 | 0 | 0
Net Demand [GWh] | 587090.8695 | 595721.2545 | 606217.4513 | 628256.5408 | 653906.1045 | 710871.1372 | 773192.2023
7. Dumped Energy [GWh] | -9.7455e-06 | -4.917e-05 | -3.16e-05 | 1.7689e-05 | 3.9526e-06 | 1.7714e-05 | 2.2997e-06
8. Total Generation [GWh] | 609161.7943 | 619996.4428 | 622248.6281 | 647473.0721 | 668018.9343 | 725284.5264 | 786446.9634
Less T&D Losses [GWh] | 31954.6177 | 32369.7773 | 32352.9004 | 33572.3893 | 34617.7099 | 37280.2924 | 40087.7882
9. Total Sales [GWh] | 577207.1766 | 587626.6655 | 589895.7277 | 613900.6827 | 633401.2244 | 688004.234 | 746359.1751
Capacity Avoided Costs [US$/kW]
ANNUAL | 33.8008 | 9.1661 | 16.8935 | 43.7277 | 39.3081 | 57.6041 | 58.1432
WINTER | 33.538 | 8.9033 | 16.6307 | 42.6689 | 38.2493 | 50.4928 | 50.7531
SUMMER | 0.26281 | 0.26281 | 0.26281 | 1.0588 | 1.0588 | 7.1113 | 7.3901
10. Capacity by Capacity Reporting Type [MW]
00 New Combined Cycle | 0 | 0 | 0 | 0 | 0 | 0 | 0
00 New Combined Cycle - Uncontrolled | 210.0197 | 294.6265 | 294.6265 | 335.4315 | 1436.9668 | 2541.4741 | 10315.8338
00 New Combined Cycle with Carbon Capture | 0 | 0 | 0 | 0 | 0 | 0 | 0
00 New Combustion Turbine | 215.5984 | 215.5984 | 608.1701 | 3424.1732 | 7685.2755 | 13902.6155 | 20493.3345
00 New Hydro | 754.7273 | 754.7273 | 1412.2338 | 1977.8182 | 2624.3021 | 3455.4545 | 3811.8182
00 New Nuclear | 0 | 0 | 0 | 0 | 0 | 0 | 0
00 New Biomass | 43.5 | 43.5 | 43.5 | 43.5 | 43.5 | 43.5 | 1005
00 New Geothermal | 0 | 0 | 0 | 0 | 0 | 0 | 0
00 New Landfill Gas | 0 | 0 | 0 | 0 | 0 | 0 | 0
00 New Offshore Wind | 0 | 0 | 0 | 0 | 0 | 0 | 0
00 New Onshore Wind | 0 | 2018.1873 | 2018.1873 | 2378.0172 | 2383.029 | 8081.4195 | 21043.3233
00 New Solar PV | 0 | 0 | 0 | 0 | 0 | 0 | 0
00 New Solar Thermal | 0 | 0 | 0 | 0 | 0 | 0 | 0
00 New Fuel Cell | 0 | 0 | 0 | 0 | 0 | 0 | 0
00 New IGCC | 0 | 0 | 0 | 0 | 0 | 0 | 0
00 New Advanced Coal with CCS | 0 | 0 | 0 | 0 | 0 | 0 | 0
00 New SPC - Uncontrolled | 0 | 0 | 0 | 0 | 0 | 0 | 0
00 New SPC-WetFGD_SCR | 0 | 0 | 0 | 0 | 0 | 0 | 0
00 New Future Technology | 0 | 0 | 0 | 0 | 0 | 0 | 0
00 Exist Combined Cycle | 11932.5385 | 11932.5385 | 11932.5385 | 11932.5385 | 11932.5385 | 11932.5385 | 11932.5385
00 Exist Combustion Turbine | 6457.62 | 6457.62 | 6457.62 | 6457.62 | 6457.62 | 6457.62 | 6457.62
00 Exist Coal Steam_Uncontrolled | 5040.6457 | 4949.6893 | 4499.6893 | 4207.9029 | 3207.9029 | 3207.9029 | 3186.4162
00 Exist Coal Steam_ACI | 0 | 0 | 0 | 0 | 0 | 0 | 0
00 Exist Coal Steam_ACI_DSI | 0 | 0 | 0 | 0 | 0 | 0 | 0
00 Exist Coal Steam_DryFGD | 729 | 729 | 729 | 729 | 729 | 729 | 450
00 Exist Coal Steam_DryFGD_ACI | 450 | 450 | 450 | 450 | 450 | 450 | 450
00 Exist Coal Steam_DryFGD_SCR | 0 | 0 | 0 | 0 | 0 | 0 | 0
00 Exist Coal Steam_DryFGD_SCR_ACI | 0 | 0 | 0 | 0 | 0 | 0 | 0
00 Exist Coal Steam_DryFGD_SNCR | 0 | 0 | 0 | 0 | 0 | 0 | 0
00 Exist Coal Steam_DryFGD_SNCR_ACI | 0 | 0 | 0 | 0 | 0 | 0 | 0
00 Exist Coal Steam_DSI | 0 | 0 | 0 | 0 | 0 | 0 | 0
00 Exist Coal Steam_SCR | 0 | 0 | 0 | 0 | 0 | 0 | 0
00 Exist Coal Steam_SCR_ACI | 0 | 0 | 0 | 0 | 0 | 0 | 0
00 Exist Coal Steam_SCR_ACI_DSI | 0 | 0 | 0 | 0 | 0 | 0 | 0
00 Exist Coal Steam_SCR_DSI | 0 | 0 | 0 | 0 | 0 | 0 | 0
00 Exist Coal Steam_SNCR | 0 | 0 | 0 | 0 | 0 | 0 | 0
00 Exist Coal Steam_SNCR_ACI | 0 | 0 | 0 | 0 | 0 | 0 | 0
00 Exist Coal Steam_SNCR_ACI_DSI | 0 | 0 | 0 | 0 | 0 | 0 | 0
00 Exist Coal Steam_WetFGD | 0 | 0 | 0 | 0 | 0 | 0 | 0
00 Exist Coal Steam_WetFGD_ACI | 0 | 0 | 0 | 0 | 0 | 0 | 0
00 Exist Coal Steam_WetFGD_SCR | 0 | 0 | 0 | 0 | 0 | 0 | 0
00 Exist Coal Steam_WetFGD_SCR_ACI | 0 | 0 | 0 | 0 | 0 | 0 | 0
00 Exist Coal Steam_WetFGD_SNCR | 0 | 0 | 0 | 0 | 0 | 0 | 0
00 Exist Coal Steam_WetFGD_SNCR_ACI | 0 | 0 | 0 | 0 | 0 | 0 | 0
00 Exist FBC_Uncontrolled | 165 | 165 | 165 | 165 | 165 | 165 | 165
00 Exist FBC_ACI | 0 | 0 | 0 | 0 | 0 | 0 | 0
00 Exist FBC_DryFGD | 0 | 0 | 0 | 0 | 0 | 0 | 0
00 Exist FBC_DryFGD_SNCR | 0 | 0 | 0 | 0 | 0 | 0 | 0
00 Exist FBC_DryFGD_SNCR_ACI | 0 | 0 | 0 | 0 | 0 | 0 | 0
00 Exist FBC_SNCR | 0 | 0 | 0 | 0 | 0 | 0 | 0
00 Exist FBC_SNCR_ACI | 0 | 0 | 0 | 0 | 0 | 0 | 0
00 Exist FBC_WetFGD_SNCR_ACI | 0 | 0 | 0 | 0 | 0 | 0 | 0
00 Exist IGCC | 0 | 0 | 0 | 0 | 0 | 0 | 0
00 Exist Fossil_Other | 165 | 165 | 165 | 165 | 165 | 165 | 165
00 Exist Fuel Cell | 0 | 0 | 0 | 0 | 0 | 0 | 0
00 Exist Hydro | 77824.999 | 80224.999 | 80224.999 | 80224.999 | 80224.999 | 80224.999 | 80224.999
00 Exist Non Fossil_Other | 260.48 | 260.48 | 260.48 | 260.48 | 260.48 | 260.48 | 260.48
00 Exist Nuclear | 13298 | 13298 | 13298 | 13298 | 13298 | 13298 | 5719
00 Exist Oil/Gas Steam | 5871.8747 | 5290.68 | 5290.68 | 5290.68 | 5290.68 | 5290.68 | 5290.68
00 Exist Oil/Gas Steam_SCR | 0 | 0 | 0 | 0 | 0 | 0 | 0
00 Exist Oil/Gas Steam_SNCR | 0 | 0 | 0 | 0 | 0 | 0 | 0
00 Exist Biomass | 2116.85 | 2116.85 | 2116.85 | 2116.85 | 2116.85 | 2116.85 | 2116.85
00 Exist Landfill Gas | 76.925 | 76.925 | 76.925 | 76.925 | 76.925 | 76.925 | 76.925
00 Exist Geothermal | 0 | 0 | 0 | 0 | 0 | 0 | 0
00 Exist Pump Storage | 174 | 174 | 174 | 174 | 174 | 174 | 174
00 Exist Solar PV | 549.18 | 549.18 | 549.18 | 549.18 | 549.18 | 549.18 | 549.18
00 Exist Solar Thermal | 0 | 0 | 0 | 0 | 0 | 0 | 0
00 Exist Wind | 8525.015 | 8525.015 | 8525.015 | 8525.015 | 8525.015 | 8525.015 | 8525.015
00 International Imports | 0 | 0 | 0 | 0 | 0 | 0 | 0
00 Ret.ACI | 1441.5554 | 1441.5554 | 1441.5554 | 1733.0128 | 652.0193 | 320.5712 | 291.4573
00 Ret.ACI & DryFGD | 0 | 0 | 0 | 0 | 0 | 0 | 0
00 Ret.ACI & DryFGD & HRI | 0 | 0 | 0 | 0 | 0 | 0 | 0
00 Ret.ACI & DSI | 0 | 0 | 0 | 0 | 0 | 0 | 0
00 Ret.ACI & DSI & DryFGD | 0 | 0 | 0 | 0 | 0 | 0 | 0
00 Ret.ACI & DSI & DryFGD & HRI | 0 | 0 | 0 | 0 | 0 | 0 | 0
00 Ret.ACI & DSI & HRI | 0 | 0 | 0 | 0 | 0 | 0 | 0
00 Ret.ACI & DSI & WetFGD & HRI | 0 | 0 | 0 | 0 | 0 | 0 | 0
00 Ret.ACI & HRI | 0 | 0 | 0 | 0 | 0 | 0 | 0
00 Ret.ACI & SCR | 0 | 0 | 0 | 0 | 0 | 0 | 0
00 Ret.ACI & SCR & DryFGD & CCS | 0 | 0 | 0 | 0 | 0 | 0 | 0
00 Ret.ACI & SCR & DryFGD & HRI | 0 | 0 | 0 | 0 | 0 | 0 | 0
00 Ret.ACI & SCR & DryFGD & HRI & CCS | 0 | 0 | 0 | 0 | 0 | 0 | 0
00 Ret.ACI & SCR & DSI | 0 | 0 | 0 | 0 | 0 | 0 | 0
00 Ret.ACI & SCR & DSI & DryFGD | 0 | 0 | 0 | 0 | 0 | 0 | 0
00 Ret.ACI & SCR & DSI & DryFGD & HRI | 0 | 0 | 0 | 0 | 0 | 0 | 0
00 Ret.ACI & SCR & DSI & HRI | 0 | 0 | 0 | 0 | 0 | 0 | 0
00 Ret.ACI & SCR & DSI & WetFGD | 0 | 0 | 0 | 0 | 0 | 0 | 0
00 Ret.ACI & SCR & DSI & WetFGD & HRI | 0 | 0 | 0 | 0 | 0 | 0 | 0
00 Ret.ACI & SCR & HRI | 0 | 0 | 0 | 0 | 0 | 0 | 0
00 Ret.ACI & SCR & WetFGD & CCS | 0 | 0 | 0 | 0 | 0 | 0 | 0
00 Ret.ACI & SCR & WetFGD & HRI | 0 | 0 | 0 | 0 | 0 | 0 | 0
00 Ret.ACI & SCR & WetFGD & HRI & CCS | 0 | 0 | 0 | 0 | 0 | 0 | 0
00 Ret.ACI & SNCR | 0 | 0 | 0 | 0 | 0 | 0 | 0
00 Ret.ACI & SNCR & DSI | 0 | 0 | 0 | 0 | 0 | 0 | 0
00 Ret.ACI & SNCR & DSI & DryFGD | 0 | 0 | 0 | 0 | 0 | 0 | 0
00 Ret.ACI & SNCR & DSI & DryFGD & HRI | 0 | 0 | 0 | 0 | 0 | 0 | 0
00 Ret.ACI & SNCR & DSI & HRI | 0 | 0 | 0 | 0 | 0 | 0 | 0
00 Ret.ACI & SNCR & DSI & WetFGD | 0 | 0 | 0 | 0 | 0 | 0 | 0
00 Ret.ACI & SNCR & DSI & WetFGD & HRI | 0 | 0 | 0 | 0 | 0 | 0 | 0
00 Ret.ACI & SNCR & HRI | 0 | 0 | 0 | 0 | 0 | 0 | 0
00 Ret.ACI & WetFGD | 0 | 0 | 0 | 0 | 0 | 0 | 0
00 Ret.ACI & WetFGD & DSI | 0 | 0 | 0 | 0 | 0 | 0 | 0
00 Ret.ACI & WetFGD & HRI | 0 | 0 | 0 | 0 | 0 | 0 | 0
00 Ret.C2G | 0 | 0 | 0 | 0 | 0 | 0 | 0
00 Ret.C2G & SCR | 0 | 0 | 0 | 0 | 0 | 0 | 0
00 Ret.CCG | 0 | 0 | 0 | 0 | 0 | 0 | 0
00 Ret.DryFGD | 0 | 0 | 0 | 0 | 0 | 0 | 0
00 Ret.DryFGD & ACI & CCS | 0 | 0 | 0 | 0 | 0 | 0 | 0
00 Ret.DryFGD & ACI & HRI & CCS | 0 | 0 | 0 | 0 | 0 | 0 | 0
00 Ret.DryFGD & CCS | 0 | 0 | 0 | 0 | 0 | 0 | 0
00 Ret.DryFGD & HRI | 0 | 0 | 0 | 0 | 0 | 0 | 0
00 Ret.DryFGD & HRI & CCS | 0 | 0 | 0 | 0 | 0 | 0 | 0
00 Ret.DSI | 0 | 0 | 0 | 0 | 0 | 0 | 0
00 Ret.DSI & DryFGD | 0 | 0 | 0 | 0 | 0 | 0 | 0
00 Ret.DSI & DryFGD & HRI | 0 | 0 | 0 | 0 | 0 | 0 | 0
00 Ret.DSI & HRI | 0 | 0 | 0 | 0 | 0 | 0 | 0
00 Ret.DSI & WetFGD | 0 | 0 | 0 | 0 | 0 | 0 | 0
00 Ret.DSI & WetFGD & HRI | 0 | 0 | 0 | 0 | 0 | 0 | 0
00 Ret.Exist FBC_DryFGD_SNCR_ACI & CCS | 0 | 0 | 0 | 0 | 0 | 0 | 0
00 Ret.ExistACI & DryFGD | 0 | 0 | 0 | 0 | 0 | 0 | 0
00 Ret.ExistACI & DryFGD & CCS | 0 | 0 | 0 | 0 | 0 | 0 | 0
00 Ret.ExistACI & DryFGD & HRI | 0 | 0 | 0 | 0 | 0 | 0 | 0
00 Ret.ExistACI & DryFGD & HRI & CCS | 0 | 0 | 0 | 0 | 0 | 0 | 0
00 Ret.ExistACI & DSI | 0 | 0 | 0 | 0 | 0 | 0 | 0
00 Ret.ExistACI & DSI & DryFGD | 0 | 0 | 0 | 0 | 0 | 0 | 0
00 Ret.ExistACI & DSI & DryFGD & HRI | 0 | 0 | 0 | 0 | 0 | 0 | 0
00 Ret.ExistACI & DSI & HRI | 0 | 0 | 0 | 0 | 0 | 0 | 0
00 Ret.ExistACI & DSI & WetFGD | 0 | 0 | 0 | 0 | 0 | 0 | 0
00 Ret.ExistACI & DSI & WetFGD & HRI | 0 | 0 | 0 | 0 | 0 | 0 | 0
00 Ret.ExistACI & HRI | 0 | 0 | 0 | 0 | 0 | 0 | 0
00 Ret.ExistACI & HRI & WetFGD | 0 | 0 | 0 | 0 | 0 | 0 | 0
00 Ret.ExistACI & SCR | 0 | 0 | 0 | 0 | 0 | 0 | 0
00 Ret.ExistACI & SCR & DryFGD | 0 | 0 | 0 | 0 | 0 | 0 | 0
00 Ret.ExistACI & SCR & DryFGD & CCS | 0 | 0 | 0 | 0 | 0 | 0 | 0
00 Ret.ExistACI & SCR & DryFGD & HRI | 0 | 0 | 0 | 0 | 0 | 0 | 0
00 Ret.ExistACI & SCR & DryFGD & HRI & CCS | 0 | 0 | 0 | 0 | 0 | 0 | 0
00 Ret.ExistACI & SCR & DSI | 0 | 0 | 0 | 0 | 0 | 0 | 0
00 Ret.ExistACI & SCR & DSI & DryFGD | 0 | 0 | 0 | 0 | 0 | 0 | 0
00 Ret.ExistACI & SCR & DSI & HRI | 0 | 0 | 0 | 0 | 0 | 0 | 0
00 Ret.ExistACI & SCR & DSI & DryFGD & HRI | 0 | 0 | 0 | 0 | 0 | 0 | 0
00 Ret.ExistACI & SCR & HRI | 0 | 0 | 0 | 0 | 0 | 0 | 0
00 Ret.ExistACI & SCR & WetFGD | 0 | 0 | 0 | 0 | 0 | 0 | 0
00 Ret.ExistACI & SCR & WetFGD & CCS | 0 | 0 | 0 | 0 | 0 | 0 | 0
00 Ret.ExistACI & SCR & WetFGD & HRI | 0 | 0 | 0 | 0 | 0 | 0 | 0
00 Ret.ExistACI & SCR & WetFGD & HRI & CCS | 0 | 0 | 0 | 0 | 0 | 0 | 0
00 Ret.ExistACI & SNCR | 0 | 0 | 0 | 0 | 0 | 0 | 0
00 Ret.ExistACI & SNCR & DryFGD | 0 | 0 | 0 | 0 | 0 | 0 | 0
00 Ret.ExistACI & SNCR & DryFGD & HRI | 0 | 0 | 0 | 0 | 0 | 0 | 0
00 Ret.ExistACI & SNCR & DSI | 0 | 0 | 0 | 0 | 0 | 0 | 0
00 Ret.ExistACI & SNCR & DSI & HRI | 0 | 0 | 0 | 0 | 0 | 0 | 0
00 Ret.ExistACI & SNCR & HRI | 0 | 0 | 0 | 0 | 0 | 0 | 0
00 Ret.ExistACI & SNCR & WetFGD | 0 | 0 | 0 | 0 | 0 | 0 | 0
00 Ret.ExistACI & SNCR & WetFGD & HRI | 0 | 0 | 0 | 0 | 0 | 0 | 0
00 Ret.ExistACI & WetFGD | 0 | 0 | 0 | 0 | 0 | 0 | 0
00 Ret.ExistACI & WetFGD & CCS | 0 | 0 | 0 | 0 | 0 | 0 | 0
00 Ret.ExistACI & WetFGD & HRI & CCS | 0 | 0 | 0 | 0 | 0 | 0 | 0
00 Ret.ExistACI_DSI & DryFGD | 0 | 0 | 0 | 0 | 0 | 0 | 0
00 Ret.ExistACI_DSI & DryFGD & HRI | 0 | 0 | 0 | 0 | 0 | 0 | 0
00 Ret.ExistACI_DSI & HRI | 0 | 0 | 0 | 0 | 0 | 0 | 0
00 Ret.ExistACI_DSI & SCR | 0 | 0 | 0 | 0 | 0 | 0 | 0
00 Ret.ExistACI_DSI & SCR & DryFGD | 0 | 0 | 0 | 0 | 0 | 0 | 0
00 Ret.ExistACI_DSI & SCR & DryFGD & HRI | 0 | 0 | 0 | 0 | 0 | 0 | 0
00 Ret.ExistACI_DSI & SCR & HRI | 0 | 0 | 0 | 0 | 0 | 0 | 0
00 Ret.ExistACI_DSI & SCR & WetFGD | 0 | 0 | 0 | 0 | 0 | 0 | 0
00 Ret.ExistACI_DSI & SCR & WetFGD & HRI | 0 | 0 | 0 | 0 | 0 | 0 | 0
00 Ret.ExistACI_DSI & WetFGD | 0 | 0 | 0 | 0 | 0 | 0 | 0
00 Ret.ExistACI_DSI & WetFGD & HRI | 0 | 0 | 0 | 0 | 0 | 0 | 0
00 Ret.ExistDryFGD & ACI | 0 | 0 | 0 | 0 | 0 | 0 | 0
00 Ret.ExistDryFGD & ACI & CCS | 0 | 0 | 0 | 0 | 0 | 0 | 0
00 Ret.ExistDryFGD & ACI & HRI | 0 | 0 | 0 | 0 | 0 | 0 | 0
00 Ret.ExistDryFGD & ACI & HRI & CCS | 0 | 0 | 0 | 0 | 0 | 0 | 0
00 Ret.ExistDryFGD & ACI & SCR | 0 | 0 | 0 | 0 | 0 | 0 | 0
00 Ret.ExistDryFGD & ACI & SCR & CCS | 0 | 0 | 0 | 0 | 0 | 0 | 0
00 Ret.ExistDryFGD & ACI & SCR & HRI | 0 | 0 | 0 | 0 | 0 | 0 | 0
00 Ret.ExistDryFGD & ACI & SCR & HRI & CCS | 0 | 0 | 0 | 0 | 0 | 0 | 0
00 Ret.ExistDryFGD & ACI & SNCR | 0 | 0 | 0 | 0 | 0 | 0 | 0
00 Ret.ExistDryFGD & ACI & SNCR & HRI | 0 | 0 | 0 | 0 | 0 | 0 | 0
00 Ret.ExistDryFGD & CCS | 0 | 0 | 0 | 0 | 0 | 0 | 0
00 Ret.ExistDryFGD & HRI | 0 | 0 | 0 | 0 | 0 | 0 | 0
00 Ret.ExistDryFGD & HRI & CCS | 0 | 0 | 0 | 0 | 0 | 0 | 0
00 Ret.ExistDryFGD & SCR | 0 | 0 | 0 | 0 | 0 | 0 | 0
00 Ret.ExistDryFGD & SCR & CCS | 0 | 0 | 0 | 0 | 0 | 0 | 0
00 Ret.ExistDryFGD & SCR & HRI | 0 | 0 | 0 | 0 | 0 | 0 | 0
00 Ret.ExistDryFGD & SCR & HRI & CCS | 0 | 0 | 0 | 0 | 0 | 0 | 0
00 Ret.ExistDryFGD & SNCR | 0 | 0 | 0 | 0 | 0 | 0 | 0
00 Ret.ExistDryFGD & SNCR & HRI | 0 | 0 | 0 | 0 | 0 | 0 | 0
00 Ret.ExistDryFGD_ACI & CCS | 0 | 0 | 0 | 0 | 0 | 0 | 0
00 Ret.ExistDryFGD_ACI & HRI | 0 | 0 | 0 | 0 | 0 | 0 | 0
00 Ret.ExistDryFGD_ACI & HRI & CCS | 0 | 0 | 0 | 0 | 0 | 0 | 0
00 Ret.ExistDryFGD_ACI & SCR | 0 | 0 | 0 | 0 | 0 | 0 | 0
00 Ret.ExistDryFGD_ACI & SCR & CCS | 0 | 0 | 0 | 0 | 0 | 0 | 0
00 Ret.ExistDryFGD_ACI & SCR & HRI | 0 | 0 | 0 | 0 | 0 | 0 | 0
00 Ret.ExistDryFGD_ACI & SCR & HRI & CCS | 0 | 0 | 0 | 0 | 0 | 0 | 0
00 Ret.ExistDryFGD_SCR & ACI & CCS | 0 | 0 | 0 | 0 | 0 | 0 | 0
00 Ret.ExistDryFGD_SCR & ACI & HRI | 0 | 0 | 0 | 0 | 0 | 0 | 0
00 Ret.ExistDryFGD_SCR & ACI & HRI & CCS | 0 | 0 | 0 | 0 | 0 | 0 | 0
00 Ret.ExistDryFGD_SCR & CCS | 0 | 0 | 0 | 0 | 0 | 0 | 0
00 Ret.ExistDryFGD_SNCR & ACI & CCS | 0 | 0 | 0 | 0 | 0 | 0 | 0
00 Ret.ExistDryFGD_SNCR & ACI & HRI | 0 | 0 | 0 | 0 | 0 | 0 | 0
00 Ret.ExistDryFGD_SNCR & ACI & HRI & CCS | 0 | 0 | 0 | 0 | 0 | 0 | 0
00 Ret.ExistDryFGD_SNCR & CCS | 0 | 0 | 0 | 0 | 0 | 0 | 0
00 Ret.ExistDSI & ACI | 0 | 0 | 0 | 0 | 0 | 0 | 0
00 Ret.ExistDSI & ACI & HRI | 0 | 0 | 0 | 0 | 0 | 0 | 0
00 Ret.ExistDSI & ACI & SCR | 0 | 0 | 0 | 0 | 0 | 0 | 0
00 Ret.ExistDSI & ACI & SCR & DryFGD & CCS | 0 | 0 | 0 | 0 | 0 | 0 | 0
00 Ret.ExistDSI & ACI & SCR & DryFGD & HRI | 0 | 0 | 0 | 0 | 0 | 0 | 0
00 Ret.ExistDSI & ACI & SCR & DryFGD & HRI & CCS | 0 | 0 | 0 | 0 | 0 | 0 | 0
00 Ret.ExistDSI & ACI & SCR & HRI | 0 | 0 | 0 | 0 | 0 | 0 | 0
00 Ret.ExistDSI & DryFGD | 0 | 0 | 0 | 0 | 0 | 0 | 0
00 Ret.ExistDSI & DryFGD & ACI | 0 | 0 | 0 | 0 | 0 | 0 | 0
00 Ret.ExistDSI & DryFGD & ACI & CCS | 0 | 0 | 0 | 0 | 0 | 0 | 0
00 Ret.ExistDSI & DryFGD & ACI & HRI | 0 | 0 | 0 | 0 | 0 | 0 | 0
00 Ret.ExistDSI & DryFGD & ACI & HRI & CCS | 0 | 0 | 0 | 0 | 0 | 0 | 0
00 Ret.ExistDSI & DryFGD & CCS | 0 | 0 | 0 | 0 | 0 | 0 | 0
00 Ret.ExistDSI & DryFGD & HRI | 0 | 0 | 0 | 0 | 0 | 0 | 0
00 Ret.ExistDSI & DryFGD & HRI & CCS | 0 | 0 | 0 | 0 | 0 | 0 | 0
00 Ret.ExistDSI & HRI | 0 | 0 | 0 | 0 | 0 | 0 | 0
00 Ret.ExistDSI & SCR | 0 | 0 | 0 | 0 | 0 | 0 | 0
00 Ret.ExistDSI & SCR & DryFGD | 0 | 0 | 0 | 0 | 0 | 0 | 0
00 Ret.ExistDSI & SCR & DryFGD & ACI | 0 | 0 | 0 | 0 | 0 | 0 | 0
00 Ret.ExistDSI & SCR & DryFGD & CCS | 0 | 0 | 0 | 0 | 0 | 0 | 0
00 Ret.ExistDSI & SCR & DryFGD & HRI | 0 | 0 | 0 | 0 | 0 | 0 | 0
00 Ret.ExistDSI & SCR & DryFGD & HRI & CCS | 0 | 0 | 0 | 0 | 0 | 0 | 0
00 Ret.ExistDSI & SCR & HRI | 0 | 0 | 0 | 0 | 0 | 0 | 0
00 Ret.ExistDSI & SCR & WetFGD | 0 | 0 | 0 | 0 | 0 | 0 | 0
00 Ret.ExistDSI & SCR & WetFGD & CCS | 0 | 0 | 0 | 0 | 0 | 0 | 0
00 Ret.ExistDSI & SCR & WetFGD & HRI | 0 | 0 | 0 | 0 | 0 | 0 | 0
00 Ret.ExistDSI & SCR & WetFGD & HRI & CCS | 0 | 0 | 0 | 0 | 0 | 0 | 0
00 Ret.ExistDSI & WetFGD | 0 | 0 | 0 | 0 | 0 | 0 | 0
00 Ret.ExistDSI & WetFGD & ACI | 0 | 0 | 0 | 0 | 0 | 0 | 0
00 Ret.ExistDSI & WetFGD & ACI & HRI | 0 | 0 | 0 | 0 | 0 | 0 | 0
00 Ret.ExistDSI & WetFGD & CCS | 0 | 0 | 0 | 0 | 0 | 0 | 0
00 Ret.ExistDSI & WetFGD & HRI | 0 | 0 | 0 | 0 | 0 | 0 | 0
00 Ret.ExistDSI & WetFGD & HRI & CCS | 0 | 0 | 0 | 0 | 0 | 0 | 0
00 Ret.ExistIGCC & CCS | 0 | 0 | 0 | 0 | 0 | 0 | 0
00 Ret.ExistSCR & ACI | 0 | 0 | 0 | 0 | 0 | 0 | 0
00 Ret.ExistSCR & ACI & DryFGD | 0 | 0 | 0 | 0 | 0 | 0 | 0
00 Ret.ExistSCR & ACI & DryFGD & HRI | 0 | 0 | 0 | 0 | 0 | 0 | 0
00 Ret.ExistSCR & ACI & DSI | 0 | 0 | 0 | 0 | 0 | 0 | 0
00 Ret.ExistSCR & ACI & DSI & DryFGD | 0 | 0 | 0 | 0 | 0 | 0 | 0
00 Ret.ExistSCR & ACI & DSI & DryFGD & HRI | 0 | 0 | 0 | 0 | 0 | 0 | 0
00 Ret.ExistSCR & ACI & DSI & HRI | 0 | 0 | 0 | 0 | 0 | 0 | 0
00 Ret.ExistSCR & ACI & DSI & WetFGD | 0 | 0 | 0 | 0 | 0 | 0 | 0
00 Ret.ExistSCR & ACI & DSI & WetFGD & HRI | 0 | 0 | 0 | 0 | 0 | 0 | 0
00 Ret.ExistSCR & ACI & HRI | 0 | 0 | 0 | 0 | 0 | 0 | 0
00 Ret.ExistSCR & ACI & WetFGD | 0 | 0 | 0 | 0 | 0 | 0 | 0
00 Ret.ExistSCR & ACI & WetFGD & HRI | 0 | 0 | 0 | 0 | 0 | 0 | 0
00 Ret.ExistSCR & DryFGD | 0 | 0 | 0 | 0 | 0 | 0 | 0
00 Ret.ExistSCR & DryFGD & ACI & CCS | 0 | 0 | 0 | 0 | 0 | 0 | 0
00 Ret.ExistSCR & DryFGD & ACI & HRI & CCS | 0 | 0 | 0 | 0 | 0 | 0 | 0
00 Ret.ExistSCR & DryFGD & CCS | 0 | 0 | 0 | 0 | 0 | 0 | 0
00 Ret.ExistSCR & DryFGD & HRI | 0 | 0 | 0 | 0 | 0 | 0 | 0
00 Ret.ExistSCR & DryFGD & HRI & CCS | 0 | 0 | 0 | 0 | 0 | 0 | 0
00 Ret.ExistSCR & DSI | 0 | 0 | 0 | 0 | 0 | 0 | 0
00 Ret.ExistSCR & DSI & DryFGD | 0 | 0 | 0 | 0 | 0 | 0 | 0
00 Ret.ExistSCR & DSI & DryFGD & HRI | 0 | 0 | 0 | 0 | 0 | 0 | 0
00 Ret.ExistSCR & DSI & HRI | 0 | 0 | 0 | 0 | 0 | 0 | 0
00 Ret.ExistSCR & DSI & WetFGD | 0 | 0 | 0 | 0 | 0 | 0 | 0
00 Ret.ExistSCR & DSI & WetFGD & HRI | 0 | 0 | 0 | 0 | 0 | 0 | 0
00 Ret.ExistSCR & HRI | 0 | 0 | 0 | 0 | 0 | 0 | 0
00 Ret.ExistSCR & WetFGD | 0 | 0 | 0 | 0 | 0 | 0 | 0
00 Ret.ExistSCR & WetFGD & ACI & CCS | 0 | 0 | 0 | 0 | 0 | 0 | 0
00 Ret.ExistSCR & WetFGD & ACI & HRI & CCS | 0 | 0 | 0 | 0 | 0 | 0 | 0
00 Ret.ExistSCR & WetFGD & CCS | 0 | 0 | 0 | 0 | 0 | 0 | 0
00 Ret.ExistSCR & WetFGD & HRI | 0 | 0 | 0 | 0 | 0 | 0 | 0
00 Ret.ExistSCR & WetFGD & HRI & CCS | 0 | 0 | 0 | 0 | 0 | 0 | 0
00 Ret.ExistSCR_ACI & DryFGD | 0 | 0 | 0 | 0 | 0 | 0 | 0
00 Ret.ExistSCR_ACI & DryFGD & CCS | 0 | 0 | 0 | 0 | 0 | 0 | 0
00 Ret.ExistSCR_ACI & DryFGD & HRI | 0 | 0 | 0 | 0 | 0 | 0 | 0
00 Ret.ExistSCR_ACI & DryFGD & HRI & CCS | 0 | 0 | 0 | 0 | 0 | 0 | 0
00 Ret.ExistSCR_ACI & DSI | 0 | 0 | 0 | 0 | 0 | 0 | 0
00 Ret.ExistSCR_ACI & DSI & HRI | 0 | 0 | 0 | 0 | 0 | 0 | 0
00 Ret.ExistSCR_ACI & HRI | 0 | 0 | 0 | 0 | 0 | 0 | 0
00 Ret.ExistSCR_ACI & WetFGD | 0 | 0 | 0 | 0 | 0 | 0 | 0
00 Ret.ExistSCR_ACI & WetFGD & CCS | 0 | 0 | 0 | 0 | 0 | 0 | 0
00 Ret.ExistSCR_ACI & WetFGD & HRI | 0 | 0 | 0 | 0 | 0 | 0 | 0
00 Ret.ExistSCR_ACI & WetFGD & HRI & CCS | 0 | 0 | 0 | 0 | 0 | 0 | 0
00 Ret.ExistSCR_ACI_DSI & DryFGD | 0 | 0 | 0 | 0 | 0 | 0 | 0
00 Ret.ExistSCR_ACI_DSI & DryFGD & CCS | 0 | 0 | 0 | 0 | 0 | 0 | 0
00 Ret.ExistSCR_ACI_DSI & DryFGD & HRI | 0 | 0 | 0 | 0 | 0 | 0 | 0
00 Ret.ExistSCR_ACI_DSI & DryFGD & HRI & CCS | 0 | 0 | 0 | 0 | 0 | 0 | 0
00 Ret.ExistSCR_ACI_DSI & HRI | 0 | 0 | 0 | 0 | 0 | 0 | 0
00 Ret.ExistSCR_ACI_DSI & WetFGD | 0 | 0 | 0 | 0 | 0 | 0 | 0
00 Ret.ExistSCR_ACI_DSI & WetFGD & CCS | 0 | 0 | 0 | 0 | 0 | 0 | 0
00 Ret.ExistSCR_ACI_DSI & WetFGD & HRI | 0 | 0 | 0 | 0 | 0 | 0 | 0
00 Ret.ExistSCR_ACI_DSI & WetFGD & HRI & CCS | 0 | 0 | 0 | 0 | 0 | 0 | 0
00 Ret.ExistSCR_DryFGD & ACI | 0 | 0 | 0 | 0 | 0 | 0 | 0
00 Ret.ExistSCR_DryFGD & HRI | 0 | 0 | 0 | 0 | 0 | 0 | 0
00 Ret.ExistSCR_DryFGD & HRI & CCS | 0 | 0 | 0 | 0 | 0 | 0 | 0
00 Ret.ExistSCR_DryFGD_ACI & CCS | 0 | 0 | 0 | 0 | 0 | 0 | 0
00 Ret.ExistSCR_DryFGD_ACI & HRI | 0 | 0 | 0 | 0 | 0 | 0 | 0
00 Ret.ExistSCR_DryFGD_ACI & HRI & CCS | 0 | 0 | 0 | 0 | 0 | 0 | 0
00 Ret.ExistSCR_DSI & ACI | 0 | 0 | 0 | 0 | 0 | 0 | 0
00 Ret.ExistSCR_DSI & ACI & HRI | 0 | 0 | 0 | 0 | 0 | 0 | 0
00 Ret.ExistSCR_DSI & DryFGD | 0 | 0 | 0 | 0 | 0 | 0 | 0
00 Ret.ExistSCR_DSI & DryFGD & ACI | 0 | 0 | 0 | 0 | 0 | 0 | 0
00 Ret.ExistSCR_DSI & DryFGD & ACI & HRI | 0 | 0 | 0 | 0 | 0 | 0 | 0
00 Ret.ExistSCR_DSI & DryFGD & HRI | 0 | 0 | 0 | 0 | 0 | 0 | 0
00 Ret.ExistSCR_DSI & HRI | 0 | 0 | 0 | 0 | 0 | 0 | 0
00 Ret.ExistSCR_DSI & WetFGD | 0 | 0 | 0 | 0 | 0 | 0 | 0
00 Ret.ExistSCR_DSI & WetFGD & ACI | 0 | 0 | 0 | 0 | 0 | 0 | 0
00 Ret.ExistSCR_DSI & WetFGD & ACI & HRI | 0 | 0 | 0 | 0 | 0 | 0 | 0
00 Ret.ExistSCR_DSI & WetFGD & HRI | 0 | 0 | 0 | 0 | 0 | 0 | 0
00 Ret.ExistSCR_WetFGD & ACI | 0 | 0 | 0 | 0 | 0 | 0 | 0
00 Ret.ExistSCR_WetFGD & HRI | 0 | 0 | 0 | 0 | 0 | 0 | 0
00 Ret.ExistSCR_WetFGD & HRI & CCS | 0 | 0 | 0 | 0 | 0 | 0 | 0
00 Ret.ExistSCR_WetFGD_ACI & CCS | 0 | 0 | 0 | 0 | 0 | 0 | 0
00 Ret.ExistSCR_WetFGD_ACI & HRI | 0 | 0 | 0 | 0 | 0 | 0 | 0
00 Ret.ExistSCR_WetFGD_ACI & HRI & CCS | 0 | 0 | 0 | 0 | 0 | 0 | 0
00 Ret.ExistSNCR & ACI | 0 | 0 | 0 | 0 | 0 | 0 | 0
00 Ret.ExistSNCR & ACI & DryFGD | 0 | 0 | 0 | 0 | 0 | 0 | 0
00 Ret.ExistSNCR & ACI & DryFGD & HRI | 0 | 0 | 0 | 0 | 0 | 0 | 0
00 Ret.ExistSNCR & ACI & DSI | 0 | 0 | 0 | 0 | 0 | 0 | 0
00 Ret.ExistSNCR & ACI & DSI & DryFGD | 0 | 0 | 0 | 0 | 0 | 0 | 0
00 Ret.ExistSNCR & ACI & DSI & DryFGD & HRI | 0 | 0 | 0 | 0 | 0 | 0 | 0
00 Ret.ExistSNCR & ACI & DSI & HRI | 0 | 0 | 0 | 0 | 0 | 0 | 0
00 Ret.ExistSNCR & ACI & DSI & WetFGD | 0 | 0 | 0 | 0 | 0 | 0 | 0
00 Ret.ExistSNCR & ACI & DSI & WetFGD & HRI | 0 | 0 | 0 | 0 | 0 | 0 | 0
00 Ret.ExistSNCR & ACI & HRI | 0 | 0 | 0 | 0 | 0 | 0 | 0
00 Ret.ExistSNCR & ACI & WetFGD | 0 | 0 | 0 | 0 | 0 | 0 | 0
00 Ret.ExistSNCR & ACI & WetFGD & HRI | 0 | 0 | 0 | 0 | 0 | 0 | 0
00 Ret.ExistSNCR & DryFGD | 0 | 0 | 0 | 0 | 0 | 0 | 0
00 Ret.ExistSNCR & DryFGD & CCS | 0 | 0 | 0 | 0 | 0 | 0 | 0
00 Ret.ExistSNCR & DryFGD & HRI | 0 | 0 | 0 | 0 | 0 | 0 | 0
00 Ret.ExistSNCR & DryFGD & HRI & CCS | 0 | 0 | 0 | 0 | 0 | 0 | 0
00 Ret.ExistSNCR & DSI | 0 | 0 | 0 | 0 | 0 | 0 | 0
00 Ret.ExistSNCR & DSI & DryFGD | 0 | 0 | 0 | 0 | 0 | 0 | 0
00 Ret.ExistSNCR & DSI & DryFGD & HRI | 0 | 0 | 0 | 0 | 0 | 0 | 0
00 Ret.ExistSNCR & DSI & HRI | 0 | 0 | 0 | 0 | 0 | 0 | 0
00 Ret.ExistSNCR & DSI & WetFGD | 0 | 0 | 0 | 0 | 0 | 0 | 0
00 Ret.ExistSNCR & DSI & WetFGD & HRI | 0 | 0 | 0 | 0 | 0 | 0 | 0
00 Ret.ExistSNCR & HRI | 0 | 0 | 0 | 0 | 0 | 0 | 0
00 Ret.ExistSNCR & WetFGD | 0 | 0 | 0 | 0 | 0 | 0 | 0
00 Ret.ExistSNCR & WetFGD & ACI & CCS | 0 | 0 | 0 | 0 | 0 | 0 | 0
00 Ret.ExistSNCR & WetFGD & ACI & HRI & CCS | 0 | 0 | 0 | 0 | 0 | 0 | 0
00 Ret.ExistSNCR & WetFGD & CCS | 0 | 0 | 0 | 0 | 0 | 0 | 0
00 Ret.ExistSNCR & WetFGD & HRI | 0 | 0 | 0 | 0 | 0 | 0 | 0
00 Ret.ExistSNCR & WetFGD & HRI & CCS | 0 | 0 | 0 | 0 | 0 | 0 | 0
00 Ret.ExistSNCR_ACI & DryFGD | 0 | 0 | 0 | 0 | 0 | 0 | 0
00 Ret.ExistSNCR_ACI & DryFGD & CCS | 0 | 0 | 0 | 0 | 0 | 0 | 0
00 Ret.ExistSNCR_ACI & DryFGD & HRI | 0 | 0 | 0 | 0 | 0 | 0 | 0
00 Ret.ExistSNCR_ACI & DryFGD & HRI & CCS | 0 | 0 | 0 | 0 | 0 | 0 | 0
00 Ret.ExistSNCR_ACI & DSI | 0 | 0 | 0 | 0 | 0 | 0 | 0
00 Ret.ExistSNCR_ACI & DSI & HRI | 0 | 0 | 0 | 0 | 0 | 0 | 0
00 Ret.ExistSNCR_ACI & HRI | 0 | 0 | 0 | 0 | 0 | 0 | 0
00 Ret.ExistSNCR_ACI & WetFGD | 0 | 0 | 0 | 0 | 0 | 0 | 0
00 Ret.ExistSNCR_ACI & WetFGD & CCS | 0 | 0 | 0 | 0 | 0 | 0 | 0
00 Ret.ExistSNCR_ACI & WetFGD & HRI | 0 | 0 | 0 | 0 | 0 | 0 | 0
00 Ret.ExistSNCR_ACI & WetFGD & HRI & CCS | 0 | 0 | 0 | 0 | 0 | 0 | 0
00 Ret.ExistSNCR_ACI_DSI & DryFGD | 0 | 0 | 0 | 0 | 0 | 0 | 0
00 Ret.ExistSNCR_ACI_DSI & DryFGD & HRI | 0 | 0 | 0 | 0 | 0 | 0 | 0
00 Ret.ExistSNCR_ACI_DSI & HRI | 0 | 0 | 0 | 0 | 0 | 0 | 0
00 Ret.ExistSNCR_ACI_DSI & WetFGD | 0 | 0 | 0 | 0 | 0 | 0 | 0
00 Ret.ExistSNCR_ACI_DSI & WetFGD & HRI | 0 | 0 | 0 | 0 | 0 | 0 | 0
00 Ret.ExistSNCR_DryFGD & ACI | 0 | 0 | 0 | 0 | 0 | 0 | 0
00 Ret.ExistSNCR_DryFGD & HRI | 0 | 0 | 0 | 0 | 0 | 0 | 0
00 Ret.ExistSNCR_DryFGD & HRI & CCS | 0 | 0 | 0 | 0 | 0 | 0 | 0
00 Ret.ExistSNCR_DryFGD_ACI & CCS | 0 | 0 | 0 | 0 | 0 | 0 | 0
00 Ret.ExistSNCR_DryFGD_ACI & HRI | 0 | 0 | 0 | 0 | 0 | 0 | 0
00 Ret.ExistSNCR_WetFGD & ACI | 0 | 0 | 0 | 0 | 0 | 0 | 0
00 Ret.ExistSNCR_WetFGD & HRI | 0 | 0 | 0 | 0 | 0 | 0 | 0
00 Ret.ExistSNCR_WetFGD & HRI & CCS | 0 | 0 | 0 | 0 | 0 | 0 | 0
00 Ret.ExistSNCR_WetFGD_ACI & CCS | 0 | 0 | 0 | 0 | 0 | 0 | 0
00 Ret.ExistSNCR_WetFGD_ACI & HRI | 0 | 0 | 0 | 0 | 0 | 0 | 0
00 Ret.ExistSNCR_WetFGD_ACI & HRI & CCS | 0 | 0 | 0 | 0 | 0 | 0 | 0
00 Ret.ExistWetFGD & ACI | 0 | 0 | 0 | 0 | 0 | 0 | 0
00 Ret.ExistWetFGD & ACI & CCS | 0 | 0 | 0 | 0 | 0 | 0 | 0
00 Ret.ExistWetFGD & ACI & HRI | 0 | 0 | 0 | 0 | 0 | 0 | 0
00 Ret.ExistWetFGD & ACI & HRI & CCS | 0 | 0 | 0 | 0 | 0 | 0 | 0
00 Ret.ExistWetFGD & ACI & SCR | 0 | 0 | 0 | 0 | 0 | 0 | 0
00 Ret.ExistWetFGD & ACI & SCR & CCS | 0 | 0 | 0 | 0 | 0 | 0 | 0
00 Ret.ExistWetFGD & ACI & SCR & HRI | 0 | 0 | 0 | 0 | 0 | 0 | 0
00 Ret.ExistWetFGD & ACI & SCR & HRI & CCS | 0 | 0 | 0 | 0 | 0 | 0 | 0
00 Ret.ExistWetFGD & ACI & SNCR | 0 | 0 | 0 | 0 | 0 | 0 | 0
00 Ret.ExistWetFGD & ACI & SNCR & HRI | 0 | 0 | 0 | 0 | 0 | 0 | 0
00 Ret.ExistWetFGD & CCS | 0 | 0 | 0 | 0 | 0 | 0 | 0
00 Ret.ExistWetFGD & HRI | 0 | 0 | 0 | 0 | 0 | 0 | 0
00 Ret.ExistWetFGD & HRI & CCS | 0 | 0 | 0 | 0 | 0 | 0 | 0
00 Ret.ExistWetFGD & SCR | 0 | 0 | 0 | 0 | 0 | 0 | 0
00 Ret.ExistWetFGD & SCR & CCS | 0 | 0 | 0 | 0 | 0 | 0 | 0
00 Ret.ExistWetFGD & SCR & HRI | 0 | 0 | 0 | 0 | 0 | 0 | 0
00 Ret.ExistWetFGD & SCR & HRI & CCS | 0 | 0 | 0 | 0 | 0 | 0 | 0
00 Ret.ExistWetFGD & SNCR | 0 | 0 | 0 | 0 | 0 | 0 | 0
00 Ret.ExistWetFGD & SNCR & HRI | 0 | 0 | 0 | 0 | 0 | 0 | 0
00 Ret.ExistWetFGD_ACI & CCS | 0 | 0 | 0 | 0 | 0 | 0 | 0
00 Ret.ExistWetFGD_ACI & HRI | 0 | 0 | 0 | 0 | 0 | 0 | 0
00 Ret.ExistWetFGD_ACI & HRI & CCS | 0 | 0 | 0 | 0 | 0 | 0 | 0
00 Ret.ExistWetFGD_ACI & SCR | 0 | 0 | 0 | 0 | 0 | 0 | 0
00 Ret.ExistWetFGD_ACI & SCR & CCS | 0 | 0 | 0 | 0 | 0 | 0 | 0
00 Ret.ExistWetFGD_ACI & SCR & HRI | 0 | 0 | 0 | 0 | 0 | 0 | 0
00 Ret.ExistWetFGD_ACI & SCR & HRI & CCS | 0 | 0 | 0 | 0 | 0 | 0 | 0
00 Ret.ExistWetFGD_ACI & SNCR | 0 | 0 | 0 | 0 | 0 | 0 | 0
00 Ret.ExistWetFGD_ACI & SNCR & HRI | 0 | 0 | 0 | 0 | 0 | 0 | 0
00 Ret.ExistWetFGD_SCR & ACI & CCS | 0 | 0 | 0 | 0 | 0 | 0 | 0
00 Ret.ExistWetFGD_SCR & ACI & HRI | 0 | 0 | 0 | 0 | 0 | 0 | 0
00 Ret.ExistWetFGD_SCR & ACI & HRI & CCS | 0 | 0 | 0 | 0 | 0 | 0 | 0
00 Ret.ExistWetFGD_SCR & CCS | 0 | 0 | 0 | 0 | 0 | 0 | 0
00 Ret.ExistWetFGD_SNCR & ACI & CCS | 0 | 0 | 0 | 0 | 0 | 0 | 0
00 Ret.ExistWetFGD_SNCR & ACI & HRI | 0 | 0 | 0 | 0 | 0 | 0 | 0
00 Ret.ExistWetFGD_SNCR & ACI & HRI & CCS | 0 | 0 | 0 | 0 | 0 | 0 | 0
00 Ret.ExistWetFGD_SNCR & CCS | 0 | 0 | 0 | 0 | 0 | 0 | 0
00 Ret.FB & ACI | 0 | 0 | 0 | 0 | 0 | 0 | 0
00 Ret.FB & ACI & HRI | 0 | 0 | 0 | 0 | 0 | 0 | 0
00 Ret.FB & HRI | 0 | 0 | 0 | 0 | 0 | 0 | 0
00 Ret.FB DryFGD | 0 | 0 | 0 | 0 | 0 | 0 | 0
00 Ret.FB DryFGD & ACI | 0 | 0 | 0 | 0 | 0 | 0 | 0
00 Ret.FB DryFGD & ACI & HRI | 0 | 0 | 0 | 0 | 0 | 0 | 0
00 Ret.FB DryFGD & HRI | 0 | 0 | 0 | 0 | 0 | 0 | 0
00 Ret.FB DryFGD & SNCR | 0 | 0 | 0 | 0 | 0 | 0 | 0
00 Ret.FB DryFGD & SNCR & HRI | 0 | 0 | 0 | 0 | 0 | 0 | 0
00 Ret.FB SNCR & DryFGD & ACI | 0 | 0 | 0 | 0 | 0 | 0 | 0
00 Ret.FB SNCR & DryFGD & ACI & HRI | 0 | 0 | 0 | 0 | 0 | 0 | 0
00 Ret.FB-ACI & SNCR | 0 | 0 | 0 | 0 | 0 | 0 | 0
00 Ret.FB-ACI & SNCR & CCS | 0 | 0 | 0 | 0 | 0 | 0 | 0
00 Ret.FB-ACI & SNCR & HRI | 0 | 0 | 0 | 0 | 0 | 0 | 0
00 Ret.FB-ACI & SNCR & HRI & CCS | 0 | 0 | 0 | 0 | 0 | 0 | 0
00 Ret.FB-Exist ACI & DryFGD | 0 | 0 | 0 | 0 | 0 | 0 | 0
00 Ret.FB-Exist ACI & DryFGD & HRI | 0 | 0 | 0 | 0 | 0 | 0 | 0
00 Ret.FB-Exist ACI & DryFGD & SNCR | 0 | 0 | 0 | 0 | 0 | 0 | 0
00 Ret.FB-Exist ACI & DryFGD & SNCR & HRI | 0 | 0 | 0 | 0 | 0 | 0 | 0
00 Ret.FB-Exist ACI & SNCR | 0 | 0 | 0 | 0 | 0 | 0 | 0
00 Ret.FB-Exist ACI & SNCR & HRI | 0 | 0 | 0 | 0 | 0 | 0 | 0
00 Ret.FB-ExistACI & HRI | 0 | 0 | 0 | 0 | 0 | 0 | 0
00 Ret.FB-ExistDryFGD & ACI | 0 | 0 | 0 | 0 | 0 | 0 | 0
00 Ret.FB-ExistDryFGD & ACI & HRI | 0 | 0 | 0 | 0 | 0 | 0 | 0
00 Ret.FB-ExistDryFGD & ACI & SNCR | 0 | 0 | 0 | 0 | 0 | 0 | 0
00 Ret.FB-ExistDryFGD & ACI & SNCR & HRI | 0 | 0 | 0 | 0 | 0 | 0 | 0
00 Ret.FB-ExistDryFGD & CCS | 0 | 0 | 0 | 0 | 0 | 0 | 0
00 Ret.FB-ExistDryFGD & HRI | 0 | 0 | 0 | 0 | 0 | 0 | 0
00 Ret.FB-ExistDryFGD & SNCR | 0 | 0 | 0 | 0 | 0 | 0 | 0
00 Ret.FB-ExistDryFGD & SNCR & HRI | 0 | 0 | 0 | 0 | 0 | 0 | 0
00 Ret.FB-ExistDryFGD_ACI & CCS | 0 | 0 | 0 | 0 | 0 | 0 | 0
00 Ret.FB-ExistDryFGD_SNCR & ACI | 0 | 0 | 0 | 0 | 0 | 0 | 0
00 Ret.FB-ExistDryFGD_SNCR & ACI & HRI | 0 | 0 | 0 | 0 | 0 | 0 | 0
00 Ret.FB-ExistDryFGD_SNCR & CCS | 0 | 0 | 0 | 0 | 0 | 0 | 0
00 Ret.FB-ExistDryFGD_SNCR & HRI | 0 | 0 | 0 | 0 | 0 | 0 | 0
00 Ret.FB-ExistDryFGD_SNCR & HRI & CCS | 0 | 0 | 0 | 0 | 0 | 0 | 0
00 Ret.FB-ExistDryFGD_SNCR_ACI & HRI | 0 | 0 | 0 | 0 | 0 | 0 | 0
00 Ret.FB-ExistWetFGD_SNCR_ACI & HRI | 0 | 0 | 0 | 0 | 0 | 0 | 0
00 Ret.FB-ExistSNCR & ACI | 0 | 0 | 0 | 0 | 0 | 0 | 0
00 Ret.FB-ExistSNCR & ACI & HRI | 0 | 0 | 0 | 0 | 0 | 0 | 0
00 Ret.FB-ExistSNCR & DryFGD | 0 | 0 | 0 | 0 | 0 | 0 | 0
00 Ret.FB-ExistSNCR & DryFGD & ACI | 0 | 0 | 0 | 0 | 0 | 0 | 0
00 Ret.FB-ExistSNCR & DryFGD & ACI & HRI | 0 | 0 | 0 | 0 | 0 | 0 | 0
00 Ret.FB-ExistSNCR & DryFGD & HRI | 0 | 0 | 0 | 0 | 0 | 0 | 0
00 Ret.FB-ExistSNCR & HRI | 0 | 0 | 0 | 0 | 0 | 0 | 0
00 Ret.FB-SNCR | 0 | 0 | 0 | 0 | 0 | 0 | 0
00 Ret.FB-SNCR & HRI | 0 | 0 | 0 | 0 | 0 | 0 | 0
00 Ret.HRI | 0 | 0 | 0 | 0 | 0 | 0 | 0
00 Ret.Oil/Gas Steam SCR | 0 | 0 | 0 | 0 | 0 | 0 | 0
00 Ret.SCR | 0 | 0 | 0 | 0 | 0 | 0 | 0
00 Ret.SCR & DryFGD | 0 | 0 | 0 | 0 | 0 | 0 | 0
00 Ret.SCR & DryFGD & ACI | 0 | 0 | 0 | 0 | 0 | 0 | 0
00 Ret.SCR & DryFGD & CCS | 0 | 0 | 0 | 0 | 0 | 0 | 0
00 Ret.SCR & DryFGD & HRI | 0 | 0 | 0 | 0 | 0 | 0 | 0
00 Ret.SCR & DryFGD & HRI & CCS | 0 | 0 | 0 | 0 | 0 | 0 | 0
00 Ret.SCR & DSI | 0 | 0 | 0 | 0 | 0 | 0 | 0
00 Ret.SCR & DSI & DryFGD | 0 | 0 | 0 | 0 | 0 | 0 | 0
00 Ret.SCR & DSI & DryFGD & HRI | 0 | 0 | 0 | 0 | 0 | 0 | 0
00 Ret.SCR & DSI & HRI | 0 | 0 | 0 | 0 | 0 | 0 | 0
00 Ret.SCR & DSI & WetFGD | 0 | 0 | 0 | 0 | 0 | 0 | 0
00 Ret.SCR & DSI & WetFGD & HRI | 0 | 0 | 0 | 0 | 0 | 0 | 0
00 Ret.SCR & HRI | 0 | 0 | 0 | 0 | 0 | 0 | 0
00 Ret.SCR & WetFGD | 0 | 0 | 0 | 0 | 0 | 0 | 0
00 Ret.SCR & WetFGD & ACI | 0 | 0 | 0 | 0 | 0 | 0 | 0
00 Ret.SCR & WetFGD & CCS | 0 | 0 | 0 | 0 | 0 | 0 | 0
00 Ret.SCR & WetFGD & HRI | 0 | 0 | 0 | 0 | 0 | 0 | 0
00 Ret.SCR & WetFGD & HRI & CCS | 0 | 0 | 0 | 0 | 0 | 0 | 0
00 Ret.SNCR | 0 | 0 | 0 | 0 | 0 | 0 | 0
00 Ret.SNCR & DryFGD | 0 | 0 | 0 | 0 | 0 | 0 | 0
00 Ret.SNCR & DryFGD & ACI | 0 | 0 | 0 | 0 | 0 | 0 | 0
00 Ret.SNCR & DryFGD & ACI & HRI | 0 | 0 | 0 | 0 | 0 | 0 | 0
00 Ret.SNCR & DryFGD & HRI | 0 | 0 | 0 | 0 | 0 | 0 | 0
00 Ret.SNCR & DSI | 0 | 0 | 0 | 0 | 0 | 0 | 0
00 Ret.SNCR & DSI & HRI | 0 | 0 | 0 | 0 | 0 | 0 | 0
00 Ret.SNCR & HRI | 0 | 0 | 0 | 0 | 0 | 0 | 0
00 Ret.SNCR & WetFGD | 0 | 0 | 0 | 0 | 0 | 0 | 0
00 Ret.SNCR & WetFGD & ACI | 0 | 0 | 0 | 0 | 0 | 0 | 0
00 Ret.SNCR & WetFGD & ACI & HRI | 0 | 0 | 0 | 0 | 0 | 0 | 0
00 Ret.SNCR & WetFGD & HRI | 0 | 0 | 0 | 0 | 0 | 0 | 0
00 Ret.WetFGD | 0 | 0 | 0 | 0 | 0 | 0 | 0
00 Ret.WetFGD & ACI & CCS | 0 | 0 | 0 | 0 | 0 | 0 | 0
00 Ret.WetFGD & ACI & HRI & CCS | 0 | 0 | 0 | 0 | 0 | 0 | 0
00 Ret.WetFGD & CCS | 0 | 0 | 0 | 0 | 0 | 0 | 0
00 Ret.WetFGD & HRI | 0 | 0 | 0 | 0 | 0 | 0 | 0
00 Ret.WetFGD & HRI & CCS | 0 | 0 | 0 | 0 | 0 | 0 | 0
00 CC Retirement | 676.1415 | 676.1415 | 676.1415 | 676.1415 | 676.1415 | 676.1415 | 676.1415
00 CT Retirement | 502.47 | 502.47 | 502.47 | 502.47 | 502.47 | 502.47 | 502.47
00 O/G Retirement | 1258.2353 | 1839.43 | 1839.43 | 1839.43 | 1839.43 | 1839.43 | 1839.43
00 Coal Retirement | 996 | 1086.9564 | 1536.9564 | 1536.9564 | 3617.9498 | 3949.3979 | 4278.9985
00 IGCC Retirement | 0 | 0 | 0 | 0 | 0 | 0 | 0
00 Nuke Retirement | 0 | 0 | 0 | 0 | 0 | 0 | 7579
00 Non-Fossil Retirement | 0 | 0 | 0 | 0 | 0 | 0 | 0
Total | 139735.3755 | 144238.1696 | 145288.2479 | 149070.141 | 155084.2744 | 168935.6645 | 197580.5108
(**) Ind. Boiler capacity in MMBtu/hr, not included in the total
11. Capacity Additions and Changes by Capacity Reporting Type [MW]
00 New Combined Cycle | 0 | 0 | 0 | 0 | 0 | 0 | 0
00 New Combined Cycle - Uncontrolled | 210.0197 | 84.6068 | 0 | 40.8049 | 1101.5354 | 1104.5073 | 7774.3598
00 New Combined Cycle with Carbon Capture | 0 | 0 | 0 | 0 | 0 | 0 | 0
00 New Combustion Turbine | 215.5984 | 0 | 392.5717 | 2816.0031 | 4261.1023 | 6217.3399 | 6590.719
00 New Hydro | 754.7273 | 0 | 657.5066 | 565.5843 | 646.4839 | 831.1525 | 356.3636
00 New Nuclear | 0 | 0 | 0 | 0 | 0 | 0 | 0
00 New Biomass | 43.5 | 0 | 0 | 0 | 0 | 0 | 961.5
00 New Geothermal | 0 | 0 | 0 | 0 | 0 | 0 | 0
00 New Landfill Gas | 0 | 0 | 0 | 0 | 0 | 0 | 0
00 New Offshore Wind | 0 | 0 | 0 | 0 | 0 | 0 | 0
00 New Onshore Wind | 0 | 2018.1873 | 0 | 359.8298 | 5.0119 | 5698.3905 | 12961.9039
00 New Solar PV | 0 | 0 | 0 | 0 | 0 | 0 | 0
00 New Solar Thermal | 0 | 0 | 0 | 0 | 0 | 0 | 0
00 New Fuel Cell | 0 | 0 | 0 | 0 | 0 | 0 | 0
00 New IGCC | 0 | 0 | 0 | 0 | 0 | 0 | 0
00 New Advanced Coal with CCS | 0 | 0 | 0 | 0 | 0 | 0 | 0
00 New SPC - Uncontrolled | 0 | 0 | 0 | 0 | 0 | 0 | 0
00 New SPC-WetFGD_SCR | 0 | 0 | 0 | 0 | 0 | 0 | 0
00 New Future Technology | 0 | 0 | 0 | 0 | 0 | 0 | 0
00 Exist Combined Cycle | 0 | 0 | 0 | 0 | 0 | 0 | 0
00 Exist Combustion Turbine | 0 | 0 | 0 | 0 | 0 | 0 | 0
00 Exist Coal Steam_Uncontrolled | 0 | 0 | 0 | 0 | 0 | 0 | 0
00 Exist Coal Steam_ACI | 0 | 0 | 0 | 0 | 0 | 0 | 0
00 Exist Coal Steam_ACI_DSI | 0 | 0 | 0 | 0 | 0 | 0 | 0
00 Exist Coal Steam_DryFGD | 0 | 0 | 0 | 0 | 0 | 0 | 0
00 Exist Coal Steam_DryFGD_ACI | 0 | 0 | 0 | 0 | 0 | 0 | 0
00 Exist Coal Steam_DryFGD_SCR | 0 | 0 | 0 | 0 | 0 | 0 | 0
00 Exist Coal Steam_DryFGD_SCR_ACI | 0 | 0 | 0 | 0 | 0 | 0 | 0
00 Exist Coal Steam_DryFGD_SNCR | 0 | 0 | 0 | 0 | 0 | 0 | 0
00 Exist Coal Steam_DryFGD_SNCR_ACI | 0 | 0 | 0 | 0 | 0 | 0 | 0
00 Exist Coal Steam_DSI | 0 | 0 | 0 | 0 | 0 | 0 | 0
00 Exist Coal Steam_SCR | 0 | 0 | 0 | 0 | 0 | 0 | 0
00 Exist Coal Steam_SCR_ACI | 0 | 0 | 0 | 0 | 0 | 0 | 0
00 Exist Coal Steam_SCR_ACI_DSI | 0 | 0 | 0 | 0 | 0 | 0 | 0
00 Exist Coal Steam_SCR_DSI | 0 | 0 | 0 | 0 | 0 | 0 | 0
00 Exist Coal Steam_SNCR | 0 | 0 | 0 | 0 | 0 | 0 | 0
00 Exist Coal Steam_SNCR_ACI | 0 | 0 | 0 | 0 | 0 | 0 | 0
00 Exist Coal Steam_SNCR_ACI_DSI | 0 | 0 | 0 | 0 | 0 | 0 | 0
00 Exist Coal Steam_WetFGD | 0 | 0 | 0 | 0 | 0 | 0 | 0
00 Exist Coal Steam_WetFGD_ACI | 0 | 0 | 0 | 0 | 0 | 0 | 0
00 Exist Coal Steam_WetFGD_SCR | 0 | 0 | 0 | 0 | 0 | 0 | 0
00 Exist Coal Steam_WetFGD_SCR_ACI | 0 | 0 | 0 | 0 | 0 | 0 | 0
00 Exist Coal Steam_WetFGD_SNCR | 0 | 0 | 0 | 0 | 0 | 0 | 0
00 Exist Coal Steam_WetFGD_SNCR_ACI | 0 | 0 | 0 | 0 | 0 | 0 | 0
00 Exist FBC_Uncontrolled | 0 | 0 | 0 | 0 | 0 | 0 | 0
00 Exist FBC_ACI | 0 | 0 | 0 | 0 | 0 | 0 | 0
00 Exist FBC_DryFGD | 0 | 0 | 0 | 0 | 0 | 0 | 0
00 Exist FBC_DryFGD_SNCR | 0 | 0 | 0 | 0 | 0 | 0 | 0
00 Exist FBC_DryFGD_SNCR_ACI | 0 | 0 | 0 | 0 | 0 | 0 | 0
00 Exist FBC_SNCR | 0 | 0 | 0 | 0 | 0 | 0 | 0
00 Exist FBC_SNCR_ACI | 0 | 0 | 0 | 0 | 0 | 0 | 0
00 Exist FBC_WetFGD_SNCR_ACI | 0 | 0 | 0 | 0 | 0 | 0 | 0
00 Exist IGCC | 0 | 0 | 0 | 0 | 0 | 0 | 0
00 Exist Fossil_Other | 0 | 0 | 0 | 0 | 0 | 0 | 0
00 Exist Fuel Cell | 0 | 0 | 0 | 0 | 0 | 0 | 0
00 Exist Hydro | 0 | 0 | 0 | 0 | 0 | 0 | 0
00 Exist Non Fossil_Other | 0 | 0 | 0 | 0 | 0 | 0 | 0
00 Exist Nuclear | 0 | 0 | 0 | 0 | 0 | 0 | 0
00 Exist Oil/Gas Steam | 0 | 0 | 0 | 0 | 0 | 0 | 0
00 Exist Oil/Gas Steam_SCR | 0 | 0 | 0 | 0 | 0 | 0 | 0
00 Exist Oil/Gas Steam_SNCR | 0 | 0 | 0 | 0 | 0 | 0 | 0
00 Exist Biomass | 0 | 0 | 0 | 0 | 0 | 0 | 0
00 Exist Landfill Gas | 0 | 0 | 0 | 0 | 0 | 0 | 0
00 Exist Geothermal | 0 | 0 | 0 | 0 | 0 | 0 | 0
00 Exist Pump Storage | 0 | 0 | 0 | 0 | 0 | 0 | 0
00 Exist Solar PV | 0 | 0 | 0 | 0 | 0 | 0 | 0
00 Exist Solar Thermal | 0 | 0 | 0 | 0 | 0 | 0 | 0
00 Exist Wind | 0 | 0 | 0 | 0 | 0 | 0 | 0
00 International Imports | 0 | 0 | 0 | 0 | 0 | 0 | 0
00 Ret.ACI | 1441.5554 | 0 | 0 | 291.4573 | 0 | 0 | 0
00 Ret.ACI & DryFGD | 0 | 0 | 0 | 0 | 0 | 0 | 0
00 Ret.ACI & DryFGD & HRI | 0 | 0 | 0 | 0 | 0 | 0 | 0
00 Ret.ACI & DSI | 0 | 0 | 0 | 0 | 0 | 0 | 0
00 Ret.ACI & DSI & DryFGD | 0 | 0 | 0 | 0 | 0 | 0 | 0
00 Ret.ACI & DSI & DryFGD & HRI | 0 | 0 | 0 | 0 | 0 | 0 | 0
00 Ret.ACI & DSI & HRI | 0 | 0 | 0 | 0 | 0 | 0 | 0
00 Ret.ACI & DSI & WetFGD & HRI | 0 | 0 | 0 | 0 | 0 | 0 | 0
00 Ret.ACI & HRI | 0 | 0 | 0 | 0 | 0 | 0 | 0
00 Ret.ACI & SCR | 0 | 0 | 0 | 0 | 0 | 0 | 0
00 Ret.ACI & SCR & DryFGD & CCS | 0 | 0 | 0 | 0 | 0 | 0 | 0
00 Ret.ACI & SCR & DryFGD & HRI | 0 | 0 | 0 | 0 | 0 | 0 | 0
00 Ret.ACI & SCR & DryFGD & HRI & CCS | 0 | 0 | 0 | 0 | 0 | 0 | 0
00 Ret.ACI & SCR & DSI | 0 | 0 | 0 | 0 | 0 | 0 | 0
00 Ret.ACI & SCR & DSI & DryFGD | 0 | 0 | 0 | 0 | 0 | 0 | 0
00 Ret.ACI & SCR & DSI & DryFGD & HRI | 0 | 0 | 0 | 0 | 0 | 0 | 0
00 Ret.ACI & SCR & DSI & HRI | 0 | 0 | 0 | 0 | 0 | 0 | 0
00 Ret.ACI & SCR & DSI & WetFGD | 0 | 0 | 0 | 0 | 0 | 0 | 0
00 Ret.ACI & SCR & DSI & WetFGD & HRI | 0 | 0 | 0 | 0 | 0 | 0 | 0
00 Ret.ACI & SCR & HRI | 0 | 0 | 0 | 0 | 0 | 0 | 0
00 Ret.ACI & SCR & WetFGD & CCS | 0 | 0 | 0 | 0 | 0 | 0 | 0
00 Ret.ACI & SCR & WetFGD & HRI | 0 | 0 | 0 | 0 | 0 | 0 | 0
00 Ret.ACI & SCR & WetFGD & HRI & CCS | 0 | 0 | 0 | 0 | 0 | 0 | 0
00 Ret.ACI & SNCR | 0 | 0 | 0 | 0 | 0 | 0 | 0
00 Ret.ACI & SNCR & DSI | 0 | 0 | 0 | 0 | 0 | 0 | 0
00 Ret.ACI & SNCR & DSI & DryFGD | 0 | 0 | 0 | 0 | 0 | 0 | 0
00 Ret.ACI & SNCR & DSI & DryFGD & HRI | 0 | 0 | 0 | 0 | 0 | 0 | 0
00 Ret.ACI & SNCR & DSI & HRI | 0 | 0 | 0 | 0 | 0 | 0 | 0
00 Ret.ACI & SNCR & DSI & WetFGD | 0 | 0 | 0 | 0 | 0 | 0 | 0
00 Ret.ACI & SNCR & DSI & WetFGD & HRI | 0 | 0 | 0 | 0 | 0 | 0 | 0
00 Ret.ACI & SNCR & HRI | 0 | 0 | 0 | 0 | 0 | 0 | 0
00 Ret.ACI & WetFGD | 0 | 0 | 0 | 0 | 0 | 0 | 0
00 Ret.ACI & WetFGD & DSI | 0 | 0 | 0 | 0 | 0 | 0 | 0
00 Ret.ACI & WetFGD & HRI | 0 | 0 | 0 | 0 | 0 | 0 | 0
00 Ret.C2G | 0 | 0 | 0 | 0 | 0 | 0 | 0
00 Ret.C2G & SCR | 0 | 0 | 0 | 0 | 0 | 0 | 0
00 Ret.CCG | 0 | 0 | 0 | 0 | 0 | 0 | 0
00 Ret.DryFGD | 0 | 0 | 0 | 0 | 0 | 0 | 0
00 Ret.DryFGD & ACI & CCS | 0 | 0 | 0 | 0 | 0 | 0 | 0
00 Ret.DryFGD & ACI & HRI & CCS | 0 | 0 | 0 | 0 | 0 | 0 | 0
00 Ret.DryFGD & CCS | 0 | 0 | 0 | 0 | 0 | 0 | 0
00 Ret.DryFGD & HRI | 0 | 0 | 0 | 0 | 0 | 0 | 0
00 Ret.DryFGD & HRI & CCS | 0 | 0 | 0 | 0 | 0 | 0 | 0
00 Ret.DSI | 0 | 0 | 0 | 0 | 0 | 0 | 0
00 Ret.DSI & DryFGD | 0 | 0 | 0 | 0 | 0 | 0 | 0
00 Ret.DSI & DryFGD & HRI | 0 | 0 | 0 | 0 | 0 | 0 | 0
00 Ret.DSI & HRI | 0 | 0 | 0 | 0 | 0 | 0 | 0
00 Ret.DSI & WetFGD | 0 | 0 | 0 | 0 | 0 | 0 | 0
00 Ret.DSI & WetFGD & HRI | 0 | 0 | 0 | 0 | 0 | 0 | 0
00 Ret.Exist FBC_DryFGD_SNCR_ACI & CCS | 0 | 0 | 0 | 0 | 0 | 0 | 0
00 Ret.ExistACI & DryFGD | 0 | 0 | 0 | 0 | 0 | 0 | 0
00 Ret.ExistACI & DryFGD & CCS | 0 | 0 | 0 | 0 | 0 | 0 | 0
00 Ret.ExistACI & DryFGD & HRI | 0 | 0 | 0 | 0 | 0 | 0 | 0
00 Ret.ExistACI & DryFGD & HRI & CCS | 0 | 0 | 0 | 0 | 0 | 0 | 0
00 Ret.ExistACI & DSI | 0 | 0 | 0 | 0 | 0 | 0 | 0
00 Ret.ExistACI & DSI & DryFGD | 0 | 0 | 0 | 0 | 0 | 0 | 0
00 Ret.ExistACI & DSI & DryFGD & HRI | 0 | 0 | 0 | 0 | 0 | 0 | 0
00 Ret.ExistACI & DSI & HRI | 0 | 0 | 0 | 0 | 0 | 0 | 0
00 Ret.ExistACI & DSI & WetFGD | 0 | 0 | 0 | 0 | 0 | 0 | 0
00 Ret.ExistACI & DSI & WetFGD & HRI | 0 | 0 | 0 | 0 | 0 | 0 | 0
00 Ret.ExistACI & HRI | 0 | 0 | 0 | 0 | 0 | 0 | 0
00 Ret.ExistACI & HRI & WetFGD | 0 | 0 | 0 | 0 | 0 | 0 | 0
00 Ret.ExistACI & SCR | 0 | 0 | 0 | 0 | 0 | 0 | 0
00 Ret.ExistACI & SCR & DryFGD | 0 | 0 | 0 | 0 | 0 | 0 | 0
00 Ret.ExistACI & SCR & DryFGD & CCS | 0 | 0 | 0 | 0 | 0 | 0 | 0
00 Ret.ExistACI & SCR & DryFGD & HRI | 0 | 0 | 0 | 0 | 0 | 0 | 0
00 Ret.ExistACI & SCR & DryFGD & HRI & CCS | 0 | 0 | 0 | 0 | 0 | 0 | 0
00 Ret.ExistACI & SCR & DSI | 0 | 0 | 0 | 0 | 0 | 0 | 0
00 Ret.ExistACI & SCR & DSI & DryFGD | 0 | 0 | 0 | 0 | 0 | 0 | 0
00 Ret.ExistACI & SCR & DSI & HRI | 0 | 0 | 0 | 0 | 0 | 0 | 0
00 Ret.ExistACI & SCR & DSI & DryFGD & HRI | 0 | 0 | 0 | 0 | 0 | 0 | 0
00 Ret.ExistACI & SCR & HRI | 0 | 0 | 0 | 0 | 0 | 0 | 0
00 Ret.ExistACI & SCR & WetFGD | 0 | 0 | 0 | 0 | 0 | 0 | 0
00 Ret.ExistACI & SCR & WetFGD & CCS | 0 | 0 | 0 | 0 | 0 | 0 | 0
00 Ret.ExistACI & SCR & WetFGD & HRI | 0 | 0 | 0 | 0 | 0 | 0 | 0
00 Ret.ExistACI & SCR & WetFGD & HRI & CCS | 0 | 0 | 0 | 0 | 0 | 0 | 0
00 Ret.ExistACI & SNCR | 0 | 0 | 0 | 0 | 0 | 0 | 0
00 Ret.ExistACI & SNCR & DryFGD | 0 | 0 | 0 | 0 | 0 | 0 | 0
00 Ret.ExistACI & SNCR & DryFGD & HRI | 0 | 0 | 0 | 0 | 0 | 0 | 0
00 Ret.ExistACI & SNCR & DSI | 0 | 0 | 0 | 0 | 0 | 0 | 0
00 Ret.ExistACI & SNCR & DSI & HRI | 0 | 0 | 0 | 0 | 0 | 0 | 0
00 Ret.ExistACI & SNCR & HRI | 0 | 0 | 0 | 0 | 0 | 0 | 0
00 Ret.ExistACI & SNCR & WetFGD | 0 | 0 | 0 | 0 | 0 | 0 | 0
00 Ret.ExistACI & SNCR & WetFGD & HRI | 0 | 0 | 0 | 0 | 0 | 0 | 0
00 Ret.ExistACI & WetFGD | 0 | 0 | 0 | 0 | 0 | 0 | 0
00 Ret.ExistACI & WetFGD & CCS | 0 | 0 | 0 | 0 | 0 | 0 | 0
00 Ret.ExistACI & WetFGD & HRI & CCS | 0 | 0 | 0 | 0 | 0 | 0 | 0
00 Ret.ExistACI_DSI & DryFGD | 0 | 0 | 0 | 0 | 0 | 0 | 0
00 Ret.ExistACI_DSI & DryFGD & HRI | 0 | 0 | 0 | 0 | 0 | 0 | 0
00 Ret.ExistACI_DSI & HRI | 0 | 0 | 0 | 0 | 0 | 0 | 0
00 Ret.ExistACI_DSI & SCR | 0 | 0 | 0 | 0 | 0 | 0 | 0
00 Ret.ExistACI_DSI & SCR & DryFGD | 0 | 0 | 0 | 0 | 0 | 0 | 0
00 Ret.ExistACI_DSI & SCR & DryFGD & HRI | 0 | 0 | 0 | 0 | 0 | 0 | 0
00 Ret.ExistACI_DSI & SCR & HRI | 0 | 0 | 0 | 0 | 0 | 0 | 0
00 Ret.ExistACI_DSI & SCR & WetFGD | 0 | 0 | 0 | 0 | 0 | 0 | 0
00 Ret.ExistACI_DSI & SCR & WetFGD & HRI | 0 | 0 | 0 | 0 | 0 | 0 | 0
00 Ret.ExistACI_DSI & WetFGD | 0 | 0 | 0 | 0 | 0 | 0 | 0
00 Ret.ExistACI_DSI & WetFGD & HRI | 0 | 0 | 0 | 0 | 0 | 0 | 0
00 Ret.ExistDryFGD & ACI | 0 | 0 | 0 | 0 | 0 | 0 | 0
00 Ret.ExistDryFGD & ACI & CCS | 0 | 0 | 0 | 0 | 0 | 0 | 0
00 Ret.ExistDryFGD & ACI & HRI | 0 | 0 | 0 | 0 | 0 | 0 | 0
00 Ret.ExistDryFGD & ACI & HRI & CCS | 0 | 0 | 0 | 0 | 0 | 0 | 0
00 Ret.ExistDryFGD & ACI & SCR | 0 | 0 | 0 | 0 | 0 | 0 | 0
00 Ret.ExistDryFGD & ACI & SCR & CCS | 0 | 0 | 0 | 0 | 0 | 0 | 0
00 Ret.ExistDryFGD & ACI & SCR & HRI | 0 | 0 | 0 | 0 | 0 | 0 | 0
00 Ret.ExistDryFGD & ACI & SCR & HRI & CCS | 0 | 0 | 0 | 0 | 0 | 0 | 0
00 Ret.ExistDryFGD & ACI & SNCR | 0 | 0 | 0 | 0 | 0 | 0 | 0
00 Ret.ExistDryFGD & ACI & SNCR & HRI | 0 | 0 | 0 | 0 | 0 | 0 | 0
00 Ret.ExistDryFGD & CCS | 0 | 0 | 0 | 0 | 0 | 0 | 0
00 Ret.ExistDryFGD & HRI | 0 | 0 | 0 | 0 | 0 | 0 | 0
00 Ret.ExistDryFGD & HRI & CCS | 0 | 0 | 0 | 0 | 0 | 0 | 0
00 Ret.ExistDryFGD & SCR | 0 | 0 | 0 | 0 | 0 | 0 | 0
00 Ret.ExistDryFGD & SCR & CCS | 0 | 0 | 0 | 0 | 0 | 0 | 0
00 Ret.ExistDryFGD & SCR & HRI | 0 | 0 | 0 | 0 | 0 | 0 | 0
00 Ret.ExistDryFGD & SCR & HRI & CCS | 0 | 0 | 0 | 0 | 0 | 0 | 0
00 Ret.ExistDryFGD & SNCR | 0 | 0 | 0 | 0 | 0 | 0 | 0
00 Ret.ExistDryFGD & SNCR & HRI | 0 | 0 | 0 | 0 | 0 | 0 | 0
00 Ret.ExistDryFGD_ACI & CCS | 0 | 0 | 0 | 0 | 0 | 0 | 0
00 Ret.ExistDryFGD_ACI & HRI | 0 | 0 | 0 | 0 | 0 | 0 | 0
00 Ret.ExistDryFGD_ACI & HRI & CCS | 0 | 0 | 0 | 0 | 0 | 0 | 0
00 Ret.ExistDryFGD_ACI & SCR | 0 | 0 | 0 | 0 | 0 | 0 | 0
00 Ret.ExistDryFGD_ACI & SCR & CCS | 0 | 0 | 0 | 0 | 0 | 0 | 0
00 Ret.ExistDryFGD_ACI & SCR & HRI | 0 | 0 | 0 | 0 | 0 | 0 | 0
00 Ret.ExistDryFGD_ACI & SCR & HRI & CCS | 0 | 0 | 0 | 0 | 0 | 0 | 0
00 Ret.ExistDryFGD_SCR & ACI & CCS | 0 | 0 | 0 | 0 | 0 | 0 | 0
00 Ret.ExistDryFGD_SCR & ACI & HRI | 0 | 0 | 0 | 0 | 0 | 0 | 0
00 Ret.ExistDryFGD_SCR & ACI & HRI & CCS | 0 | 0 | 0 | 0 | 0 | 0 | 0
00 Ret.ExistDryFGD_SCR & CCS | 0 | 0 | 0 | 0 | 0 | 0 | 0
00 Ret.ExistDryFGD_SNCR & ACI & CCS | 0 | 0 | 0 | 0 | 0 | 0 | 0
00 Ret.ExistDryFGD_SNCR & ACI & HRI | 0 | 0 | 0 | 0 | 0 | 0 | 0
00 Ret.ExistDryFGD_SNCR & ACI & HRI & CCS | 0 | 0 | 0 | 0 | 0 | 0 | 0
00 Ret.ExistDryFGD_SNCR & CCS | 0 | 0 | 0 | 0 | 0 | 0 | 0
00 Ret.ExistDSI & ACI | 0 | 0 | 0 | 0 | 0 | 0 | 0
00 Ret.ExistDSI & ACI & HRI | 0 | 0 | 0 | 0 | 0 | 0 | 0
00 Ret.ExistDSI & ACI & SCR | 0 | 0 | 0 | 0 | 0 | 0 | 0
00 Ret.ExistDSI & ACI & SCR & DryFGD & CCS | 0 | 0 | 0 | 0 | 0 | 0 | 0
00 Ret.ExistDSI & ACI & SCR & DryFGD & HRI | 0 | 0 | 0 | 0 | 0 | 0 | 0
00 Ret.ExistDSI & ACI & SCR & DryFGD & HRI & CCS | 0 | 0 | 0 | 0 | 0 | 0 | 0
00 Ret.ExistDSI & ACI & SCR & HRI | 0 | 0 | 0 | 0 | 0 | 0 | 0
00 Ret.ExistDSI & DryFGD | 0 | 0 | 0 | 0 | 0 | 0 | 0
00 Ret.ExistDSI & DryFGD & ACI | 0 | 0 | 0 | 0 | 0 | 0 | 0
00 Ret.ExistDSI & DryFGD & ACI & CCS | 0 | 0 | 0 | 0 | 0 | 0 | 0
00 Ret.ExistDSI & DryFGD & ACI & HRI | 0 | 0 | 0 | 0 | 0 | 0 | 0
00 Ret.ExistDSI & DryFGD & ACI & HRI & CCS | 0 | 0 | 0 | 0 | 0 | 0 | 0
00 Ret.ExistDSI & DryFGD & CCS | 0 | 0 | 0 | 0 | 0 | 0 | 0
00 Ret.ExistDSI & DryFGD & HRI | 0 | 0 | 0 | 0 | 0 | 0 | 0
00 Ret.ExistDSI & DryFGD & HRI & CCS | 0 | 0 | 0 | 0 | 0 | 0 | 0
00 Ret.ExistDSI & HRI | 0 | 0 | 0 | 0 | 0 | 0 | 0
00 Ret.ExistDSI & SCR | 0 | 0 | 0 | 0 | 0 | 0 | 0
00 Ret.ExistDSI & SCR & DryFGD | 0 | 0 | 0 | 0 | 0 | 0 | 0
00 Ret.ExistDSI & SCR & DryFGD & ACI | 0 | 0 | 0 | 0 | 0 | 0 | 0
00 Ret.ExistDSI & SCR & DryFGD & CCS | 0 | 0 | 0 | 0 | 0 | 0 | 0
00 Ret.ExistDSI & SCR & DryFGD & HRI | 0 | 0 | 0 | 0 | 0 | 0 | 0
00 Ret.ExistDSI & SCR & DryFGD & HRI & CCS | 0 | 0 | 0 | 0 | 0 | 0 | 0
00 Ret.ExistDSI & SCR & HRI | 0 | 0 | 0 | 0 | 0 | 0 | 0
00 Ret.ExistDSI & SCR & WetFGD | 0 | 0 | 0 | 0 | 0 | 0 | 0
00 Ret.ExistDSI & SCR & WetFGD & CCS | 0 | 0 | 0 | 0 | 0 | 0 | 0
00 Ret.ExistDSI & SCR & WetFGD & HRI | 0 | 0 | 0 | 0 | 0 | 0 | 0
00 Ret.ExistDSI & SCR & WetFGD & HRI & CCS | 0 | 0 | 0 | 0 | 0 | 0 | 0
00 Ret.ExistDSI & WetFGD | 0 | 0 | 0 | 0 | 0 | 0 | 0
00 Ret.ExistDSI & WetFGD & ACI | 0 | 0 | 0 | 0 | 0 | 0 | 0
00 Ret.ExistDSI & WetFGD & ACI & HRI | 0 | 0 | 0 | 0 | 0 | 0 | 0
00 Ret.ExistDSI & WetFGD & CCS | 0 | 0 | 0 | 0 | 0 | 0 | 0
00 Ret.ExistDSI & WetFGD & HRI | 0 | 0 | 0 | 0 | 0 | 0 | 0
00 Ret.ExistDSI & WetFGD & HRI & CCS | 0 | 0 | 0 | 0 | 0 | 0 | 0
00 Ret.ExistIGCC & CCS | 0 | 0 | 0 | 0 | 0 | 0 | 0
00 Ret.ExistSCR & ACI | 0 | 0 | 0 | 0 | 0 | 0 | 0
00 Ret.ExistSCR & ACI & DryFGD | 0 | 0 | 0 | 0 | 0 | 0 | 0
00 Ret.ExistSCR & ACI & DryFGD & HRI | 0 | 0 | 0 | 0 | 0 | 0 | 0
00 Ret.ExistSCR & ACI & DSI | 0 | 0 | 0 | 0 | 0 | 0 | 0
00 Ret.ExistSCR & ACI & DSI & DryFGD | 0 | 0 | 0 | 0 | 0 | 0 | 0
00 Ret.ExistSCR & ACI & DSI & DryFGD & HRI | 0 | 0 | 0 | 0 | 0 | 0 | 0
00 Ret.ExistSCR & ACI & DSI & HRI | 0 | 0 | 0 | 0 | 0 | 0 | 0
00 Ret.ExistSCR & ACI & DSI & WetFGD | 0 | 0 | 0 | 0 | 0 | 0 | 0
00 Ret.ExistSCR & ACI & DSI & WetFGD & HRI | 0 | 0 | 0 | 0 | 0 | 0 | 0
00 Ret.ExistSCR & ACI & HRI | 0 | 0 | 0 | 0 | 0 | 0 | 0
00 Ret.ExistSCR & ACI & WetFGD | 0 | 0 | 0 | 0 | 0 | 0 | 0
00 Ret.ExistSCR & ACI & WetFGD & HRI | 0 | 0 | 0 | 0 | 0 | 0 | 0
00 Ret.ExistSCR & DryFGD | 0 | 0 | 0 | 0 | 0 | 0 | 0
00 Ret.ExistSCR & DryFGD & ACI & CCS | 0 | 0 | 0 | 0 | 0 | 0 | 0
00 Ret.ExistSCR & DryFGD & ACI & HRI & CCS | 0 | 0 | 0 | 0 | 0 | 0 | 0
00 Ret.ExistSCR & DryFGD & CCS | 0 | 0 | 0 | 0 | 0 | 0 | 0
00 Ret.ExistSCR & DryFGD & HRI | 0 | 0 | 0 | 0 | 0 | 0 | 0
00 Ret.ExistSCR & DryFGD & HRI & CCS | 0 | 0 | 0 | 0 | 0 | 0 | 0
00 Ret.ExistSCR & DSI | 0 | 0 | 0 | 0 | 0 | 0 | 0
00 Ret.ExistSCR & DSI & DryFGD | 0 | 0 | 0 | 0 | 0 | 0 | 0
00 Ret.ExistSCR & DSI & DryFGD & HRI | 0 | 0 | 0 | 0 | 0 | 0 | 0
00 Ret.ExistSCR & DSI & HRI | 0 | 0 | 0 | 0 | 0 | 0 | 0
00 Ret.ExistSCR & DSI & WetFGD | 0 | 0 | 0 | 0 | 0 | 0 | 0
00 Ret.ExistSCR & DSI & WetFGD & HRI | 0 | 0 | 0 | 0 | 0 | 0 | 0
00 Ret.ExistSCR & HRI | 0 | 0 | 0 | 0 | 0 | 0 | 0
00 Ret.ExistSCR & WetFGD | 0 | 0 | 0 | 0 | 0 | 0 | 0
00 Ret.ExistSCR & WetFGD & ACI & CCS | 0 | 0 | 0 | 0 | 0 | 0 | 0
00 Ret.ExistSCR & WetFGD & ACI & HRI & CCS | 0 | 0 | 0 | 0 | 0 | 0 | 0
00 Ret.ExistSCR & WetFGD & CCS | 0 | 0 | 0 | 0 | 0 | 0 | 0
00 Ret.ExistSCR & WetFGD & HRI | 0 | 0 | 0 | 0 | 0 | 0 | 0
00 Ret.ExistSCR & WetFGD & HRI & CCS | 0 | 0 | 0 | 0 | 0 | 0 | 0
00 Ret.ExistSCR_ACI & DryFGD | 0 | 0 | 0 | 0 | 0 | 0 | 0
00 Ret.ExistSCR_ACI & DryFGD & CCS | 0 | 0 | 0 | 0 | 0 | 0 | 0
00 Ret.ExistSCR_ACI & DryFGD & HRI | 0 | 0 | 0 | 0 | 0 | 0 | 0
00 Ret.ExistSCR_ACI & DryFGD & HRI & CCS | 0 | 0 | 0 | 0 | 0 | 0 | 0
00 Ret.ExistSCR_ACI & DSI | 0 | 0 | 0 | 0 | 0 | 0 | 0
00 Ret.ExistSCR_ACI & DSI & HRI | 0 | 0 | 0 | 0 | 0 | 0 | 0
00 Ret.ExistSCR_ACI & HRI | 0 | 0 | 0 | 0 | 0 | 0 | 0
00 Ret.ExistSCR_ACI & WetFGD | 0 | 0 | 0 | 0 | 0 | 0 | 0
00 Ret.ExistSCR_ACI & WetFGD & CCS | 0 | 0 | 0 | 0 | 0 | 0 | 0
00 Ret.ExistSCR_ACI & WetFGD & HRI | 0 | 0 | 0 | 0 | 0 | 0 | 0
00 Ret.ExistSCR_ACI & WetFGD & HRI & CCS | 0 | 0 | 0 | 0 | 0 | 0 | 0
00 Ret.ExistSCR_ACI_DSI & DryFGD | 0 | 0 | 0 | 0 | 0 | 0 | 0
00 Ret.ExistSCR_ACI_DSI & DryFGD & CCS | 0 | 0 | 0 | 0 | 0 | 0 | 0
00 Ret.ExistSCR_ACI_DSI & DryFGD & HRI | 0 | 0 | 0 | 0 | 0 | 0 | 0
00 Ret.ExistSCR_ACI_DSI & DryFGD & HRI & CCS | 0 | 0 | 0 | 0 | 0 | 0 | 0
00 Ret.ExistSCR_ACI_DSI & HRI | 0 | 0 | 0 | 0 | 0 | 0 | 0
00 Ret.ExistSCR_ACI_DSI & WetFGD | 0 | 0 | 0 | 0 | 0 | 0 | 0
00 Ret.ExistSCR_ACI_DSI & WetFGD & CCS | 0 | 0 | 0 | 0 | 0 | 0 | 0
00 Ret.ExistSCR_ACI_DSI & WetFGD & HRI | 0 | 0 | 0 | 0 | 0 | 0 | 0
00 Ret.ExistSCR_ACI_DSI & WetFGD & HRI & CCS | 0 | 0 | 0 | 0 | 0 | 0 | 0
00 Ret.ExistSCR_DryFGD & ACI | 0 | 0 | 0 | 0 | 0 | 0 | 0
00 Ret.ExistSCR_DryFGD & HRI | 0 | 0 | 0 | 0 | 0 | 0 | 0
00 Ret.ExistSCR_DryFGD & HRI & CCS | 0 | 0 | 0 | 0 | 0 | 0 | 0
00 Ret.ExistSCR_DryFGD_ACI & CCS | 0 | 0 | 0 | 0 | 0 | 0 | 0
00 Ret.ExistSCR_DryFGD_ACI & HRI | 0 | 0 | 0 | 0 | 0 | 0 | 0
00 Ret.ExistSCR_DryFGD_ACI & HRI & CCS | 0 | 0 | 0 | 0 | 0 | 0 | 0
00 Ret.ExistSCR_DSI & ACI | 0 | 0 | 0 | 0 | 0 | 0 | 0
00 Ret.ExistSCR_DSI & ACI & HRI | 0 | 0 | 0 | 0 | 0 | 0 | 0
00 Ret.ExistSCR_DSI & DryFGD | 0 | 0 | 0 | 0 | 0 | 0 | 0
00 Ret.ExistSCR_DSI & DryFGD & ACI | 0 | 0 | 0 | 0 | 0 | 0 | 0
00 Ret.ExistSCR_DSI & DryFGD & ACI & HRI | 0 | 0 | 0 | 0 | 0 | 0 | 0
00 Ret.ExistSCR_DSI & DryFGD & HRI | 0 | 0 | 0 | 0 | 0 | 0 | 0
00 Ret.ExistSCR_DSI & HRI | 0 | 0 | 0 | 0 | 0 | 0 | 0
00 Ret.ExistSCR_DSI & WetFGD | 0 | 0 | 0 | 0 | 0 | 0 | 0
00 Ret.ExistSCR_DSI & WetFGD & ACI | 0 | 0 | 0 | 0 | 0 | 0 | 0
00 Ret.ExistSCR_DSI & WetFGD & ACI & HRI | 0 | 0 | 0 | 0 | 0 | 0 | 0
00 Ret.ExistSCR_DSI & WetFGD & HRI | 0 | 0 | 0 | 0 | 0 | 0 | 0
00 Ret.ExistSCR_WetFGD & ACI | 0 | 0 | 0 | 0 | 0 | 0 | 0
00 Ret.ExistSCR_WetFGD & HRI | 0 | 0 | 0 | 0 | 0 | 0 | 0
00 Ret.ExistSCR_WetFGD & HRI & CCS | 0 | 0 | 0 | 0 | 0 | 0 | 0
00 Ret.ExistSCR_WetFGD_ACI & CCS | 0 | 0 | 0 | 0 | 0 | 0 | 0
00 Ret.ExistSCR_WetFGD_ACI & HRI | 0 | 0 | 0 | 0 | 0 | 0 | 0
00 Ret.ExistSCR_WetFGD_ACI & HRI & CCS | 0 | 0 | 0 | 0 | 0 | 0 | 0
00 Ret.ExistSNCR & ACI | 0 | 0 | 0 | 0 | 0 | 0 | 0
00 Ret.ExistSNCR & ACI & DryFGD | 0 | 0 | 0 | 0 | 0 | 0 | 0
00 Ret.ExistSNCR & ACI & DryFGD & HRI | 0 | 0 | 0 | 0 | 0 | 0 | 0
00 Ret.ExistSNCR & ACI & DSI | 0 | 0 | 0 | 0 | 0 | 0 | 0
00 Ret.ExistSNCR & ACI & DSI & DryFGD | 0 | 0 | 0 | 0 | 0 | 0 | 0
00 Ret.ExistSNCR & ACI & DSI & DryFGD & HRI | 0 | 0 | 0 | 0 | 0 | 0 | 0
00 Ret.ExistSNCR & ACI & DSI & HRI | 0 | 0 | 0 | 0 | 0 | 0 | 0
00 Ret.ExistSNCR & ACI & DSI & WetFGD | 0 | 0 | 0 | 0 | 0 | 0 | 0
00 Ret.ExistSNCR & ACI & DSI & WetFGD & HRI | 0 | 0 | 0 | 0 | 0 | 0 | 0
00 Ret.ExistSNCR & ACI & HRI | 0 | 0 | 0 | 0 | 0 | 0 | 0
00 Ret.ExistSNCR & ACI & WetFGD | 0 | 0 | 0 | 0 | 0 | 0 | 0
00 Ret.ExistSNCR & ACI & WetFGD & HRI | 0 | 0 | 0 | 0 | 0 | 0 | 0
00 Ret.ExistSNCR & DryFGD | 0 | 0 | 0 | 0 | 0 | 0 | 0
00 Ret.ExistSNCR & DryFGD & CCS | 0 | 0 | 0 | 0 | 0 | 0 | 0
00 Ret.ExistSNCR & DryFGD & HRI | 0 | 0 | 0 | 0 | 0 | 0 | 0
00 Ret.ExistSNCR & DryFGD & HRI & CCS | 0 | 0 | 0 | 0 | 0 | 0 | 0
00 Ret.ExistSNCR & DSI | 0 | 0 | 0 | 0 | 0 | 0 | 0
00 Ret.ExistSNCR & DSI & DryFGD | 0 | 0 | 0 | 0 | 0 | 0 | 0
00 Ret.ExistSNCR & DSI & DryFGD & HRI | 0 | 0 | 0 | 0 | 0 | 0 | 0
00 Ret.ExistSNCR & DSI & HRI | 0 | 0 | 0 | 0 | 0 | 0 | 0
00 Ret.ExistSNCR & DSI & WetFGD | 0 | 0 | 0 | 0 | 0 | 0 | 0
00 Ret.ExistSNCR & DSI & WetFGD & HRI | 0 | 0 | 0 | 0 | 0 | 0 | 0
00 Ret.ExistSNCR & HRI | 0 | 0 | 0 | 0 | 0 | 0 | 0
00 Ret.ExistSNCR & WetFGD | 0 | 0 | 0 | 0 | 0 | 0 | 0
00 Ret.ExistSNCR & WetFGD & ACI & CCS | 0 | 0 | 0 | 0 | 0 | 0 | 0
00 Ret.ExistSNCR & WetFGD & ACI & HRI & CCS | 0 | 0 | 0 | 0 | 0 | 0 | 0
00 Ret.ExistSNCR & WetFGD & CCS | 0 | 0 | 0 | 0 | 0 | 0 | 0
00 Ret.ExistSNCR & WetFGD & HRI | 0 | 0 | 0 | 0 | 0 | 0 | 0
00 Ret.ExistSNCR & WetFGD & HRI & CCS | 0 | 0 | 0 | 0 | 0 | 0 | 0
00 Ret.ExistSNCR_ACI & DryFGD | 0 | 0 | 0 | 0 | 0 | 0 | 0
00 Ret.ExistSNCR_ACI & DryFGD & CCS | 0 | 0 | 0 | 0 | 0 | 0 | 0
00 Ret.ExistSNCR_ACI & DryFGD & HRI | 0 | 0 | 0 | 0 | 0 | 0 | 0
00 Ret.ExistSNCR_ACI & DryFGD & HRI & CCS | 0 | 0 | 0 | 0 | 0 | 0 | 0
00 Ret.ExistSNCR_ACI & DSI | 0 | 0 | 0 | 0 | 0 | 0 | 0
00 Ret.ExistSNCR_ACI & DSI & HRI | 0 | 0 | 0 | 0 | 0 | 0 | 0
00 Ret.ExistSNCR_ACI & HRI | 0 | 0 | 0 | 0 | 0 | 0 | 0
00 Ret.ExistSNCR_ACI & WetFGD | 0 | 0 | 0 | 0 | 0 | 0 | 0
00 Ret.ExistSNCR_ACI & WetFGD & CCS | 0 | 0 | 0 | 0 | 0 | 0 | 0
00 Ret.ExistSNCR_ACI & WetFGD & HRI | 0 | 0 | 0 | 0 | 0 | 0 | 0
00 Ret.ExistSNCR_ACI & WetFGD & HRI & CCS | 0 | 0 | 0 | 0 | 0 | 0 | 0
00 Ret.ExistSNCR_ACI_DSI & DryFGD | 0 | 0 | 0 | 0 | 0 | 0 | 0
00 Ret.ExistSNCR_ACI_DSI & DryFGD & HRI | 0 | 0 | 0 | 0 | 0 | 0 | 0
00 Ret.ExistSNCR_ACI_DSI & HRI | 0 | 0 | 0 | 0 | 0 | 0 | 0
00 Ret.ExistSNCR_ACI_DSI & WetFGD | 0 | 0 | 0 | 0 | 0 | 0 | 0
00 Ret.ExistSNCR_ACI_DSI & WetFGD & HRI | 0 | 0 | 0 | 0 | 0 | 0 | 0
00 Ret.ExistSNCR_DryFGD & ACI | 0 | 0 | 0 | 0 | 0 | 0 | 0
00 Ret.ExistSNCR_DryFGD & HRI | 0 | 0 | 0 | 0 | 0 | 0 | 0
00 Ret.ExistSNCR_DryFGD & HRI & CCS | 0 | 0 | 0 | 0 | 0 | 0 | 0
00 Ret.ExistSNCR_DryFGD_ACI & CCS | 0 | 0 | 0 | 0 | 0 | 0 | 0
00 Ret.ExistSNCR_DryFGD_ACI & HRI | 0 | 0 | 0 | 0 | 0 | 0 | 0
00 Ret.ExistSNCR_WetFGD & ACI | 0 | 0 | 0 | 0 | 0 | 0 | 0
00 Ret.ExistSNCR_WetFGD & HRI | 0 | 0 | 0 | 0 | 0 | 0 | 0
00 Ret.ExistSNCR_WetFGD & HRI & CCS | 0 | 0 | 0 | 0 | 0 | 0 | 0
00 Ret.ExistSNCR_WetFGD_ACI & CCS | 0 | 0 | 0 | 0 | 0 | 0 | 0
00 Ret.ExistSNCR_WetFGD_ACI & HRI | 0 | 0 | 0 | 0 | 0 | 0 | 0
00 Ret.ExistSNCR_WetFGD_ACI & HRI & CCS | 0 | 0 | 0 | 0 | 0 | 0 | 0
00 Ret.ExistWetFGD & ACI | 0 | 0 | 0 | 0 | 0 | 0 | 0
00 Ret.ExistWetFGD & ACI & CCS | 0 | 0 | 0 | 0 | 0 | 0 | 0
00 Ret.ExistWetFGD & ACI & HRI | 0 | 0 | 0 | 0 | 0 | 0 | 0
00 Ret.ExistWetFGD & ACI & HRI & CCS | 0 | 0 | 0 | 0 | 0 | 0 | 0
00 Ret.ExistWetFGD & ACI & SCR | 0 | 0 | 0 | 0 | 0 | 0 | 0
00 Ret.ExistWetFGD & ACI & SCR & CCS | 0 | 0 | 0 | 0 | 0 | 0 | 0
00 Ret.ExistWetFGD & ACI & SCR & HRI | 0 | 0 | 0 | 0 | 0 | 0 | 0
00 Ret.ExistWetFGD & ACI & SCR & HRI & CCS | 0 | 0 | 0 | 0 | 0 | 0 | 0
00 Ret.ExistWetFGD & ACI & SNCR | 0 | 0 | 0 | 0 | 0 | 0 | 0
00 Ret.ExistWetFGD & ACI & SNCR & HRI | 0 | 0 | 0 | 0 | 0 | 0 | 0
00 Ret.ExistWetFGD & CCS | 0 | 0 | 0 | 0 | 0 | 0 | 0
00 Ret.ExistWetFGD & HRI | 0 | 0 | 0 | 0 | 0 | 0 | 0
00 Ret.ExistWetFGD & HRI & CCS | 0 | 0 | 0 | 0 | 0 | 0 | 0
00 Ret.ExistWetFGD & SCR | 0 | 0 | 0 | 0 | 0 | 0 | 0
00 Ret.ExistWetFGD & SCR & CCS | 0 | 0 | 0 | 0 | 0 | 0 | 0
00 Ret.ExistWetFGD & SCR & HRI | 0 | 0 | 0 | 0 | 0 | 0 | 0
00 Ret.ExistWetFGD & SCR & HRI & CCS | 0 | 0 | 0 | 0 | 0 | 0 | 0
00 Ret.ExistWetFGD & SNCR | 0 | 0 | 0 | 0 | 0 | 0 | 0
00 Ret.ExistWetFGD & SNCR & HRI | 0 | 0 | 0 | 0 | 0 | 0 | 0
00 Ret.ExistWetFGD_ACI & CCS | 0 | 0 | 0 | 0 | 0 | 0 | 0
00 Ret.ExistWetFGD_ACI & HRI | 0 | 0 | 0 | 0 | 0 | 0 | 0
00 Ret.ExistWetFGD_ACI & HRI & CCS | 0 | 0 | 0 | 0 | 0 | 0 | 0
00 Ret.ExistWetFGD_ACI & SCR | 0 | 0 | 0 | 0 | 0 | 0 | 0
00 Ret.ExistWetFGD_ACI & SCR & CCS | 0 | 0 | 0 | 0 | 0 | 0 | 0
00 Ret.ExistWetFGD_ACI & SCR & HRI | 0 | 0 | 0 | 0 | 0 | 0 | 0
00 Ret.ExistWetFGD_ACI & SCR & HRI & CCS | 0 | 0 | 0 | 0 | 0 | 0 | 0
00 Ret.ExistWetFGD_ACI & SNCR | 0 | 0 | 0 | 0 | 0 | 0 | 0
00 Ret.ExistWetFGD_ACI & SNCR & HRI | 0 | 0 | 0 | 0 | 0 | 0 | 0
00 Ret.ExistWetFGD_SCR & ACI & CCS | 0 | 0 | 0 | 0 | 0 | 0 | 0
00 Ret.ExistWetFGD_SCR & ACI & HRI | 0 | 0 | 0 | 0 | 0 | 0 | 0
00 Ret.ExistWetFGD_SCR & ACI & HRI & CCS | 0 | 0 | 0 | 0 | 0 | 0 | 0
00 Ret.ExistWetFGD_SCR & CCS | 0 | 0 | 0 | 0 | 0 | 0 | 0
00 Ret.ExistWetFGD_SNCR & ACI & CCS | 0 | 0 | 0 | 0 | 0 | 0 | 0
00 Ret.ExistWetFGD_SNCR & ACI & HRI | 0 | 0 | 0 | 0 | 0 | 0 | 0
00 Ret.ExistWetFGD_SNCR & ACI & HRI & CCS | 0 | 0 | 0 | 0 | 0 | 0 | 0
00 Ret.ExistWetFGD_SNCR & CCS | 0 | 0 | 0 | 0 | 0 | 0 | 0
00 Ret.FB & ACI | 0 | 0 | 0 | 0 | 0 | 0 | 0
00 Ret.FB & ACI & HRI | 0 | 0 | 0 | 0 | 0 | 0 | 0
00 Ret.FB & HRI | 0 | 0 | 0 | 0 | 0 | 0 | 0
00 Ret.FB DryFGD | 0 | 0 | 0 | 0 | 0 | 0 | 0
00 Ret.FB DryFGD & ACI | 0 | 0 | 0 | 0 | 0 | 0 | 0
00 Ret.FB DryFGD & ACI & HRI | 0 | 0 | 0 | 0 | 0 | 0 | 0
00 Ret.FB DryFGD & HRI | 0 | 0 | 0 | 0 | 0 | 0 | 0
00 Ret.FB DryFGD & SNCR | 0 | 0 | 0 | 0 | 0 | 0 | 0
00 Ret.FB DryFGD & SNCR & HRI | 0 | 0 | 0 | 0 | 0 | 0 | 0
00 Ret.FB SNCR & DryFGD & ACI | 0 | 0 | 0 | 0 | 0 | 0 | 0
00 Ret.FB SNCR & DryFGD & ACI & HRI | 0 | 0 | 0 | 0 | 0 | 0 | 0
00 Ret.FB-ACI & SNCR | 0 | 0 | 0 | 0 | 0 | 0 | 0
00 Ret.FB-ACI & SNCR & CCS | 0 | 0 | 0 | 0 | 0 | 0 | 0
00 Ret.FB-ACI & SNCR & HRI | 0 | 0 | 0 | 0 | 0 | 0 | 0
00 Ret.FB-ACI & SNCR & HRI & CCS | 0 | 0 | 0 | 0 | 0 | 0 | 0
00 Ret.FB-Exist ACI & DryFGD | 0 | 0 | 0 | 0 | 0 | 0 | 0
00 Ret.FB-Exist ACI & DryFGD & HRI | 0 | 0 | 0 | 0 | 0 | 0 | 0
00 Ret.FB-Exist ACI & DryFGD & SNCR | 0 | 0 | 0 | 0 | 0 | 0 | 0
00 Ret.FB-Exist ACI & DryFGD & SNCR & HRI | 0 | 0 | 0 | 0 | 0 | 0 | 0
00 Ret.FB-Exist ACI & SNCR | 0 | 0 | 0 | 0 | 0 | 0 | 0
00 Ret.FB-Exist ACI & SNCR & HRI | 0 | 0 | 0 | 0 | 0 | 0 | 0
00 Ret.FB-ExistACI & HRI | 0 | 0 | 0 | 0 | 0 | 0 | 0
00 Ret.FB-ExistDryFGD & ACI | 0 | 0 | 0 | 0 | 0 | 0 | 0
00 Ret.FB-ExistDryFGD & ACI & HRI | 0 | 0 | 0 | 0 | 0 | 0 | 0
00 Ret.FB-ExistDryFGD & ACI & SNCR | 0 | 0 | 0 | 0 | 0 | 0 | 0
00 Ret.FB-ExistDryFGD & ACI & SNCR & HRI | 0 | 0 | 0 | 0 | 0 | 0 | 0
00 Ret.FB-ExistDryFGD & CCS | 0 | 0 | 0 | 0 | 0 | 0 | 0
00 Ret.FB-ExistDryFGD & HRI | 0 | 0 | 0 | 0 | 0 | 0 | 0
00 Ret.FB-ExistDryFGD & SNCR | 0 | 0 | 0 | 0 | 0 | 0 | 0
00 Ret.FB-ExistDryFGD & SNCR & HRI | 0 | 0 | 0 | 0 | 0 | 0 | 0
00 Ret.FB-ExistDryFGD_ACI & CCS | 0 | 0 | 0 | 0 | 0 | 0 | 0
00 Ret.FB-ExistDryFGD_SNCR & ACI | 0 | 0 | 0 | 0 | 0 | 0 | 0
00 Ret.FB-ExistDryFGD_SNCR & ACI & HRI | 0 | 0 | 0 | 0 | 0 | 0 | 0
00 Ret.FB-ExistDryFGD_SNCR & CCS | 0 | 0 | 0 | 0 | 0 | 0 | 0
00 Ret.FB-ExistDryFGD_SNCR & HRI | 0 | 0 | 0 | 0 | 0 | 0 | 0
00 Ret.FB-ExistDryFGD_SNCR & HRI & CCS | 0 | 0 | 0 | 0 | 0 | 0 | 0
00 Ret.FB-ExistDryFGD_SNCR_ACI & HRI | 0 | 0 | 0 | 0 | 0 | 0 | 0
00 Ret.FB-ExistWetFGD_SNCR_ACI & HRI | 0 | 0 | 0 | 0 | 0 | 0 | 0
00 Ret.FB-ExistSNCR & ACI | 0 | 0 | 0 | 0 | 0 | 0 | 0
00 Ret.FB-ExistSNCR & ACI & HRI | 0 | 0 | 0 | 0 | 0 | 0 | 0
00 Ret.FB-ExistSNCR & DryFGD | 0 | 0 | 0 | 0 | 0 | 0 | 0
00 Ret.FB-ExistSNCR & DryFGD & ACI | 0 | 0 | 0 | 0 | 0 | 0 | 0
00 Ret.FB-ExistSNCR & DryFGD & ACI & HRI | 0 | 0 | 0 | 0 | 0 | 0 | 0
00 Ret.FB-ExistSNCR & DryFGD & HRI | 0 | 0 | 0 | 0 | 0 | 0 | 0
00 Ret.FB-ExistSNCR & HRI | 0 | 0 | 0 | 0 | 0 | 0 | 0
00 Ret.FB-SNCR | 0 | 0 | 0 | 0 | 0 | 0 | 0
00 Ret.FB-SNCR & HRI | 0 | 0 | 0 | 0 | 0 | 0 | 0
00 Ret.HRI | 0 | 0 | 0 | 0 | 0 | 0 | 0
00 Ret.Oil/Gas Steam SCR | 0 | 0 | 0 | 0 | 0 | 0 | 0
00 Ret.SCR | 0 | 0 | 0 | 0 | 0 | 0 | 0
00 Ret.SCR & DryFGD | 0 | 0 | 0 | 0 | 0 | 0 | 0
00 Ret.SCR & DryFGD & ACI | 0 | 0 | 0 | 0 | 0 | 0 | 0
00 Ret.SCR & DryFGD & CCS | 0 | 0 | 0 | 0 | 0 | 0 | 0
00 Ret.SCR & DryFGD & HRI | 0 | 0 | 0 | 0 | 0 | 0 | 0
00 Ret.SCR & DryFGD & HRI & CCS | 0 | 0 | 0 | 0 | 0 | 0 | 0
00 Ret.SCR & DSI | 0 | 0 | 0 | 0 | 0 | 0 | 0
00 Ret.SCR & DSI & DryFGD | 0 | 0 | 0 | 0 | 0 | 0 | 0
00 Ret.SCR & DSI & DryFGD & HRI | 0 | 0 | 0 | 0 | 0 | 0 | 0
00 Ret.SCR & DSI & HRI | 0 | 0 | 0 | 0 | 0 | 0 | 0
00 Ret.SCR & DSI & WetFGD | 0 | 0 | 0 | 0 | 0 | 0 | 0
00 Ret.SCR & DSI & WetFGD & HRI | 0 | 0 | 0 | 0 | 0 | 0 | 0
00 Ret.SCR & HRI | 0 | 0 | 0 | 0 | 0 | 0 | 0
00 Ret.SCR & WetFGD | 0 | 0 | 0 | 0 | 0 | 0 | 0
00 Ret.SCR & WetFGD & ACI | 0 | 0 | 0 | 0 | 0 | 0 | 0
00 Ret.SCR & WetFGD & CCS | 0 | 0 | 0 | 0 | 0 | 0 | 0
00 Ret.SCR & WetFGD & HRI | 0 | 0 | 0 | 0 | 0 | 0 | 0
00 Ret.SCR & WetFGD & HRI & CCS | 0 | 0 | 0 | 0 | 0 | 0 | 0
00 Ret.SNCR | 0 | 0 | 0 | 0 | 0 | 0 | 0
00 Ret.SNCR & DryFGD | 0 | 0 | 0 | 0 | 0 | 0 | 0
00 Ret.SNCR & DryFGD & ACI | 0 | 0 | 0 | 0 | 0 | 0 | 0
00 Ret.SNCR & DryFGD & ACI & HRI | 0 | 0 | 0 | 0 | 0 | 0 | 0
00 Ret.SNCR & DryFGD & HRI | 0 | 0 | 0 | 0 | 0 | 0 | 0
00 Ret.SNCR & DSI | 0 | 0 | 0 | 0 | 0 | 0 | 0
00 Ret.SNCR & DSI & HRI | 0 | 0 | 0 | 0 | 0 | 0 | 0
00 Ret.SNCR & HRI | 0 | 0 | 0 | 0 | 0 | 0 | 0
00 Ret.SNCR & WetFGD | 0 | 0 | 0 | 0 | 0 | 0 | 0
00 Ret.SNCR & WetFGD & ACI | 0 | 0 | 0 | 0 | 0 | 0 | 0
00 Ret.SNCR & WetFGD & ACI & HRI | 0 | 0 | 0 | 0 | 0 | 0 | 0
00 Ret.SNCR & WetFGD & HRI | 0 | 0 | 0 | 0 | 0 | 0 | 0
00 Ret.WetFGD | 0 | 0 | 0 | 0 | 0 | 0 | 0
00 Ret.WetFGD & ACI & CCS | 0 | 0 | 0 | 0 | 0 | 0 | 0
00 Ret.WetFGD & ACI & HRI & CCS | 0 | 0 | 0 | 0 | 0 | 0 | 0
00 Ret.WetFGD & CCS | 0 | 0 | 0 | 0 | 0 | 0 | 0
00 Ret.WetFGD & HRI | 0 | 0 | 0 | 0 | 0 | 0 | 0
00 Ret.WetFGD & HRI & CCS | 0 | 0 | 0 | 0 | 0 | 0 | 0
00 CC Retirement | 676.1415 | 0 | 0 | 0 | 0 | 0 | 0
00 CT Retirement | 502.47 | 0 | 0 | 0 | 0 | 0 | 0
00 O/G Retirement | 1258.2353 | 581.1947 | 0 | 0 | 0 | 0 | 0
00 Coal Retirement | 996 | 90.9564 | 450 | 0 | 2080.9934 | 331.4481 | 329.6006
00 IGCC Retirement | 0 | 0 | 0 | 0 | 0 | 0 | 0
00 Nuke Retirement | 0 | 0 | 0 | 0 | 0 | 0 | 7579
00 Non-Fossil Retirement | 0 | 0 | 0 | 0 | 0 | 0 | 0
Total | 594463.1736 | 151098.827 | 51131.9382 | 111600.7288 | 145339.5878 | 430897.7251 | 512059.2541
(**) Ind. Boiler capacity in MMBtu/hr, not included in the total
12. Generation by Capacity Reporting Type [GWh]
00 New Combined Cycle | 0 | 0 | 0 | 0 | 0 | 0 | 0
00 New Combined Cycle - Uncontrolled | 1600.6025 | 2245.4076 | 2245.4076 | 2409.282 | 10951.4115 | 19369.0821 | 78619.0327
00 New Combined Cycle with Carbon Capture | 0 | 0 | 0 | 0 | 0 | 0 | 0
00 New Combustion Turbine | 0 | 0 | 271.5991 | 1733.5688 | 17664.661 | 38749.7786 | 46829.045
00 New Hydro | 5860.8724 | 5860.8724 | 10966.7725 | 15358.846 | 20379.1491 | 26833.505 | 29600.8647
00 New Nuclear | 0 | 0 | 0 | 0 | 0 | 0 | 0
00 New Biomass | 323.901 | 323.901 | 323.901 | 323.901 | 323.901 | 323.901 | 7483.23
00 New Geothermal | 0 | 0 | 0 | 0 | 0 | 0 | 0
00 New Landfill Gas | 0 | 0 | 0 | 0 | 0 | 0 | 0
00 New Offshore Wind | 0 | 0 | 0 | 0 | 0 | 0 | 0
00 New Onshore Wind | 0 | 7318.7637 | 7318.7637 | 8622.2149 | 8638.1081 | 29299.3853 | 75874.4722
00 New Solar PV | 0 | 0 | 0 | 0 | 0 | 0 | 0
00 New Solar Thermal | 0 | 0 | 0 | 0 | 0 | 0 | 0
00 New Fuel Cell | 0 | 0 | 0 | 0 | 0 | 0 | 0
00 New IGCC | 0 | 0 | 0 | 0 | 0 | 0 | 0
00 New Advanced Coal with CCS | 0 | 0 | 0 | 0 | 0 | 0 | 0
00 New SPC - Uncontrolled | 0 | 0 | 0 | 0 | 0 | 0 | 0
00 New SPC-WetFGD_SCR | 0 | 0 | 0 | 0 | 0 | 0 | 0
00 New Future Technology | 0 | 0 | 0 | 0 | 0 | 0 | 0
00 Exist Combined Cycle | 40521.5384 | 36277.4762 | 37500.1104 | 46189.6203 | 57697.1468 | 66524.709 | 69832.4266
00 Exist Combustion Turbine | 986.7795 | 825.1222 | 3747.8903 | 7789.8795 | 12145.8628 | 12305.846 | 12404.2518
00 Exist Coal Steam_Uncontrolled | 35289.4127 | 31866.5357 | 27401.4974 | 29807.3713 | 12408.8765 | 3971.4061 | 0
00 Exist Coal Steam_ACI | 0 | 0 | 0 | 0 | 0 | 0 | 0
00 Exist Coal Steam_ACI_DSI | 0 | 0 | 0 | 0 | 0 | 0 | 0
00 Exist Coal Steam_DryFGD | 5327.5045 | 5327.5045 | 5327.5045 | 5327.5045 | 5327.5045 | 5327.5045 | 3228.4926
00 Exist Coal Steam_DryFGD_ACI | 3228.4926 | 3228.4926 | 3228.4926 | 3228.4926 | 3228.4926 | 3228.4926 | 3228.4926
00 Exist Coal Steam_DryFGD_SCR | 0 | 0 | 0 | 0 | 0 | 0 | 0
00 Exist Coal Steam_DryFGD_SCR_ACI | 0 | 0 | 0 | 0 | 0 | 0 | 0
00 Exist Coal Steam_DryFGD_SNCR | 0 | 0 | 0 | 0 | 0 | 0 | 0
00 Exist Coal Steam_DryFGD_SNCR_ACI | 0 | 0 | 0 | 0 | 0 | 0 | 0
00 Exist Coal Steam_DSI | 0 | 0 | 0 | 0 | 0 | 0 | 0
00 Exist Coal Steam_SCR | 0 | 0 | 0 | 0 | 0 | 0 | 0
00 Exist Coal Steam_SCR_ACI | 0 | 0 | 0 | 0 | 0 | 0 | 0
00 Exist Coal Steam_SCR_ACI_DSI | 0 | 0 | 0 | 0 | 0 | 0 | 0
00 Exist Coal Steam_SCR_DSI | 0 | 0 | 0 | 0 | 0 | 0 | 0
00 Exist Coal Steam_SNCR | 0 | 0 | 0 | 0 | 0 | 0 | 0
00 Exist Coal Steam_SNCR_ACI | 0 | 0 | 0 | 0 | 0 | 0 | 0
00 Exist Coal Steam_SNCR_ACI_DSI | 0 | 0 | 0 | 0 | 0 | 0 | 0
00 Exist Coal Steam_WetFGD | 0 | 0 | 0 | 0 | 0 | 0 | 0
00 Exist Coal Steam_WetFGD_ACI | 0 | 0 | 0 | 0 | 0 | 0 | 0
00 Exist Coal Steam_WetFGD_SCR | 0 | 0 | 0 | 0 | 0 | 0 | 0
00 Exist Coal Steam_WetFGD_SCR_ACI | 0 | 0 | 0 | 0 | 0 | 0 | 0
00 Exist Coal Steam_WetFGD_SNCR | 0 | 0 | 0 | 0 | 0 | 0 | 0
00 Exist Coal Steam_WetFGD_SNCR_ACI | 0 | 0 | 0 | 0 | 0 | 0 | 0
00 Exist FBC_Uncontrolled | 0 | 0 | 0 | 1073.0395 | 1228.4367 | 1228.4367 | 0
00 Exist FBC_ACI | 0 | 0 | 0 | 0 | 0 | 0 | 0
00 Exist FBC_DryFGD | 0 | 0 | 0 | 0 | 0 | 0 | 0
00 Exist FBC_DryFGD_SNCR | 0 | 0 | 0 | 0 | 0 | 0 | 0
00 Exist FBC_DryFGD_SNCR_ACI | 0 | 0 | 0 | 0 | 0 | 0 | 0
00 Exist FBC_SNCR | 0 | 0 | 0 | 0 | 0 | 0 | 0
00 Exist FBC_SNCR_ACI | 0 | 0 | 0 | 0 | 0 | 0 | 0
00 Exist FBC_WetFGD_SNCR_ACI | 0 | 0 | 0 | 0 | 0 | 0 | 0
00 Exist IGCC | 0 | 0 | 0 | 0 | 0 | 0 | 0
00 Exist Fossil_Other | 412.2829 | 412.2829 | 412.2829 | 412.2829 | 412.2829 | 412.2829 | 412.2829
00 Exist Fuel Cell | 0 | 0 | 0 | 0 | 0 | 0 | 0
00 Exist Hydro | 359433.9317 | 370159.262 | 370084.234 | 370159.262 | 370084.234 | 370192.149 | 370303.0326
00 Exist Non Fossil_Other | 1133.1969 | 1133.1969 | 1133.1969 | 1133.1969 | 1133.1969 | 1133.1969 | 1133.1969
00 Exist Nuclear | 103321.7365 | 103321.7365 | 103321.7365 | 103321.7365 | 103321.7365 | 103321.7365 | 44435.0287
00 Exist Oil/Gas Steam | 1167.1184 | 1211.5628 | 2457.9241 | 1900.4487 | 3085.5192 | 3079.8897 | 3079.8897
00 Exist Oil/Gas Steam_SCR | 0 | 0 | 0 | 0 | 0 | 0 | 0
00 Exist Oil/Gas Steam_SNCR | 0 | 0 | 0 | 0 | 0 | 0 | 0
00 Exist Biomass | 15391.193 | 15321.0945 | 15391.193 | 15391.193 | 15391.193 | 15391.193 | 15391.193
00 Exist Landfill Gas | 370.9877 | 370.9877 | 370.9877 | 370.9877 | 370.9877 | 370.9877 | 370.9877
00 Exist Geothermal | 0 | 0 | 0 | 0 | 0 | 0 | 0
00 Exist Pump Storage | 0 | 0 | 0 | 5.1897 | 5.1897 | 0 | 0
00 Exist Solar PV | 1041.8293 | 1041.8293 | 1041.8293 | 1041.8293 | 1041.8293 | 1041.8293 | 1041.8293
00 Exist Solar Thermal | 0 | 0 | 0 | 0 | 0 | 0 | 0
00 Exist Wind | 23179.2145 | 23179.2145 | 23179.2145 | 23179.2145 | 23179.2145 | 23179.2145 | 23179.2145
00 International Imports | 0 | 0 | 0 | 0 | 0 | 0 | 0
00 Ret.ACI | 10571.1998 | 10571.1998 | 6524.0901 | 8694.0106 | 0 | 0 | 0
00 Ret.ACI & DryFGD | 0 | 0 | 0 | 0 | 0 | 0 | 0
00 Ret.ACI & DryFGD & HRI | 0 | 0 | 0 | 0 | 0 | 0 | 0
00 Ret.ACI & DSI | 0 | 0 | 0 | 0 | 0 | 0 | 0
00 Ret.ACI & DSI & DryFGD | 0 | 0 | 0 | 0 | 0 | 0 | 0
00 Ret.ACI & DSI & DryFGD & HRI | 0 | 0 | 0 | 0 | 0 | 0 | 0
00 Ret.ACI & DSI & HRI | 0 | 0 | 0 | 0 | 0 | 0 | 0
00 Ret.ACI & DSI & WetFGD & HRI | 0 | 0 | 0 | 0 | 0 | 0 | 0
00 Ret.ACI & HRI | 0 | 0 | 0 | 0 | 0 | 0 | 0
00 Ret.ACI & SCR | 0 | 0 | 0 | 0 | 0 | 0 | 0
00 Ret.ACI & SCR & DryFGD & CCS | 0 | 0 | 0 | 0 | 0 | 0 | 0
00 Ret.ACI & SCR & DryFGD & HRI | 0 | 0 | 0 | 0 | 0 | 0 | 0
00 Ret.ACI & SCR & DryFGD & HRI & CCS | 0 | 0 | 0 | 0 | 0 | 0 | 0
00 Ret.ACI & SCR & DSI | 0 | 0 | 0 | 0 | 0 | 0 | 0
00 Ret.ACI & SCR & DSI & DryFGD | 0 | 0 | 0 | 0 | 0 | 0 | 0
00 Ret.ACI & SCR & DSI & DryFGD & HRI | 0 | 0 | 0 | 0 | 0 | 0 | 0
00 Ret.ACI & SCR & DSI & HRI | 0 | 0 | 0 | 0 | 0 | 0 | 0
00 Ret.ACI & SCR & DSI & WetFGD | 0 | 0 | 0 | 0 | 0 | 0 | 0
00 Ret.ACI & SCR & DSI & WetFGD & HRI | 0 | 0 | 0 | 0 | 0 | 0 | 0
00 Ret.ACI & SCR & HRI | 0 | 0 | 0 | 0 | 0 | 0 | 0
00 Ret.ACI & SCR & WetFGD & CCS | 0 | 0 | 0 | 0 | 0 | 0 | 0
00 Ret.ACI & SCR & WetFGD & HRI | 0 | 0 | 0 | 0 | 0 | 0 | 0
00 Ret.ACI & SCR & WetFGD & HRI & CCS | 0 | 0 | 0 | 0 | 0 | 0 | 0
00 Ret.ACI & SNCR | 0 | 0 | 0 | 0 | 0 | 0 | 0
00 Ret.ACI & SNCR & DSI | 0 | 0 | 0 | 0 | 0 | 0 | 0
00 Ret.ACI & SNCR & DSI & DryFGD | 0 | 0 | 0 | 0 | 0 | 0 | 0
00 Ret.ACI & SNCR & DSI & DryFGD & HRI | 0 | 0 | 0 | 0 | 0 | 0 | 0
00 Ret.ACI & SNCR & DSI & HRI | 0 | 0 | 0 | 0 | 0 | 0 | 0
00 Ret.ACI & SNCR & DSI & WetFGD | 0 | 0 | 0 | 0 | 0 | 0 | 0
00 Ret.ACI & SNCR & DSI & WetFGD & HRI | 0 | 0 | 0 | 0 | 0 | 0 | 0
00 Ret.ACI & SNCR & HRI | 0 | 0 | 0 | 0 | 0 | 0 | 0
00 Ret.ACI & WetFGD | 0 | 0 | 0 | 0 | 0 | 0 | 0
00 Ret.ACI & WetFGD & DSI | 0 | 0 | 0 | 0 | 0 | 0 | 0
00 Ret.ACI & WetFGD & HRI | 0 | 0 | 0 | 0 | 0 | 0 | 0
00 Ret.C2G | 0 | 0 | 0 | 0 | 0 | 0 | 0
00 Ret.C2G & SCR | 0 | 0 | 0 | 0 | 0 | 0 | 0
00 Ret.CCG | 0 | 0 | 0 | 0 | 0 | 0 | 0
00 Ret.DryFGD | 0 | 0 | 0 | 0 | 0 | 0 | 0
00 Ret.DryFGD & ACI & CCS | 0 | 0 | 0 | 0 | 0 | 0 | 0
00 Ret.DryFGD & ACI & HRI & CCS | 0 | 0 | 0 | 0 | 0 | 0 | 0
00 Ret.DryFGD & CCS | 0 | 0 | 0 | 0 | 0 | 0 | 0
00 Ret.DryFGD & HRI | 0 | 0 | 0 | 0 | 0 | 0 | 0
00 Ret.DryFGD & HRI & CCS | 0 | 0 | 0 | 0 | 0 | 0 | 0
00 Ret.DSI | 0 | 0 | 0 | 0 | 0 | 0 | 0
00 Ret.DSI & DryFGD | 0 | 0 | 0 | 0 | 0 | 0 | 0
00 Ret.DSI & DryFGD & HRI | 0 | 0 | 0 | 0 | 0 | 0 | 0
00 Ret.DSI & HRI | 0 | 0 | 0 | 0 | 0 | 0 | 0
00 Ret.DSI & WetFGD | 0 | 0 | 0 | 0 | 0 | 0 | 0
00 Ret.DSI & WetFGD & HRI | 0 | 0 | 0 | 0 | 0 | 0 | 0
00 Ret.Exist FBC_DryFGD_SNCR_ACI & CCS | 0 | 0 | 0 | 0 | 0 | 0 | 0
00 Ret.ExistACI & DryFGD | 0 | 0 | 0 | 0 | 0 | 0 | 0
00 Ret.ExistACI & DryFGD & CCS | 0 | 0 | 0 | 0 | 0 | 0 | 0
00 Ret.ExistACI & DryFGD & HRI | 0 | 0 | 0 | 0 | 0 | 0 | 0
00 Ret.ExistACI & DryFGD & HRI & CCS | 0 | 0 | 0 | 0 | 0 | 0 | 0
00 Ret.ExistACI & DSI | 0 | 0 | 0 | 0 | 0 | 0 | 0
00 Ret.ExistACI & DSI & DryFGD | 0 | 0 | 0 | 0 | 0 | 0 | 0
00 Ret.ExistACI & DSI & DryFGD & HRI | 0 | 0 | 0 | 0 | 0 | 0 | 0
00 Ret.ExistACI & DSI & HRI | 0 | 0 | 0 | 0 | 0 | 0 | 0
00 Ret.ExistACI & DSI & WetFGD | 0 | 0 | 0 | 0 | 0 | 0 | 0
00 Ret.ExistACI & DSI & WetFGD & HRI | 0 | 0 | 0 | 0 | 0 | 0 | 0
00 Ret.ExistACI & HRI | 0 | 0 | 0 | 0 | 0 | 0 | 0
00 Ret.ExistACI & HRI & WetFGD | 0 | 0 | 0 | 0 | 0 | 0 | 0
00 Ret.ExistACI & SCR | 0 | 0 | 0 | 0 | 0 | 0 | 0
00 Ret.ExistACI & SCR & DryFGD | 0 | 0 | 0 | 0 | 0 | 0 | 0
00 Ret.ExistACI & SCR & DryFGD & CCS | 0 | 0 | 0 | 0 | 0 | 0 | 0
00 Ret.ExistACI & SCR & DryFGD & HRI | 0 | 0 | 0 | 0 | 0 | 0 | 0
00 Ret.ExistACI & SCR & DryFGD & HRI & CCS | 0 | 0 | 0 | 0 | 0 | 0 | 0
00 Ret.ExistACI & SCR & DSI | 0 | 0 | 0 | 0 | 0 | 0 | 0
00 Ret.ExistACI & SCR & DSI & DryFGD | 0 | 0 | 0 | 0 | 0 | 0 | 0
00 Ret.ExistACI & SCR & DSI & HRI | 0 | 0 | 0 | 0 | 0 | 0 | 0
00 Ret.ExistACI & SCR & DSI & DryFGD & HRI | 0 | 0 | 0 | 0 | 0 | 0 | 0
00 Ret.ExistACI & SCR & HRI | 0 | 0 | 0 | 0 | 0 | 0 | 0
00 Ret.ExistACI & SCR & WetFGD | 0 | 0 | 0 | 0 | 0 | 0 | 0
00 Ret.ExistACI & SCR & WetFGD & CCS | 0 | 0 | 0 | 0 | 0 | 0 | 0
00 Ret.ExistACI & SCR & WetFGD & HRI | 0 | 0 | 0 | 0 | 0 | 0 | 0
00 Ret.ExistACI & SCR & WetFGD & HRI & CCS | 0 | 0 | 0 | 0 | 0 | 0 | 0
00 Ret.ExistACI & SNCR | 0 | 0 | 0 | 0 | 0 | 0 | 0
00 Ret.ExistACI & SNCR & DryFGD | 0 | 0 | 0 | 0 | 0 | 0 | 0
00 Ret.ExistACI & SNCR & DryFGD & HRI | 0 | 0 | 0 | 0 | 0 | 0 | 0
00 Ret.ExistACI & SNCR & DSI | 0 | 0 | 0 | 0 | 0 | 0 | 0
00 Ret.ExistACI & SNCR & DSI & HRI | 0 | 0 | 0 | 0 | 0 | 0 | 0
00 Ret.ExistACI & SNCR & HRI | 0 | 0 | 0 | 0 | 0 | 0 | 0
00 Ret.ExistACI & SNCR & WetFGD | 0 | 0 | 0 | 0 | 0 | 0 | 0
00 Ret.ExistACI & SNCR & WetFGD & HRI | 0 | 0 | 0 | 0 | 0 | 0 | 0
00 Ret.ExistACI & WetFGD | 0 | 0 | 0 | 0 | 0 | 0 | 0
00 Ret.ExistACI & WetFGD & CCS | 0 | 0 | 0 | 0 | 0 | 0 | 0
00 Ret.ExistACI & WetFGD & HRI & CCS | 0 | 0 | 0 | 0 | 0 | 0 | 0
00 Ret.ExistACI_DSI & DryFGD | 0 | 0 | 0 | 0 | 0 | 0 | 0
00 Ret.ExistACI_DSI & DryFGD & HRI | 0 | 0 | 0 | 0 | 0 | 0 | 0
00 Ret.ExistACI_DSI & HRI | 0 | 0 | 0 | 0 | 0 | 0 | 0
00 Ret.ExistACI_DSI & SCR | 0 | 0 | 0 | 0 | 0 | 0 | 0
00 Ret.ExistACI_DSI & SCR & DryFGD | 0 | 0 | 0 | 0 | 0 | 0 | 0
00 Ret.ExistACI_DSI & SCR & DryFGD & HRI | 0 | 0 | 0 | 0 | 0 | 0 | 0
00 Ret.ExistACI_DSI & SCR & HRI | 0 | 0 | 0 | 0 | 0 | 0 | 0
00 Ret.ExistACI_DSI & SCR & WetFGD | 0 | 0 | 0 | 0 | 0 | 0 | 0
00 Ret.ExistACI_DSI & SCR & WetFGD & HRI | 0 | 0 | 0 | 0 | 0 | 0 | 0
00 Ret.ExistACI_DSI & WetFGD | 0 | 0 | 0 | 0 | 0 | 0 | 0
00 Ret.ExistACI_DSI & WetFGD & HRI | 0 | 0 | 0 | 0 | 0 | 0 | 0
00 Ret.ExistDryFGD & ACI | 0 | 0 | 0 | 0 | 0 | 0 | 0
00 Ret.ExistDryFGD & ACI & CCS | 0 | 0 | 0 | 0 | 0 | 0 | 0
00 Ret.ExistDryFGD & ACI & HRI | 0 | 0 | 0 | 0 | 0 | 0 | 0
00 Ret.ExistDryFGD & ACI & HRI & CCS | 0 | 0 | 0 | 0 | 0 | 0 | 0
00 Ret.ExistDryFGD & ACI & SCR | 0 | 0 | 0 | 0 | 0 | 0 | 0
00 Ret.ExistDryFGD & ACI & SCR & CCS | 0 | 0 | 0 | 0 | 0 | 0 | 0
00 Ret.ExistDryFGD & ACI & SCR & HRI | 0 | 0 | 0 | 0 | 0 | 0 | 0
00 Ret.ExistDryFGD & ACI & SCR & HRI & CCS | 0 | 0 | 0 | 0 | 0 | 0 | 0
00 Ret.ExistDryFGD & ACI & SNCR | 0 | 0 | 0 | 0 | 0 | 0 | 0
00 Ret.ExistDryFGD & ACI & SNCR & HRI | 0 | 0 | 0 | 0 | 0 | 0 | 0
00 Ret.ExistDryFGD & CCS | 0 | 0 | 0 | 0 | 0 | 0 | 0
00 Ret.ExistDryFGD & HRI | 0 | 0 | 0 | 0 | 0 | 0 | 0
00 Ret.ExistDryFGD & HRI & CCS | 0 | 0 | 0 | 0 | 0 | 0 | 0
00 Ret.ExistDryFGD & SCR | 0 | 0 | 0 | 0 | 0 | 0 | 0
00 Ret.ExistDryFGD & SCR & CCS | 0 | 0 | 0 | 0 | 0 | 0 | 0
00 Ret.ExistDryFGD & SCR & HRI | 0 | 0 | 0 | 0 | 0 | 0 | 0
00 Ret.ExistDryFGD & SCR & HRI & CCS | 0 | 0 | 0 | 0 | 0 | 0 | 0
00 Ret.ExistDryFGD & SNCR | 0 | 0 | 0 | 0 | 0 | 0 | 0
00 Ret.ExistDryFGD & SNCR & HRI | 0 | 0 | 0 | 0 | 0 | 0 | 0
00 Ret.ExistDryFGD_ACI & CCS | 0 | 0 | 0 | 0 | 0 | 0 | 0
00 Ret.ExistDryFGD_ACI & HRI | 0 | 0 | 0 | 0 | 0 | 0 | 0
00 Ret.ExistDryFGD_ACI & HRI & CCS | 0 | 0 | 0 | 0 | 0 | 0 | 0
00 Ret.ExistDryFGD_ACI & SCR | 0 | 0 | 0 | 0 | 0 | 0 | 0
00 Ret.ExistDryFGD_ACI & SCR & CCS | 0 | 0 | 0 | 0 | 0 | 0 | 0
00 Ret.ExistDryFGD_ACI & SCR & HRI | 0 | 0 | 0 | 0 | 0 | 0 | 0
00 Ret.ExistDryFGD_ACI & SCR & HRI & CCS | 0 | 0 | 0 | 0 | 0 | 0 | 0
00 Ret.ExistDryFGD_SCR & ACI & CCS | 0 | 0 | 0 | 0 | 0 | 0 | 0
00 Ret.ExistDryFGD_SCR & ACI & HRI | 0 | 0 | 0 | 0 | 0 | 0 | 0
00 Ret.ExistDryFGD_SCR & ACI & HRI & CCS | 0 | 0 | 0 | 0 | 0 | 0 | 0
00 Ret.ExistDryFGD_SCR & CCS | 0 | 0 | 0 | 0 | 0 | 0 | 0
00 Ret.ExistDryFGD_SNCR & ACI & CCS | 0 | 0 | 0 | 0 | 0 | 0 | 0
00 Ret.ExistDryFGD_SNCR & ACI & HRI | 0 | 0 | 0 | 0 | 0 | 0 | 0
00 Ret.ExistDryFGD_SNCR & ACI & HRI & CCS | 0 | 0 | 0 | 0 | 0 | 0 | 0
00 Ret.ExistDryFGD_SNCR & CCS | 0 | 0 | 0 | 0 | 0 | 0 | 0
00 Ret.ExistDSI & ACI | 0 | 0 | 0 | 0 | 0 | 0 | 0
00 Ret.ExistDSI & ACI & HRI | 0 | 0 | 0 | 0 | 0 | 0 | 0
00 Ret.ExistDSI & ACI & SCR | 0 | 0 | 0 | 0 | 0 | 0 | 0
00 Ret.ExistDSI & ACI & SCR & DryFGD & CCS | 0 | 0 | 0 | 0 | 0 | 0 | 0
00 Ret.ExistDSI & ACI & SCR & DryFGD & HRI | 0 | 0 | 0 | 0 | 0 | 0 | 0
00 Ret.ExistDSI & ACI & SCR & DryFGD & HRI & CCS | 0 | 0 | 0 | 0 | 0 | 0 | 0
00 Ret.ExistDSI & ACI & SCR & HRI | 0 | 0 | 0 | 0 | 0 | 0 | 0
00 Ret.ExistDSI & DryFGD | 0 | 0 | 0 | 0 | 0 | 0 | 0
00 Ret.ExistDSI & DryFGD & ACI | 0 | 0 | 0 | 0 | 0 | 0 | 0
00 Ret.ExistDSI & DryFGD & ACI & CCS | 0 | 0 | 0 | 0 | 0 | 0 | 0
00 Ret.ExistDSI & DryFGD & ACI & HRI | 0 | 0 | 0 | 0 | 0 | 0 | 0
00 Ret.ExistDSI & DryFGD & ACI & HRI & CCS | 0 | 0 | 0 | 0 | 0 | 0 | 0
00 Ret.ExistDSI & DryFGD & CCS | 0 | 0 | 0 | 0 | 0 | 0 | 0
00 Ret.ExistDSI & DryFGD & HRI | 0 | 0 | 0 | 0 | 0 | 0 | 0
00 Ret.ExistDSI & DryFGD & HRI & CCS | 0 | 0 | 0 | 0 | 0 | 0 | 0
00 Ret.ExistDSI & HRI | 0 | 0 | 0 | 0 | 0 | 0 | 0
00 Ret.ExistDSI & SCR | 0 | 0 | 0 | 0 | 0 | 0 | 0
00 Ret.ExistDSI & SCR & DryFGD | 0 | 0 | 0 | 0 | 0 | 0 | 0
00 Ret.ExistDSI & SCR & DryFGD & ACI | 0 | 0 | 0 | 0 | 0 | 0 | 0
00 Ret.ExistDSI & SCR & DryFGD & CCS | 0 | 0 | 0 | 0 | 0 | 0 | 0
00 Ret.ExistDSI & SCR & DryFGD & HRI | 0 | 0 | 0 | 0 | 0 | 0 | 0
00 Ret.ExistDSI & SCR & DryFGD & HRI & CCS | 0 | 0 | 0 | 0 | 0 | 0 | 0
00 Ret.ExistDSI & SCR & HRI | 0 | 0 | 0 | 0 | 0 | 0 | 0
00 Ret.ExistDSI & SCR & WetFGD | 0 | 0 | 0 | 0 | 0 | 0 | 0
00 Ret.ExistDSI & SCR & WetFGD & CCS | 0 | 0 | 0 | 0 | 0 | 0 | 0
00 Ret.ExistDSI & SCR & WetFGD & HRI | 0 | 0 | 0 | 0 | 0 | 0 | 0
00 Ret.ExistDSI & SCR & WetFGD & HRI & CCS | 0 | 0 | 0 | 0 | 0 | 0 | 0
00 Ret.ExistDSI & WetFGD | 0 | 0 | 0 | 0 | 0 | 0 | 0
00 Ret.ExistDSI & WetFGD & ACI | 0 | 0 | 0 | 0 | 0 | 0 | 0
00 Ret.ExistDSI & WetFGD & ACI & HRI | 0 | 0 | 0 | 0 | 0 | 0 | 0
00 Ret.ExistDSI & WetFGD & CCS | 0 | 0 | 0 | 0 | 0 | 0 | 0
00 Ret.ExistDSI & WetFGD & HRI | 0 | 0 | 0 | 0 | 0 | 0 | 0
00 Ret.ExistDSI & WetFGD & HRI & CCS | 0 | 0 | 0 | 0 | 0 | 0 | 0
00 Ret.ExistIGCC & CCS | 0 | 0 | 0 | 0 | 0 | 0 | 0
00 Ret.ExistSCR & ACI | 0 | 0 | 0 | 0 | 0 | 0 | 0
00 Ret.ExistSCR & ACI & DryFGD | 0 | 0 | 0 | 0 | 0 | 0 | 0
00 Ret.ExistSCR & ACI & DryFGD & HRI | 0 | 0 | 0 | 0 | 0 | 0 | 0
00 Ret.ExistSCR & ACI & DSI | 0 | 0 | 0 | 0 | 0 | 0 | 0
00 Ret.ExistSCR & ACI & DSI & DryFGD | 0 | 0 | 0 | 0 | 0 | 0 | 0
00 Ret.ExistSCR & ACI & DSI & DryFGD & HRI | 0 | 0 | 0 | 0 | 0 | 0 | 0
00 Ret.ExistSCR & ACI & DSI & HRI | 0 | 0 | 0 | 0 | 0 | 0 | 0
00 Ret.ExistSCR & ACI & DSI & WetFGD | 0 | 0 | 0 | 0 | 0 | 0 | 0
00 Ret.ExistSCR & ACI & DSI & WetFGD & HRI | 0 | 0 | 0 | 0 | 0 | 0 | 0
00 Ret.ExistSCR & ACI & HRI | 0 | 0 | 0 | 0 | 0 | 0 | 0
00 Ret.ExistSCR & ACI & WetFGD | 0 | 0 | 0 | 0 | 0 | 0 | 0
00 Ret.ExistSCR & ACI & WetFGD & HRI | 0 | 0 | 0 | 0 | 0 | 0 | 0
00 Ret.ExistSCR & DryFGD | 0 | 0 | 0 | 0 | 0 | 0 | 0
00 Ret.ExistSCR & DryFGD & ACI & CCS | 0 | 0 | 0 | 0 | 0 | 0 | 0
00 Ret.ExistSCR & DryFGD & ACI & HRI & CCS | 0 | 0 | 0 | 0 | 0 | 0 | 0
00 Ret.ExistSCR & DryFGD & CCS | 0 | 0 | 0 | 0 | 0 | 0 | 0
00 Ret.ExistSCR & DryFGD & HRI | 0 | 0 | 0 | 0 | 0 | 0 | 0
00 Ret.ExistSCR & DryFGD & HRI & CCS | 0 | 0 | 0 | 0 | 0 | 0 | 0
00 Ret.ExistSCR & DSI | 0 | 0 | 0 | 0 | 0 | 0 | 0
00 Ret.ExistSCR & DSI & DryFGD | 0 | 0 | 0 | 0 | 0 | 0 | 0
00 Ret.ExistSCR & DSI & DryFGD & HRI | 0 | 0 | 0 | 0 | 0 | 0 | 0
00 Ret.ExistSCR & DSI & HRI | 0 | 0 | 0 | 0 | 0 | 0 | 0
00 Ret.ExistSCR & DSI & WetFGD | 0 | 0 | 0 | 0 | 0 | 0 | 0
00 Ret.ExistSCR & DSI & WetFGD & HRI | 0 | 0 | 0 | 0 | 0 | 0 | 0
00 Ret.ExistSCR & HRI | 0 | 0 | 0 | 0 | 0 | 0 | 0
00 Ret.ExistSCR & WetFGD | 0 | 0 | 0 | 0 | 0 | 0 | 0
00 Ret.ExistSCR & WetFGD & ACI & CCS | 0 | 0 | 0 | 0 | 0 | 0 | 0
00 Ret.ExistSCR & WetFGD & ACI & HRI & CCS | 0 | 0 | 0 | 0 | 0 | 0 | 0
00 Ret.ExistSCR & WetFGD & CCS | 0 | 0 | 0 | 0 | 0 | 0 | 0
00 Ret.ExistSCR & WetFGD & HRI | 0 | 0 | 0 | 0 | 0 | 0 | 0
00 Ret.ExistSCR & WetFGD & HRI & CCS | 0 | 0 | 0 | 0 | 0 | 0 | 0
00 Ret.ExistSCR_ACI & DryFGD | 0 | 0 | 0 | 0 | 0 | 0 | 0
00 Ret.ExistSCR_ACI & DryFGD & CCS | 0 | 0 | 0 | 0 | 0 | 0 | 0
00 Ret.ExistSCR_ACI & DryFGD & HRI | 0 | 0 | 0 | 0 | 0 | 0 | 0
00 Ret.ExistSCR_ACI & DryFGD & HRI & CCS | 0 | 0 | 0 | 0 | 0 | 0 | 0
00 Ret.ExistSCR_ACI & DSI | 0 | 0 | 0 | 0 | 0 | 0 | 0
00 Ret.ExistSCR_ACI & DSI & HRI | 0 | 0 | 0 | 0 | 0 | 0 | 0
00 Ret.ExistSCR_ACI & HRI | 0 | 0 | 0 | 0 | 0 | 0 | 0
00 Ret.ExistSCR_ACI & WetFGD | 0 | 0 | 0 | 0 | 0 | 0 | 0
00 Ret.ExistSCR_ACI & WetFGD & CCS | 0 | 0 | 0 | 0 | 0 | 0 | 0
00 Ret.ExistSCR_ACI & WetFGD & HRI | 0 | 0 | 0 | 0 | 0 | 0 | 0
00 Ret.ExistSCR_ACI & WetFGD & HRI & CCS | 0 | 0 | 0 | 0 | 0 | 0 | 0
00 Ret.ExistSCR_ACI_DSI & DryFGD | 0 | 0 | 0 | 0 | 0 | 0 | 0
00 Ret.ExistSCR_ACI_DSI & DryFGD & CCS | 0 | 0 | 0 | 0 | 0 | 0 | 0
00 Ret.ExistSCR_ACI_DSI & DryFGD & HRI | 0 | 0 | 0 | 0 | 0 | 0 | 0
00 Ret.ExistSCR_ACI_DSI & DryFGD & HRI & CCS | 0 | 0 | 0 | 0 | 0 | 0 | 0
00 Ret.ExistSCR_ACI_DSI & HRI | 0 | 0 | 0 | 0 | 0 | 0 | 0
00 Ret.ExistSCR_ACI_DSI & WetFGD | 0 | 0 | 0 | 0 | 0 | 0 | 0
00 Ret.ExistSCR_ACI_DSI & WetFGD & CCS | 0 | 0 | 0 | 0 | 0 | 0 | 0
00 Ret.ExistSCR_ACI_DSI & WetFGD & HRI | 0 | 0 | 0 | 0 | 0 | 0 | 0
00 Ret.ExistSCR_ACI_DSI & WetFGD & HRI & CCS | 0 | 0 | 0 | 0 | 0 | 0 | 0
00 Ret.ExistSCR_DryFGD & ACI | 0 | 0 | 0 | 0 | 0 | 0 | 0
00 Ret.ExistSCR_DryFGD & HRI | 0 | 0 | 0 | 0 | 0 | 0 | 0
00 Ret.ExistSCR_DryFGD & HRI & CCS | 0 | 0 | 0 | 0 | 0 | 0 | 0
00 Ret.ExistSCR_DryFGD_ACI & CCS | 0 | 0 | 0 | 0 | 0 | 0 | 0
00 Ret.ExistSCR_DryFGD_ACI & HRI | 0 | 0 | 0 | 0 | 0 | 0 | 0
00 Ret.ExistSCR_DryFGD_ACI & HRI & CCS | 0 | 0 | 0 | 0 | 0 | 0 | 0
00 Ret.ExistSCR_DSI & ACI | 0 | 0 | 0 | 0 | 0 | 0 | 0
00 Ret.ExistSCR_DSI & ACI & HRI | 0 | 0 | 0 | 0 | 0 | 0 | 0
00 Ret.ExistSCR_DSI & DryFGD | 0 | 0 | 0 | 0 | 0 | 0 | 0
00 Ret.ExistSCR_DSI & DryFGD & ACI | 0 | 0 | 0 | 0 | 0 | 0 | 0
00 Ret.ExistSCR_DSI & DryFGD & ACI & HRI | 0 | 0 | 0 | 0 | 0 | 0 | 0
00 Ret.ExistSCR_DSI & DryFGD & HRI | 0 | 0 | 0 | 0 | 0 | 0 | 0
00 Ret.ExistSCR_DSI & HRI | 0 | 0 | 0 | 0 | 0 | 0 | 0
00 Ret.ExistSCR_DSI & WetFGD | 0 | 0 | 0 | 0 | 0 | 0 | 0
00 Ret.ExistSCR_DSI & WetFGD & ACI | 0 | 0 | 0 | 0 | 0 | 0 | 0
00 Ret.ExistSCR_DSI & WetFGD & ACI & HRI | 0 | 0 | 0 | 0 | 0 | 0 | 0
00 Ret.ExistSCR_DSI & WetFGD & HRI | 0 | 0 | 0 | 0 | 0 | 0 | 0
00 Ret.ExistSCR_WetFGD & ACI | 0 | 0 | 0 | 0 | 0 | 0 | 0
00 Ret.ExistSCR_WetFGD & HRI | 0 | 0 | 0 | 0 | 0 | 0 | 0
00 Ret.ExistSCR_WetFGD & HRI & CCS | 0 | 0 | 0 | 0 | 0 | 0 | 0
00 Ret.ExistSCR_WetFGD_ACI & CCS | 0 | 0 | 0 | 0 | 0 | 0 | 0
00 Ret.ExistSCR_WetFGD_ACI & HRI | 0 | 0 | 0 | 0 | 0 | 0 | 0
00 Ret.ExistSCR_WetFGD_ACI & HRI & CCS | 0 | 0 | 0 | 0 | 0 | 0 | 0
00 Ret.ExistSNCR & ACI | 0 | 0 | 0 | 0 | 0 | 0 | 0
00 Ret.ExistSNCR & ACI & DryFGD | 0 | 0 | 0 | 0 | 0 | 0 | 0
00 Ret.ExistSNCR & ACI & DryFGD & HRI | 0 | 0 | 0 | 0 | 0 | 0 | 0
00 Ret.ExistSNCR & ACI & DSI | 0 | 0 | 0 | 0 | 0 | 0 | 0
00 Ret.ExistSNCR & ACI & DSI & DryFGD | 0 | 0 | 0 | 0 | 0 | 0 | 0
00 Ret.ExistSNCR & ACI & DSI & DryFGD & HRI | 0 | 0 | 0 | 0 | 0 | 0 | 0
00 Ret.ExistSNCR & ACI & DSI & HRI | 0 | 0 | 0 | 0 | 0 | 0 | 0
00 Ret.ExistSNCR & ACI & DSI & WetFGD | 0 | 0 | 0 | 0 | 0 | 0 | 0
00 Ret.ExistSNCR & ACI & DSI & WetFGD & HRI | 0 | 0 | 0 | 0 | 0 | 0 | 0
00 Ret.ExistSNCR & ACI & HRI | 0 | 0 | 0 | 0 | 0 | 0 | 0
00 Ret.ExistSNCR & ACI & WetFGD | 0 | 0 | 0 | 0 | 0 | 0 | 0
00 Ret.ExistSNCR & ACI & WetFGD & HRI | 0 | 0 | 0 | 0 | 0 | 0 | 0
00 Ret.ExistSNCR & DryFGD | 0 | 0 | 0 | 0 | 0 | 0 | 0
00 Ret.ExistSNCR & DryFGD & CCS | 0 | 0 | 0 | 0 | 0 | 0 | 0
00 Ret.ExistSNCR & DryFGD & HRI | 0 | 0 | 0 | 0 | 0 | 0 | 0
00 Ret.ExistSNCR & DryFGD & HRI & CCS | 0 | 0 | 0 | 0 | 0 | 0 | 0
00 Ret.ExistSNCR & DSI | 0 | 0 | 0 | 0 | 0 | 0 | 0
00 Ret.ExistSNCR & DSI & DryFGD | 0 | 0 | 0 | 0 | 0 | 0 | 0
00 Ret.ExistSNCR & DSI & DryFGD & HRI | 0 | 0 | 0 | 0 | 0 | 0 | 0
00 Ret.ExistSNCR & DSI & HRI | 0 | 0 | 0 | 0 | 0 | 0 | 0
00 Ret.ExistSNCR & DSI & WetFGD | 0 | 0 | 0 | 0 | 0 | 0 | 0
00 Ret.ExistSNCR & DSI & WetFGD & HRI | 0 | 0 | 0 | 0 | 0 | 0 | 0
00 Ret.ExistSNCR & HRI | 0 | 0 | 0 | 0 | 0 | 0 | 0
00 Ret.ExistSNCR & WetFGD | 0 | 0 | 0 | 0 | 0 | 0 | 0
00 Ret.ExistSNCR & WetFGD & ACI & CCS | 0 | 0 | 0 | 0 | 0 | 0 | 0
00 Ret.ExistSNCR & WetFGD & ACI & HRI & CCS | 0 | 0 | 0 | 0 | 0 | 0 | 0
00 Ret.ExistSNCR & WetFGD & CCS | 0 | 0 | 0 | 0 | 0 | 0 | 0
00 Ret.ExistSNCR & WetFGD & HRI | 0 | 0 | 0 | 0 | 0 | 0 | 0
00 Ret.ExistSNCR & WetFGD & HRI & CCS | 0 | 0 | 0 | 0 | 0 | 0 | 0
00 Ret.ExistSNCR_ACI & DryFGD | 0 | 0 | 0 | 0 | 0 | 0 | 0
00 Ret.ExistSNCR_ACI & DryFGD & CCS | 0 | 0 | 0 | 0 | 0 | 0 | 0
00 Ret.ExistSNCR_ACI & DryFGD & HRI | 0 | 0 | 0 | 0 | 0 | 0 | 0
00 Ret.ExistSNCR_ACI & DryFGD & HRI & CCS | 0 | 0 | 0 | 0 | 0 | 0 | 0
00 Ret.ExistSNCR_ACI & DSI | 0 | 0 | 0 | 0 | 0 | 0 | 0
00 Ret.ExistSNCR_ACI & DSI & HRI | 0 | 0 | 0 | 0 | 0 | 0 | 0
00 Ret.ExistSNCR_ACI & HRI | 0 | 0 | 0 | 0 | 0 | 0 | 0
00 Ret.ExistSNCR_ACI & WetFGD | 0 | 0 | 0 | 0 | 0 | 0 | 0
00 Ret.ExistSNCR_ACI & WetFGD & CCS | 0 | 0 | 0 | 0 | 0 | 0 | 0
00 Ret.ExistSNCR_ACI & WetFGD & HRI | 0 | 0 | 0 | 0 | 0 | 0 | 0
00 Ret.ExistSNCR_ACI & WetFGD & HRI & CCS | 0 | 0 | 0 | 0 | 0 | 0 | 0
00 Ret.ExistSNCR_ACI_DSI & DryFGD | 0 | 0 | 0 | 0 | 0 | 0 | 0
00 Ret.ExistSNCR_ACI_DSI & DryFGD & HRI | 0 | 0 | 0 | 0 | 0 | 0 | 0
00 Ret.ExistSNCR_ACI_DSI & HRI | 0 | 0 | 0 | 0 | 0 | 0 | 0
00 Ret.ExistSNCR_ACI_DSI & WetFGD | 0 | 0 | 0 | 0 | 0 | 0 | 0
00 Ret.ExistSNCR_ACI_DSI & WetFGD & HRI | 0 | 0 | 0 | 0 | 0 | 0 | 0
00 Ret.ExistSNCR_DryFGD & ACI | 0 | 0 | 0 | 0 | 0 | 0 | 0
00 Ret.ExistSNCR_DryFGD & HRI | 0 | 0 | 0 | 0 | 0 | 0 | 0
00 Ret.ExistSNCR_DryFGD & HRI & CCS | 0 | 0 | 0 | 0 | 0 | 0 | 0
00 Ret.ExistSNCR_DryFGD_ACI & CCS | 0 | 0 | 0 | 0 | 0 | 0 | 0
00 Ret.ExistSNCR_DryFGD_ACI & HRI | 0 | 0 | 0 | 0 | 0 | 0 | 0
00 Ret.ExistSNCR_WetFGD & ACI | 0 | 0 | 0 | 0 | 0 | 0 | 0
00 Ret.ExistSNCR_WetFGD & HRI | 0 | 0 | 0 | 0 | 0 | 0 | 0
00 Ret.ExistSNCR_WetFGD & HRI & CCS | 0 | 0 | 0 | 0 | 0 | 0 | 0
00 Ret.ExistSNCR_WetFGD_ACI & CCS | 0 | 0 | 0 | 0 | 0 | 0 | 0
00 Ret.ExistSNCR_WetFGD_ACI & HRI | 0 | 0 | 0 | 0 | 0 | 0 | 0
00 Ret.ExistSNCR_WetFGD_ACI & HRI & CCS | 0 | 0 | 0 | 0 | 0 | 0 | 0
00 Ret.ExistWetFGD & ACI | 0 | 0 | 0 | 0 | 0 | 0 | 0
00 Ret.ExistWetFGD & ACI & CCS | 0 | 0 | 0 | 0 | 0 | 0 | 0
00 Ret.ExistWetFGD & ACI & HRI | 0 | 0 | 0 | 0 | 0 | 0 | 0
00 Ret.ExistWetFGD & ACI & HRI & CCS | 0 | 0 | 0 | 0 | 0 | 0 | 0
00 Ret.ExistWetFGD & ACI & SCR | 0 | 0 | 0 | 0 | 0 | 0 | 0
00 Ret.ExistWetFGD & ACI & SCR & CCS | 0 | 0 | 0 | 0 | 0 | 0 | 0
00 Ret.ExistWetFGD & ACI & SCR & HRI | 0 | 0 | 0 | 0 | 0 | 0 | 0
00 Ret.ExistWetFGD & ACI & SCR & HRI & CCS | 0 | 0 | 0 | 0 | 0 | 0 | 0
00 Ret.ExistWetFGD & ACI & SNCR | 0 | 0 | 0 | 0 | 0 | 0 | 0
00 Ret.ExistWetFGD & ACI & SNCR & HRI | 0 | 0 | 0 | 0 | 0 | 0 | 0
00 Ret.ExistWetFGD & CCS | 0 | 0 | 0 | 0 | 0 | 0 | 0
00 Ret.ExistWetFGD & HRI | 0 | 0 | 0 | 0 | 0 | 0 | 0
00 Ret.ExistWetFGD & HRI & CCS | 0 | 0 | 0 | 0 | 0 | 0 | 0
00 Ret.ExistWetFGD & SCR | 0 | 0 | 0 | 0 | 0 | 0 | 0
00 Ret.ExistWetFGD & SCR & CCS | 0 | 0 | 0 | 0 | 0 | 0 | 0
00 Ret.ExistWetFGD & SCR & HRI | 0 | 0 | 0 | 0 | 0 | 0 | 0
00 Ret.ExistWetFGD & SCR & HRI & CCS | 0 | 0 | 0 | 0 | 0 | 0 | 0
00 Ret.ExistWetFGD & SNCR | 0 | 0 | 0 | 0 | 0 | 0 | 0
00 Ret.ExistWetFGD & SNCR & HRI | 0 | 0 | 0 | 0 | 0 | 0 | 0
00 Ret.ExistWetFGD_ACI & CCS | 0 | 0 | 0 | 0 | 0 | 0 | 0
00 Ret.ExistWetFGD_ACI & HRI | 0 | 0 | 0 | 0 | 0 | 0 | 0
00 Ret.ExistWetFGD_ACI & HRI & CCS | 0 | 0 | 0 | 0 | 0 | 0 | 0
00 Ret.ExistWetFGD_ACI & SCR | 0 | 0 | 0 | 0 | 0 | 0 | 0
00 Ret.ExistWetFGD_ACI & SCR & CCS | 0 | 0 | 0 | 0 | 0 | 0 | 0
00 Ret.ExistWetFGD_ACI & SCR & HRI | 0 | 0 | 0 | 0 | 0 | 0 | 0
00 Ret.ExistWetFGD_ACI & SCR & HRI & CCS | 0 | 0 | 0 | 0 | 0 | 0 | 0
00 Ret.ExistWetFGD_ACI & SNCR | 0 | 0 | 0 | 0 | 0 | 0 | 0
00 Ret.ExistWetFGD_ACI & SNCR & HRI | 0 | 0 | 0 | 0 | 0 | 0 | 0
00 Ret.ExistWetFGD_SCR & ACI & CCS | 0 | 0 | 0 | 0 | 0 | 0 | 0
00 Ret.ExistWetFGD_SCR & ACI & HRI | 0 | 0 | 0 | 0 | 0 | 0 | 0
00 Ret.ExistWetFGD_SCR & ACI & HRI & CCS | 0 | 0 | 0 | 0 | 0 | 0 | 0
00 Ret.ExistWetFGD_SCR & CCS | 0 | 0 | 0 | 0 | 0 | 0 | 0
00 Ret.ExistWetFGD_SNCR & ACI & CCS | 0 | 0 | 0 | 0 | 0 | 0 | 0
00 Ret.ExistWetFGD_SNCR & ACI & HRI | 0 | 0 | 0 | 0 | 0 | 0 | 0
00 Ret.ExistWetFGD_SNCR & ACI & HRI & CCS | 0 | 0 | 0 | 0 | 0 | 0 | 0
00 Ret.ExistWetFGD_SNCR & CCS | 0 | 0 | 0 | 0 | 0 | 0 | 0
00 Ret.FB & ACI | 0 | 0 | 0 | 0 | 0 | 0 | 0
00 Ret.FB & ACI & HRI | 0 | 0 | 0 | 0 | 0 | 0 | 0
00 Ret.FB & HRI | 0 | 0 | 0 | 0 | 0 | 0 | 0
00 Ret.FB DryFGD | 0 | 0 | 0 | 0 | 0 | 0 | 0
00 Ret.FB DryFGD & ACI | 0 | 0 | 0 | 0 | 0 | 0 | 0
00 Ret.FB DryFGD & ACI & HRI | 0 | 0 | 0 | 0 | 0 | 0 | 0
00 Ret.FB DryFGD & HRI | 0 | 0 | 0 | 0 | 0 | 0 | 0
00 Ret.FB DryFGD & SNCR | 0 | 0 | 0 | 0 | 0 | 0 | 0
00 Ret.FB DryFGD & SNCR & HRI | 0 | 0 | 0 | 0 | 0 | 0 | 0
00 Ret.FB SNCR & DryFGD & ACI | 0 | 0 | 0 | 0 | 0 | 0 | 0
00 Ret.FB SNCR & DryFGD & ACI & HRI | 0 | 0 | 0 | 0 | 0 | 0 | 0
00 Ret.FB-ACI & SNCR | 0 | 0 | 0 | 0 | 0 | 0 | 0
00 Ret.FB-ACI & SNCR & CCS | 0 | 0 | 0 | 0 | 0 | 0 | 0
00 Ret.FB-ACI & SNCR & HRI | 0 | 0 | 0 | 0 | 0 | 0 | 0
00 Ret.FB-ACI & SNCR & HRI & CCS | 0 | 0 | 0 | 0 | 0 | 0 | 0
00 Ret.FB-Exist ACI & DryFGD | 0 | 0 | 0 | 0 | 0 | 0 | 0
00 Ret.FB-Exist ACI & DryFGD & HRI | 0 | 0 | 0 | 0 | 0 | 0 | 0
00 Ret.FB-Exist ACI & DryFGD & SNCR | 0 | 0 | 0 | 0 | 0 | 0 | 0
00 Ret.FB-Exist ACI & DryFGD & SNCR & HRI | 0 | 0 | 0 | 0 | 0 | 0 | 0
00 Ret.FB-Exist ACI & SNCR | 0 | 0 | 0 | 0 | 0 | 0 | 0
00 Ret.FB-Exist ACI & SNCR & HRI | 0 | 0 | 0 | 0 | 0 | 0 | 0
00 Ret.FB-ExistACI & HRI | 0 | 0 | 0 | 0 | 0 | 0 | 0
00 Ret.FB-ExistDryFGD & ACI | 0 | 0 | 0 | 0 | 0 | 0 | 0
00 Ret.FB-ExistDryFGD & ACI & HRI | 0 | 0 | 0 | 0 | 0 | 0 | 0
00 Ret.FB-ExistDryFGD & ACI & SNCR | 0 | 0 | 0 | 0 | 0 | 0 | 0
00 Ret.FB-ExistDryFGD & ACI & SNCR & HRI | 0 | 0 | 0 | 0 | 0 | 0 | 0
00 Ret.FB-ExistDryFGD & CCS | 0 | 0 | 0 | 0 | 0 | 0 | 0
00 Ret.FB-ExistDryFGD & HRI | 0 | 0 | 0 | 0 | 0 | 0 | 0
00 Ret.FB-ExistDryFGD & SNCR | 0 | 0 | 0 | 0 | 0 | 0 | 0
00 Ret.FB-ExistDryFGD & SNCR & HRI | 0 | 0 | 0 | 0 | 0 | 0 | 0
00 Ret.FB-ExistDryFGD_ACI & CCS | 0 | 0 | 0 | 0 | 0 | 0 | 0
00 Ret.FB-ExistDryFGD_SNCR & ACI | 0 | 0 | 0 | 0 | 0 | 0 | 0
00 Ret.FB-ExistDryFGD_SNCR & ACI & HRI | 0 | 0 | 0 | 0 | 0 | 0 | 0
00 Ret.FB-ExistDryFGD_SNCR & CCS | 0 | 0 | 0 | 0 | 0 | 0 | 0
00 Ret.FB-ExistDryFGD_SNCR & HRI | 0 | 0 | 0 | 0 | 0 | 0 | 0
00 Ret.FB-ExistDryFGD_SNCR & HRI & CCS | 0 | 0 | 0 | 0 | 0 | 0 | 0
00 Ret.FB-ExistDryFGD_SNCR_ACI & HRI | 0 | 0 | 0 | 0 | 0 | 0 | 0
00 Ret.FB-ExistWetFGD_SNCR_ACI & HRI | 0 | 0 | 0 | 0 | 0 | 0 | 0
00 Ret.FB-ExistSNCR & ACI | 0 | 0 | 0 | 0 | 0 | 0 | 0
00 Ret.FB-ExistSNCR & ACI & HRI | 0 | 0 | 0 | 0 | 0 | 0 | 0
00 Ret.FB-ExistSNCR & DryFGD | 0 | 0 | 0 | 0 | 0 | 0 | 0
00 Ret.FB-ExistSNCR & DryFGD & ACI | 0 | 0 | 0 | 0 | 0 | 0 | 0
00 Ret.FB-ExistSNCR & DryFGD & ACI & HRI | 0 | 0 | 0 | 0 | 0 | 0 | 0
00 Ret.FB-ExistSNCR & DryFGD & HRI | 0 | 0 | 0 | 0 | 0 | 0 | 0
00 Ret.FB-ExistSNCR & HRI | 0 | 0 | 0 | 0 | 0 | 0 | 0
00 Ret.FB-SNCR | 0 | 0 | 0 | 0 | 0 | 0 | 0
00 Ret.FB-SNCR & HRI | 0 | 0 | 0 | 0 | 0 | 0 | 0
00 Ret.HRI | 0 | 0 | 0 | 0 | 0 | 0 | 0
00 Ret.Oil/Gas Steam SCR | 0 | 0 | 0 | 0 | 0 | 0 | 0
00 Ret.SCR | 0 | 0 | 0 | 0 | 0 | 0 | 0
00 Ret.SCR & DryFGD | 0 | 0 | 0 | 0 | 0 | 0 | 0
00 Ret.SCR & DryFGD & ACI | 0 | 0 | 0 | 0 | 0 | 0 | 0
00 Ret.SCR & DryFGD & CCS | 0 | 0 | 0 | 0 | 0 | 0 | 0
00 Ret.SCR & DryFGD & HRI | 0 | 0 | 0 | 0 | 0 | 0 | 0
00 Ret.SCR & DryFGD & HRI & CCS | 0 | 0 | 0 | 0 | 0 | 0 | 0
00 Ret.SCR & DSI | 0 | 0 | 0 | 0 | 0 | 0 | 0
00 Ret.SCR & DSI & DryFGD | 0 | 0 | 0 | 0 | 0 | 0 | 0
00 Ret.SCR & DSI & DryFGD & HRI | 0 | 0 | 0 | 0 | 0 | 0 | 0
00 Ret.SCR & DSI & HRI | 0 | 0 | 0 | 0 | 0 | 0 | 0
00 Ret.SCR & DSI & WetFGD | 0 | 0 | 0 | 0 | 0 | 0 | 0
00 Ret.SCR & DSI & WetFGD & HRI | 0 | 0 | 0 | 0 | 0 | 0 | 0
00 Ret.SCR & HRI | 0 | 0 | 0 | 0 | 0 | 0 | 0
00 Ret.SCR & WetFGD | 0 | 0 | 0 | 0 | 0 | 0 | 0
00 Ret.SCR & WetFGD & ACI | 0 | 0 | 0 | 0 | 0 | 0 | 0
00 Ret.SCR & WetFGD & CCS | 0 | 0 | 0 | 0 | 0 | 0 | 0
00 Ret.SCR & WetFGD & HRI | 0 | 0 | 0 | 0 | 0 | 0 | 0
00 Ret.SCR & WetFGD & HRI & CCS | 0 | 0 | 0 | 0 | 0 | 0 | 0
00 Ret.SNCR | 0 | 0 | 0 | 0 | 0 | 0 | 0
00 Ret.SNCR & DryFGD | 0 | 0 | 0 | 0 | 0 | 0 | 0
00 Ret.SNCR & DryFGD & ACI | 0 | 0 | 0 | 0 | 0 | 0 | 0
00 Ret.SNCR & DryFGD & ACI & HRI | 0 | 0 | 0 | 0 | 0 | 0 | 0
00 Ret.SNCR & DryFGD & HRI | 0 | 0 | 0 | 0 | 0 | 0 | 0
00 Ret.SNCR & DSI | 0 | 0 | 0 | 0 | 0 | 0 | 0
00 Ret.SNCR & DSI & HRI | 0 | 0 | 0 | 0 | 0 | 0 | 0
00 Ret.SNCR & HRI | 0 | 0 | 0 | 0 | 0 | 0 | 0
00 Ret.SNCR & WetFGD | 0 | 0 | 0 | 0 | 0 | 0 | 0
00 Ret.SNCR & WetFGD & ACI | 0 | 0 | 0 | 0 | 0 | 0 | 0
00 Ret.SNCR & WetFGD & ACI & HRI | 0 | 0 | 0 | 0 | 0 | 0 | 0
00 Ret.SNCR & WetFGD & HRI | 0 | 0 | 0 | 0 | 0 | 0 | 0
00 Ret.WetFGD | 0 | 0 | 0 | 0 | 0 | 0 | 0
00 Ret.WetFGD & ACI & CCS | 0 | 0 | 0 | 0 | 0 | 0 | 0
00 Ret.WetFGD & ACI & HRI & CCS | 0 | 0 | 0 | 0 | 0 | 0 | 0
00 Ret.WetFGD & CCS | 0 | 0 | 0 | 0 | 0 | 0 | 0
00 Ret.WetFGD & HRI | 0 | 0 | 0 | 0 | 0 | 0 | 0
00 Ret.WetFGD & HRI & CCS | 0 | 0 | 0 | 0 | 0 | 0 | 0
00 CC Retirement | 0 | 0 | 0 | 0 | 0 | 0 | 0
00 CT Retirement | 0 | 0 | 0 | 0 | 0 | 0 | 0
00 O/G Retirement | 0 | 0 | 0 | 0 | 0 | 0 | 0
00 Coal Retirement | 0 | 0 | 0 | 0 | 0 | 0 | 0
00 IGCC Retirement | 0 | 0 | 0 | 0 | 0 | 0 | 0
00 Nuke Retirement | 0 | 0 | 0 | 0 | 0 | 0 | 0
00 Non-Fossil Retirement | 0 | 0 | 0 | 0 | 0 | 0 | 0
Total | 609161.7943 | 619996.4428 | 622248.6281 | 647473.0721 | 668018.9343 | 725284.5264 | 786446.9634
(**) Ind. Boiler generation in BBtu, not included in the total
12a. Generation by Fuel Type [GWh]
Biomass | 16694.1653 | 16624.0668 | 15715.094 | 15715.094 | 15715.094 | 15715.094 | 22874.423
Coal | 53437.5383 | 50014.6614 | 42481.5846 | 48130.4184 | 22193.3103 | 13755.8399 | 6456.9852
Fwaste | 412.2829 | 412.2829 | 412.2829 | 412.2829 | 412.2829 | 412.2829 | 412.2829
Geothermal | 0 | 0 | 0 | 0 | 0 | 0 | 0
Hydro | 365294.8041 | 376020.1343 | 381051.0065 | 385523.2977 | 390468.5728 | 397025.6541 | 399903.8973
LF Gas | 370.9877 | 370.9877 | 370.9877 | 370.9877 | 370.9877 | 370.9877 | 370.9877
MSW | 0 | 0 | 0 | 0 | 0 | 0 | 0
NaturalGas | 44268.0741 | 40545.777 | 46209.4313 | 60012.6075 | 101531.924 | 139990.0526 | 210711.5696
Non-Fossil | 1133.1969 | 1133.1969 | 1133.1969 | 1133.1969 | 1133.1969 | 1133.1969 | 1133.1969
Nuclear | 103321.7365 | 103321.7365 | 103321.7365 | 103321.7365 | 103321.7365 | 103321.7365 | 44435.0287
Oil | 7.9647 | 13.7917 | 13.5002 | 10.1918 | 12.6772 | 39.2527 | 53.0761
Pet. Coke | 0 | 0 | 0 | 0 | 0 | 0 | 0
Solar | 1041.8293 | 1041.8293 | 1041.8293 | 1041.8293 | 1041.8293 | 1041.8293 | 1041.8293
Waste Coal | 0 | 0 | 0 | 0 | 0 | 0 | 0
Wind | 23179.2145 | 30497.9782 | 30497.9782 | 31801.4294 | 31817.3226 | 52478.5997 | 99053.6866
Total | 609161.7943 | 619996.4428 | 622248.6281 | 647473.0721 | 668018.9343 | 725284.5264 | 786446.9634
13. Generation by Capacity Reporting Type [TBtu]
00 New Combined Cycle | 0 | 0 | 0 | 0 | 0 | 0 | 0
00 New Combined Cycle - Uncontrolled | 5.4613 | 7.6613 | 7.6613 | 8.2205 | 37.3662 | 66.0873 | 268.2481
00 New Combined Cycle with Carbon Capture | 0 | 0 | 0 | 0 | 0 | 0 | 0
00 New Combustion Turbine | 0 | 0 | 0.9267 | 5.9149 | 60.2718 | 132.2142 | 159.7807
00 New Hydro | 19.9973 | 19.9973 | 37.4186 | 52.4044 | 69.5337 | 91.5559 | 100.9982
00 New Nuclear | 0 | 0 | 0 | 0 | 0 | 0 | 0
00 New Biomass | 1.1052 | 1.1052 | 1.1052 | 1.1052 | 1.1052 | 1.1052 | 25.5328
00 New Geothermal | 0 | 0 | 0 | 0 | 0 | 0 | 0
00 New Landfill Gas | 0 | 0 | 0 | 0 | 0 | 0 | 0
00 New Offshore Wind | 0 | 0 | 0 | 0 | 0 | 0 | 0
00 New Onshore Wind | 0 | 24.9716 | 24.9716 | 29.419 | 29.4732 | 99.9695 | 258.8837
00 New Solar PV | 0 | 0 | 0 | 0 | 0 | 0 | 0
00 New Solar Thermal | 0 | 0 | 0 | 0 | 0 | 0 | 0
00 New Fuel Cell | 0 | 0 | 0 | 0 | 0 | 0 | 0
00 New IGCC | 0 | 0 | 0 | 0 | 0 | 0 | 0
00 New Advanced Coal with CCS | 0 | 0 | 0 | 0 | 0 | 0 | 0
00 New SPC - Uncontrolled | 0 | 0 | 0 | 0 | 0 | 0 | 0
00 New SPC-WetFGD_SCR | 0 | 0 | 0 | 0 | 0 | 0 | 0
00 New Future Technology | 0 | 0 | 0 | 0 | 0 | 0 | 0
00 Exist Combined Cycle | 138.2595 | 123.7787 | 127.9504 | 157.599 | 196.8627 | 226.9823 | 238.2682
00 Exist Combustion Turbine | 3.3669 | 2.8153 | 12.7878 | 26.5791 | 41.4417 | 41.9875 | 42.3233
00 Exist Coal Steam_Uncontrolled | 120.4075 | 108.7286 | 93.4939 | 101.7028 | 42.3391 | 13.5504 | 0
00 Exist Coal Steam_ACI | 0 | 0 | 0 | 0 | 0 | 0 | 0
00 Exist Coal Steam_ACI_DSI | 0 | 0 | 0 | 0 | 0 | 0 | 0
00 Exist Coal Steam_DryFGD | 18.1774 | 18.1774 | 18.1774 | 18.1774 | 18.1774 | 18.1774 | 11.0156
00 Exist Coal Steam_DryFGD_ACI | 11.0156 | 11.0156 | 11.0156 | 11.0156 | 11.0156 | 11.0156 | 11.0156
00 Exist Coal Steam_DryFGD_SCR | 0 | 0 | 0 | 0 | 0 | 0 | 0
00 Exist Coal Steam_DryFGD_SCR_ACI | 0 | 0 | 0 | 0 | 0 | 0 | 0
00 Exist Coal Steam_DryFGD_SNCR | 0 | 0 | 0 | 0 | 0 | 0 | 0
00 Exist Coal Steam_DryFGD_SNCR_ACI | 0 | 0 | 0 | 0 | 0 | 0 | 0
00 Exist Coal Steam_DSI | 0 | 0 | 0 | 0 | 0 | 0 | 0
00 Exist Coal Steam_SCR | 0 | 0 | 0 | 0 | 0 | 0 | 0
00 Exist Coal Steam_SCR_ACI | 0 | 0 | 0 | 0 | 0 | 0 | 0
00 Exist Coal Steam_SCR_ACI_DSI | 0 | 0 | 0 | 0 | 0 | 0 | 0
00 Exist Coal Steam_SCR_DSI | 0 | 0 | 0 | 0 | 0 | 0 | 0
00 Exist Coal Steam_SNCR | 0 | 0 | 0 | 0 | 0 | 0 | 0
00 Exist Coal Steam_SNCR_ACI | 0 | 0 | 0 | 0 | 0 | 0 | 0
00 Exist Coal Steam_SNCR_ACI_DSI | 0 | 0 | 0 | 0 | 0 | 0 | 0
00 Exist Coal Steam_WetFGD | 0 | 0 | 0 | 0 | 0 | 0 | 0
00 Exist Coal Steam_WetFGD_ACI | 0 | 0 | 0 | 0 | 0 | 0 | 0
00 Exist Coal Steam_WetFGD_SCR | 0 | 0 | 0 | 0 | 0 | 0 | 0
00 Exist Coal Steam_WetFGD_SCR_ACI | 0 | 0 | 0 | 0 | 0 | 0 | 0
00 Exist Coal Steam_WetFGD_SNCR | 0 | 0 | 0 | 0 | 0 | 0 | 0
00 Exist Coal Steam_WetFGD_SNCR_ACI | 0 | 0 | 0 | 0 | 0 | 0 | 0
00 Exist FBC_Uncontrolled | 0 | 0 | 0 | 3.6612 | 4.1914 | 4.1914 | 0
00 Exist FBC_ACI | 0 | 0 | 0 | 0 | 0 | 0 | 0
00 Exist FBC_DryFGD | 0 | 0 | 0 | 0 | 0 | 0 | 0
00 Exist FBC_DryFGD_SNCR | 0 | 0 | 0 | 0 | 0 | 0 | 0
00 Exist FBC_DryFGD_SNCR_ACI | 0 | 0 | 0 | 0 | 0 | 0 | 0
00 Exist FBC_SNCR | 0 | 0 | 0 | 0 | 0 | 0 | 0
00 Exist FBC_SNCR_ACI | 0 | 0 | 0 | 0 | 0 | 0 | 0
00 Exist FBC_WetFGD_SNCR_ACI | 0 | 0 | 0 | 0 | 0 | 0 | 0
00 Exist IGCC | 0 | 0 | 0 | 0 | 0 | 0 | 0
00 Exist Fossil_Other | 1.4067 | 1.4067 | 1.4067 | 1.4067 | 1.4067 | 1.4067 | 1.4067
00 Exist Fuel Cell | 0 | 0 | 0 | 0 | 0 | 0 | 0
00 Exist Hydro | 1226.3886 | 1262.9834 | 1262.7274 | 1262.9834 | 1262.7274 | 1263.0956 | 1263.4739
00 Exist Non Fossil_Other | 3.8665 | 3.8665 | 3.8665 | 3.8665 | 3.8665 | 3.8665 | 3.8665
00 Exist Nuclear | 352.5338 | 352.5338 | 352.5338 | 352.5338 | 352.5338 | 352.5338 | 151.6123
00 Exist Oil/Gas Steam | 3.9822 | 4.1339 | 8.3864 | 6.4843 | 10.5278 | 10.5086 | 10.5086
00 Exist Oil/Gas Steam_SCR | 0 | 0 | 0 | 0 | 0 | 0 | 0
00 Exist Oil/Gas Steam_SNCR | 0 | 0 | 0 | 0 | 0 | 0 | 0
00 Exist Biomass | 52.5148 | 52.2756 | 52.5148 | 52.5148 | 52.5148 | 52.5148 | 52.5148
00 Exist Landfill Gas | 1.2658 | 1.2658 | 1.2658 | 1.2658 | 1.2658 | 1.2658 | 1.2658
00 Exist Geothermal | 0 | 0 | 0 | 0 | 0 | 0 | 0
00 Exist Pump Storage | 0 | 0 | 0 | 0.017707 | 0.017707 | 0 | 0
00 Exist Solar PV | 3.5547 | 3.5547 | 3.5547 | 3.5547 | 3.5547 | 3.5547 | 3.5547
00 Exist Solar Thermal | 0 | 0 | 0 | 0 | 0 | 0 | 0
00 Exist Wind | 79.0875 | 79.0875 | 79.0875 | 79.0875 | 79.0875 | 79.0875 | 79.0875
00 International Imports | 0 | 0 | 0 | 0 | 0 | 0 | 0
00 Ret.ACI | 36.0689 | 36.0689 | 22.2602 | 29.664 | 0 | 0 | 0
00 Ret.ACI & DryFGD | 0 | 0 | 0 | 0 | 0 | 0 | 0
00 Ret.ACI & DryFGD & HRI | 0 | 0 | 0 | 0 | 0 | 0 | 0
00 Ret.ACI & DSI | 0 | 0 | 0 | 0 | 0 | 0 | 0
00 Ret.ACI & DSI & DryFGD | 0 | 0 | 0 | 0 | 0 | 0 | 0
00 Ret.ACI & DSI & DryFGD & HRI | 0 | 0 | 0 | 0 | 0 | 0 | 0
00 Ret.ACI & DSI & HRI | 0 | 0 | 0 | 0 | 0 | 0 | 0
00 Ret.ACI & DSI & WetFGD & HRI | 0 | 0 | 0 | 0 | 0 | 0 | 0
00 Ret.ACI & HRI | 0 | 0 | 0 | 0 | 0 | 0 | 0
00 Ret.ACI & SCR | 0 | 0 | 0 | 0 | 0 | 0 | 0
00 Ret.ACI & SCR & DryFGD & CCS | 0 | 0 | 0 | 0 | 0 | 0 | 0
00 Ret.ACI & SCR & DryFGD & HRI | 0 | 0 | 0 | 0 | 0 | 0 | 0
00 Ret.ACI & SCR & DryFGD & HRI & CCS | 0 | 0 | 0 | 0 | 0 | 0 | 0
00 Ret.ACI & SCR & DSI | 0 | 0 | 0 | 0 | 0 | 0 | 0
00 Ret.ACI & SCR & DSI & DryFGD | 0 | 0 | 0 | 0 | 0 | 0 | 0
00 Ret.ACI & SCR & DSI & DryFGD & HRI | 0 | 0 | 0 | 0 | 0 | 0 | 0
00 Ret.ACI & SCR & DSI & HRI | 0 | 0 | 0 | 0 | 0 | 0 | 0
00 Ret.ACI & SCR & DSI & WetFGD | 0 | 0 | 0 | 0 | 0 | 0 | 0
00 Ret.ACI & SCR & DSI & WetFGD & HRI | 0 | 0 | 0 | 0 | 0 | 0 | 0
00 Ret.ACI & SCR & HRI | 0 | 0 | 0 | 0 | 0 | 0 | 0
00 Ret.ACI & SCR & WetFGD & CCS | 0 | 0 | 0 | 0 | 0 | 0 | 0
00 Ret.ACI & SCR & WetFGD & HRI | 0 | 0 | 0 | 0 | 0 | 0 | 0
00 Ret.ACI & SCR & WetFGD & HRI & CCS | 0 | 0 | 0 | 0 | 0 | 0 | 0
00 Ret.ACI & SNCR | 0 | 0 | 0 | 0 | 0 | 0 | 0
00 Ret.ACI & SNCR & DSI | 0 | 0 | 0 | 0 | 0 | 0 | 0
00 Ret.ACI & SNCR & DSI & DryFGD | 0 | 0 | 0 | 0 | 0 | 0 | 0
00 Ret.ACI & SNCR & DSI & DryFGD & HRI | 0 | 0 | 0 | 0 | 0 | 0 | 0
00 Ret.ACI & SNCR & DSI & HRI | 0 | 0 | 0 | 0 | 0 | 0 | 0
00 Ret.ACI & SNCR & DSI & WetFGD | 0 | 0 | 0 | 0 | 0 | 0 | 0
00 Ret.ACI & SNCR & DSI & WetFGD & HRI | 0 | 0 | 0 | 0 | 0 | 0 | 0
00 Ret.ACI & SNCR & HRI | 0 | 0 | 0 | 0 | 0 | 0 | 0
00 Ret.ACI & WetFGD | 0 | 0 | 0 | 0 | 0 | 0 | 0
00 Ret.ACI & WetFGD & DSI | 0 | 0 | 0 | 0 | 0 | 0 | 0
00 Ret.ACI & WetFGD & HRI | 0 | 0 | 0 | 0 | 0 | 0 | 0
00 Ret.C2G | 0 | 0 | 0 | 0 | 0 | 0 | 0
00 Ret.C2G & SCR | 0 | 0 | 0 | 0 | 0 | 0 | 0
00 Ret.CCG | 0 | 0 | 0 | 0 | 0 | 0 | 0
00 Ret.DryFGD | 0 | 0 | 0 | 0 | 0 | 0 | 0
00 Ret.DryFGD & ACI & CCS | 0 | 0 | 0 | 0 | 0 | 0 | 0
00 Ret.DryFGD & ACI & HRI & CCS | 0 | 0 | 0 | 0 | 0 | 0 | 0
00 Ret.DryFGD & CCS | 0 | 0 | 0 | 0 | 0 | 0 | 0
00 Ret.DryFGD & HRI | 0 | 0 | 0 | 0 | 0 | 0 | 0
00 Ret.DryFGD & HRI & CCS | 0 | 0 | 0 | 0 | 0 | 0 | 0
00 Ret.DSI | 0 | 0 | 0 | 0 | 0 | 0 | 0
00 Ret.DSI & DryFGD | 0 | 0 | 0 | 0 | 0 | 0 | 0
00 Ret.DSI & DryFGD & HRI | 0 | 0 | 0 | 0 | 0 | 0 | 0
00 Ret.DSI & HRI | 0 | 0 | 0 | 0 | 0 | 0 | 0
00 Ret.DSI & WetFGD | 0 | 0 | 0 | 0 | 0 | 0 | 0
00 Ret.DSI & WetFGD & HRI | 0 | 0 | 0 | 0 | 0 | 0 | 0
00 Ret.Exist FBC_DryFGD_SNCR_ACI & CCS | 0 | 0 | 0 | 0 | 0 | 0 | 0
00 Ret.ExistACI & DryFGD | 0 | 0 | 0 | 0 | 0 | 0 | 0
00 Ret.ExistACI & DryFGD & CCS | 0 | 0 | 0 | 0 | 0 | 0 | 0
00 Ret.ExistACI & DryFGD & HRI | 0 | 0 | 0 | 0 | 0 | 0 | 0
00 Ret.ExistACI & DryFGD & HRI & CCS | 0 | 0 | 0 | 0 | 0 | 0 | 0
00 Ret.ExistACI & DSI | 0 | 0 | 0 | 0 | 0 | 0 | 0
00 Ret.ExistACI & DSI & DryFGD | 0 | 0 | 0 | 0 | 0 | 0 | 0
00 Ret.ExistACI & DSI & DryFGD & HRI | 0 | 0 | 0 | 0 | 0 | 0 | 0
00 Ret.ExistACI & DSI & HRI | 0 | 0 | 0 | 0 | 0 | 0 | 0
00 Ret.ExistACI & DSI & WetFGD | 0 | 0 | 0 | 0 | 0 | 0 | 0
00 Ret.ExistACI & DSI & WetFGD & HRI | 0 | 0 | 0 | 0 | 0 | 0 | 0
00 Ret.ExistACI & HRI | 0 | 0 | 0 | 0 | 0 | 0 | 0
00 Ret.ExistACI & HRI & WetFGD | 0 | 0 | 0 | 0 | 0 | 0 | 0
00 Ret.ExistACI & SCR | 0 | 0 | 0 | 0 | 0 | 0 | 0
00 Ret.ExistACI & SCR & DryFGD | 0 | 0 | 0 | 0 | 0 | 0 | 0
00 Ret.ExistACI & SCR & DryFGD & CCS | 0 | 0 | 0 | 0 | 0 | 0 | 0
00 Ret.ExistACI & SCR & DryFGD & HRI | 0 | 0 | 0 | 0 | 0 | 0 | 0
00 Ret.ExistACI & SCR & DryFGD & HRI & CCS | 0 | 0 | 0 | 0 | 0 | 0 | 0
00 Ret.ExistACI & SCR & DSI | 0 | 0 | 0 | 0 | 0 | 0 | 0
00 Ret.ExistACI & SCR & DSI & DryFGD | 0 | 0 | 0 | 0 | 0 | 0 | 0
00 Ret.ExistACI & SCR & DSI & HRI | 0 | 0 | 0 | 0 | 0 | 0 | 0
00 Ret.ExistACI & SCR & DSI & DryFGD & HRI | 0 | 0 | 0 | 0 | 0 | 0 | 0
00 Ret.ExistACI & SCR & HRI | 0 | 0 | 0 | 0 | 0 | 0 | 0
00 Ret.ExistACI & SCR & WetFGD | 0 | 0 | 0 | 0 | 0 | 0 | 0
00 Ret.ExistACI & SCR & WetFGD & CCS | 0 | 0 | 0 | 0 | 0 | 0 | 0
00 Ret.ExistACI & SCR & WetFGD & HRI | 0 | 0 | 0 | 0 | 0 | 0 | 0
00 Ret.ExistACI & SCR & WetFGD & HRI & CCS | 0 | 0 | 0 | 0 | 0 | 0 | 0
00 Ret.ExistACI & SNCR | 0 | 0 | 0 | 0 | 0 | 0 | 0
00 Ret.ExistACI & SNCR & DryFGD | 0 | 0 | 0 | 0 | 0 | 0 | 0
00 Ret.ExistACI & SNCR & DryFGD & HRI | 0 | 0 | 0 | 0 | 0 | 0 | 0
00 Ret.ExistACI & SNCR & DSI | 0 | 0 | 0 | 0 | 0 | 0 | 0
00 Ret.ExistACI & SNCR & DSI & HRI | 0 | 0 | 0 | 0 | 0 | 0 | 0
00 Ret.ExistACI & SNCR & HRI | 0 | 0 | 0 | 0 | 0 | 0 | 0
00 Ret.ExistACI & SNCR & WetFGD | 0 | 0 | 0 | 0 | 0 | 0 | 0
00 Ret.ExistACI & SNCR & WetFGD & HRI | 0 | 0 | 0 | 0 | 0 | 0 | 0
00 Ret.ExistACI & WetFGD | 0 | 0 | 0 | 0 | 0 | 0 | 0
00 Ret.ExistACI & WetFGD & CCS | 0 | 0 | 0 | 0 | 0 | 0 | 0
00 Ret.ExistACI & WetFGD & HRI & CCS | 0 | 0 | 0 | 0 | 0 | 0 | 0
00 Ret.ExistACI_DSI & DryFGD | 0 | 0 | 0 | 0 | 0 | 0 | 0
00 Ret.ExistACI_DSI & DryFGD & HRI | 0 | 0 | 0 | 0 | 0 | 0 | 0
00 Ret.ExistACI_DSI & HRI | 0 | 0 | 0 | 0 | 0 | 0 | 0
00 Ret.ExistACI_DSI & SCR | 0 | 0 | 0 | 0 | 0 | 0 | 0
00 Ret.ExistACI_DSI & SCR & DryFGD | 0 | 0 | 0 | 0 | 0 | 0 | 0
00 Ret.ExistACI_DSI & SCR & DryFGD & HRI | 0 | 0 | 0 | 0 | 0 | 0 | 0
00 Ret.ExistACI_DSI & SCR & HRI | 0 | 0 | 0 | 0 | 0 | 0 | 0
00 Ret.ExistACI_DSI & SCR & WetFGD | 0 | 0 | 0 | 0 | 0 | 0 | 0
00 Ret.ExistACI_DSI & SCR & WetFGD & HRI | 0 | 0 | 0 | 0 | 0 | 0 | 0
00 Ret.ExistACI_DSI & WetFGD | 0 | 0 | 0 | 0 | 0 | 0 | 0
00 Ret.ExistACI_DSI & WetFGD & HRI | 0 | 0 | 0 | 0 | 0 | 0 | 0
00 Ret.ExistDryFGD & ACI | 0 | 0 | 0 | 0 | 0 | 0 | 0
00 Ret.ExistDryFGD & ACI & CCS | 0 | 0 | 0 | 0 | 0 | 0 | 0
00 Ret.ExistDryFGD & ACI & HRI | 0 | 0 | 0 | 0 | 0 | 0 | 0
00 Ret.ExistDryFGD & ACI & HRI & CCS | 0 | 0 | 0 | 0 | 0 | 0 | 0
00 Ret.ExistDryFGD & ACI & SCR | 0 | 0 | 0 | 0 | 0 | 0 | 0
00 Ret.ExistDryFGD & ACI & SCR & CCS | 0 | 0 | 0 | 0 | 0 | 0 | 0
00 Ret.ExistDryFGD & ACI & SCR & HRI | 0 | 0 | 0 | 0 | 0 | 0 | 0
00 Ret.ExistDryFGD & ACI & SCR & HRI & CCS | 0 | 0 | 0 | 0 | 0 | 0 | 0
00 Ret.ExistDryFGD & ACI & SNCR | 0 | 0 | 0 | 0 | 0 | 0 | 0
00 Ret.ExistDryFGD & ACI & SNCR & HRI | 0 | 0 | 0 | 0 | 0 | 0 | 0
00 Ret.ExistDryFGD & CCS | 0 | 0 | 0 | 0 | 0 | 0 | 0
00 Ret.ExistDryFGD & HRI | 0 | 0 | 0 | 0 | 0 | 0 | 0
00 Ret.ExistDryFGD & HRI & CCS | 0 | 0 | 0 | 0 | 0 | 0 | 0
00 Ret.ExistDryFGD & SCR | 0 | 0 | 0 | 0 | 0 | 0 | 0
00 Ret.ExistDryFGD & SCR & CCS | 0 | 0 | 0 | 0 | 0 | 0 | 0
00 Ret.ExistDryFGD & SCR & HRI | 0 | 0 | 0 | 0 | 0 | 0 | 0
00 Ret.ExistDryFGD & SCR & HRI & CCS | 0 | 0 | 0 | 0 | 0 | 0 | 0
00 Ret.ExistDryFGD & SNCR | 0 | 0 | 0 | 0 | 0 | 0 | 0
00 Ret.ExistDryFGD & SNCR & HRI | 0 | 0 | 0 | 0 | 0 | 0 | 0
00 Ret.ExistDryFGD_ACI & CCS | 0 | 0 | 0 | 0 | 0 | 0 | 0
00 Ret.ExistDryFGD_ACI & HRI | 0 | 0 | 0 | 0 | 0 | 0 | 0
00 Ret.ExistDryFGD_ACI & HRI & CCS | 0 | 0 | 0 | 0 | 0 | 0 | 0
00 Ret.ExistDryFGD_ACI & SCR | 0 | 0 | 0 | 0 | 0 | 0 | 0
00 Ret.ExistDryFGD_ACI & SCR & CCS | 0 | 0 | 0 | 0 | 0 | 0 | 0
00 Ret.ExistDryFGD_ACI & SCR & HRI | 0 | 0 | 0 | 0 | 0 | 0 | 0
00 Ret.ExistDryFGD_ACI & SCR & HRI & CCS | 0 | 0 | 0 | 0 | 0 | 0 | 0
00 Ret.ExistDryFGD_SCR & ACI & CCS | 0 | 0 | 0 | 0 | 0 | 0 | 0
00 Ret.ExistDryFGD_SCR & ACI & HRI | 0 | 0 | 0 | 0 | 0 | 0 | 0
00 Ret.ExistDryFGD_SCR & ACI & HRI & CCS | 0 | 0 | 0 | 0 | 0 | 0 | 0
00 Ret.ExistDryFGD_SCR & CCS | 0 | 0 | 0 | 0 | 0 | 0 | 0
00 Ret.ExistDryFGD_SNCR & ACI & CCS | 0 | 0 | 0 | 0 | 0 | 0 | 0
00 Ret.ExistDryFGD_SNCR & ACI & HRI | 0 | 0 | 0 | 0 | 0 | 0 | 0
00 Ret.ExistDryFGD_SNCR & ACI & HRI & CCS | 0 | 0 | 0 | 0 | 0 | 0 | 0
00 Ret.ExistDryFGD_SNCR & CCS | 0 | 0 | 0 | 0 | 0 | 0 | 0
00 Ret.ExistDSI & ACI | 0 | 0 | 0 | 0 | 0 | 0 | 0
00 Ret.ExistDSI & ACI & HRI | 0 | 0 | 0 | 0 | 0 | 0 | 0
00 Ret.ExistDSI & ACI & SCR | 0 | 0 | 0 | 0 | 0 | 0 | 0
00 Ret.ExistDSI & ACI & SCR & DryFGD & CCS | 0 | 0 | 0 | 0 | 0 | 0 | 0
00 Ret.ExistDSI & ACI & SCR & DryFGD & HRI | 0 | 0 | 0 | 0 | 0 | 0 | 0
00 Ret.ExistDSI & ACI & SCR & DryFGD & HRI & CCS | 0 | 0 | 0 | 0 | 0 | 0 | 0
00 Ret.ExistDSI & ACI & SCR & HRI | 0 | 0 | 0 | 0 | 0 | 0 | 0
00 Ret.ExistDSI & DryFGD | 0 | 0 | 0 | 0 | 0 | 0 | 0
00 Ret.ExistDSI & DryFGD & ACI | 0 | 0 | 0 | 0 | 0 | 0 | 0
00 Ret.ExistDSI & DryFGD & ACI & CCS | 0 | 0 | 0 | 0 | 0 | 0 | 0
00 Ret.ExistDSI & DryFGD & ACI & HRI | 0 | 0 | 0 | 0 | 0 | 0 | 0
00 Ret.ExistDSI & DryFGD & ACI & HRI & CCS | 0 | 0 | 0 | 0 | 0 | 0 | 0
00 Ret.ExistDSI & DryFGD & CCS | 0 | 0 | 0 | 0 | 0 | 0 | 0
00 Ret.ExistDSI & DryFGD & HRI | 0 | 0 | 0 | 0 | 0 | 0 | 0
00 Ret.ExistDSI & DryFGD & HRI & CCS | 0 | 0 | 0 | 0 | 0 | 0 | 0
00 Ret.ExistDSI & HRI | 0 | 0 | 0 | 0 | 0 | 0 | 0
00 Ret.ExistDSI & SCR | 0 | 0 | 0 | 0 | 0 | 0 | 0
00 Ret.ExistDSI & SCR & DryFGD | 0 | 0 | 0 | 0 | 0 | 0 | 0
00 Ret.ExistDSI & SCR & DryFGD & ACI | 0 | 0 | 0 | 0 | 0 | 0 | 0
00 Ret.ExistDSI & SCR & DryFGD & CCS | 0 | 0 | 0 | 0 | 0 | 0 | 0
00 Ret.ExistDSI & SCR & DryFGD & HRI | 0 | 0 | 0 | 0 | 0 | 0 | 0
00 Ret.ExistDSI & SCR & DryFGD & HRI & CCS | 0 | 0 | 0 | 0 | 0 | 0 | 0
00 Ret.ExistDSI & SCR & HRI | 0 | 0 | 0 | 0 | 0 | 0 | 0
00 Ret.ExistDSI & SCR & WetFGD | 0 | 0 | 0 | 0 | 0 | 0 | 0
00 Ret.ExistDSI & SCR & WetFGD & CCS | 0 | 0 | 0 | 0 | 0 | 0 | 0
00 Ret.ExistDSI & SCR & WetFGD & HRI | 0 | 0 | 0 | 0 | 0 | 0 | 0
00 Ret.ExistDSI & SCR & WetFGD & HRI & CCS | 0 | 0 | 0 | 0 | 0 | 0 | 0
00 Ret.ExistDSI & WetFGD | 0 | 0 | 0 | 0 | 0 | 0 | 0
00 Ret.ExistDSI & WetFGD & ACI | 0 | 0 | 0 | 0 | 0 | 0 | 0
00 Ret.ExistDSI & WetFGD & ACI & HRI | 0 | 0 | 0 | 0 | 0 | 0 | 0
00 Ret.ExistDSI & WetFGD & CCS | 0 | 0 | 0 | 0 | 0 | 0 | 0
00 Ret.ExistDSI & WetFGD & HRI | 0 | 0 | 0 | 0 | 0 | 0 | 0
00 Ret.ExistDSI & WetFGD & HRI & CCS | 0 | 0 | 0 | 0 | 0 | 0 | 0
00 Ret.ExistIGCC & CCS | 0 | 0 | 0 | 0 | 0 | 0 | 0
00 Ret.ExistSCR & ACI | 0 | 0 | 0 | 0 | 0 | 0 | 0
00 Ret.ExistSCR & ACI & DryFGD | 0 | 0 | 0 | 0 | 0 | 0 | 0
00 Ret.ExistSCR & ACI & DryFGD & HRI | 0 | 0 | 0 | 0 | 0 | 0 | 0
00 Ret.ExistSCR & ACI & DSI | 0 | 0 | 0 | 0 | 0 | 0 | 0
00 Ret.ExistSCR & ACI & DSI & DryFGD | 0 | 0 | 0 | 0 | 0 | 0 | 0
00 Ret.ExistSCR & ACI & DSI & DryFGD & HRI | 0 | 0 | 0 | 0 | 0 | 0 | 0
00 Ret.ExistSCR & ACI & DSI & HRI | 0 | 0 | 0 | 0 | 0 | 0 | 0
00 Ret.ExistSCR & ACI & DSI & WetFGD | 0 | 0 | 0 | 0 | 0 | 0 | 0
00 Ret.ExistSCR & ACI & DSI & WetFGD & HRI | 0 | 0 | 0 | 0 | 0 | 0 | 0
00 Ret.ExistSCR & ACI & HRI | 0 | 0 | 0 | 0 | 0 | 0 | 0
00 Ret.ExistSCR & ACI & WetFGD | 0 | 0 | 0 | 0 | 0 | 0 | 0
00 Ret.ExistSCR & ACI & WetFGD & HRI | 0 | 0 | 0 | 0 | 0 | 0 | 0
00 Ret.ExistSCR & DryFGD | 0 | 0 | 0 | 0 | 0 | 0 | 0
00 Ret.ExistSCR & DryFGD & ACI & CCS | 0 | 0 | 0 | 0 | 0 | 0 | 0
00 Ret.ExistSCR & DryFGD & ACI & HRI & CCS | 0 | 0 | 0 | 0 | 0 | 0 | 0
00 Ret.ExistSCR & DryFGD & CCS | 0 | 0 | 0 | 0 | 0 | 0 | 0
00 Ret.ExistSCR & DryFGD & HRI | 0 | 0 | 0 | 0 | 0 | 0 | 0
00 Ret.ExistSCR & DryFGD & HRI & CCS | 0 | 0 | 0 | 0 | 0 | 0 | 0
00 Ret.ExistSCR & DSI | 0 | 0 | 0 | 0 | 0 | 0 | 0
00 Ret.ExistSCR & DSI & DryFGD | 0 | 0 | 0 | 0 | 0 | 0 | 0
00 Ret.ExistSCR & DSI & DryFGD & HRI | 0 | 0 | 0 | 0 | 0 | 0 | 0
00 Ret.ExistSCR & DSI & HRI | 0 | 0 | 0 | 0 | 0 | 0 | 0
00 Ret.ExistSCR & DSI & WetFGD | 0 | 0 | 0 | 0 | 0 | 0 | 0
00 Ret.ExistSCR & DSI & WetFGD & HRI | 0 | 0 | 0 | 0 | 0 | 0 | 0
00 Ret.ExistSCR & HRI | 0 | 0 | 0 | 0 | 0 | 0 | 0
00 Ret.ExistSCR & WetFGD | 0 | 0 | 0 | 0 | 0 | 0 | 0
00 Ret.ExistSCR & WetFGD & ACI & CCS | 0 | 0 | 0 | 0 | 0 | 0 | 0
00 Ret.ExistSCR & WetFGD & ACI & HRI & CCS | 0 | 0 | 0 | 0 | 0 | 0 | 0
00 Ret.ExistSCR & WetFGD & CCS | 0 | 0 | 0 | 0 | 0 | 0 | 0
00 Ret.ExistSCR & WetFGD & HRI | 0 | 0 | 0 | 0 | 0 | 0 | 0
00 Ret.ExistSCR & WetFGD & HRI & CCS | 0 | 0 | 0 | 0 | 0 | 0 | 0
00 Ret.ExistSCR_ACI & DryFGD | 0 | 0 | 0 | 0 | 0 | 0 | 0
00 Ret.ExistSCR_ACI & DryFGD & CCS | 0 | 0 | 0 | 0 | 0 | 0 | 0
00 Ret.ExistSCR_ACI & DryFGD & HRI | 0 | 0 | 0 | 0 | 0 | 0 | 0
00 Ret.ExistSCR_ACI & DryFGD & HRI & CCS | 0 | 0 | 0 | 0 | 0 | 0 | 0
00 Ret.ExistSCR_ACI & DSI | 0 | 0 | 0 | 0 | 0 | 0 | 0
00 Ret.ExistSCR_ACI & DSI & HRI | 0 | 0 | 0 | 0 | 0 | 0 | 0
00 Ret.ExistSCR_ACI & HRI | 0 | 0 | 0 | 0 | 0 | 0 | 0
00 Ret.ExistSCR_ACI & WetFGD | 0 | 0 | 0 | 0 | 0 | 0 | 0
00 Ret.ExistSCR_ACI & WetFGD & CCS | 0 | 0 | 0 | 0 | 0 | 0 | 0
00 Ret.ExistSCR_ACI & WetFGD & HRI | 0 | 0 | 0 | 0 | 0 | 0 | 0
00 Ret.ExistSCR_ACI & WetFGD & HRI & CCS | 0 | 0 | 0 | 0 | 0 | 0 | 0
00 Ret.ExistSCR_ACI_DSI & DryFGD | 0 | 0 | 0 | 0 | 0 | 0 | 0
00 Ret.ExistSCR_ACI_DSI & DryFGD & CCS | 0 | 0 | 0 | 0 | 0 | 0 | 0
00 Ret.ExistSCR_ACI_DSI & DryFGD & HRI | 0 | 0 | 0 | 0 | 0 | 0 | 0
00 Ret.ExistSCR_ACI_DSI & DryFGD & HRI & CCS | 0 | 0 | 0 | 0 | 0 | 0 | 0
00 Ret.ExistSCR_ACI_DSI & HRI | 0 | 0 | 0 | 0 | 0 | 0 | 0
00 Ret.ExistSCR_ACI_DSI & WetFGD | 0 | 0 | 0 | 0 | 0 | 0 | 0
00 Ret.ExistSCR_ACI_DSI & WetFGD & CCS | 0 | 0 | 0 | 0 | 0 | 0 | 0
00 Ret.ExistSCR_ACI_DSI & WetFGD & HRI | 0 | 0 | 0 | 0 | 0 | 0 | 0
00 Ret.ExistSCR_ACI_DSI & WetFGD & HRI & CCS | 0 | 0 | 0 | 0 | 0 | 0 | 0
00 Ret.ExistSCR_DryFGD & ACI | 0 | 0 | 0 | 0 | 0 | 0 | 0
00 Ret.ExistSCR_DryFGD & HRI | 0 | 0 | 0 | 0 | 0 | 0 | 0
00 Ret.ExistSCR_DryFGD & HRI & CCS | 0 | 0 | 0 | 0 | 0 | 0 | 0
00 Ret.ExistSCR_DryFGD_ACI & CCS | 0 | 0 | 0 | 0 | 0 | 0 | 0
00 Ret.ExistSCR_DryFGD_ACI & HRI | 0 | 0 | 0 | 0 | 0 | 0 | 0
00 Ret.ExistSCR_DryFGD_ACI & HRI & CCS | 0 | 0 | 0 | 0 | 0 | 0 | 0
00 Ret.ExistSCR_DSI & ACI | 0 | 0 | 0 | 0 | 0 | 0 | 0
00 Ret.ExistSCR_DSI & ACI & HRI | 0 | 0 | 0 | 0 | 0 | 0 | 0
00 Ret.ExistSCR_DSI & DryFGD | 0 | 0 | 0 | 0 | 0 | 0 | 0
00 Ret.ExistSCR_DSI & DryFGD & ACI | 0 | 0 | 0 | 0 | 0 | 0 | 0
00 Ret.ExistSCR_DSI & DryFGD & ACI & HRI | 0 | 0 | 0 | 0 | 0 | 0 | 0
00 Ret.ExistSCR_DSI & DryFGD & HRI | 0 | 0 | 0 | 0 | 0 | 0 | 0
00 Ret.ExistSCR_DSI & HRI | 0 | 0 | 0 | 0 | 0 | 0 | 0
00 Ret.ExistSCR_DSI & WetFGD | 0 | 0 | 0 | 0 | 0 | 0 | 0
00 Ret.ExistSCR_DSI & WetFGD & ACI | 0 | 0 | 0 | 0 | 0 | 0 | 0
00 Ret.ExistSCR_DSI & WetFGD & ACI & HRI | 0 | 0 | 0 | 0 | 0 | 0 | 0
00 Ret.ExistSCR_DSI & WetFGD & HRI | 0 | 0 | 0 | 0 | 0 | 0 | 0
00 Ret.ExistSCR_WetFGD & ACI | 0 | 0 | 0 | 0 | 0 | 0 | 0
00 Ret.ExistSCR_WetFGD & HRI | 0 | 0 | 0 | 0 | 0 | 0 | 0
00 Ret.ExistSCR_WetFGD & HRI & CCS | 0 | 0 | 0 | 0 | 0 | 0 | 0
00 Ret.ExistSCR_WetFGD_ACI & CCS | 0 | 0 | 0 | 0 | 0 | 0 | 0
00 Ret.ExistSCR_WetFGD_ACI & HRI | 0 | 0 | 0 | 0 | 0 | 0 | 0
00 Ret.ExistSCR_WetFGD_ACI & HRI & CCS | 0 | 0 | 0 | 0 | 0 | 0 | 0
00 Ret.ExistSNCR & ACI | 0 | 0 | 0 | 0 | 0 | 0 | 0
00 Ret.ExistSNCR & ACI & DryFGD | 0 | 0 | 0 | 0 | 0 | 0 | 0
00 Ret.ExistSNCR & ACI & DryFGD & HRI | 0 | 0 | 0 | 0 | 0 | 0 | 0
00 Ret.ExistSNCR & ACI & DSI | 0 | 0 | 0 | 0 | 0 | 0 | 0
00 Ret.ExistSNCR & ACI & DSI & DryFGD | 0 | 0 | 0 | 0 | 0 | 0 | 0
00 Ret.ExistSNCR & ACI & DSI & DryFGD & HRI | 0 | 0 | 0 | 0 | 0 | 0 | 0
00 Ret.ExistSNCR & ACI & DSI & HRI | 0 | 0 | 0 | 0 | 0 | 0 | 0
00 Ret.ExistSNCR & ACI & DSI & WetFGD | 0 | 0 | 0 | 0 | 0 | 0 | 0
00 Ret.ExistSNCR & ACI & DSI & WetFGD & HRI | 0 | 0 | 0 | 0 | 0 | 0 | 0
00 Ret.ExistSNCR & ACI & HRI | 0 | 0 | 0 | 0 | 0 | 0 | 0
00 Ret.ExistSNCR & ACI & WetFGD | 0 | 0 | 0 | 0 | 0 | 0 | 0
00 Ret.ExistSNCR & ACI & WetFGD & HRI | 0 | 0 | 0 | 0 | 0 | 0 | 0
00 Ret.ExistSNCR & DryFGD | 0 | 0 | 0 | 0 | 0 | 0 | 0
00 Ret.ExistSNCR & DryFGD & CCS | 0 | 0 | 0 | 0 | 0 | 0 | 0
00 Ret.ExistSNCR & DryFGD & HRI | 0 | 0 | 0 | 0 | 0 | 0 | 0
00 Ret.ExistSNCR & DryFGD & HRI & CCS | 0 | 0 | 0 | 0 | 0 | 0 | 0
00 Ret.ExistSNCR & DSI | 0 | 0 | 0 | 0 | 0 | 0 | 0
00 Ret.ExistSNCR & DSI & DryFGD | 0 | 0 | 0 | 0 | 0 | 0 | 0
00 Ret.ExistSNCR & DSI & DryFGD & HRI | 0 | 0 | 0 | 0 | 0 | 0 | 0
00 Ret.ExistSNCR & DSI & HRI | 0 | 0 | 0 | 0 | 0 | 0 | 0
00 Ret.ExistSNCR & DSI & WetFGD | 0 | 0 | 0 | 0 | 0 | 0 | 0
00 Ret.ExistSNCR & DSI & WetFGD & HRI | 0 | 0 | 0 | 0 | 0 | 0 | 0
00 Ret.ExistSNCR & HRI | 0 | 0 | 0 | 0 | 0 | 0 | 0
00 Ret.ExistSNCR & WetFGD | 0 | 0 | 0 | 0 | 0 | 0 | 0
00 Ret.ExistSNCR & WetFGD & ACI & CCS | 0 | 0 | 0 | 0 | 0 | 0 | 0
00 Ret.ExistSNCR & WetFGD & ACI & HRI & CCS | 0 | 0 | 0 | 0 | 0 | 0 | 0
00 Ret.ExistSNCR & WetFGD & CCS | 0 | 0 | 0 | 0 | 0 | 0 | 0
00 Ret.ExistSNCR & WetFGD & HRI | 0 | 0 | 0 | 0 | 0 | 0 | 0
00 Ret.ExistSNCR & WetFGD & HRI & CCS | 0 | 0 | 0 | 0 | 0 | 0 | 0
00 Ret.ExistSNCR_ACI & DryFGD | 0 | 0 | 0 | 0 | 0 | 0 | 0
00 Ret.ExistSNCR_ACI & DryFGD & CCS | 0 | 0 | 0 | 0 | 0 | 0 | 0
00 Ret.ExistSNCR_ACI & DryFGD & HRI | 0 | 0 | 0 | 0 | 0 | 0 | 0
00 Ret.ExistSNCR_ACI & DryFGD & HRI & CCS | 0 | 0 | 0 | 0 | 0 | 0 | 0
00 Ret.ExistSNCR_ACI & DSI | 0 | 0 | 0 | 0 | 0 | 0 | 0
00 Ret.ExistSNCR_ACI & DSI & HRI | 0 | 0 | 0 | 0 | 0 | 0 | 0
00 Ret.ExistSNCR_ACI & HRI | 0 | 0 | 0 | 0 | 0 | 0 | 0
00 Ret.ExistSNCR_ACI & WetFGD | 0 | 0 | 0 | 0 | 0 | 0 | 0
00 Ret.ExistSNCR_ACI & WetFGD & CCS | 0 | 0 | 0 | 0 | 0 | 0 | 0
00 Ret.ExistSNCR_ACI & WetFGD & HRI | 0 | 0 | 0 | 0 | 0 | 0 | 0
00 Ret.ExistSNCR_ACI & WetFGD & HRI & CCS | 0 | 0 | 0 | 0 | 0 | 0 | 0
00 Ret.ExistSNCR_ACI_DSI & DryFGD | 0 | 0 | 0 | 0 | 0 | 0 | 0
00 Ret.ExistSNCR_ACI_DSI & DryFGD & HRI | 0 | 0 | 0 | 0 | 0 | 0 | 0
00 Ret.ExistSNCR_ACI_DSI & HRI | 0 | 0 | 0 | 0 | 0 | 0 | 0
00 Ret.ExistSNCR_ACI_DSI & WetFGD | 0 | 0 | 0 | 0 | 0 | 0 | 0
00 Ret.ExistSNCR_ACI_DSI & WetFGD & HRI | 0 | 0 | 0 | 0 | 0 | 0 | 0
00 Ret.ExistSNCR_DryFGD & ACI | 0 | 0 | 0 | 0 | 0 | 0 | 0
00 Ret.ExistSNCR_DryFGD & HRI | 0 | 0 | 0 | 0 | 0 | 0 | 0
00 Ret.ExistSNCR_DryFGD & HRI & CCS | 0 | 0 | 0 | 0 | 0 | 0 | 0
00 Ret.ExistSNCR_DryFGD_ACI & CCS | 0 | 0 | 0 | 0 | 0 | 0 | 0
00 Ret.ExistSNCR_DryFGD_ACI & HRI | 0 | 0 | 0 | 0 | 0 | 0 | 0
00 Ret.ExistSNCR_WetFGD & ACI | 0 | 0 | 0 | 0 | 0 | 0 | 0
00 Ret.ExistSNCR_WetFGD & HRI | 0 | 0 | 0 | 0 | 0 | 0 | 0
00 Ret.ExistSNCR_WetFGD & HRI & CCS | 0 | 0 | 0 | 0 | 0 | 0 | 0
00 Ret.ExistSNCR_WetFGD_ACI & CCS | 0 | 0 | 0 | 0 | 0 | 0 | 0
00 Ret.ExistSNCR_WetFGD_ACI & HRI | 0 | 0 | 0 | 0 | 0 | 0 | 0
00 Ret.ExistSNCR_WetFGD_ACI & HRI & CCS | 0 | 0 | 0 | 0 | 0 | 0 | 0
00 Ret.ExistWetFGD & ACI | 0 | 0 | 0 | 0 | 0 | 0 | 0
00 Ret.ExistWetFGD & ACI & CCS | 0 | 0 | 0 | 0 | 0 | 0 | 0
00 Ret.ExistWetFGD & ACI & HRI | 0 | 0 | 0 | 0 | 0 | 0 | 0
00 Ret.ExistWetFGD & ACI & HRI & CCS | 0 | 0 | 0 | 0 | 0 | 0 | 0
00 Ret.ExistWetFGD & ACI & SCR | 0 | 0 | 0 | 0 | 0 | 0 | 0
00 Ret.ExistWetFGD & ACI & SCR & CCS | 0 | 0 | 0 | 0 | 0 | 0 | 0
00 Ret.ExistWetFGD & ACI & SCR & HRI | 0 | 0 | 0 | 0 | 0 | 0 | 0
00 Ret.ExistWetFGD & ACI & SCR & HRI & CCS | 0 | 0 | 0 | 0 | 0 | 0 | 0
00 Ret.ExistWetFGD & ACI & SNCR | 0 | 0 | 0 | 0 | 0 | 0 | 0
00 Ret.ExistWetFGD & ACI & SNCR & HRI | 0 | 0 | 0 | 0 | 0 | 0 | 0
00 Ret.ExistWetFGD & CCS | 0 | 0 | 0 | 0 | 0 | 0 | 0
00 Ret.ExistWetFGD & HRI | 0 | 0 | 0 | 0 | 0 | 0 | 0
00 Ret.ExistWetFGD & HRI & CCS | 0 | 0 | 0 | 0 | 0 | 0 | 0
00 Ret.ExistWetFGD & SCR | 0 | 0 | 0 | 0 | 0 | 0 | 0
00 Ret.ExistWetFGD & SCR & CCS | 0 | 0 | 0 | 0 | 0 | 0 | 0
00 Ret.ExistWetFGD & SCR & HRI | 0 | 0 | 0 | 0 | 0 | 0 | 0
00 Ret.ExistWetFGD & SCR & HRI & CCS | 0 | 0 | 0 | 0 | 0 | 0 | 0
00 Ret.ExistWetFGD & SNCR | 0 | 0 | 0 | 0 | 0 | 0 | 0
00 Ret.ExistWetFGD & SNCR & HRI | 0 | 0 | 0 | 0 | 0 | 0 | 0
00 Ret.ExistWetFGD_ACI & CCS | 0 | 0 | 0 | 0 | 0 | 0 | 0
00 Ret.ExistWetFGD_ACI & HRI | 0 | 0 | 0 | 0 | 0 | 0 | 0
00 Ret.ExistWetFGD_ACI & HRI & CCS | 0 | 0 | 0 | 0 | 0 | 0 | 0
00 Ret.ExistWetFGD_ACI & SCR | 0 | 0 | 0 | 0 | 0 | 0 | 0
00 Ret.ExistWetFGD_ACI & SCR & CCS | 0 | 0 | 0 | 0 | 0 | 0 | 0
00 Ret.ExistWetFGD_ACI & SCR & HRI | 0 | 0 | 0 | 0 | 0 | 0 | 0
00 Ret.ExistWetFGD_ACI & SCR & HRI & CCS | 0 | 0 | 0 | 0 | 0 | 0 | 0
00 Ret.ExistWetFGD_ACI & SNCR | 0 | 0 | 0 | 0 | 0 | 0 | 0
00 Ret.ExistWetFGD_ACI & SNCR & HRI | 0 | 0 | 0 | 0 | 0 | 0 | 0
00 Ret.ExistWetFGD_SCR & ACI & CCS | 0 | 0 | 0 | 0 | 0 | 0 | 0
00 Ret.ExistWetFGD_SCR & ACI & HRI | 0 | 0 | 0 | 0 | 0 | 0 | 0
00 Ret.ExistWetFGD_SCR & ACI & HRI & CCS | 0 | 0 | 0 | 0 | 0 | 0 | 0
00 Ret.ExistWetFGD_SCR & CCS | 0 | 0 | 0 | 0 | 0 | 0 | 0
00 Ret.ExistWetFGD_SNCR & ACI & CCS | 0 | 0 | 0 | 0 | 0 | 0 | 0
00 Ret.ExistWetFGD_SNCR & ACI & HRI | 0 | 0 | 0 | 0 | 0 | 0 | 0
00 Ret.ExistWetFGD_SNCR & ACI & HRI & CCS | 0 | 0 | 0 | 0 | 0 | 0 | 0
00 Ret.ExistWetFGD_SNCR & CCS | 0 | 0 | 0 | 0 | 0 | 0 | 0
00 Ret.FB & ACI | 0 | 0 | 0 | 0 | 0 | 0 | 0
00 Ret.FB & ACI & HRI | 0 | 0 | 0 | 0 | 0 | 0 | 0
00 Ret.FB & HRI | 0 | 0 | 0 | 0 | 0 | 0 | 0
00 Ret.FB DryFGD | 0 | 0 | 0 | 0 | 0 | 0 | 0
00 Ret.FB DryFGD & ACI | 0 | 0 | 0 | 0 | 0 | 0 | 0
00 Ret.FB DryFGD & ACI & HRI | 0 | 0 | 0 | 0 | 0 | 0 | 0
00 Ret.FB DryFGD & HRI | 0 | 0 | 0 | 0 | 0 | 0 | 0
00 Ret.FB DryFGD & SNCR | 0 | 0 | 0 | 0 | 0 | 0 | 0
00 Ret.FB DryFGD & SNCR & HRI | 0 | 0 | 0 | 0 | 0 | 0 | 0
00 Ret.FB SNCR & DryFGD & ACI | 0 | 0 | 0 | 0 | 0 | 0 | 0
00 Ret.FB SNCR & DryFGD & ACI & HRI | 0 | 0 | 0 | 0 | 0 | 0 | 0
00 Ret.FB-ACI & SNCR | 0 | 0 | 0 | 0 | 0 | 0 | 0
00 Ret.FB-ACI & SNCR & CCS | 0 | 0 | 0 | 0 | 0 | 0 | 0
00 Ret.FB-ACI & SNCR & HRI | 0 | 0 | 0 | 0 | 0 | 0 | 0
00 Ret.FB-ACI & SNCR & HRI & CCS | 0 | 0 | 0 | 0 | 0 | 0 | 0
00 Ret.FB-Exist ACI & DryFGD | 0 | 0 | 0 | 0 | 0 | 0 | 0
00 Ret.FB-Exist ACI & DryFGD & HRI | 0 | 0 | 0 | 0 | 0 | 0 | 0
00 Ret.FB-Exist ACI & DryFGD & SNCR | 0 | 0 | 0 | 0 | 0 | 0 | 0
00 Ret.FB-Exist ACI & DryFGD & SNCR & HRI | 0 | 0 | 0 | 0 | 0 | 0 | 0
00 Ret.FB-Exist ACI & SNCR | 0 | 0 | 0 | 0 | 0 | 0 | 0
00 Ret.FB-Exist ACI & SNCR & HRI | 0 | 0 | 0 | 0 | 0 | 0 | 0
00 Ret.FB-ExistACI & HRI | 0 | 0 | 0 | 0 | 0 | 0 | 0
00 Ret.FB-ExistDryFGD & ACI | 0 | 0 | 0 | 0 | 0 | 0 | 0
00 Ret.FB-ExistDryFGD & ACI & HRI | 0 | 0 | 0 | 0 | 0 | 0 | 0
00 Ret.FB-ExistDryFGD & ACI & SNCR | 0 | 0 | 0 | 0 | 0 | 0 | 0
00 Ret.FB-ExistDryFGD & ACI & SNCR & HRI | 0 | 0 | 0 | 0 | 0 | 0 | 0
00 Ret.FB-ExistDryFGD & CCS | 0 | 0 | 0 | 0 | 0 | 0 | 0
00 Ret.FB-ExistDryFGD & HRI | 0 | 0 | 0 | 0 | 0 | 0 | 0
00 Ret.FB-ExistDryFGD & SNCR | 0 | 0 | 0 | 0 | 0 | 0 | 0
00 Ret.FB-ExistDryFGD & SNCR & HRI | 0 | 0 | 0 | 0 | 0 | 0 | 0
00 Ret.FB-ExistDryFGD_ACI & CCS | 0 | 0 | 0 | 0 | 0 | 0 | 0
00 Ret.FB-ExistDryFGD_SNCR & ACI | 0 | 0 | 0 | 0 | 0 | 0 | 0
00 Ret.FB-ExistDryFGD_SNCR & ACI & HRI | 0 | 0 | 0 | 0 | 0 | 0 | 0
00 Ret.FB-ExistDryFGD_SNCR & CCS | 0 | 0 | 0 | 0 | 0 | 0 | 0
00 Ret.FB-ExistDryFGD_SNCR & HRI | 0 | 0 | 0 | 0 | 0 | 0 | 0
00 Ret.FB-ExistDryFGD_SNCR & HRI & CCS | 0 | 0 | 0 | 0 | 0 | 0 | 0
00 Ret.FB-ExistDryFGD_SNCR_ACI & HRI | 0 | 0 | 0 | 0 | 0 | 0 | 0
00 Ret.FB-ExistWetFGD_SNCR_ACI & HRI | 0 | 0 | 0 | 0 | 0 | 0 | 0
00 Ret.FB-ExistSNCR & ACI | 0 | 0 | 0 | 0 | 0 | 0 | 0
00 Ret.FB-ExistSNCR & ACI & HRI | 0 | 0 | 0 | 0 | 0 | 0 | 0
00 Ret.FB-ExistSNCR & DryFGD | 0 | 0 | 0 | 0 | 0 | 0 | 0
00 Ret.FB-ExistSNCR & DryFGD & ACI | 0 | 0 | 0 | 0 | 0 | 0 | 0
00 Ret.FB-ExistSNCR & DryFGD & ACI & HRI | 0 | 0 | 0 | 0 | 0 | 0 | 0
00 Ret.FB-ExistSNCR & DryFGD & HRI | 0 | 0 | 0 | 0 | 0 | 0 | 0
00 Ret.FB-ExistSNCR & HRI | 0 | 0 | 0 | 0 | 0 | 0 | 0
00 Ret.FB-SNCR | 0 | 0 | 0 | 0 | 0 | 0 | 0
00 Ret.FB-SNCR & HRI | 0 | 0 | 0 | 0 | 0 | 0 | 0
00 Ret.HRI | 0 | 0 | 0 | 0 | 0 | 0 | 0
00 Ret.Oil/Gas Steam SCR | 0 | 0 | 0 | 0 | 0 | 0 | 0
00 Ret.SCR | 0 | 0 | 0 | 0 | 0 | 0 | 0
00 Ret.SCR & DryFGD | 0 | 0 | 0 | 0 | 0 | 0 | 0
00 Ret.SCR & DryFGD & ACI | 0 | 0 | 0 | 0 | 0 | 0 | 0
00 Ret.SCR & DryFGD & CCS | 0 | 0 | 0 | 0 | 0 | 0 | 0
00 Ret.SCR & DryFGD & HRI | 0 | 0 | 0 | 0 | 0 | 0 | 0
00 Ret.SCR & DryFGD & HRI & CCS | 0 | 0 | 0 | 0 | 0 | 0 | 0
00 Ret.SCR & DSI | 0 | 0 | 0 | 0 | 0 | 0 | 0
00 Ret.SCR & DSI & DryFGD | 0 | 0 | 0 | 0 | 0 | 0 | 0
00 Ret.SCR & DSI & DryFGD & HRI | 0 | 0 | 0 | 0 | 0 | 0 | 0
00 Ret.SCR & DSI & HRI | 0 | 0 | 0 | 0 | 0 | 0 | 0
00 Ret.SCR & DSI & WetFGD | 0 | 0 | 0 | 0 | 0 | 0 | 0
00 Ret.SCR & DSI & WetFGD & HRI | 0 | 0 | 0 | 0 | 0 | 0 | 0
00 Ret.SCR & HRI | 0 | 0 | 0 | 0 | 0 | 0 | 0
00 Ret.SCR & WetFGD | 0 | 0 | 0 | 0 | 0 | 0 | 0
00 Ret.SCR & WetFGD & ACI | 0 | 0 | 0 | 0 | 0 | 0 | 0
00 Ret.SCR & WetFGD & CCS | 0 | 0 | 0 | 0 | 0 | 0 | 0
00 Ret.SCR & WetFGD & HRI | 0 | 0 | 0 | 0 | 0 | 0 | 0
00 Ret.SCR & WetFGD & HRI & CCS | 0 | 0 | 0 | 0 | 0 | 0 | 0
00 Ret.SNCR | 0 | 0 | 0 | 0 | 0 | 0 | 0
00 Ret.SNCR & DryFGD | 0 | 0 | 0 | 0 | 0 | 0 | 0
00 Ret.SNCR & DryFGD & ACI | 0 | 0 | 0 | 0 | 0 | 0 | 0
00 Ret.SNCR & DryFGD & ACI & HRI | 0 | 0 | 0 | 0 | 0 | 0 | 0
00 Ret.SNCR & DryFGD & HRI | 0 | 0 | 0 | 0 | 0 | 0 | 0
00 Ret.SNCR & DSI | 0 | 0 | 0 | 0 | 0 | 0 | 0
00 Ret.SNCR & DSI & HRI | 0 | 0 | 0 | 0 | 0 | 0 | 0
00 Ret.SNCR & HRI | 0 | 0 | 0 | 0 | 0 | 0 | 0
00 Ret.SNCR & WetFGD | 0 | 0 | 0 | 0 | 0 | 0 | 0
00 Ret.SNCR & WetFGD & ACI | 0 | 0 | 0 | 0 | 0 | 0 | 0
00 Ret.SNCR & WetFGD & ACI & HRI | 0 | 0 | 0 | 0 | 0 | 0 | 0
00 Ret.SNCR & WetFGD & HRI | 0 | 0 | 0 | 0 | 0 | 0 | 0
00 Ret.WetFGD | 0 | 0 | 0 | 0 | 0 | 0 | 0
00 Ret.WetFGD & ACI & CCS | 0 | 0 | 0 | 0 | 0 | 0 | 0
00 Ret.WetFGD & ACI & HRI & CCS | 0 | 0 | 0 | 0 | 0 | 0 | 0
00 Ret.WetFGD & CCS | 0 | 0 | 0 | 0 | 0 | 0 | 0
00 Ret.WetFGD & HRI | 0 | 0 | 0 | 0 | 0 | 0 | 0
00 Ret.WetFGD & HRI & CCS | 0 | 0 | 0 | 0 | 0 | 0 | 0
00 CC Retirement | 0 | 0 | 0 | 0 | 0 | 0 | 0
00 CT Retirement | 0 | 0 | 0 | 0 | 0 | 0 | 0
00 O/G Retirement | 0 | 0 | 0 | 0 | 0 | 0 | 0
00 Coal Retirement | 0 | 0 | 0 | 0 | 0 | 0 | 0
00 IGCC Retirement | 0 | 0 | 0 | 0 | 0 | 0 | 0
00 Nuke Retirement | 0 | 0 | 0 | 0 | 0 | 0 | 0
00 Non-Fossil Retirement | 0 | 0 | 0 | 0 | 0 | 0 | 0
Total | 2078.46 | 2115.4279 | 2123.1123 | 2209.1781 | 2279.2806 | 2474.6708 | 2683.357
(**) Ind. Boiler generation, not included in the total
14. Capacity Factor by Capacity Reporting Type [%]
00 New Combined Cycle | N/A | N/A | N/A | N/A | N/A | N/A | N/A
00 New Combined Cycle - Uncontrolled | 87 | 87 | 87 | 81.9936 | 87 | 87 | 87
00 New Combined Cycle with Carbon Capture | N/A | N/A | N/A | N/A | N/A | N/A | N/A
00 New Combustion Turbine | 0 | 0 | 5.098 | 5.7794 | 26.2387 | 31.8177 | 26.0855
00 New Hydro | 88.6478 | 88.6478 | 88.6478 | 88.6478 | 88.6478 | 88.6478 | 88.6478
00 New Nuclear | N/A | N/A | N/A | N/A | N/A | N/A | N/A
00 New Biomass | 85 | 85 | 85 | 85 | 85 | 85 | 85
00 New Geothermal | N/A | N/A | N/A | N/A | N/A | N/A | N/A
00 New Landfill Gas | N/A | N/A | N/A | N/A | N/A | N/A | N/A
00 New Offshore Wind | N/A | N/A | N/A | N/A | N/A | N/A | N/A
00 New Onshore Wind | N/A | 41.3973 | 41.3973 | 41.3904 | 41.3795 | 41.3873 | 41.1602
00 New Solar PV | N/A | N/A | N/A | N/A | N/A | N/A | N/A
00 New Solar Thermal | N/A | N/A | N/A | N/A | N/A | N/A | N/A
00 New Fuel Cell | N/A | N/A | N/A | N/A | N/A | N/A | N/A
00 New IGCC | N/A | N/A | N/A | N/A | N/A | N/A | N/A
00 New Advanced Coal with CCS | N/A | N/A | N/A | N/A | N/A | N/A | N/A
00 New SPC - Uncontrolled | N/A | N/A | N/A | N/A | N/A | N/A | N/A
00 New SPC-WetFGD_SCR | N/A | N/A | N/A | N/A | N/A | N/A | N/A
00 New Future Technology | N/A | N/A | N/A | N/A | N/A | N/A | N/A
00 Exist Combined Cycle | 38.7658 | 34.7056 | 35.8753 | 44.1883 | 55.1972 | 63.6423 | 66.8067
00 Exist Combustion Turbine | 1.7444 | 1.4586 | 6.6254 | 13.7706 | 21.471 | 21.7538 | 21.9277
00 Exist Coal Steam_Uncontrolled | 79.9198 | 73.4942 | 69.5165 | 80.8637 | 44.1578 | 14.1325 | 0
00 Exist Coal Steam_ACI | N/A | N/A | N/A | N/A | N/A | N/A | N/A
00 Exist Coal Steam_ACI_DSI | N/A | N/A | N/A | N/A | N/A | N/A | N/A
00 Exist Coal Steam_DryFGD | 83.4242 | 83.4242 | 83.4242 | 83.4242 | 83.4242 | 83.4242 | 81.8999
00 Exist Coal Steam_DryFGD_ACI | 81.8999 | 81.8999 | 81.8999 | 81.8999 | 81.8999 | 81.8999 | 81.8999
00 Exist Coal Steam_DryFGD_SCR | N/A | N/A | N/A | N/A | N/A | N/A | N/A
00 Exist Coal Steam_DryFGD_SCR_ACI | N/A | N/A | N/A | N/A | N/A | N/A | N/A
00 Exist Coal Steam_DryFGD_SNCR | N/A | N/A | N/A | N/A | N/A | N/A | N/A
00 Exist Coal Steam_DryFGD_SNCR_ACI | N/A | N/A | N/A | N/A | N/A | N/A | N/A
00 Exist Coal Steam_DSI | N/A | N/A | N/A | N/A | N/A | N/A | N/A
00 Exist Coal Steam_SCR | N/A | N/A | N/A | N/A | N/A | N/A | N/A
00 Exist Coal Steam_SCR_ACI | N/A | N/A | N/A | N/A | N/A | N/A | N/A
00 Exist Coal Steam_SCR_ACI_DSI | N/A | N/A | N/A | N/A | N/A | N/A | N/A
00 Exist Coal Steam_SCR_DSI | N/A | N/A | N/A | N/A | N/A | N/A | N/A
00 Exist Coal Steam_SNCR | N/A | N/A | N/A | N/A | N/A | N/A | N/A
00 Exist Coal Steam_SNCR_ACI | N/A | N/A | N/A | N/A | N/A | N/A | N/A
00 Exist Coal Steam_SNCR_ACI_DSI | N/A | N/A | N/A | N/A | N/A | N/A | N/A
00 Exist Coal Steam_WetFGD | N/A | N/A | N/A | N/A | N/A | N/A | N/A
00 Exist Coal Steam_WetFGD_ACI | N/A | N/A | N/A | N/A | N/A | N/A | N/A
00 Exist Coal Steam_WetFGD_SCR | N/A | N/A | N/A | N/A | N/A | N/A | N/A
00 Exist Coal Steam_WetFGD_SCR_ACI | N/A | N/A | N/A | N/A | N/A | N/A | N/A
00 Exist Coal Steam_WetFGD_SNCR | N/A | N/A | N/A | N/A | N/A | N/A | N/A
00 Exist Coal Steam_WetFGD_SNCR_ACI | N/A | N/A | N/A | N/A | N/A | N/A | N/A
00 Exist FBC_Uncontrolled | 0 | 0 | 0 | 74.2382 | 84.9894 | 84.9894 | 0
00 Exist FBC_ACI | N/A | N/A | N/A | N/A | N/A | N/A | N/A
00 Exist FBC_DryFGD | N/A | N/A | N/A | N/A | N/A | N/A | N/A
00 Exist FBC_DryFGD_SNCR | N/A | N/A | N/A | N/A | N/A | N/A | N/A
00 Exist FBC_DryFGD_SNCR_ACI | N/A | N/A | N/A | N/A | N/A | N/A | N/A
00 Exist FBC_SNCR | N/A | N/A | N/A | N/A | N/A | N/A | N/A
00 Exist FBC_SNCR_ACI | N/A | N/A | N/A | N/A | N/A | N/A | N/A
00 Exist FBC_WetFGD_SNCR_ACI | N/A | N/A | N/A | N/A | N/A | N/A | N/A
00 Exist IGCC | N/A | N/A | N/A | N/A | N/A | N/A | N/A
00 Exist Fossil_Other | 28.5238 | 28.5238 | 28.5238 | 28.5238 | 28.5238 | 28.5238 | 28.5238
00 Exist Fuel Cell | N/A | N/A | N/A | N/A | N/A | N/A | N/A
00 Exist Hydro | 52.7225 | 52.6714 | 52.6607 | 52.6714 | 52.6607 | 52.6761 | 52.6918
00 Exist Non Fossil_Other | 49.6623 | 49.6623 | 49.6623 | 49.6623 | 49.6623 | 49.6623 | 49.6623
00 Exist Nuclear | 88.6954 | 88.6954 | 88.6954 | 88.6954 | 88.6954 | 88.6954 | 88.6954
00 Exist Oil/Gas Steam | 2.269 | 2.6141 | 5.3034 | 4.1005 | 6.6575 | 6.6454 | 6.6454
00 Exist Oil/Gas Steam_SCR | N/A | N/A | N/A | N/A | N/A | N/A | N/A
00 Exist Oil/Gas Steam_SNCR | N/A | N/A | N/A | N/A | N/A | N/A | N/A
00 Exist Biomass | 83 | 82.622 | 83 | 83 | 83 | 83 | 83
00 Exist Landfill Gas | 55.0539 | 55.0539 | 55.0539 | 55.0539 | 55.0539 | 55.0539 | 55.0539
00 Exist Geothermal | N/A | N/A | N/A | N/A | N/A | N/A | N/A
00 Exist Pump Storage | 0 | 0 | 0 | 0.34048 | 0.34048 | 0 | 0
00 Exist Solar PV | 21.656 | 21.656 | 21.656 | 21.656 | 21.656 | 21.656 | 21.656
00 Exist Solar Thermal | N/A | N/A | N/A | N/A | N/A | N/A | N/A
00 Exist Wind | 31.0384 | 31.0384 | 31.0384 | 31.0384 | 31.0384 | 31.0384 | 31.0384
00 International Imports | N/A | N/A | N/A | N/A | N/A | N/A | N/A
00 Ret.ACI | 83.7122 | 83.7122 | 51.6636 | 57.2683 | 0 | 0 | 0
00 Ret.ACI & DryFGD | N/A | N/A | N/A | N/A | N/A | N/A | N/A
00 Ret.ACI & DryFGD & HRI | N/A | N/A | N/A | N/A | N/A | N/A | N/A
00 Ret.ACI & DSI | N/A | N/A | N/A | N/A | N/A | N/A | N/A
00 Ret.ACI & DSI & DryFGD | N/A | N/A | N/A | N/A | N/A | N/A | N/A
00 Ret.ACI & DSI & DryFGD & HRI | N/A | N/A | N/A | N/A | N/A | N/A | N/A
00 Ret.ACI & DSI & HRI | N/A | N/A | N/A | N/A | N/A | N/A | N/A
00 Ret.ACI & DSI & WetFGD & HRI | N/A | N/A | N/A | N/A | N/A | N/A | N/A
00 Ret.ACI & HRI | N/A | N/A | N/A | N/A | N/A | N/A | N/A
00 Ret.ACI & SCR | N/A | N/A | N/A | N/A | N/A | N/A | N/A
00 Ret.ACI & SCR & DryFGD & CCS | N/A | N/A | N/A | N/A | N/A | N/A | N/A
00 Ret.ACI & SCR & DryFGD & HRI | N/A | N/A | N/A | N/A | N/A | N/A | N/A
00 Ret.ACI & SCR & DryFGD & HRI & CCS | N/A | N/A | N/A | N/A | N/A | N/A | N/A
00 Ret.ACI & SCR & DSI | N/A | N/A | N/A | N/A | N/A | N/A | N/A
00 Ret.ACI & SCR & DSI & DryFGD | N/A | N/A | N/A | N/A | N/A | N/A | N/A
00 Ret.ACI & SCR & DSI & DryFGD & HRI | N/A | N/A | N/A | N/A | N/A | N/A | N/A
00 Ret.ACI & SCR & DSI & HRI | N/A | N/A | N/A | N/A | N/A | N/A | N/A
00 Ret.ACI & SCR & DSI & WetFGD | N/A | N/A | N/A | N/A | N/A | N/A | N/A
00 Ret.ACI & SCR & DSI & WetFGD & HRI | N/A | N/A | N/A | N/A | N/A | N/A | N/A
00 Ret.ACI & SCR & HRI | N/A | N/A | N/A | N/A | N/A | N/A | N/A
00 Ret.ACI & SCR & WetFGD & CCS | N/A | N/A | N/A | N/A | N/A | N/A | N/A
00 Ret.ACI & SCR & WetFGD & HRI | N/A | N/A | N/A | N/A | N/A | N/A | N/A
00 Ret.ACI & SCR & WetFGD & HRI & CCS | N/A | N/A | N/A | N/A | N/A | N/A | N/A
00 Ret.ACI & SNCR | N/A | N/A | N/A | N/A | N/A | N/A | N/A
00 Ret.ACI & SNCR & DSI | N/A | N/A | N/A | N/A | N/A | N/A | N/A
00 Ret.ACI & SNCR & DSI & DryFGD | N/A | N/A | N/A | N/A | N/A | N/A | N/A
00 Ret.ACI & SNCR & DSI & DryFGD & HRI | N/A | N/A | N/A | N/A | N/A | N/A | N/A
00 Ret.ACI & SNCR & DSI & HRI | N/A | N/A | N/A | N/A | N/A | N/A | N/A
00 Ret.ACI & SNCR & DSI & WetFGD | N/A | N/A | N/A | N/A | N/A | N/A | N/A
00 Ret.ACI & SNCR & DSI & WetFGD & HRI | N/A | N/A | N/A | N/A | N/A | N/A | N/A
00 Ret.ACI & SNCR & HRI | N/A | N/A | N/A | N/A | N/A | N/A | N/A
00 Ret.ACI & WetFGD | N/A | N/A | N/A | N/A | N/A | N/A | N/A
00 Ret.ACI & WetFGD & DSI | N/A | N/A | N/A | N/A | N/A | N/A | N/A
00 Ret.ACI & WetFGD & HRI | N/A | N/A | N/A | N/A | N/A | N/A | N/A
00 Ret.C2G | N/A | N/A | N/A | N/A | N/A | N/A | N/A
00 Ret.C2G & SCR | N/A | N/A | N/A | N/A | N/A | N/A | N/A
00 Ret.CCG | N/A | N/A | N/A | N/A | N/A | N/A | N/A
00 Ret.DryFGD | N/A | N/A | N/A | N/A | N/A | N/A | N/A
00 Ret.DryFGD & ACI & CCS | N/A | N/A | N/A | N/A | N/A | N/A | N/A
00 Ret.DryFGD & ACI & HRI & CCS | N/A | N/A | N/A | N/A | N/A | N/A | N/A
00 Ret.DryFGD & CCS | N/A | N/A | N/A | N/A | N/A | N/A | N/A
00 Ret.DryFGD & HRI | N/A | N/A | N/A | N/A | N/A | N/A | N/A
00 Ret.DryFGD & HRI & CCS | N/A | N/A | N/A | N/A | N/A | N/A | N/A
00 Ret.DSI | N/A | N/A | N/A | N/A | N/A | N/A | N/A
00 Ret.DSI & DryFGD | N/A | N/A | N/A | N/A | N/A | N/A | N/A
00 Ret.DSI & DryFGD & HRI | N/A | N/A | N/A | N/A | N/A | N/A | N/A
00 Ret.DSI & HRI | N/A | N/A | N/A | N/A | N/A | N/A | N/A
00 Ret.DSI & WetFGD | N/A | N/A | N/A | N/A | N/A | N/A | N/A
00 Ret.DSI & WetFGD & HRI | N/A | N/A | N/A | N/A | N/A | N/A | N/A
00 Ret.Exist FBC_DryFGD_SNCR_ACI & CCS | N/A | N/A | N/A | N/A | N/A | N/A | N/A
00 Ret.ExistACI & DryFGD | N/A | N/A | N/A | N/A | N/A | N/A | N/A
00 Ret.ExistACI & DryFGD & CCS | N/A | N/A | N/A | N/A | N/A | N/A | N/A
00 Ret.ExistACI & DryFGD & HRI | N/A | N/A | N/A | N/A | N/A | N/A | N/A
00 Ret.ExistACI & DryFGD & HRI & CCS | N/A | N/A | N/A | N/A | N/A | N/A | N/A
00 Ret.ExistACI & DSI | N/A | N/A | N/A | N/A | N/A | N/A | N/A
00 Ret.ExistACI & DSI & DryFGD | N/A | N/A | N/A | N/A | N/A | N/A | N/A
00 Ret.ExistACI & DSI & DryFGD & HRI | N/A | N/A | N/A | N/A | N/A | N/A | N/A
00 Ret.ExistACI & DSI & HRI | N/A | N/A | N/A | N/A | N/A | N/A | N/A
00 Ret.ExistACI & DSI & WetFGD | N/A | N/A | N/A | N/A | N/A | N/A | N/A
00 Ret.ExistACI & DSI & WetFGD & HRI | N/A | N/A | N/A | N/A | N/A | N/A | N/A
00 Ret.ExistACI & HRI | N/A | N/A | N/A | N/A | N/A | N/A | N/A
00 Ret.ExistACI & HRI & WetFGD | N/A | N/A | N/A | N/A | N/A | N/A | N/A
00 Ret.ExistACI & SCR | N/A | N/A | N/A | N/A | N/A | N/A | N/A
00 Ret.ExistACI & SCR & DryFGD | N/A | N/A | N/A | N/A | N/A | N/A | N/A
00 Ret.ExistACI & SCR & DryFGD & CCS | N/A | N/A | N/A | N/A | N/A | N/A | N/A
00 Ret.ExistACI & SCR & DryFGD & HRI | N/A | N/A | N/A | N/A | N/A | N/A | N/A
00 Ret.ExistACI & SCR & DryFGD & HRI & CCS | N/A | N/A | N/A | N/A | N/A | N/A | N/A
00 Ret.ExistACI & SCR & DSI | N/A | N/A | N/A | N/A | N/A | N/A | N/A
00 Ret.ExistACI & SCR & DSI & DryFGD | N/A | N/A | N/A | N/A | N/A | N/A | N/A
00 Ret.ExistACI & SCR & DSI & HRI | N/A | N/A | N/A | N/A | N/A | N/A | N/A
00 Ret.ExistACI & SCR & DSI & DryFGD & HRI | N/A | N/A | N/A | N/A | N/A | N/A | N/A
00 Ret.ExistACI & SCR & HRI | N/A | N/A | N/A | N/A | N/A | N/A | N/A
00 Ret.ExistACI & SCR & WetFGD | N/A | N/A | N/A | N/A | N/A | N/A | N/A
00 Ret.ExistACI & SCR & WetFGD & CCS | N/A | N/A | N/A | N/A | N/A | N/A | N/A
00 Ret.ExistACI & SCR & WetFGD & HRI | N/A | N/A | N/A | N/A | N/A | N/A | N/A
00 Ret.ExistACI & SCR & WetFGD & HRI & CCS | N/A | N/A | N/A | N/A | N/A | N/A | N/A
00 Ret.ExistACI & SNCR | N/A | N/A | N/A | N/A | N/A | N/A | N/A
00 Ret.ExistACI & SNCR & DryFGD | N/A | N/A | N/A | N/A | N/A | N/A | N/A
00 Ret.ExistACI & SNCR & DryFGD & HRI | N/A | N/A | N/A | N/A | N/A | N/A | N/A
00 Ret.ExistACI & SNCR & DSI | N/A | N/A | N/A | N/A | N/A | N/A | N/A
00 Ret.ExistACI & SNCR & DSI & HRI | N/A | N/A | N/A | N/A | N/A | N/A | N/A
00 Ret.ExistACI & SNCR & HRI | N/A | N/A | N/A | N/A | N/A | N/A | N/A
00 Ret.ExistACI & SNCR & WetFGD | N/A | N/A | N/A | N/A | N/A | N/A | N/A
00 Ret.ExistACI & SNCR & WetFGD & HRI | N/A | N/A | N/A | N/A | N/A | N/A | N/A
00 Ret.ExistACI & WetFGD | N/A | N/A | N/A | N/A | N/A | N/A | N/A
00 Ret.ExistACI & WetFGD & CCS | N/A | N/A | N/A | N/A | N/A | N/A | N/A
00 Ret.ExistACI & WetFGD & HRI & CCS | N/A | N/A | N/A | N/A | N/A | N/A | N/A
00 Ret.ExistACI_DSI & DryFGD | N/A | N/A | N/A | N/A | N/A | N/A | N/A
00 Ret.ExistACI_DSI & DryFGD & HRI | N/A | N/A | N/A | N/A | N/A | N/A | N/A
00 Ret.ExistACI_DSI & HRI | N/A | N/A | N/A | N/A | N/A | N/A | N/A
00 Ret.ExistACI_DSI & SCR | N/A | N/A | N/A | N/A | N/A | N/A | N/A
00 Ret.ExistACI_DSI & SCR & DryFGD | N/A | N/A | N/A | N/A | N/A | N/A | N/A
00 Ret.ExistACI_DSI & SCR & DryFGD & HRI | N/A | N/A | N/A | N/A | N/A | N/A | N/A
00 Ret.ExistACI_DSI & SCR & HRI | N/A | N/A | N/A | N/A | N/A | N/A | N/A
00 Ret.ExistACI_DSI & SCR & WetFGD | N/A | N/A | N/A | N/A | N/A | N/A | N/A
00 Ret.ExistACI_DSI & SCR & WetFGD & HRI | N/A | N/A | N/A | N/A | N/A | N/A | N/A
00 Ret.ExistACI_DSI & WetFGD | N/A | N/A | N/A | N/A | N/A | N/A | N/A
00 Ret.ExistACI_DSI & WetFGD & HRI | N/A | N/A | N/A | N/A | N/A | N/A | N/A
00 Ret.ExistDryFGD & ACI | N/A | N/A | N/A | N/A | N/A | N/A | N/A
00 Ret.ExistDryFGD & ACI & CCS | N/A | N/A | N/A | N/A | N/A | N/A | N/A
00 Ret.ExistDryFGD & ACI & HRI | N/A | N/A | N/A | N/A | N/A | N/A | N/A
00 Ret.ExistDryFGD & ACI & HRI & CCS | N/A | N/A | N/A | N/A | N/A | N/A | N/A
00 Ret.ExistDryFGD & ACI & SCR | N/A | N/A | N/A | N/A | N/A | N/A | N/A
00 Ret.ExistDryFGD & ACI & SCR & CCS | N/A | N/A | N/A | N/A | N/A | N/A | N/A
00 Ret.ExistDryFGD & ACI & SCR & HRI | N/A | N/A | N/A | N/A | N/A | N/A | N/A
00 Ret.ExistDryFGD & ACI & SCR & HRI & CCS | N/A | N/A | N/A | N/A | N/A | N/A | N/A
00 Ret.ExistDryFGD & ACI & SNCR | N/A | N/A | N/A | N/A | N/A | N/A | N/A
00 Ret.ExistDryFGD & ACI & SNCR & HRI | N/A | N/A | N/A | N/A | N/A | N/A | N/A
00 Ret.ExistDryFGD & CCS | N/A | N/A | N/A | N/A | N/A | N/A | N/A
00 Ret.ExistDryFGD & HRI | N/A | N/A | N/A | N/A | N/A | N/A | N/A
00 Ret.ExistDryFGD & HRI & CCS | N/A | N/A | N/A | N/A | N/A | N/A | N/A
00 Ret.ExistDryFGD & SCR | N/A | N/A | N/A | N/A | N/A | N/A | N/A
00 Ret.ExistDryFGD & SCR & CCS | N/A | N/A | N/A | N/A | N/A | N/A | N/A
00 Ret.ExistDryFGD & SCR & HRI | N/A | N/A | N/A | N/A | N/A | N/A | N/A
00 Ret.ExistDryFGD & SCR & HRI & CCS | N/A | N/A | N/A | N/A | N/A | N/A | N/A
00 Ret.ExistDryFGD & SNCR | N/A | N/A | N/A | N/A | N/A | N/A | N/A
00 Ret.ExistDryFGD & SNCR & HRI | N/A | N/A | N/A | N/A | N/A | N/A | N/A
00 Ret.ExistDryFGD_ACI & CCS | N/A | N/A | N/A | N/A | N/A | N/A | N/A
00 Ret.ExistDryFGD_ACI & HRI | N/A | N/A | N/A | N/A | N/A | N/A | N/A
00 Ret.ExistDryFGD_ACI & HRI & CCS | N/A | N/A | N/A | N/A | N/A | N/A | N/A
00 Ret.ExistDryFGD_ACI & SCR | N/A | N/A | N/A | N/A | N/A | N/A | N/A
00 Ret.ExistDryFGD_ACI & SCR & CCS | N/A | N/A | N/A | N/A | N/A | N/A | N/A
00 Ret.ExistDryFGD_ACI & SCR & HRI | N/A | N/A | N/A | N/A | N/A | N/A | N/A
00 Ret.ExistDryFGD_ACI & SCR & HRI & CCS | N/A | N/A | N/A | N/A | N/A | N/A | N/A
00 Ret.ExistDryFGD_SCR & ACI & CCS | N/A | N/A | N/A | N/A | N/A | N/A | N/A
00 Ret.ExistDryFGD_SCR & ACI & HRI | N/A | N/A | N/A | N/A | N/A | N/A | N/A
00 Ret.ExistDryFGD_SCR & ACI & HRI & CCS | N/A | N/A | N/A | N/A | N/A | N/A | N/A
00 Ret.ExistDryFGD_SCR & CCS | N/A | N/A | N/A | N/A | N/A | N/A | N/A
00 Ret.ExistDryFGD_SNCR & ACI & CCS | N/A | N/A | N/A | N/A | N/A | N/A | N/A
00 Ret.ExistDryFGD_SNCR & ACI & HRI | N/A | N/A | N/A | N/A | N/A | N/A | N/A
00 Ret.ExistDryFGD_SNCR & ACI & HRI & CCS | N/A | N/A | N/A | N/A | N/A | N/A | N/A
00 Ret.ExistDryFGD_SNCR & CCS | N/A | N/A | N/A | N/A | N/A | N/A | N/A
00 Ret.ExistDSI & ACI | N/A | N/A | N/A | N/A | N/A | N/A | N/A
00 Ret.ExistDSI & ACI & HRI | N/A | N/A | N/A | N/A | N/A | N/A | N/A
00 Ret.ExistDSI & ACI & SCR | N/A | N/A | N/A | N/A | N/A | N/A | N/A
00 Ret.ExistDSI & ACI & SCR & DryFGD & CCS | N/A | N/A | N/A | N/A | N/A | N/A | N/A
00 Ret.ExistDSI & ACI & SCR & DryFGD & HRI | N/A | N/A | N/A | N/A | N/A | N/A | N/A
00 Ret.ExistDSI & ACI & SCR & DryFGD & HRI & CCS | N/A | N/A | N/A | N/A | N/A | N/A | N/A
00 Ret.ExistDSI & ACI & SCR & HRI | N/A | N/A | N/A | N/A | N/A | N/A | N/A
00 Ret.ExistDSI & DryFGD | N/A | N/A | N/A | N/A | N/A | N/A | N/A
00 Ret.ExistDSI & DryFGD & ACI | N/A | N/A | N/A | N/A | N/A | N/A | N/A
00 Ret.ExistDSI & DryFGD & ACI & CCS | N/A | N/A | N/A | N/A | N/A | N/A | N/A
00 Ret.ExistDSI & DryFGD & ACI & HRI | N/A | N/A | N/A | N/A | N/A | N/A | N/A
00 Ret.ExistDSI & DryFGD & ACI & HRI & CCS | N/A | N/A | N/A | N/A | N/A | N/A | N/A
00 Ret.ExistDSI & DryFGD & CCS | N/A | N/A | N/A | N/A | N/A | N/A | N/A
00 Ret.ExistDSI & DryFGD & HRI | N/A | N/A | N/A | N/A | N/A | N/A | N/A
00 Ret.ExistDSI & DryFGD & HRI & CCS | N/A | N/A | N/A | N/A | N/A | N/A | N/A
00 Ret.ExistDSI & HRI | N/A | N/A | N/A | N/A | N/A | N/A | N/A
00 Ret.ExistDSI & SCR | N/A | N/A | N/A | N/A | N/A | N/A | N/A
00 Ret.ExistDSI & SCR & DryFGD | N/A | N/A | N/A | N/A | N/A | N/A | N/A
00 Ret.ExistDSI & SCR & DryFGD & ACI | N/A | N/A | N/A | N/A | N/A | N/A | N/A
00 Ret.ExistDSI & SCR & DryFGD & CCS | N/A | N/A | N/A | N/A | N/A | N/A | N/A
00 Ret.ExistDSI & SCR & DryFGD & HRI | N/A | N/A | N/A | N/A | N/A | N/A | N/A
00 Ret.ExistDSI & SCR & DryFGD & HRI & CCS | N/A | N/A | N/A | N/A | N/A | N/A | N/A
00 Ret.ExistDSI & SCR & HRI | N/A | N/A | N/A | N/A | N/A | N/A | N/A
00 Ret.ExistDSI & SCR & WetFGD | N/A | N/A | N/A | N/A | N/A | N/A | N/A
00 Ret.ExistDSI & SCR & WetFGD & CCS | N/A | N/A | N/A | N/A | N/A | N/A | N/A
00 Ret.ExistDSI & SCR & WetFGD & HRI | N/A | N/A | N/A | N/A | N/A | N/A | N/A
00 Ret.ExistDSI & SCR & WetFGD & HRI & CCS | N/A | N/A | N/A | N/A | N/A | N/A | N/A
00 Ret.ExistDSI & WetFGD | N/A | N/A | N/A | N/A | N/A | N/A | N/A
00 Ret.ExistDSI & WetFGD & ACI | N/A | N/A | N/A | N/A | N/A | N/A | N/A
00 Ret.ExistDSI & WetFGD & ACI & HRI | N/A | N/A | N/A | N/A | N/A | N/A | N/A
00 Ret.ExistDSI & WetFGD & CCS | N/A | N/A | N/A | N/A | N/A | N/A | N/A
00 Ret.ExistDSI & WetFGD & HRI | N/A | N/A | N/A | N/A | N/A | N/A | N/A
00 Ret.ExistDSI & WetFGD & HRI & CCS | N/A | N/A | N/A | N/A | N/A | N/A | N/A
00 Ret.ExistIGCC & CCS | N/A | N/A | N/A | N/A | N/A | N/A | N/A
00 Ret.ExistSCR & ACI | N/A | N/A | N/A | N/A | N/A | N/A | N/A
00 Ret.ExistSCR & ACI & DryFGD | N/A | N/A | N/A | N/A | N/A | N/A | N/A
00 Ret.ExistSCR & ACI & DryFGD & HRI | N/A | N/A | N/A | N/A | N/A | N/A | N/A
00 Ret.ExistSCR & ACI & DSI | N/A | N/A | N/A | N/A | N/A | N/A | N/A
00 Ret.ExistSCR & ACI & DSI & DryFGD | N/A | N/A | N/A | N/A | N/A | N/A | N/A
00 Ret.ExistSCR & ACI & DSI & DryFGD & HRI | N/A | N/A | N/A | N/A | N/A | N/A | N/A
00 Ret.ExistSCR & ACI & DSI & HRI | N/A | N/A | N/A | N/A | N/A | N/A | N/A
00 Ret.ExistSCR & ACI & DSI & WetFGD | N/A | N/A | N/A | N/A | N/A | N/A | N/A
00 Ret.ExistSCR & ACI & DSI & WetFGD & HRI | N/A | N/A | N/A | N/A | N/A | N/A | N/A
00 Ret.ExistSCR & ACI & HRI | N/A | N/A | N/A | N/A | N/A | N/A | N/A
00 Ret.ExistSCR & ACI & WetFGD | N/A | N/A | N/A | N/A | N/A | N/A | N/A
00 Ret.ExistSCR & ACI & WetFGD & HRI | N/A | N/A | N/A | N/A | N/A | N/A | N/A
00 Ret.ExistSCR & DryFGD | N/A | N/A | N/A | N/A | N/A | N/A | N/A
00 Ret.ExistSCR & DryFGD & ACI & CCS | N/A | N/A | N/A | N/A | N/A | N/A | N/A
00 Ret.ExistSCR & DryFGD & ACI & HRI & CCS | N/A | N/A | N/A | N/A | N/A | N/A | N/A
00 Ret.ExistSCR & DryFGD & CCS | N/A | N/A | N/A | N/A | N/A | N/A | N/A
00 Ret.ExistSCR & DryFGD & HRI | N/A | N/A | N/A | N/A | N/A | N/A | N/A
00 Ret.ExistSCR & DryFGD & HRI & CCS | N/A | N/A | N/A | N/A | N/A | N/A | N/A
00 Ret.ExistSCR & DSI | N/A | N/A | N/A | N/A | N/A | N/A | N/A
00 Ret.ExistSCR & DSI & DryFGD | N/A | N/A | N/A | N/A | N/A | N/A | N/A
00 Ret.ExistSCR & DSI & DryFGD & HRI | N/A | N/A | N/A | N/A | N/A | N/A | N/A
00 Ret.ExistSCR & DSI & HRI | N/A | N/A | N/A | N/A | N/A | N/A | N/A
00 Ret.ExistSCR & DSI & WetFGD | N/A | N/A | N/A | N/A | N/A | N/A | N/A
00 Ret.ExistSCR & DSI & WetFGD & HRI | N/A | N/A | N/A | N/A | N/A | N/A | N/A
00 Ret.ExistSCR & HRI | N/A | N/A | N/A | N/A | N/A | N/A | N/A
00 Ret.ExistSCR & WetFGD | N/A | N/A | N/A | N/A | N/A | N/A | N/A
00 Ret.ExistSCR & WetFGD & ACI & CCS | N/A | N/A | N/A | N/A | N/A | N/A | N/A
00 Ret.ExistSCR & WetFGD & ACI & HRI & CCS | N/A | N/A | N/A | N/A | N/A | N/A | N/A
00 Ret.ExistSCR & WetFGD & CCS | N/A | N/A | N/A | N/A | N/A | N/A | N/A
00 Ret.ExistSCR & WetFGD & HRI | N/A | N/A | N/A | N/A | N/A | N/A | N/A
00 Ret.ExistSCR & WetFGD & HRI & CCS | N/A | N/A | N/A | N/A | N/A | N/A | N/A
00 Ret.ExistSCR_ACI & DryFGD | N/A | N/A | N/A | N/A | N/A | N/A | N/A
00 Ret.ExistSCR_ACI & DryFGD & CCS | N/A | N/A | N/A | N/A | N/A | N/A | N/A
00 Ret.ExistSCR_ACI & DryFGD & HRI | N/A | N/A | N/A | N/A | N/A | N/A | N/A
00 Ret.ExistSCR_ACI & DryFGD & HRI & CCS | N/A | N/A | N/A | N/A | N/A | N/A | N/A
00 Ret.ExistSCR_ACI & DSI | N/A | N/A | N/A | N/A | N/A | N/A | N/A
00 Ret.ExistSCR_ACI & DSI & HRI | N/A | N/A | N/A | N/A | N/A | N/A | N/A
00 Ret.ExistSCR_ACI & HRI | N/A | N/A | N/A | N/A | N/A | N/A | N/A
00 Ret.ExistSCR_ACI & WetFGD | N/A | N/A | N/A | N/A | N/A | N/A | N/A
00 Ret.ExistSCR_ACI & WetFGD & CCS | N/A | N/A | N/A | N/A | N/A | N/A | N/A
00 Ret.ExistSCR_ACI & WetFGD & HRI | N/A | N/A | N/A | N/A | N/A | N/A | N/A
00 Ret.ExistSCR_ACI & WetFGD & HRI & CCS | N/A | N/A | N/A | N/A | N/A | N/A | N/A
00 Ret.ExistSCR_ACI_DSI & DryFGD | N/A | N/A | N/A | N/A | N/A | N/A | N/A
00 Ret.ExistSCR_ACI_DSI & DryFGD & CCS | N/A | N/A | N/A | N/A | N/A | N/A | N/A
00 Ret.ExistSCR_ACI_DSI & DryFGD & HRI | N/A | N/A | N/A | N/A | N/A | N/A | N/A
00 Ret.ExistSCR_ACI_DSI & DryFGD & HRI & CCS | N/A | N/A | N/A | N/A | N/A | N/A | N/A
00 Ret.ExistSCR_ACI_DSI & HRI | N/A | N/A | N/A | N/A | N/A | N/A | N/A
00 Ret.ExistSCR_ACI_DSI & WetFGD | N/A | N/A | N/A | N/A | N/A | N/A | N/A
00 Ret.ExistSCR_ACI_DSI & WetFGD & CCS | N/A | N/A | N/A | N/A | N/A | N/A | N/A
00 Ret.ExistSCR_ACI_DSI & WetFGD & HRI | N/A | N/A | N/A | N/A | N/A | N/A | N/A
00 Ret.ExistSCR_ACI_DSI & WetFGD & HRI & CCS | N/A | N/A | N/A | N/A | N/A | N/A | N/A
00 Ret.ExistSCR_DryFGD & ACI | N/A | N/A | N/A | N/A | N/A | N/A | N/A
00 Ret.ExistSCR_DryFGD & HRI | N/A | N/A | N/A | N/A | N/A | N/A | N/A
00 Ret.ExistSCR_DryFGD & HRI & CCS | N/A | N/A | N/A | N/A | N/A | N/A | N/A
00 Ret.ExistSCR_DryFGD_ACI & CCS | N/A | N/A | N/A | N/A | N/A | N/A | N/A
00 Ret.ExistSCR_DryFGD_ACI & HRI | N/A | N/A | N/A | N/A | N/A | N/A | N/A
00 Ret.ExistSCR_DryFGD_ACI & HRI & CCS | N/A | N/A | N/A | N/A | N/A | N/A | N/A
00 Ret.ExistSCR_DSI & ACI | N/A | N/A | N/A | N/A | N/A | N/A | N/A
00 Ret.ExistSCR_DSI & ACI & HRI | N/A | N/A | N/A | N/A | N/A | N/A | N/A
00 Ret.ExistSCR_DSI & DryFGD | N/A | N/A | N/A | N/A | N/A | N/A | N/A
00 Ret.ExistSCR_DSI & DryFGD & ACI | N/A | N/A | N/A | N/A | N/A | N/A | N/A
00 Ret.ExistSCR_DSI & DryFGD & ACI & HRI | N/A | N/A | N/A | N/A | N/A | N/A | N/A
00 Ret.ExistSCR_DSI & DryFGD & HRI | N/A | N/A | N/A | N/A | N/A | N/A | N/A
00 Ret.ExistSCR_DSI & HRI | N/A | N/A | N/A | N/A | N/A | N/A | N/A
00 Ret.ExistSCR_DSI & WetFGD | N/A | N/A | N/A | N/A | N/A | N/A | N/A
00 Ret.ExistSCR_DSI & WetFGD & ACI | N/A | N/A | N/A | N/A | N/A | N/A | N/A
00 Ret.ExistSCR_DSI & WetFGD & ACI & HRI | N/A | N/A | N/A | N/A | N/A | N/A | N/A
00 Ret.ExistSCR_DSI & WetFGD & HRI | N/A | N/A | N/A | N/A | N/A | N/A | N/A
00 Ret.ExistSCR_WetFGD & ACI | N/A | N/A | N/A | N/A | N/A | N/A | N/A
00 Ret.ExistSCR_WetFGD & HRI | N/A | N/A | N/A | N/A | N/A | N/A | N/A
00 Ret.ExistSCR_WetFGD & HRI & CCS | N/A | N/A | N/A | N/A | N/A | N/A | N/A
00 Ret.ExistSCR_WetFGD_ACI & CCS | N/A | N/A | N/A | N/A | N/A | N/A | N/A
00 Ret.ExistSCR_WetFGD_ACI & HRI | N/A | N/A | N/A | N/A | N/A | N/A | N/A
00 Ret.ExistSCR_WetFGD_ACI & HRI & CCS | N/A | N/A | N/A | N/A | N/A | N/A | N/A
00 Ret.ExistSNCR & ACI | N/A | N/A | N/A | N/A | N/A | N/A | N/A
00 Ret.ExistSNCR & ACI & DryFGD | N/A | N/A | N/A | N/A | N/A | N/A | N/A
00 Ret.ExistSNCR & ACI & DryFGD & HRI | N/A | N/A | N/A | N/A | N/A | N/A | N/A
00 Ret.ExistSNCR & ACI & DSI | N/A | N/A | N/A | N/A | N/A | N/A | N/A
00 Ret.ExistSNCR & ACI & DSI & DryFGD | N/A | N/A | N/A | N/A | N/A | N/A | N/A
00 Ret.ExistSNCR & ACI & DSI & DryFGD & HRI | N/A | N/A | N/A | N/A | N/A | N/A | N/A
00 Ret.ExistSNCR & ACI & DSI & HRI | N/A | N/A | N/A | N/A | N/A | N/A | N/A
00 Ret.ExistSNCR & ACI & DSI & WetFGD | N/A | N/A | N/A | N/A | N/A | N/A | N/A
00 Ret.ExistSNCR & ACI & DSI & WetFGD & HRI | N/A | N/A | N/A | N/A | N/A | N/A | N/A
00 Ret.ExistSNCR & ACI & HRI | N/A | N/A | N/A | N/A | N/A | N/A | N/A
00 Ret.ExistSNCR & ACI & WetFGD | N/A | N/A | N/A | N/A | N/A | N/A | N/A
00 Ret.ExistSNCR & ACI & WetFGD & HRI | N/A | N/A | N/A | N/A | N/A | N/A | N/A
00 Ret.ExistSNCR & DryFGD | N/A | N/A | N/A | N/A | N/A | N/A | N/A
00 Ret.ExistSNCR & DryFGD & CCS | N/A | N/A | N/A | N/A | N/A | N/A | N/A
00 Ret.ExistSNCR & DryFGD & HRI | N/A | N/A | N/A | N/A | N/A | N/A | N/A
00 Ret.ExistSNCR & DryFGD & HRI & CCS | N/A | N/A | N/A | N/A | N/A | N/A | N/A
00 Ret.ExistSNCR & DSI | N/A | N/A | N/A | N/A | N/A | N/A | N/A
00 Ret.ExistSNCR & DSI & DryFGD | N/A | N/A | N/A | N/A | N/A | N/A | N/A
00 Ret.ExistSNCR & DSI & DryFGD & HRI | N/A | N/A | N/A | N/A | N/A | N/A | N/A
00 Ret.ExistSNCR & DSI & HRI | N/A | N/A | N/A | N/A | N/A | N/A | N/A
00 Ret.ExistSNCR & DSI & WetFGD | N/A | N/A | N/A | N/A | N/A | N/A | N/A
00 Ret.ExistSNCR & DSI & WetFGD & HRI | N/A | N/A | N/A | N/A | N/A | N/A | N/A
00 Ret.ExistSNCR & HRI | N/A | N/A | N/A | N/A | N/A | N/A | N/A
00 Ret.ExistSNCR & WetFGD | N/A | N/A | N/A | N/A | N/A | N/A | N/A
00 Ret.ExistSNCR & WetFGD & ACI & CCS | N/A | N/A | N/A | N/A | N/A | N/A | N/A
00 Ret.ExistSNCR & WetFGD & ACI & HRI & CCS | N/A | N/A | N/A | N/A | N/A | N/A | N/A
00 Ret.ExistSNCR & WetFGD & CCS | N/A | N/A | N/A | N/A | N/A | N/A | N/A
00 Ret.ExistSNCR & WetFGD & HRI | N/A | N/A | N/A | N/A | N/A | N/A | N/A
00 Ret.ExistSNCR & WetFGD & HRI & CCS | N/A | N/A | N/A | N/A | N/A | N/A | N/A
00 Ret.ExistSNCR_ACI & DryFGD | N/A | N/A | N/A | N/A | N/A | N/A | N/A
00 Ret.ExistSNCR_ACI & DryFGD & CCS | N/A | N/A | N/A | N/A | N/A | N/A | N/A
00 Ret.ExistSNCR_ACI & DryFGD & HRI | N/A | N/A | N/A | N/A | N/A | N/A | N/A
00 Ret.ExistSNCR_ACI & DryFGD & HRI & CCS | N/A | N/A | N/A | N/A | N/A | N/A | N/A
00 Ret.ExistSNCR_ACI & DSI | N/A | N/A | N/A | N/A | N/A | N/A | N/A
00 Ret.ExistSNCR_ACI & DSI & HRI | N/A | N/A | N/A | N/A | N/A | N/A | N/A
00 Ret.ExistSNCR_ACI & HRI | N/A | N/A | N/A | N/A | N/A | N/A | N/A
00 Ret.ExistSNCR_ACI & WetFGD | N/A | N/A | N/A | N/A | N/A | N/A | N/A
00 Ret.ExistSNCR_ACI & WetFGD & CCS | N/A | N/A | N/A | N/A | N/A | N/A | N/A
00 Ret.ExistSNCR_ACI & WetFGD & HRI | N/A | N/A | N/A | N/A | N/A | N/A | N/A
00 Ret.ExistSNCR_ACI & WetFGD & HRI & CCS | N/A | N/A | N/A | N/A | N/A | N/A | N/A
00 Ret.ExistSNCR_ACI_DSI & DryFGD | N/A | N/A | N/A | N/A | N/A | N/A | N/A
00 Ret.ExistSNCR_ACI_DSI & DryFGD & HRI | N/A | N/A | N/A | N/A | N/A | N/A | N/A
00 Ret.ExistSNCR_ACI_DSI & HRI | N/A | N/A | N/A | N/A | N/A | N/A | N/A
00 Ret.ExistSNCR_ACI_DSI & WetFGD | N/A | N/A | N/A | N/A | N/A | N/A | N/A
00 Ret.ExistSNCR_ACI_DSI & WetFGD & HRI | N/A | N/A | N/A | N/A | N/A | N/A | N/A
00 Ret.ExistSNCR_DryFGD & ACI | N/A | N/A | N/A | N/A | N/A | N/A | N/A
00 Ret.ExistSNCR_DryFGD & HRI | N/A | N/A | N/A | N/A | N/A | N/A | N/A
00 Ret.ExistSNCR_DryFGD & HRI & CCS | N/A | N/A | N/A | N/A | N/A | N/A | N/A
00 Ret.ExistSNCR_DryFGD_ACI & CCS | N/A | N/A | N/A | N/A | N/A | N/A | N/A
00 Ret.ExistSNCR_DryFGD_ACI & HRI | N/A | N/A | N/A | N/A | N/A | N/A | N/A
00 Ret.ExistSNCR_WetFGD & ACI | N/A | N/A | N/A | N/A | N/A | N/A | N/A
00 Ret.ExistSNCR_WetFGD & HRI | N/A | N/A | N/A | N/A | N/A | N/A | N/A
00 Ret.ExistSNCR_WetFGD & HRI & CCS | N/A | N/A | N/A | N/A | N/A | N/A | N/A
00 Ret.ExistSNCR_WetFGD_ACI & CCS | N/A | N/A | N/A | N/A | N/A | N/A | N/A
00 Ret.ExistSNCR_WetFGD_ACI & HRI | N/A | N/A | N/A | N/A | N/A | N/A | N/A
00 Ret.ExistSNCR_WetFGD_ACI & HRI & CCS | N/A | N/A | N/A | N/A | N/A | N/A | N/A
00 Ret.ExistWetFGD & ACI | N/A | N/A | N/A | N/A | N/A | N/A | N/A
00 Ret.ExistWetFGD & ACI & CCS | N/A | N/A | N/A | N/A | N/A | N/A | N/A
00 Ret.ExistWetFGD & ACI & HRI | N/A | N/A | N/A | N/A | N/A | N/A | N/A
00 Ret.ExistWetFGD & ACI & HRI & CCS | N/A | N/A | N/A | N/A | N/A | N/A | N/A
00 Ret.ExistWetFGD & ACI & SCR | N/A | N/A | N/A | N/A | N/A | N/A | N/A
00 Ret.ExistWetFGD & ACI & SCR & CCS | N/A | N/A | N/A | N/A | N/A | N/A | N/A
00 Ret.ExistWetFGD & ACI & SCR & HRI | N/A | N/A | N/A | N/A | N/A | N/A | N/A
00 Ret.ExistWetFGD & ACI & SCR & HRI & CCS | N/A | N/A | N/A | N/A | N/A | N/A | N/A
00 Ret.ExistWetFGD & ACI & SNCR | N/A | N/A | N/A | N/A | N/A | N/A | N/A
00 Ret.ExistWetFGD & ACI & SNCR & HRI | N/A | N/A | N/A | N/A | N/A | N/A | N/A
00 Ret.ExistWetFGD & CCS | N/A | N/A | N/A | N/A | N/A | N/A | N/A
00 Ret.ExistWetFGD & HRI | N/A | N/A | N/A | N/A | N/A | N/A | N/A
00 Ret.ExistWetFGD & HRI & CCS | N/A | N/A | N/A | N/A | N/A | N/A | N/A
00 Ret.ExistWetFGD & SCR | N/A | N/A | N/A | N/A | N/A | N/A | N/A
00 Ret.ExistWetFGD & SCR & CCS | N/A | N/A | N/A | N/A | N/A | N/A | N/A
00 Ret.ExistWetFGD & SCR & HRI | N/A | N/A | N/A | N/A | N/A | N/A | N/A
00 Ret.ExistWetFGD & SCR & HRI & CCS | N/A | N/A | N/A | N/A | N/A | N/A | N/A
00 Ret.ExistWetFGD & SNCR | N/A | N/A | N/A | N/A | N/A | N/A | N/A
00 Ret.ExistWetFGD & SNCR & HRI | N/A | N/A | N/A | N/A | N/A | N/A | N/A
00 Ret.ExistWetFGD_ACI & CCS | N/A | N/A | N/A | N/A | N/A | N/A | N/A
00 Ret.ExistWetFGD_ACI & HRI | N/A | N/A | N/A | N/A | N/A | N/A | N/A
00 Ret.ExistWetFGD_ACI & HRI & CCS | N/A | N/A | N/A | N/A | N/A | N/A | N/A
00 Ret.ExistWetFGD_ACI & SCR | N/A | N/A | N/A | N/A | N/A | N/A | N/A
00 Ret.ExistWetFGD_ACI & SCR & CCS | N/A | N/A | N/A | N/A | N/A | N/A | N/A
00 Ret.ExistWetFGD_ACI & SCR & HRI | N/A | N/A | N/A | N/A | N/A | N/A | N/A
00 Ret.ExistWetFGD_ACI & SCR & HRI & CCS | N/A | N/A | N/A | N/A | N/A | N/A | N/A
00 Ret.ExistWetFGD_ACI & SNCR | N/A | N/A | N/A | N/A | N/A | N/A | N/A
00 Ret.ExistWetFGD_ACI & SNCR & HRI | N/A | N/A | N/A | N/A | N/A | N/A | N/A
00 Ret.ExistWetFGD_SCR & ACI & CCS | N/A | N/A | N/A | N/A | N/A | N/A | N/A
00 Ret.ExistWetFGD_SCR & ACI & HRI | N/A | N/A | N/A | N/A | N/A | N/A | N/A
00 Ret.ExistWetFGD_SCR & ACI & HRI & CCS | N/A | N/A | N/A | N/A | N/A | N/A | N/A
00 Ret.ExistWetFGD_SCR & CCS | N/A | N/A | N/A | N/A | N/A | N/A | N/A
00 Ret.ExistWetFGD_SNCR & ACI & CCS | N/A | N/A | N/A | N/A | N/A | N/A | N/A
00 Ret.ExistWetFGD_SNCR & ACI & HRI | N/A | N/A | N/A | N/A | N/A | N/A | N/A
00 Ret.ExistWetFGD_SNCR & ACI & HRI & CCS | N/A | N/A | N/A | N/A | N/A | N/A | N/A
00 Ret.ExistWetFGD_SNCR & CCS | N/A | N/A | N/A | N/A | N/A | N/A | N/A
00 Ret.FB & ACI | N/A | N/A | N/A | N/A | N/A | N/A | N/A
00 Ret.FB & ACI & HRI | N/A | N/A | N/A | N/A | N/A | N/A | N/A
00 Ret.FB & HRI | N/A | N/A | N/A | N/A | N/A | N/A | N/A
00 Ret.FB DryFGD | N/A | N/A | N/A | N/A | N/A | N/A | N/A
00 Ret.FB DryFGD & ACI | N/A | N/A | N/A | N/A | N/A | N/A | N/A
00 Ret.FB DryFGD & ACI & HRI | N/A | N/A | N/A | N/A | N/A | N/A | N/A
00 Ret.FB DryFGD & HRI | N/A | N/A | N/A | N/A | N/A | N/A | N/A
00 Ret.FB DryFGD & SNCR | N/A | N/A | N/A | N/A | N/A | N/A | N/A
00 Ret.FB DryFGD & SNCR & HRI | N/A | N/A | N/A | N/A | N/A | N/A | N/A
00 Ret.FB SNCR & DryFGD & ACI | N/A | N/A | N/A | N/A | N/A | N/A | N/A
00 Ret.FB SNCR & DryFGD & ACI & HRI | N/A | N/A | N/A | N/A | N/A | N/A | N/A
00 Ret.FB-ACI & SNCR | N/A | N/A | N/A | N/A | N/A | N/A | N/A
00 Ret.FB-ACI & SNCR & CCS | N/A | N/A | N/A | N/A | N/A | N/A | N/A
00 Ret.FB-ACI & SNCR & HRI | N/A | N/A | N/A | N/A | N/A | N/A | N/A
00 Ret.FB-ACI & SNCR & HRI & CCS | N/A | N/A | N/A | N/A | N/A | N/A | N/A
00 Ret.FB-Exist ACI & DryFGD | N/A | N/A | N/A | N/A | N/A | N/A | N/A
00 Ret.FB-Exist ACI & DryFGD & HRI | N/A | N/A | N/A | N/A | N/A | N/A | N/A
00 Ret.FB-Exist ACI & DryFGD & SNCR | N/A | N/A | N/A | N/A | N/A | N/A | N/A
00 Ret.FB-Exist ACI & DryFGD & SNCR & HRI | N/A | N/A | N/A | N/A | N/A | N/A | N/A
00 Ret.FB-Exist ACI & SNCR | N/A | N/A | N/A | N/A | N/A | N/A | N/A
00 Ret.FB-Exist ACI & SNCR & HRI | N/A | N/A | N/A | N/A | N/A | N/A | N/A
00 Ret.FB-ExistACI & HRI | N/A | N/A | N/A | N/A | N/A | N/A | N/A
00 Ret.FB-ExistDryFGD & ACI | N/A | N/A | N/A | N/A | N/A | N/A | N/A
00 Ret.FB-ExistDryFGD & ACI & HRI | N/A | N/A | N/A | N/A | N/A | N/A | N/A
00 Ret.FB-ExistDryFGD & ACI & SNCR | N/A | N/A | N/A | N/A | N/A | N/A | N/A
00 Ret.FB-ExistDryFGD & ACI & SNCR & HRI | N/A | N/A | N/A | N/A | N/A | N/A | N/A
00 Ret.FB-ExistDryFGD & CCS | N/A | N/A | N/A | N/A | N/A | N/A | N/A
00 Ret.FB-ExistDryFGD & HRI | N/A | N/A | N/A | N/A | N/A | N/A | N/A
00 Ret.FB-ExistDryFGD & SNCR | N/A | N/A | N/A | N/A | N/A | N/A | N/A
00 Ret.FB-ExistDryFGD & SNCR & HRI | N/A | N/A | N/A | N/A | N/A | N/A | N/A
00 Ret.FB-ExistDryFGD_ACI & CCS | N/A | N/A | N/A | N/A | N/A | N/A | N/A
00 Ret.FB-ExistDryFGD_SNCR & ACI | N/A | N/A | N/A | N/A | N/A | N/A | N/A
00 Ret.FB-ExistDryFGD_SNCR & ACI & HRI | N/A | N/A | N/A | N/A | N/A | N/A | N/A
00 Ret.FB-ExistDryFGD_SNCR & CCS | N/A | N/A | N/A | N/A | N/A | N/A | N/A
00 Ret.FB-ExistDryFGD_SNCR & HRI | N/A | N/A | N/A | N/A | N/A | N/A | N/A
00 Ret.FB-ExistDryFGD_SNCR & HRI & CCS | N/A | N/A | N/A | N/A | N/A | N/A | N/A
00 Ret.FB-ExistDryFGD_SNCR_ACI & HRI | N/A | N/A | N/A | N/A | N/A | N/A | N/A
00 Ret.FB-ExistWetFGD_SNCR_ACI & HRI | N/A | N/A | N/A | N/A | N/A | N/A | N/A
00 Ret.FB-ExistSNCR & ACI | N/A | N/A | N/A | N/A | N/A | N/A | N/A
00 Ret.FB-ExistSNCR & ACI & HRI | N/A | N/A | N/A | N/A | N/A | N/A | N/A
00 Ret.FB-ExistSNCR & DryFGD | N/A | N/A | N/A | N/A | N/A | N/A | N/A
00 Ret.FB-ExistSNCR & DryFGD & ACI | N/A | N/A | N/A | N/A | N/A | N/A | N/A
00 Ret.FB-ExistSNCR & DryFGD & ACI & HRI | N/A | N/A | N/A | N/A | N/A | N/A | N/A
00 Ret.FB-ExistSNCR & DryFGD & HRI | N/A | N/A | N/A | N/A | N/A | N/A | N/A
00 Ret.FB-ExistSNCR & HRI | N/A | N/A | N/A | N/A | N/A | N/A | N/A
00 Ret.FB-SNCR | N/A | N/A | N/A | N/A | N/A | N/A | N/A
00 Ret.FB-SNCR & HRI | N/A | N/A | N/A | N/A | N/A | N/A | N/A
00 Ret.HRI | N/A | N/A | N/A | N/A | N/A | N/A | N/A
00 Ret.Oil/Gas Steam SCR | N/A | N/A | N/A | N/A | N/A | N/A | N/A
00 Ret.SCR | N/A | N/A | N/A | N/A | N/A | N/A | N/A
00 Ret.SCR & DryFGD | N/A | N/A | N/A | N/A | N/A | N/A | N/A
00 Ret.SCR & DryFGD & ACI | N/A | N/A | N/A | N/A | N/A | N/A | N/A
00 Ret.SCR & DryFGD & CCS | N/A | N/A | N/A | N/A | N/A | N/A | N/A
00 Ret.SCR & DryFGD & HRI | N/A | N/A | N/A | N/A | N/A | N/A | N/A
00 Ret.SCR & DryFGD & HRI & CCS | N/A | N/A | N/A | N/A | N/A | N/A | N/A
00 Ret.SCR & DSI | N/A | N/A | N/A | N/A | N/A | N/A | N/A
00 Ret.SCR & DSI & DryFGD | N/A | N/A | N/A | N/A | N/A | N/A | N/A
00 Ret.SCR & DSI & DryFGD & HRI | N/A | N/A | N/A | N/A | N/A | N/A | N/A
00 Ret.SCR & DSI & HRI | N/A | N/A | N/A | N/A | N/A | N/A | N/A
00 Ret.SCR & DSI & WetFGD | N/A | N/A | N/A | N/A | N/A | N/A | N/A
00 Ret.SCR & DSI & WetFGD & HRI | N/A | N/A | N/A | N/A | N/A | N/A | N/A
00 Ret.SCR & HRI | N/A | N/A | N/A | N/A | N/A | N/A | N/A
00 Ret.SCR & WetFGD | N/A | N/A | N/A | N/A | N/A | N/A | N/A
00 Ret.SCR & WetFGD & ACI | N/A | N/A | N/A | N/A | N/A | N/A | N/A
00 Ret.SCR & WetFGD & CCS | N/A | N/A | N/A | N/A | N/A | N/A | N/A
00 Ret.SCR & WetFGD & HRI | N/A | N/A | N/A | N/A | N/A | N/A | N/A
00 Ret.SCR & WetFGD & HRI & CCS | N/A | N/A | N/A | N/A | N/A | N/A | N/A
00 Ret.SNCR | N/A | N/A | N/A | N/A | N/A | N/A | N/A
00 Ret.SNCR & DryFGD | N/A | N/A | N/A | N/A | N/A | N/A | N/A
00 Ret.SNCR & DryFGD & ACI | N/A | N/A | N/A | N/A | N/A | N/A | N/A
00 Ret.SNCR & DryFGD & ACI & HRI | N/A | N/A | N/A | N/A | N/A | N/A | N/A
00 Ret.SNCR & DryFGD & HRI | N/A | N/A | N/A | N/A | N/A | N/A | N/A
00 Ret.SNCR & DSI | N/A | N/A | N/A | N/A | N/A | N/A | N/A
00 Ret.SNCR & DSI & HRI | N/A | N/A | N/A | N/A | N/A | N/A | N/A
00 Ret.SNCR & HRI | N/A | N/A | N/A | N/A | N/A | N/A | N/A
00 Ret.SNCR & WetFGD | N/A | N/A | N/A | N/A | N/A | N/A | N/A
00 Ret.SNCR & WetFGD & ACI | N/A | N/A | N/A | N/A | N/A | N/A | N/A
00 Ret.SNCR & WetFGD & ACI & HRI | N/A | N/A | N/A | N/A | N/A | N/A | N/A
00 Ret.SNCR & WetFGD & HRI | N/A | N/A | N/A | N/A | N/A | N/A | N/A
00 Ret.WetFGD | N/A | N/A | N/A | N/A | N/A | N/A | N/A
00 Ret.WetFGD & ACI & CCS | N/A | N/A | N/A | N/A | N/A | N/A | N/A
00 Ret.WetFGD & ACI & HRI & CCS | N/A | N/A | N/A | N/A | N/A | N/A | N/A
00 Ret.WetFGD & CCS | N/A | N/A | N/A | N/A | N/A | N/A | N/A
00 Ret.WetFGD & HRI | N/A | N/A | N/A | N/A | N/A | N/A | N/A
00 Ret.WetFGD & HRI & CCS | N/A | N/A | N/A | N/A | N/A | N/A | N/A
00 CC Retirement | 0 | 0 | 0 | 0 | 0 | 0 | 0
00 CT Retirement | 0 | 0 | 0 | 0 | 0 | 0 | 0
00 O/G Retirement | 0 | 0 | 0 | 0 | 0 | 0 | 0
00 Coal Retirement | 0 | 0 | 0 | 0 | 0 | 0 | 0
00 IGCC Retirement | N/A | N/A | N/A | N/A | N/A | N/A | N/A
00 Nuke Retirement | N/A | N/A | N/A | N/A | N/A | N/A | 0
00 Non-Fossil Retirement | N/A | N/A | N/A | N/A | N/A | N/A | N/A
Average | 49.7648 | 49.0687 | 48.891 | 49.5823 | 49.1719 | 49.0098 | 45.4382
15. Total Annual Production Cost [MMUS$](*)
Variable O&M | 988.7479 | 996.9251 | 1017.0194 | 1095.8791 | 1286.2412 | 1560.7899 | 1852.0741
Fixed O&M | 5305.4667 | 5452.4913 | 5454.0333 | 5894.3375 | 5909.1545 | 6478.0834 | 5581.7995
Fuel | 3532.6611 | 3400.2247 | 3837.4099 | 5054.036 | 7164.3786 | 9682.2932 | 14670.3662
Capital | 275.3868 | 797.8021 | 1041.7117 | 1576.3803 | 2369.0101 | 4049.5897 | 8820.5693
Pollutant Transport & Storage | 0 | 0 | 0 | 0 | 0 | 0 | 0
Total | 10102.2625 | 10647.4432 | 11350.1743 | 13620.6329 | 16728.7844 | 21770.7561 | 30924.8091
Sales Revenue | 0 | 0 | 0 | 0 | 0 | 0 | 0
(*) Costs include only those items that are important for determining incremental cost of pollution control
16. Emissions
CO2 MTons | 96074.9323 | 90276.4796 | 84593.1177 | 97265.3293 | 88720.0923 | 98216.9354 | 127650.9839
Carbon MMTonnes | 23.7679 | 22.3334 | 20.9274 | 24.0624 | 21.9484 | 24.2978 | 31.5795
HCL MTons | 0.76695 | 0.57445 | 0.45239 | 0.71319 | 0.2109 | 0.11122 | 0.0054416
MER lbs | 2429.9953 | 2336.257 | 2055.2911 | 2132.4484 | 1026.88 | 586.2966 | 296.5341
NOX MTons | 133.4175 | 125.9715 | 115.8785 | 128.3171 | 90.0261 | 76.1584 | 89.8422
SO2 MTons | 207.5235 | 190.1536 | 146.454 | 170.1334 | 52.7068 | 26.8564 | 13.2059