Wind and Solar Generation Cap 30% - S_D_N_AR v5.14 | 1365 | 6285 | Generation Constraint in GWh | FALSE | L | Annual | Allowances Purchased | GWh | 0 | 0 | 0 | 0 | 0 | 0 | 0
Wind and Solar Generation Cap 30% - S_D_N_AR v5.14 | 1365 | 6285 | Generation Constraint in GWh | FALSE | L | Annual | Allowances Sold | GWh | 0 | 0 | 0 | 0 | 0 | 0 | 0
Wind and Solar Generation Cap 30% - S_D_N_AR v5.14 | 1365 | 6285 | Generation Constraint in GWh | FALSE | L | Annual | Allowances Banked | GWh | 0 | 0 | 0 | 0 | 0 | 0 | 0
Wind and Solar Generation Cap 30% - S_D_N_AR v5.14 | 1365 | 6285 | Generation Constraint in GWh | FALSE | L | Annual | Allowances Withdrawn (1:1) | GWh | 0 | 0 | 0 | 0 | 0 | 0 | 0
Wind and Solar Generation Cap 30% - S_D_N_AR v5.14 | 1365 | 6285 | Generation Constraint in GWh | FALSE | L | Annual | Allowances Withdrawn (n:1) | GWh | 0 | 0 | 0 | 0 | 0 | 0 | 0
Wind and Solar Generation Cap 30% - S_D_N_AR v5.14 | 1365 | 6285 | Generation Constraint in GWh | FALSE | L | Annual | Net Emissions Allowance Position | GWh | 0 | 2.9368 | 2.9368 | 2.9368 | 1407.1788 | 10933.6251 | 11603.3528
Wind and Solar Generation Cap 30% - S_D_N_AR v5.14 | 1365 | 6285 | Generation Constraint in GWh | FALSE | L | Annual | Fuel Consumed | TBtu | 0 | 0 | 0 | 0 | 0 | 0 | 0
Wind and Solar Generation Cap 30% - S_D_N_AR v5.14 | 1365 | 6285 | Generation Constraint in GWh | FALSE | L | Annual | Heat Rate | MMBtu/MWh | 0 | 0 | 0 | 0 | 0 | 0 | 0
Wind and Solar Generation Cap 30% - S_D_N_AR v5.14 | 1365 | 6285 | Generation Constraint in GWh | FALSE | L | Annual | Generation | TWh | 0 | 0.0029368 | 0.0029368 | 0.0029368 | 1.4072 | 10.9336 | 11.6034
Wind and Solar Generation Cap 30% - S_D_N_AR v5.14 | 1365 | 6285 | Generation Constraint in GWh | FALSE | L | Annual | Qualifying Generation | TWh | 0 | 0.0029368 | 0.0029368 | 0.0029368 | 1.4072 | 10.9336 | 11.6034
Wind and Solar Generation Cap 30% - S_D_N_AR v5.14 | 1365 | 6285 | Generation Constraint in GWh | FALSE | L | Annual | Rate | lb/MWh | 0 | 0 | 0 | 0 | 0 | 0 | 0
Wind and Solar Generation Cap 30% - S_D_N_AR v5.14 | 1365 | 6285 | Generation Constraint in GWh | FALSE | L | Annual | Constraint Shadow Price | US2011$/MWh | 0 | 0 | 0 | 0 | 0 | 0 | 0
Wind and Solar Generation Cap 30% - S_D_REST v5.14 | 1366 | 6286 | Generation Constraint in GWh | FALSE | L | Annual | Seasons Included | Seasons | Winter, Summer | Winter, Summer | Winter, Summer | Winter, Summer | Winter, Summer | Winter, Summer | Winter, Summer
Wind and Solar Generation Cap 30% - S_D_REST v5.14 | 1366 | 6286 | Generation Constraint in GWh | FALSE | L | Annual | Standard | GWh | 15745.9979 | 15936.8194 | 16365.2495 | 17198.998 | 17957.9047 | 19386.923 | 20929.6632
Wind and Solar Generation Cap 30% - S_D_REST v5.14 | 1366 | 6286 | Generation Constraint in GWh | FALSE | L | Annual | Emissions at Affected Plants | GWh | 0 | 0 | 0 | 0 | 3.5146 | 12928.4633 | 13956.9567
Wind and Solar Generation Cap 30% - S_D_REST v5.14 | 1366 | 6286 | Generation Constraint in GWh | FALSE | L | Annual | Allowances Purchased | GWh | 0 | 0 | 0 | 0 | 0 | 0 | 0
Wind and Solar Generation Cap 30% - S_D_REST v5.14 | 1366 | 6286 | Generation Constraint in GWh | FALSE | L | Annual | Allowances Sold | GWh | 0 | 0 | 0 | 0 | 0 | 0 | 0
Wind and Solar Generation Cap 30% - S_D_REST v5.14 | 1366 | 6286 | Generation Constraint in GWh | FALSE | L | Annual | Allowances Banked | GWh | 0 | 0 | 0 | 0 | 0 | 0 | 0
Wind and Solar Generation Cap 30% - S_D_REST v5.14 | 1366 | 6286 | Generation Constraint in GWh | FALSE | L | Annual | Allowances Withdrawn (1:1) | GWh | 0 | 0 | 0 | 0 | 0 | 0 | 0
Wind and Solar Generation Cap 30% - S_D_REST v5.14 | 1366 | 6286 | Generation Constraint in GWh | FALSE | L | Annual | Allowances Withdrawn (n:1) | GWh | 0 | 0 | 0 | 0 | 0 | 0 | 0
Wind and Solar Generation Cap 30% - S_D_REST v5.14 | 1366 | 6286 | Generation Constraint in GWh | FALSE | L | Annual | Net Emissions Allowance Position | GWh | 0 | 0 | 0 | 0 | 3.5146 | 12928.4633 | 13956.9567
Wind and Solar Generation Cap 30% - S_D_REST v5.14 | 1366 | 6286 | Generation Constraint in GWh | FALSE | L | Annual | Fuel Consumed | TBtu | 0 | 0 | 0 | 0 | 0 | 0 | 0
Wind and Solar Generation Cap 30% - S_D_REST v5.14 | 1366 | 6286 | Generation Constraint in GWh | FALSE | L | Annual | Heat Rate | MMBtu/MWh | 0 | 0 | 0 | 0 | 0 | 0 | 0
Wind and Solar Generation Cap 30% - S_D_REST v5.14 | 1366 | 6286 | Generation Constraint in GWh | FALSE | L | Annual | Generation | TWh | 0 | 0 | 0 | 0 | 0.0035146 | 12.9285 | 13.957
Wind and Solar Generation Cap 30% - S_D_REST v5.14 | 1366 | 6286 | Generation Constraint in GWh | FALSE | L | Annual | Qualifying Generation | TWh | 0 | 0 | 0 | 0 | 0.0035146 | 12.9285 | 13.957
Wind and Solar Generation Cap 30% - S_D_REST v5.14 | 1366 | 6286 | Generation Constraint in GWh | FALSE | L | Annual | Rate | lb/MWh | 0 | 0 | 0 | 0 | 0 | 0 | 0
Wind and Solar Generation Cap 30% - S_D_REST v5.14 | 1366 | 6286 | Generation Constraint in GWh | FALSE | L | Annual | Constraint Shadow Price | US2011$/MWh | 0 | 0 | 0 | 0 | 0 | 0 | 0
Wind and Solar Generation Cap 30% - S_D_WOTA v5.14 | 1367 | 6287 | Generation Constraint in GWh | FALSE | L | Annual | Seasons Included | Seasons | Winter, Summer | Winter, Summer | Winter, Summer | Winter, Summer | Winter, Summer | Winter, Summer | Winter, Summer
Wind and Solar Generation Cap 30% - S_D_WOTA v5.14 | 1367 | 6287 | Generation Constraint in GWh | FALSE | L | Annual | Standard | GWh | 9543.423 | 9659.0724 | 9918.727 | 10424.0291 | 10883.9726 | 11750.0443 | 12685.0383
Wind and Solar Generation Cap 30% - S_D_WOTA v5.14 | 1367 | 6287 | Generation Constraint in GWh | FALSE | L | Annual | Emissions at Affected Plants | GWh | 0.01437 | 0.029109 | 0.037491 | 0.046858 | 8981.8069 | 9559.188 | 10182.5174
Wind and Solar Generation Cap 30% - S_D_WOTA v5.14 | 1367 | 6287 | Generation Constraint in GWh | FALSE | L | Annual | Allowances Purchased | GWh | 0 | 0 | 0 | 0 | 0 | 0 | 0
Wind and Solar Generation Cap 30% - S_D_WOTA v5.14 | 1367 | 6287 | Generation Constraint in GWh | FALSE | L | Annual | Allowances Sold | GWh | 0 | 0 | 0 | 0 | 0 | 0 | 0
Wind and Solar Generation Cap 30% - S_D_WOTA v5.14 | 1367 | 6287 | Generation Constraint in GWh | FALSE | L | Annual | Allowances Banked | GWh | 0 | 0 | 0 | 0 | 0 | 0 | 0
Wind and Solar Generation Cap 30% - S_D_WOTA v5.14 | 1367 | 6287 | Generation Constraint in GWh | FALSE | L | Annual | Allowances Withdrawn (1:1) | GWh | 0 | 0 | 0 | 0 | 0 | 0 | 0
Wind and Solar Generation Cap 30% - S_D_WOTA v5.14 | 1367 | 6287 | Generation Constraint in GWh | FALSE | L | Annual | Allowances Withdrawn (n:1) | GWh | 0 | 0 | 0 | 0 | 0 | 0 | 0
Wind and Solar Generation Cap 30% - S_D_WOTA v5.14 | 1367 | 6287 | Generation Constraint in GWh | FALSE | L | Annual | Net Emissions Allowance Position | GWh | 0.01437 | 0.029109 | 0.037491 | 0.046858 | 8981.8069 | 9559.188 | 10182.5174
Wind and Solar Generation Cap 30% - S_D_WOTA v5.14 | 1367 | 6287 | Generation Constraint in GWh | FALSE | L | Annual | Fuel Consumed | TBtu | 0 | 0 | 0 | 0 | 0 | 0 | 0
Wind and Solar Generation Cap 30% - S_D_WOTA v5.14 | 1367 | 6287 | Generation Constraint in GWh | FALSE | L | Annual | Heat Rate | MMBtu/MWh | 0 | 0 | 0 | 0 | 0 | 0 | 0
Wind and Solar Generation Cap 30% - S_D_WOTA v5.14 | 1367 | 6287 | Generation Constraint in GWh | FALSE | L | Annual | Generation | TWh | 1.437e-05 | 2.9109e-05 | 3.7491e-05 | 4.6858e-05 | 8.9818 | 9.5592 | 10.1825
Wind and Solar Generation Cap 30% - S_D_WOTA v5.14 | 1367 | 6287 | Generation Constraint in GWh | FALSE | L | Annual | Qualifying Generation | TWh | 1.437e-05 | 2.9109e-05 | 3.7491e-05 | 4.6858e-05 | 8.9818 | 9.5592 | 10.1825
Wind and Solar Generation Cap 30% - S_D_WOTA v5.14 | 1367 | 6287 | Generation Constraint in GWh | FALSE | L | Annual | Rate | lb/MWh | 0 | 0 | 0 | 0 | 0 | 0 | 0
Wind and Solar Generation Cap 30% - S_D_WOTA v5.14 | 1367 | 6287 | Generation Constraint in GWh | FALSE | L | Annual | Constraint Shadow Price | US2011$/MWh | 0 | 0 | 0 | 0 | 0 | 0 | 0
Wind and Solar Generation Cap 30% - S_SOU v5.14 | 1368 | 6288 | Generation Constraint in GWh | FALSE | L | Annual | Seasons Included | Seasons | Winter, Summer | Winter, Summer | Winter, Summer | Winter, Summer | Winter, Summer | Winter, Summer | Winter, Summer
Wind and Solar Generation Cap 30% - S_SOU v5.14 | 1368 | 6288 | Generation Constraint in GWh | FALSE | L | Annual | Standard | GWh | 74572.9636 | 76872.5758 | 78409.9204 | 81982.7749 | 85222.936 | 91247.5912 | 97698.1517
Wind and Solar Generation Cap 30% - S_SOU v5.14 | 1368 | 6288 | Generation Constraint in GWh | FALSE | L | Annual | Emissions at Affected Plants | GWh | 79.6047 | 85.3535 | 85.3535 | 22019.7764 | 41960.7033 | 61037.4997 | 65337.8734
Wind and Solar Generation Cap 30% - S_SOU v5.14 | 1368 | 6288 | Generation Constraint in GWh | FALSE | L | Annual | Allowances Purchased | GWh | 0 | 0 | 0 | 0 | 0 | 0 | 0
Wind and Solar Generation Cap 30% - S_SOU v5.14 | 1368 | 6288 | Generation Constraint in GWh | FALSE | L | Annual | Allowances Sold | GWh | 0 | 0 | 0 | 0 | 0 | 0 | 0
Wind and Solar Generation Cap 30% - S_SOU v5.14 | 1368 | 6288 | Generation Constraint in GWh | FALSE | L | Annual | Allowances Banked | GWh | 0 | 0 | 0 | 0 | 0 | 0 | 0
Wind and Solar Generation Cap 30% - S_SOU v5.14 | 1368 | 6288 | Generation Constraint in GWh | FALSE | L | Annual | Allowances Withdrawn (1:1) | GWh | 0 | 0 | 0 | 0 | 0 | 0 | 0
Wind and Solar Generation Cap 30% - S_SOU v5.14 | 1368 | 6288 | Generation Constraint in GWh | FALSE | L | Annual | Allowances Withdrawn (n:1) | GWh | 0 | 0 | 0 | 0 | 0 | 0 | 0
Wind and Solar Generation Cap 30% - S_SOU v5.14 | 1368 | 6288 | Generation Constraint in GWh | FALSE | L | Annual | Net Emissions Allowance Position | GWh | 79.6047 | 85.3535 | 85.3535 | 22019.7764 | 41960.7033 | 61037.4997 | 65337.8734
Wind and Solar Generation Cap 30% - S_SOU v5.14 | 1368 | 6288 | Generation Constraint in GWh | FALSE | L | Annual | Fuel Consumed | TBtu | 0 | 0 | 0 | 0 | 0 | 0 | 0
Wind and Solar Generation Cap 30% - S_SOU v5.14 | 1368 | 6288 | Generation Constraint in GWh | FALSE | L | Annual | Heat Rate | MMBtu/MWh | 0 | 0 | 0 | 0 | 0 | 0 | 0
Wind and Solar Generation Cap 30% - S_SOU v5.14 | 1368 | 6288 | Generation Constraint in GWh | FALSE | L | Annual | Generation | TWh | 0.079605 | 0.085354 | 0.085354 | 22.0198 | 41.9607 | 61.0375 | 65.3379
Wind and Solar Generation Cap 30% - S_SOU v5.14 | 1368 | 6288 | Generation Constraint in GWh | FALSE | L | Annual | Qualifying Generation | TWh | 0.079605 | 0.085354 | 0.085354 | 22.0198 | 41.9607 | 61.0375 | 65.3379
Wind and Solar Generation Cap 30% - S_SOU v5.14 | 1368 | 6288 | Generation Constraint in GWh | FALSE | L | Annual | Rate | lb/MWh | 0 | 0 | 0 | 0 | 0 | 0 | 0
Wind and Solar Generation Cap 30% - S_SOU v5.14 | 1368 | 6288 | Generation Constraint in GWh | FALSE | L | Annual | Constraint Shadow Price | US2011$/MWh | 0 | 0 | 0 | 0 | 0 | 0 | 0
Wind and Solar Generation Cap 30% - S_VACA v5.14 | 1369 | 6289 | Generation Constraint in GWh | FALSE | L | Annual | Seasons Included | Seasons | Winter, Summer | Winter, Summer | Winter, Summer | Winter, Summer | Winter, Summer | Winter, Summer | Winter, Summer
Wind and Solar Generation Cap 30% - S_VACA v5.14 | 1369 | 6289 | Generation Constraint in GWh | FALSE | L | Annual | Standard | GWh | 66468.4277 | 68417.9181 | 69647.6954 | 72655.317 | 75720.8588 | 81662.9913 | 88071.4338
Wind and Solar Generation Cap 30% - S_VACA v5.14 | 1369 | 6289 | Generation Constraint in GWh | FALSE | L | Annual | Emissions at Affected Plants | GWh | 3501.3415 | 5711.5476 | 9619.2262 | 39396.0169 | 52190.0691 | 56151.4907 | 60423.7858
Wind and Solar Generation Cap 30% - S_VACA v5.14 | 1369 | 6289 | Generation Constraint in GWh | FALSE | L | Annual | Allowances Purchased | GWh | 0 | 0 | 0 | 0 | 0 | 0 | 0
Wind and Solar Generation Cap 30% - S_VACA v5.14 | 1369 | 6289 | Generation Constraint in GWh | FALSE | L | Annual | Allowances Sold | GWh | 0 | 0 | 0 | 0 | 0 | 0 | 0
Wind and Solar Generation Cap 30% - S_VACA v5.14 | 1369 | 6289 | Generation Constraint in GWh | FALSE | L | Annual | Allowances Banked | GWh | 0 | 0 | 0 | 0 | 0 | 0 | 0
Wind and Solar Generation Cap 30% - S_VACA v5.14 | 1369 | 6289 | Generation Constraint in GWh | FALSE | L | Annual | Allowances Withdrawn (1:1) | GWh | 0 | 0 | 0 | 0 | 0 | 0 | 0
Wind and Solar Generation Cap 30% - S_VACA v5.14 | 1369 | 6289 | Generation Constraint in GWh | FALSE | L | Annual | Allowances Withdrawn (n:1) | GWh | 0 | 0 | 0 | 0 | 0 | 0 | 0
Wind and Solar Generation Cap 30% - S_VACA v5.14 | 1369 | 6289 | Generation Constraint in GWh | FALSE | L | Annual | Net Emissions Allowance Position | GWh | 3501.3415 | 5711.5476 | 9619.2262 | 39396.0169 | 52190.0691 | 56151.4907 | 60423.7858
Wind and Solar Generation Cap 30% - S_VACA v5.14 | 1369 | 6289 | Generation Constraint in GWh | FALSE | L | Annual | Fuel Consumed | TBtu | 0 | 0 | 0 | 0 | 0 | 0 | 0
Wind and Solar Generation Cap 30% - S_VACA v5.14 | 1369 | 6289 | Generation Constraint in GWh | FALSE | L | Annual | Heat Rate | MMBtu/MWh | 0 | 0 | 0 | 0 | 0 | 0 | 0
Wind and Solar Generation Cap 30% - S_VACA v5.14 | 1369 | 6289 | Generation Constraint in GWh | FALSE | L | Annual | Generation | TWh | 3.5013 | 5.7115 | 9.6192 | 39.396 | 52.1901 | 56.1515 | 60.4238
Wind and Solar Generation Cap 30% - S_VACA v5.14 | 1369 | 6289 | Generation Constraint in GWh | FALSE | L | Annual | Qualifying Generation | TWh | 3.5013 | 5.7115 | 9.6192 | 39.396 | 52.1901 | 56.1515 | 60.4238
Wind and Solar Generation Cap 30% - S_VACA v5.14 | 1369 | 6289 | Generation Constraint in GWh | FALSE | L | Annual | Rate | lb/MWh | 0 | 0 | 0 | 0 | 0 | 0 | 0
Wind and Solar Generation Cap 30% - S_VACA v5.14 | 1369 | 6289 | Generation Constraint in GWh | FALSE | L | Annual | Constraint Shadow Price | US2011$/MWh | 0 | 0 | 0 | 0 | 0 | 0 | 0
Wind and Solar Generation Cap 30% - SPP_N v5.14 | 1370 | 6290 | Generation Constraint in GWh | FALSE | L | Annual | Seasons Included | Seasons | Winter, Summer | Winter, Summer | Winter, Summer | Winter, Summer | Winter, Summer | Winter, Summer | Winter, Summer
Wind and Solar Generation Cap 30% - SPP_N v5.14 | 1370 | 6290 | Generation Constraint in GWh | FALSE | L | Annual | Standard | GWh | 21591.7862 | 21983.4773 | 22223.5691 | 22930.4919 | 23493.7066 | 24713.0295 | 25995.6379
Wind and Solar Generation Cap 30% - SPP_N v5.14 | 1370 | 6290 | Generation Constraint in GWh | FALSE | L | Annual | Emissions at Affected Plants | GWh | 11723.947 | 13544.3022 | 14859.916 | 15341.2253 | 23493.7066 | 24713.0295 | 25995.6379
Wind and Solar Generation Cap 30% - SPP_N v5.14 | 1370 | 6290 | Generation Constraint in GWh | FALSE | L | Annual | Allowances Purchased | GWh | 0 | 0 | 0 | 0 | 0 | 0 | 0
Wind and Solar Generation Cap 30% - SPP_N v5.14 | 1370 | 6290 | Generation Constraint in GWh | FALSE | L | Annual | Allowances Sold | GWh | 0 | 0 | 0 | 0 | 0 | 0 | 0
Wind and Solar Generation Cap 30% - SPP_N v5.14 | 1370 | 6290 | Generation Constraint in GWh | FALSE | L | Annual | Allowances Banked | GWh | 0 | 0 | 0 | 0 | 0 | 0 | 0
Wind and Solar Generation Cap 30% - SPP_N v5.14 | 1370 | 6290 | Generation Constraint in GWh | FALSE | L | Annual | Allowances Withdrawn (1:1) | GWh | 0 | 0 | 0 | 0 | 0 | 0 | 0
Wind and Solar Generation Cap 30% - SPP_N v5.14 | 1370 | 6290 | Generation Constraint in GWh | FALSE | L | Annual | Allowances Withdrawn (n:1) | GWh | 0 | 0 | 0 | 0 | 0 | 0 | 0
Wind and Solar Generation Cap 30% - SPP_N v5.14 | 1370 | 6290 | Generation Constraint in GWh | FALSE | L | Annual | Net Emissions Allowance Position | GWh | 11723.947 | 13544.3022 | 14859.916 | 15341.2253 | 23493.7066 | 24713.0295 | 25995.6379
Wind and Solar Generation Cap 30% - SPP_N v5.14 | 1370 | 6290 | Generation Constraint in GWh | FALSE | L | Annual | Fuel Consumed | TBtu | 0 | 0 | 0 | 0 | 0 | 0 | 0
Wind and Solar Generation Cap 30% - SPP_N v5.14 | 1370 | 6290 | Generation Constraint in GWh | FALSE | L | Annual | Heat Rate | MMBtu/MWh | 0 | 0 | 0 | 0 | 0 | 0 | 0
Wind and Solar Generation Cap 30% - SPP_N v5.14 | 1370 | 6290 | Generation Constraint in GWh | FALSE | L | Annual | Generation | TWh | 11.7239 | 13.5443 | 14.8599 | 15.3412 | 23.4937 | 24.713 | 25.9956
Wind and Solar Generation Cap 30% - SPP_N v5.14 | 1370 | 6290 | Generation Constraint in GWh | FALSE | L | Annual | Qualifying Generation | TWh | 11.7239 | 13.5443 | 14.8599 | 15.3412 | 23.4937 | 24.713 | 25.9956
Wind and Solar Generation Cap 30% - SPP_N v5.14 | 1370 | 6290 | Generation Constraint in GWh | FALSE | L | Annual | Rate | lb/MWh | 0 | 0 | 0 | 0 | 0 | 0 | 0
Wind and Solar Generation Cap 30% - SPP_N v5.14 | 1370 | 6290 | Generation Constraint in GWh | FALSE | L | Annual | Constraint Shadow Price | US2011$/MWh | 0 | 0 | 0 | 0 | 1.0263 | 0.34698 | 6.456
Wind and Solar Generation Cap 30% - SPP_NEBR v5.14 | 1371 | 6291 | Generation Constraint in GWh | FALSE | L | Annual | Seasons Included | Seasons | Winter, Summer | Winter, Summer | Winter, Summer | Winter, Summer | Winter, Summer | Winter, Summer | Winter, Summer
Wind and Solar Generation Cap 30% - SPP_NEBR v5.14 | 1371 | 6291 | Generation Constraint in GWh | FALSE | L | Annual | Standard | GWh | 9876.7008 | 10144.8131 | 10274.0971 | 10628.4083 | 10839.6613 | 11297.7542 | 11775.2083
Wind and Solar Generation Cap 30% - SPP_NEBR v5.14 | 1371 | 6291 | Generation Constraint in GWh | FALSE | L | Annual | Emissions at Affected Plants | GWh | 3854.2911 | 6763.542 | 6849.7314 | 7085.9389 | 7226.7742 | 7532.1695 | 11775.2083
Wind and Solar Generation Cap 30% - SPP_NEBR v5.14 | 1371 | 6291 | Generation Constraint in GWh | FALSE | L | Annual | Allowances Purchased | GWh | 0 | 0 | 0 | 0 | 0 | 0 | 0
Wind and Solar Generation Cap 30% - SPP_NEBR v5.14 | 1371 | 6291 | Generation Constraint in GWh | FALSE | L | Annual | Allowances Sold | GWh | 0 | 0 | 0 | 0 | 0 | 0 | 0
Wind and Solar Generation Cap 30% - SPP_NEBR v5.14 | 1371 | 6291 | Generation Constraint in GWh | FALSE | L | Annual | Allowances Banked | GWh | 0 | 0 | 0 | 0 | 0 | 0 | 0
Wind and Solar Generation Cap 30% - SPP_NEBR v5.14 | 1371 | 6291 | Generation Constraint in GWh | FALSE | L | Annual | Allowances Withdrawn (1:1) | GWh | 0 | 0 | 0 | 0 | 0 | 0 | 0
Wind and Solar Generation Cap 30% - SPP_NEBR v5.14 | 1371 | 6291 | Generation Constraint in GWh | FALSE | L | Annual | Allowances Withdrawn (n:1) | GWh | 0 | 0 | 0 | 0 | 0 | 0 | 0
Wind and Solar Generation Cap 30% - SPP_NEBR v5.14 | 1371 | 6291 | Generation Constraint in GWh | FALSE | L | Annual | Net Emissions Allowance Position | GWh | 3854.2911 | 6763.542 | 6849.7314 | 7085.9389 | 7226.7742 | 7532.1695 | 11775.2083
Wind and Solar Generation Cap 30% - SPP_NEBR v5.14 | 1371 | 6291 | Generation Constraint in GWh | FALSE | L | Annual | Fuel Consumed | TBtu | 0 | 0 | 0 | 0 | 0 | 0 | 0
Wind and Solar Generation Cap 30% - SPP_NEBR v5.14 | 1371 | 6291 | Generation Constraint in GWh | FALSE | L | Annual | Heat Rate | MMBtu/MWh | 0 | 0 | 0 | 0 | 0 | 0 | 0
Wind and Solar Generation Cap 30% - SPP_NEBR v5.14 | 1371 | 6291 | Generation Constraint in GWh | FALSE | L | Annual | Generation | TWh | 3.8543 | 6.7635 | 6.8497 | 7.0859 | 7.2268 | 7.5322 | 11.7752
Wind and Solar Generation Cap 30% - SPP_NEBR v5.14 | 1371 | 6291 | Generation Constraint in GWh | FALSE | L | Annual | Qualifying Generation | TWh | 3.8543 | 6.7635 | 6.8497 | 7.0859 | 7.2268 | 7.5322 | 11.7752
Wind and Solar Generation Cap 30% - SPP_NEBR v5.14 | 1371 | 6291 | Generation Constraint in GWh | FALSE | L | Annual | Rate | lb/MWh | 0 | 0 | 0 | 0 | 0 | 0 | 0
Wind and Solar Generation Cap 30% - SPP_NEBR v5.14 | 1371 | 6291 | Generation Constraint in GWh | FALSE | L | Annual | Constraint Shadow Price | US2011$/MWh | 0 | 0 | 0 | 0 | 0 | 0 | 3.7791
Wind and Solar Generation Cap 30% - SPP_SE v5.14 | 1372 | 6292 | Generation Constraint in GWh | FALSE | L | Annual | Seasons Included | Seasons | Winter, Summer | Winter, Summer | Winter, Summer | Winter, Summer | Winter, Summer | Winter, Summer | Winter, Summer
Wind and Solar Generation Cap 30% - SPP_SE v5.14 | 1372 | 6292 | Generation Constraint in GWh | FALSE | L | Annual | Standard | GWh | 4053.6963 | 4108.8093 | 4211.1589 | 4418.7789 | 4623.5497 | 5018.7994 | 5447.8448
Wind and Solar Generation Cap 30% - SPP_SE v5.14 | 1372 | 6292 | Generation Constraint in GWh | FALSE | L | Annual | Emissions at Affected Plants | GWh | 0 | 0 | 0 | 0 | 7.4125 | 7.4125 | 7.4125
Wind and Solar Generation Cap 30% - SPP_SE v5.14 | 1372 | 6292 | Generation Constraint in GWh | FALSE | L | Annual | Allowances Purchased | GWh | 0 | 0 | 0 | 0 | 0 | 0 | 0
Wind and Solar Generation Cap 30% - SPP_SE v5.14 | 1372 | 6292 | Generation Constraint in GWh | FALSE | L | Annual | Allowances Sold | GWh | 0 | 0 | 0 | 0 | 0 | 0 | 0
Wind and Solar Generation Cap 30% - SPP_SE v5.14 | 1372 | 6292 | Generation Constraint in GWh | FALSE | L | Annual | Allowances Banked | GWh | 0 | 0 | 0 | 0 | 0 | 0 | 0
Wind and Solar Generation Cap 30% - SPP_SE v5.14 | 1372 | 6292 | Generation Constraint in GWh | FALSE | L | Annual | Allowances Withdrawn (1:1) | GWh | 0 | 0 | 0 | 0 | 0 | 0 | 0
Wind and Solar Generation Cap 30% - SPP_SE v5.14 | 1372 | 6292 | Generation Constraint in GWh | FALSE | L | Annual | Allowances Withdrawn (n:1) | GWh | 0 | 0 | 0 | 0 | 0 | 0 | 0
Wind and Solar Generation Cap 30% - SPP_SE v5.14 | 1372 | 6292 | Generation Constraint in GWh | FALSE | L | Annual | Net Emissions Allowance Position | GWh | 0 | 0 | 0 | 0 | 7.4125 | 7.4125 | 7.4125
Wind and Solar Generation Cap 30% - SPP_SE v5.14 | 1372 | 6292 | Generation Constraint in GWh | FALSE | L | Annual | Fuel Consumed | TBtu | 0 | 0 | 0 | 0 | 0 | 0 | 0
Wind and Solar Generation Cap 30% - SPP_SE v5.14 | 1372 | 6292 | Generation Constraint in GWh | FALSE | L | Annual | Heat Rate | MMBtu/MWh | 0 | 0 | 0 | 0 | 0 | 0 | 0
Wind and Solar Generation Cap 30% - SPP_SE v5.14 | 1372 | 6292 | Generation Constraint in GWh | FALSE | L | Annual | Generation | TWh | 0 | 0 | 0 | 0 | 0.0074125 | 0.0074125 | 0.0074125
Wind and Solar Generation Cap 30% - SPP_SE v5.14 | 1372 | 6292 | Generation Constraint in GWh | FALSE | L | Annual | Qualifying Generation | TWh | 0 | 0 | 0 | 0 | 0.0074125 | 0.0074125 | 0.0074125
Wind and Solar Generation Cap 30% - SPP_SE v5.14 | 1372 | 6292 | Generation Constraint in GWh | FALSE | L | Annual | Rate | lb/MWh | 0 | 0 | 0 | 0 | 0 | 0 | 0
Wind and Solar Generation Cap 30% - SPP_SE v5.14 | 1372 | 6292 | Generation Constraint in GWh | FALSE | L | Annual | Constraint Shadow Price | US2011$/MWh | 0 | 0 | 0 | 0 | 0 | 0 | 0
Wind and Solar Generation Cap 30% - SPP_SPS v5.14 | 1373 | 6293 | Generation Constraint in GWh | FALSE | L | Annual | Seasons Included | Seasons | Winter, Summer | Winter, Summer | Winter, Summer | Winter, Summer | Winter, Summer | Winter, Summer | Winter, Summer
Wind and Solar Generation Cap 30% - SPP_SPS v5.14 | 1373 | 6293 | Generation Constraint in GWh | FALSE | L | Annual | Standard | GWh | 16901.3204 | 16901.3204 | 16901.3204 | 16901.3204 | 16901.3204 | 16901.3204 | 16901.3204
Wind and Solar Generation Cap 30% - SPP_SPS v5.14 | 1373 | 6293 | Generation Constraint in GWh | FALSE | L | Annual | Emissions at Affected Plants | GWh | 16900.3204 | 16901.3204 | 16901.3204 | 16901.3204 | 16901.3204 | 16901.3204 | 16901.3204
Wind and Solar Generation Cap 30% - SPP_SPS v5.14 | 1373 | 6293 | Generation Constraint in GWh | FALSE | L | Annual | Allowances Purchased | GWh | 0 | 0 | 0 | 0 | 0 | 0 | 0
Wind and Solar Generation Cap 30% - SPP_SPS v5.14 | 1373 | 6293 | Generation Constraint in GWh | FALSE | L | Annual | Allowances Sold | GWh | 0 | 0 | 0 | 0 | 0 | 0 | 0
Wind and Solar Generation Cap 30% - SPP_SPS v5.14 | 1373 | 6293 | Generation Constraint in GWh | FALSE | L | Annual | Allowances Banked | GWh | 0 | 0 | 0 | 0 | 0 | 0 | 0
Wind and Solar Generation Cap 30% - SPP_SPS v5.14 | 1373 | 6293 | Generation Constraint in GWh | FALSE | L | Annual | Allowances Withdrawn (1:1) | GWh | 0 | 0 | 0 | 0 | 0 | 0 | 0
Wind and Solar Generation Cap 30% - SPP_SPS v5.14 | 1373 | 6293 | Generation Constraint in GWh | FALSE | L | Annual | Allowances Withdrawn (n:1) | GWh | 0 | 0 | 0 | 0 | 0 | 0 | 0
Wind and Solar Generation Cap 30% - SPP_SPS v5.14 | 1373 | 6293 | Generation Constraint in GWh | FALSE | L | Annual | Net Emissions Allowance Position | GWh | 16900.3204 | 16901.3204 | 16901.3204 | 16901.3204 | 16901.3204 | 16901.3204 | 16901.3204
Wind and Solar Generation Cap 30% - SPP_SPS v5.14 | 1373 | 6293 | Generation Constraint in GWh | FALSE | L | Annual | Fuel Consumed | TBtu | 0 | 0 | 0 | 0 | 0 | 0 | 0
Wind and Solar Generation Cap 30% - SPP_SPS v5.14 | 1373 | 6293 | Generation Constraint in GWh | FALSE | L | Annual | Heat Rate | MMBtu/MWh | 0 | 0 | 0 | 0 | 0 | 0 | 0
Wind and Solar Generation Cap 30% - SPP_SPS v5.14 | 1373 | 6293 | Generation Constraint in GWh | FALSE | L | Annual | Generation | TWh | 16.9003 | 16.9013 | 16.9013 | 16.9013 | 16.9013 | 16.9013 | 16.9013
Wind and Solar Generation Cap 30% - SPP_SPS v5.14 | 1373 | 6293 | Generation Constraint in GWh | FALSE | L | Annual | Qualifying Generation | TWh | 16.9003 | 16.9013 | 16.9013 | 16.9013 | 16.9013 | 16.9013 | 16.9013
Wind and Solar Generation Cap 30% - SPP_SPS v5.14 | 1373 | 6293 | Generation Constraint in GWh | FALSE | L | Annual | Rate | lb/MWh | 0 | 0 | 0 | 0 | 0 | 0 | 0
Wind and Solar Generation Cap 30% - SPP_SPS v5.14 | 1373 | 6293 | Generation Constraint in GWh | FALSE | L | Annual | Constraint Shadow Price | US2011$/MWh | 0 | 0 | 0 | 0 | 0 | 0 | 197.0046
Wind and Solar Generation Cap 30% - SPP_WEST v5.14 | 1374 | 6294 | Generation Constraint in GWh | FALSE | L | Annual | Seasons Included | Seasons | Winter, Summer | Winter, Summer | Winter, Summer | Winter, Summer | Winter, Summer | Winter, Summer | Winter, Summer
Wind and Solar Generation Cap 30% - SPP_WEST v5.14 | 1374 | 6294 | Generation Constraint in GWh | FALSE | L | Annual | Standard | GWh | 36980.3979 | 37477.4327 | 38419.0708 | 40320.3434 | 42179.5997 | 45759.3471 | 49642.9119
Wind and Solar Generation Cap 30% - SPP_WEST v5.14 | 1374 | 6294 | Generation Constraint in GWh | FALSE | L | Annual | Emissions at Affected Plants | GWh | 13770.8445 | 21618.1236 | 21618.1236 | 22064.2279 | 36984.8545 | 45759.3471 | 49642.9119
Wind and Solar Generation Cap 30% - SPP_WEST v5.14 | 1374 | 6294 | Generation Constraint in GWh | FALSE | L | Annual | Allowances Purchased | GWh | 0 | 0 | 0 | 0 | 0 | 0 | 0
Wind and Solar Generation Cap 30% - SPP_WEST v5.14 | 1374 | 6294 | Generation Constraint in GWh | FALSE | L | Annual | Allowances Sold | GWh | 0 | 0 | 0 | 0 | 0 | 0 | 0
Wind and Solar Generation Cap 30% - SPP_WEST v5.14 | 1374 | 6294 | Generation Constraint in GWh | FALSE | L | Annual | Allowances Banked | GWh | 0 | 0 | 0 | 0 | 0 | 0 | 0
Wind and Solar Generation Cap 30% - SPP_WEST v5.14 | 1374 | 6294 | Generation Constraint in GWh | FALSE | L | Annual | Allowances Withdrawn (1:1) | GWh | 0 | 0 | 0 | 0 | 0 | 0 | 0
Wind and Solar Generation Cap 30% - SPP_WEST v5.14 | 1374 | 6294 | Generation Constraint in GWh | FALSE | L | Annual | Allowances Withdrawn (n:1) | GWh | 0 | 0 | 0 | 0 | 0 | 0 | 0
Wind and Solar Generation Cap 30% - SPP_WEST v5.14 | 1374 | 6294 | Generation Constraint in GWh | FALSE | L | Annual | Net Emissions Allowance Position | GWh | 13770.8445 | 21618.1236 | 21618.1236 | 22064.2279 | 36984.8545 | 45759.3471 | 49642.9119
Wind and Solar Generation Cap 30% - SPP_WEST v5.14 | 1374 | 6294 | Generation Constraint in GWh | FALSE | L | Annual | Fuel Consumed | TBtu | 0 | 0 | 0 | 0 | 0 | 0 | 0
Wind and Solar Generation Cap 30% - SPP_WEST v5.14 | 1374 | 6294 | Generation Constraint in GWh | FALSE | L | Annual | Heat Rate | MMBtu/MWh | 0 | 0 | 0 | 0 | 0 | 0 | 0
Wind and Solar Generation Cap 30% - SPP_WEST v5.14 | 1374 | 6294 | Generation Constraint in GWh | FALSE | L | Annual | Generation | TWh | 13.7708 | 21.6181 | 21.6181 | 22.0642 | 36.9849 | 45.7593 | 49.6429
Wind and Solar Generation Cap 30% - SPP_WEST v5.14 | 1374 | 6294 | Generation Constraint in GWh | FALSE | L | Annual | Qualifying Generation | TWh | 13.7708 | 21.6181 | 21.6181 | 22.0642 | 36.9849 | 45.7593 | 49.6429
Wind and Solar Generation Cap 30% - SPP_WEST v5.14 | 1374 | 6294 | Generation Constraint in GWh | FALSE | L | Annual | Rate | lb/MWh | 0 | 0 | 0 | 0 | 0 | 0 | 0
Wind and Solar Generation Cap 30% - SPP_WEST v5.14 | 1374 | 6294 | Generation Constraint in GWh | FALSE | L | Annual | Constraint Shadow Price | US2011$/MWh | 0 | 0 | 0 | 0 | 0 | 2.0972 | 7.3559
Wind and Solar Generation Cap 30% - WEC_CALN v5.14 | 1375 | 6295 | Generation Constraint in GWh | FALSE | L | Annual | Seasons Included | Seasons | Winter, Summer | Winter, Summer | Winter, Summer | Winter, Summer | Winter, Summer | Winter, Summer | Winter, Summer
Wind and Solar Generation Cap 30% - WEC_CALN v5.14 | 1375 | 6295 | Generation Constraint in GWh | FALSE | L | Annual | Standard | GWh | 34203.6896 | 34605.2978 | 35054.2724 | 36431.9904 | 37738.0805 | 40949.437 | 44434.0741
Wind and Solar Generation Cap 30% - WEC_CALN v5.14 | 1375 | 6295 | Generation Constraint in GWh | FALSE | L | Annual | Emissions at Affected Plants | GWh | 6812.5536 | 7577.8091 | 7577.8091 | 7577.8091 | 31488.1632 | 33629.0675 | 35952.1589
Wind and Solar Generation Cap 30% - WEC_CALN v5.14 | 1375 | 6295 | Generation Constraint in GWh | FALSE | L | Annual | Allowances Purchased | GWh | 0 | 0 | 0 | 0 | 0 | 0 | 0
Wind and Solar Generation Cap 30% - WEC_CALN v5.14 | 1375 | 6295 | Generation Constraint in GWh | FALSE | L | Annual | Allowances Sold | GWh | 0 | 0 | 0 | 0 | 0 | 0 | 0
Wind and Solar Generation Cap 30% - WEC_CALN v5.14 | 1375 | 6295 | Generation Constraint in GWh | FALSE | L | Annual | Allowances Banked | GWh | 0 | 0 | 0 | 0 | 0 | 0 | 0
Wind and Solar Generation Cap 30% - WEC_CALN v5.14 | 1375 | 6295 | Generation Constraint in GWh | FALSE | L | Annual | Allowances Withdrawn (1:1) | GWh | 0 | 0 | 0 | 0 | 0 | 0 | 0
Wind and Solar Generation Cap 30% - WEC_CALN v5.14 | 1375 | 6295 | Generation Constraint in GWh | FALSE | L | Annual | Allowances Withdrawn (n:1) | GWh | 0 | 0 | 0 | 0 | 0 | 0 | 0
Wind and Solar Generation Cap 30% - WEC_CALN v5.14 | 1375 | 6295 | Generation Constraint in GWh | FALSE | L | Annual | Net Emissions Allowance Position | GWh | 6812.5536 | 7577.8091 | 7577.8091 | 7577.8091 | 31488.1632 | 33629.0675 | 35952.1589
Wind and Solar Generation Cap 30% - WEC_CALN v5.14 | 1375 | 6295 | Generation Constraint in GWh | FALSE | L | Annual | Fuel Consumed | TBtu | 0 | 0 | 0 | 0 | 0 | 0 | 0
Wind and Solar Generation Cap 30% - WEC_CALN v5.14 | 1375 | 6295 | Generation Constraint in GWh | FALSE | L | Annual | Heat Rate | MMBtu/MWh | 0 | 0 | 0 | 0 | 0 | 0 | 0
Wind and Solar Generation Cap 30% - WEC_CALN v5.14 | 1375 | 6295 | Generation Constraint in GWh | FALSE | L | Annual | Generation | TWh | 6.8126 | 7.5778 | 7.5778 | 7.5778 | 31.4882 | 33.6291 | 35.9522
Wind and Solar Generation Cap 30% - WEC_CALN v5.14 | 1375 | 6295 | Generation Constraint in GWh | FALSE | L | Annual | Qualifying Generation | TWh | 6.8126 | 7.5778 | 7.5778 | 7.5778 | 31.4882 | 33.6291 | 35.9522
Wind and Solar Generation Cap 30% - WEC_CALN v5.14 | 1375 | 6295 | Generation Constraint in GWh | FALSE | L | Annual | Rate | lb/MWh | 0 | 0 | 0 | 0 | 0 | 0 | 0
Wind and Solar Generation Cap 30% - WEC_CALN v5.14 | 1375 | 6295 | Generation Constraint in GWh | FALSE | L | Annual | Constraint Shadow Price | US2011$/MWh | 0 | 0 | 0 | 0 | 0 | 0 | 0
Wind and Solar Generation Cap 30% - WEC_LADW v5.14 | 1376 | 6296 | Generation Constraint in GWh | FALSE | L | Annual | Seasons Included | Seasons | Winter, Summer | Winter, Summer | Winter, Summer | Winter, Summer | Winter, Summer | Winter, Summer | Winter, Summer
Wind and Solar Generation Cap 30% - WEC_LADW v5.14 | 1376 | 6296 | Generation Constraint in GWh | FALSE | L | Annual | Standard | GWh | 7873.6006 | 7966.0407 | 8069.3834 | 8386.4995 | 8687.1287 | 9426.3023 | 10228.3783
Wind and Solar Generation Cap 30% - WEC_LADW v5.14 | 1376 | 6296 | Generation Constraint in GWh | FALSE | L | Annual | Emissions at Affected Plants | GWh | 1429.3272 | 2900.297 | 2900.297 | 2900.297 | 8687.1287 | 9426.3023 | 9961.0196
Wind and Solar Generation Cap 30% - WEC_LADW v5.14 | 1376 | 6296 | Generation Constraint in GWh | FALSE | L | Annual | Allowances Purchased | GWh | 0 | 0 | 0 | 0 | 0 | 0 | 0
Wind and Solar Generation Cap 30% - WEC_LADW v5.14 | 1376 | 6296 | Generation Constraint in GWh | FALSE | L | Annual | Allowances Sold | GWh | 0 | 0 | 0 | 0 | 0 | 0 | 0
Wind and Solar Generation Cap 30% - WEC_LADW v5.14 | 1376 | 6296 | Generation Constraint in GWh | FALSE | L | Annual | Allowances Banked | GWh | 0 | 0 | 0 | 0 | 0 | 0 | 0
Wind and Solar Generation Cap 30% - WEC_LADW v5.14 | 1376 | 6296 | Generation Constraint in GWh | FALSE | L | Annual | Allowances Withdrawn (1:1) | GWh | 0 | 0 | 0 | 0 | 0 | 0 | 0
Wind and Solar Generation Cap 30% - WEC_LADW v5.14 | 1376 | 6296 | Generation Constraint in GWh | FALSE | L | Annual | Allowances Withdrawn (n:1) | GWh | 0 | 0 | 0 | 0 | 0 | 0 | 0
Wind and Solar Generation Cap 30% - WEC_LADW v5.14 | 1376 | 6296 | Generation Constraint in GWh | FALSE | L | Annual | Net Emissions Allowance Position | GWh | 1429.3272 | 2900.297 | 2900.297 | 2900.297 | 8687.1287 | 9426.3023 | 9961.0196
Wind and Solar Generation Cap 30% - WEC_LADW v5.14 | 1376 | 6296 | Generation Constraint in GWh | FALSE | L | Annual | Fuel Consumed | TBtu | 0 | 0 | 0 | 0 | 0 | 0 | 0
Wind and Solar Generation Cap 30% - WEC_LADW v5.14 | 1376 | 6296 | Generation Constraint in GWh | FALSE | L | Annual | Heat Rate | MMBtu/MWh | 0 | 0 | 0 | 0 | 0 | 0 | 0
Wind and Solar Generation Cap 30% - WEC_LADW v5.14 | 1376 | 6296 | Generation Constraint in GWh | FALSE | L | Annual | Generation | TWh | 1.4293 | 2.9003 | 2.9003 | 2.9003 | 8.6871 | 9.4263 | 9.961
Wind and Solar Generation Cap 30% - WEC_LADW v5.14 | 1376 | 6296 | Generation Constraint in GWh | FALSE | L | Annual | Qualifying Generation | TWh | 1.4293 | 2.9003 | 2.9003 | 2.9003 | 8.6871 | 9.4263 | 9.961
Wind and Solar Generation Cap 30% - WEC_LADW v5.14 | 1376 | 6296 | Generation Constraint in GWh | FALSE | L | Annual | Rate | lb/MWh | 0 | 0 | 0 | 0 | 0 | 0 | 0
Wind and Solar Generation Cap 30% - WEC_LADW v5.14 | 1376 | 6296 | Generation Constraint in GWh | FALSE | L | Annual | Constraint Shadow Price | US2011$/MWh | 0 | 0 | 0 | 0 | 5.8689 | 9.5653 | 0
Wind and Solar Generation Cap 30% - WEC_SDGE v5.14 | 1377 | 6297 | Generation Constraint in GWh | FALSE | L | Annual | Seasons Included | Seasons | Winter, Summer | Winter, Summer | Winter, Summer | Winter, Summer | Winter, Summer | Winter, Summer | Winter, Summer
Wind and Solar Generation Cap 30% - WEC_SDGE v5.14 | 1377 | 6297 | Generation Constraint in GWh | FALSE | L | Annual | Standard | GWh | 6170.0793 | 6242.5167 | 6323.4975 | 6571.9941 | 6854.5206 | 7433.7474 | 8062.2653
Wind and Solar Generation Cap 30% - WEC_SDGE v5.14 | 1377 | 6297 | Generation Constraint in GWh | FALSE | L | Annual | Emissions at Affected Plants | GWh | 241.1644 | 1414.8634 | 1414.8634 | 5700.096 | 6144.2464 | 6530.3975 | 6949.4095
Wind and Solar Generation Cap 30% - WEC_SDGE v5.14 | 1377 | 6297 | Generation Constraint in GWh | FALSE | L | Annual | Allowances Purchased | GWh | 0 | 0 | 0 | 0 | 0 | 0 | 0
Wind and Solar Generation Cap 30% - WEC_SDGE v5.14 | 1377 | 6297 | Generation Constraint in GWh | FALSE | L | Annual | Allowances Sold | GWh | 0 | 0 | 0 | 0 | 0 | 0 | 0
Wind and Solar Generation Cap 30% - WEC_SDGE v5.14 | 1377 | 6297 | Generation Constraint in GWh | FALSE | L | Annual | Allowances Banked | GWh | 0 | 0 | 0 | 0 | 0 | 0 | 0
Wind and Solar Generation Cap 30% - WEC_SDGE v5.14 | 1377 | 6297 | Generation Constraint in GWh | FALSE | L | Annual | Allowances Withdrawn (1:1) | GWh | 0 | 0 | 0 | 0 | 0 | 0 | 0
Wind and Solar Generation Cap 30% - WEC_SDGE v5.14 | 1377 | 6297 | Generation Constraint in GWh | FALSE | L | Annual | Allowances Withdrawn (n:1) | GWh | 0 | 0 | 0 | 0 | 0 | 0 | 0
Wind and Solar Generation Cap 30% - WEC_SDGE v5.14 | 1377 | 6297 | Generation Constraint in GWh | FALSE | L | Annual | Net Emissions Allowance Position | GWh | 241.1644 | 1414.8634 | 1414.8634 | 5700.096 | 6144.2464 | 6530.3975 | 6949.4095
Wind and Solar Generation Cap 30% - WEC_SDGE v5.14 | 1377 | 6297 | Generation Constraint in GWh | FALSE | L | Annual | Fuel Consumed | TBtu | 0 | 0 | 0 | 0 | 0 | 0 | 0
Wind and Solar Generation Cap 30% - WEC_SDGE v5.14 | 1377 | 6297 | Generation Constraint in GWh | FALSE | L | Annual | Heat Rate | MMBtu/MWh | 0 | 0 | 0 | 0 | 0 | 0 | 0
Wind and Solar Generation Cap 30% - WEC_SDGE v5.14 | 1377 | 6297 | Generation Constraint in GWh | FALSE | L | Annual | Generation | TWh | 0.24116 | 1.4149 | 1.4149 | 5.7001 | 6.1442 | 6.5304 | 6.9494
Wind and Solar Generation Cap 30% - WEC_SDGE v5.14 | 1377 | 6297 | Generation Constraint in GWh | FALSE | L | Annual | Qualifying Generation | TWh | 0.24116 | 1.4149 | 1.4149 | 5.7001 | 6.1442 | 6.5304 | 6.9494
Wind and Solar Generation Cap 30% - WEC_SDGE v5.14 | 1377 | 6297 | Generation Constraint in GWh | FALSE | L | Annual | Rate | lb/MWh | 0 | 0 | 0 | 0 | 0 | 0 | 0
Wind and Solar Generation Cap 30% - WEC_SDGE v5.14 | 1377 | 6297 | Generation Constraint in GWh | FALSE | L | Annual | Constraint Shadow Price | US2011$/MWh | 0 | 0 | 0 | 0 | 0 | 0 | 0
Wind and Solar Generation Cap 30% - WECC_AZ v5.14 | 1378 | 6298 | Generation Constraint in GWh | FALSE | L | Annual | Seasons Included | Seasons | Winter, Summer | Winter, Summer | Winter, Summer | Winter, Summer | Winter, Summer | Winter, Summer | Winter, Summer
Wind and Solar Generation Cap 30% - WECC_AZ v5.14 | 1378 | 6298 | Generation Constraint in GWh | FALSE | L | Annual | Standard | GWh | 27497.4096 | 28161.9162 | 28673.4957 | 30093.0895 | 31633.2709 | 34786.4035 | 38253.8431
Wind and Solar Generation Cap 30% - WECC_AZ v5.14 | 1378 | 6298 | Generation Constraint in GWh | FALSE | L | Annual | Emissions at Affected Plants | GWh | 4112.1293 | 4112.1906 | 4112.1906 | 4112.1906 | 23238.7019 | 25340.7903 | 27652.4167
Wind and Solar Generation Cap 30% - WECC_AZ v5.14 | 1378 | 6298 | Generation Constraint in GWh | FALSE | L | Annual | Allowances Purchased | GWh | 0 | 0 | 0 | 0 | 0 | 0 | 0
Wind and Solar Generation Cap 30% - WECC_AZ v5.14 | 1378 | 6298 | Generation Constraint in GWh | FALSE | L | Annual | Allowances Sold | GWh | 0 | 0 | 0 | 0 | 0 | 0 | 0
Wind and Solar Generation Cap 30% - WECC_AZ v5.14 | 1378 | 6298 | Generation Constraint in GWh | FALSE | L | Annual | Allowances Banked | GWh | 0 | 0 | 0 | 0 | 0 | 0 | 0
Wind and Solar Generation Cap 30% - WECC_AZ v5.14 | 1378 | 6298 | Generation Constraint in GWh | FALSE | L | Annual | Allowances Withdrawn (1:1) | GWh | 0 | 0 | 0 | 0 | 0 | 0 | 0
Wind and Solar Generation Cap 30% - WECC_AZ v5.14 | 1378 | 6298 | Generation Constraint in GWh | FALSE | L | Annual | Allowances Withdrawn (n:1) | GWh | 0 | 0 | 0 | 0 | 0 | 0 | 0
Wind and Solar Generation Cap 30% - WECC_AZ v5.14 | 1378 | 6298 | Generation Constraint in GWh | FALSE | L | Annual | Net Emissions Allowance Position | GWh | 4112.1293 | 4112.1906 | 4112.1906 | 4112.1906 | 23238.7019 | 25340.7903 | 27652.4167
Wind and Solar Generation Cap 30% - WECC_AZ v5.14 | 1378 | 6298 | Generation Constraint in GWh | FALSE | L | Annual | Fuel Consumed | TBtu | 0 | 0 | 0 | 0 | 0 | 0 | 0
Wind and Solar Generation Cap 30% - WECC_AZ v5.14 | 1378 | 6298 | Generation Constraint in GWh | FALSE | L | Annual | Heat Rate | MMBtu/MWh | 0 | 0 | 0 | 0 | 0 | 0 | 0
Wind and Solar Generation Cap 30% - WECC_AZ v5.14 | 1378 | 6298 | Generation Constraint in GWh | FALSE | L | Annual | Generation | TWh | 4.1121 | 4.1122 | 4.1122 | 4.1122 | 23.2387 | 25.3408 | 27.6524
Wind and Solar Generation Cap 30% - WECC_AZ v5.14 | 1378 | 6298 | Generation Constraint in GWh | FALSE | L | Annual | Qualifying Generation | TWh | 4.1121 | 4.1122 | 4.1122 | 4.1122 | 23.2387 | 25.3408 | 27.6524
Wind and Solar Generation Cap 30% - WECC_AZ v5.14 | 1378 | 6298 | Generation Constraint in GWh | FALSE | L | Annual | Rate | lb/MWh | 0 | 0 | 0 | 0 | 0 | 0 | 0
Wind and Solar Generation Cap 30% - WECC_AZ v5.14 | 1378 | 6298 | Generation Constraint in GWh | FALSE | L | Annual | Constraint Shadow Price | US2011$/MWh | 0 | 0 | 0 | 0 | 0 | 0 | 0
Wind and Solar Generation Cap 30% - WECC_CO v5.14 | 1379 | 6299 | Generation Constraint in GWh | FALSE | L | Annual | Seasons Included | Seasons | Winter, Summer | Winter, Summer | Winter, Summer | Winter, Summer | Winter, Summer | Winter, Summer | Winter, Summer
Wind and Solar Generation Cap 30% - WECC_CO v5.14 | 1379 | 6299 | Generation Constraint in GWh | FALSE | L | Annual | Standard | GWh | 18879.7728 | 19457.5144 | 19869.2392 | 20918.9231 | 21936.0923 | 23916.9271 | 26076.6399
Wind and Solar Generation Cap 30% - WECC_CO v5.14 | 1379 | 6299 | Generation Constraint in GWh | FALSE | L | Annual | Emissions at Affected Plants | GWh | 8693.0888 | 12633.537 | 12834.9081 | 13726.5352 | 21936.0923 | 23916.9271 | 26076.6399
Wind and Solar Generation Cap 30% - WECC_CO v5.14 | 1379 | 6299 | Generation Constraint in GWh | FALSE | L | Annual | Allowances Purchased | GWh | 0 | 0 | 0 | 0 | 0 | 0 | 0
Wind and Solar Generation Cap 30% - WECC_CO v5.14 | 1379 | 6299 | Generation Constraint in GWh | FALSE | L | Annual | Allowances Sold | GWh | 0 | 0 | 0 | 0 | 0 | 0 | 0
Wind and Solar Generation Cap 30% - WECC_CO v5.14 | 1379 | 6299 | Generation Constraint in GWh | FALSE | L | Annual | Allowances Banked | GWh | 0 | 0 | 0 | 0 | 0 | 0 | 0
Wind and Solar Generation Cap 30% - WECC_CO v5.14 | 1379 | 6299 | Generation Constraint in GWh | FALSE | L | Annual | Allowances Withdrawn (1:1) | GWh | 0 | 0 | 0 | 0 | 0 | 0 | 0
Wind and Solar Generation Cap 30% - WECC_CO v5.14 | 1379 | 6299 | Generation Constraint in GWh | FALSE | L | Annual | Allowances Withdrawn (n:1) | GWh | 0 | 0 | 0 | 0 | 0 | 0 | 0
Wind and Solar Generation Cap 30% - WECC_CO v5.14 | 1379 | 6299 | Generation Constraint in GWh | FALSE | L | Annual | Net Emissions Allowance Position | GWh | 8693.0888 | 12633.537 | 12834.9081 | 13726.5352 | 21936.0923 | 23916.9271 | 26076.6399
Wind and Solar Generation Cap 30% - WECC_CO v5.14 | 1379 | 6299 | Generation Constraint in GWh | FALSE | L | Annual | Fuel Consumed | TBtu | 0 | 0 | 0 | 0 | 0 | 0 | 0
Wind and Solar Generation Cap 30% - WECC_CO v5.14 | 1379 | 6299 | Generation Constraint in GWh | FALSE | L | Annual | Heat Rate | MMBtu/MWh | 0 | 0 | 0 | 0 | 0 | 0 | 0
Wind and Solar Generation Cap 30% - WECC_CO v5.14 | 1379 | 6299 | Generation Constraint in GWh | FALSE | L | Annual | Generation | TWh | 8.6931 | 12.6335 | 12.8349 | 13.7265 | 21.9361 | 23.9169 | 26.0766
Wind and Solar Generation Cap 30% - WECC_CO v5.14 | 1379 | 6299 | Generation Constraint in GWh | FALSE | L | Annual | Qualifying Generation | TWh | 8.6931 | 12.6335 | 12.8349 | 13.7265 | 21.9361 | 23.9169 | 26.0766
Wind and Solar Generation Cap 30% - WECC_CO v5.14 | 1379 | 6299 | Generation Constraint in GWh | FALSE | L | Annual | Rate | lb/MWh | 0 | 0 | 0 | 0 | 0 | 0 | 0
Wind and Solar Generation Cap 30% - WECC_CO v5.14 | 1379 | 6299 | Generation Constraint in GWh | FALSE | L | Annual | Constraint Shadow Price | US2011$/MWh | 0 | 0 | 0 | 0 | 6.8168 | 7.6282 | 16.1591
Wind and Solar Generation Cap 30% - WECC_ID v5.14 | 1380 | 6300 | Generation Constraint in GWh | FALSE | L | Annual | Seasons Included | Seasons | Winter, Summer | Winter, Summer | Winter, Summer | Winter, Summer | Winter, Summer | Winter, Summer | Winter, Summer
Wind and Solar Generation Cap 30% - WECC_ID v5.14 | 1380 | 6300 | Generation Constraint in GWh | FALSE | L | Annual | Standard | GWh | 6543.4735 | 6696.9113 | 6804.1588 | 7086.9658 | 7351.8546 | 7886.6568 | 8460.3678
Wind and Solar Generation Cap 30% - WECC_ID v5.14 | 1380 | 6300 | Generation Constraint in GWh | FALSE | L | Annual | Emissions at Affected Plants | GWh | 3701.9182 | 3704.2516 | 3704.2516 | 3704.2516 | 4018.3308 | 4018.3308 | 4223.6928
Wind and Solar Generation Cap 30% - WECC_ID v5.14 | 1380 | 6300 | Generation Constraint in GWh | FALSE | L | Annual | Allowances Purchased | GWh | 0 | 0 | 0 | 0 | 0 | 0 | 0
Wind and Solar Generation Cap 30% - WECC_ID v5.14 | 1380 | 6300 | Generation Constraint in GWh | FALSE | L | Annual | Allowances Sold | GWh | 0 | 0 | 0 | 0 | 0 | 0 | 0
Wind and Solar Generation Cap 30% - WECC_ID v5.14 | 1380 | 6300 | Generation Constraint in GWh | FALSE | L | Annual | Allowances Banked | GWh | 0 | 0 | 0 | 0 | 0 | 0 | 0
Wind and Solar Generation Cap 30% - WECC_ID v5.14 | 1380 | 6300 | Generation Constraint in GWh | FALSE | L | Annual | Allowances Withdrawn (1:1) | GWh | 0 | 0 | 0 | 0 | 0 | 0 | 0
Wind and Solar Generation Cap 30% - WECC_ID v5.14 | 1380 | 6300 | Generation Constraint in GWh | FALSE | L | Annual | Allowances Withdrawn (n:1) | GWh | 0 | 0 | 0 | 0 | 0 | 0 | 0
Wind and Solar Generation Cap 30% - WECC_ID v5.14 | 1380 | 6300 | Generation Constraint in GWh | FALSE | L | Annual | Net Emissions Allowance Position | GWh | 3701.9182 | 3704.2516 | 3704.2516 | 3704.2516 | 4018.3308 | 4018.3308 | 4223.6928
Wind and Solar Generation Cap 30% - WECC_ID v5.14 | 1380 | 6300 | Generation Constraint in GWh | FALSE | L | Annual | Fuel Consumed | TBtu | 0 | 0 | 0 | 0 | 0 | 0 | 0
Wind and Solar Generation Cap 30% - WECC_ID v5.14 | 1380 | 6300 | Generation Constraint in GWh | FALSE | L | Annual | Heat Rate | MMBtu/MWh | 0 | 0 | 0 | 0 | 0 | 0 | 0
Wind and Solar Generation Cap 30% - WECC_ID v5.14 | 1380 | 6300 | Generation Constraint in GWh | FALSE | L | Annual | Generation | TWh | 3.7019 | 3.7043 | 3.7043 | 3.7043 | 4.0183 | 4.0183 | 4.2237
Wind and Solar Generation Cap 30% - WECC_ID v5.14 | 1380 | 6300 | Generation Constraint in GWh | FALSE | L | Annual | Qualifying Generation | TWh | 3.7019 | 3.7043 | 3.7043 | 3.7043 | 4.0183 | 4.0183 | 4.2237
Wind and Solar Generation Cap 30% - WECC_ID v5.14 | 1380 | 6300 | Generation Constraint in GWh | FALSE | L | Annual | Rate | lb/MWh | 0 | 0 | 0 | 0 | 0 | 0 | 0
Wind and Solar Generation Cap 30% - WECC_ID v5.14 | 1380 | 6300 | Generation Constraint in GWh | FALSE | L | Annual | Constraint Shadow Price | US2011$/MWh | 0 | 0 | 0 | 0 | 0 | 0 | 0
Wind and Solar Generation Cap 30% - WECC_IID v5.14 | 1381 | 6301 | Generation Constraint in GWh | FALSE | L | Annual | Seasons Included | Seasons | Winter, Summer | Winter, Summer | Winter, Summer | Winter, Summer | Winter, Summer | Winter, Summer | Winter, Summer
Wind and Solar Generation Cap 30% - WECC_IID v5.14 | 1381 | 6301 | Generation Constraint in GWh | FALSE | L | Annual | Standard | GWh | 2851.9675 | 2851.9675 | 2851.9675 | 2851.9675 | 2851.9675 | 2851.9675 | 2851.9675
Wind and Solar Generation Cap 30% - WECC_IID v5.14 | 1381 | 6301 | Generation Constraint in GWh | FALSE | L | Annual | Emissions at Affected Plants | GWh | 2850.9675 | 2851.2933 | 2851.2933 | 2851.2933 | 2851.2933 | 2851.2933 | 2851.2933
Wind and Solar Generation Cap 30% - WECC_IID v5.14 | 1381 | 6301 | Generation Constraint in GWh | FALSE | L | Annual | Allowances Purchased | GWh | 0 | 0 | 0 | 0 | 0 | 0 | 0
Wind and Solar Generation Cap 30% - WECC_IID v5.14 | 1381 | 6301 | Generation Constraint in GWh | FALSE | L | Annual | Allowances Sold | GWh | 0 | 0 | 0 | 0 | 0 | 0 | 0
Wind and Solar Generation Cap 30% - WECC_IID v5.14 | 1381 | 6301 | Generation Constraint in GWh | FALSE | L | Annual | Allowances Banked | GWh | 0 | 0 | 0 | 0 | 0 | 0 | 0
Wind and Solar Generation Cap 30% - WECC_IID v5.14 | 1381 | 6301 | Generation Constraint in GWh | FALSE | L | Annual | Allowances Withdrawn (1:1) | GWh | 0 | 0 | 0 | 0 | 0 | 0 | 0
Wind and Solar Generation Cap 30% - WECC_IID v5.14 | 1381 | 6301 | Generation Constraint in GWh | FALSE | L | Annual | Allowances Withdrawn (n:1) | GWh | 0 | 0 | 0 | 0 | 0 | 0 | 0
Wind and Solar Generation Cap 30% - WECC_IID v5.14 | 1381 | 6301 | Generation Constraint in GWh | FALSE | L | Annual | Net Emissions Allowance Position | GWh | 2850.9675 | 2851.2933 | 2851.2933 | 2851.2933 | 2851.2933 | 2851.2933 | 2851.2933
Wind and Solar Generation Cap 30% - WECC_IID v5.14 | 1381 | 6301 | Generation Constraint in GWh | FALSE | L | Annual | Fuel Consumed | TBtu | 0 | 0 | 0 | 0 | 0 | 0 | 0
Wind and Solar Generation Cap 30% - WECC_IID v5.14 | 1381 | 6301 | Generation Constraint in GWh | FALSE | L | Annual | Heat Rate | MMBtu/MWh | 0 | 0 | 0 | 0 | 0 | 0 | 0
Wind and Solar Generation Cap 30% - WECC_IID v5.14 | 1381 | 6301 | Generation Constraint in GWh | FALSE | L | Annual | Generation | TWh | 2.851 | 2.8513 | 2.8513 | 2.8513 | 2.8513 | 2.8513 | 2.8513
Wind and Solar Generation Cap 30% - WECC_IID v5.14 | 1381 | 6301 | Generation Constraint in GWh | FALSE | L | Annual | Qualifying Generation | TWh | 2.851 | 2.8513 | 2.8513 | 2.8513 | 2.8513 | 2.8513 | 2.8513
Wind and Solar Generation Cap 30% - WECC_IID v5.14 | 1381 | 6301 | Generation Constraint in GWh | FALSE | L | Annual | Rate | lb/MWh | 0 | 0 | 0 | 0 | 0 | 0 | 0
Wind and Solar Generation Cap 30% - WECC_IID v5.14 | 1381 | 6301 | Generation Constraint in GWh | FALSE | L | Annual | Constraint Shadow Price | US2011$/MWh | 0 | 0 | 0 | 0 | 0 | 0 | 0
Wind and Solar Generation Cap 30% - WECC_MT v5.14 | 1382 | 6302 | Generation Constraint in GWh | FALSE | L | Annual | Seasons Included | Seasons | Winter, Summer | Winter, Summer | Winter, Summer | Winter, Summer | Winter, Summer | Winter, Summer | Winter, Summer
Wind and Solar Generation Cap 30% - WECC_MT v5.14 | 1382 | 6302 | Generation Constraint in GWh | FALSE | L | Annual | Standard | GWh | 3284.4694 | 3361.4752 | 3415.2995 | 3557.2318 | 3690.1714 | 3958.5724 | 4246.5006
Wind and Solar Generation Cap 30% - WECC_MT v5.14 | 1382 | 6302 | Generation Constraint in GWh | FALSE | L | Annual | Emissions at Affected Plants | GWh | 1722.3448 | 1957.2925 | 1957.2925 | 2212.495 | 2460.4476 | 2460.4476 | 2460.4476
Wind and Solar Generation Cap 30% - WECC_MT v5.14 | 1382 | 6302 | Generation Constraint in GWh | FALSE | L | Annual | Allowances Purchased | GWh | 0 | 0 | 0 | 0 | 0 | 0 | 0
Wind and Solar Generation Cap 30% - WECC_MT v5.14 | 1382 | 6302 | Generation Constraint in GWh | FALSE | L | Annual | Allowances Sold | GWh | 0 | 0 | 0 | 0 | 0 | 0 | 0
Wind and Solar Generation Cap 30% - WECC_MT v5.14 | 1382 | 6302 | Generation Constraint in GWh | FALSE | L | Annual | Allowances Banked | GWh | 0 | 0 | 0 | 0 | 0 | 0 | 0
Wind and Solar Generation Cap 30% - WECC_MT v5.14 | 1382 | 6302 | Generation Constraint in GWh | FALSE | L | Annual | Allowances Withdrawn (1:1) | GWh | 0 | 0 | 0 | 0 | 0 | 0 | 0
Wind and Solar Generation Cap 30% - WECC_MT v5.14 | 1382 | 6302 | Generation Constraint in GWh | FALSE | L | Annual | Allowances Withdrawn (n:1) | GWh | 0 | 0 | 0 | 0 | 0 | 0 | 0
Wind and Solar Generation Cap 30% - WECC_MT v5.14 | 1382 | 6302 | Generation Constraint in GWh | FALSE | L | Annual | Net Emissions Allowance Position | GWh | 1722.3448 | 1957.2925 | 1957.2925 | 2212.495 | 2460.4476 | 2460.4476 | 2460.4476
Wind and Solar Generation Cap 30% - WECC_MT v5.14 | 1382 | 6302 | Generation Constraint in GWh | FALSE | L | Annual | Fuel Consumed | TBtu | 0 | 0 | 0 | 0 | 0 | 0 | 0
Wind and Solar Generation Cap 30% - WECC_MT v5.14 | 1382 | 6302 | Generation Constraint in GWh | FALSE | L | Annual | Heat Rate | MMBtu/MWh | 0 | 0 | 0 | 0 | 0 | 0 | 0
Wind and Solar Generation Cap 30% - WECC_MT v5.14 | 1382 | 6302 | Generation Constraint in GWh | FALSE | L | Annual | Generation | TWh | 1.7223 | 1.9573 | 1.9573 | 2.2125 | 2.4604 | 2.4604 | 2.4604
Wind and Solar Generation Cap 30% - WECC_MT v5.14 | 1382 | 6302 | Generation Constraint in GWh | FALSE | L | Annual | Qualifying Generation | TWh | 1.7223 | 1.9573 | 1.9573 | 2.2125 | 2.4604 | 2.4604 | 2.4604
Wind and Solar Generation Cap 30% - WECC_MT v5.14 | 1382 | 6302 | Generation Constraint in GWh | FALSE | L | Annual | Rate | lb/MWh | 0 | 0 | 0 | 0 | 0 | 0 | 0
Wind and Solar Generation Cap 30% - WECC_MT v5.14 | 1382 | 6302 | Generation Constraint in GWh | FALSE | L | Annual | Constraint Shadow Price | US2011$/MWh | 0 | 0 | 0 | 0 | 0 | 0 | 0
Wind and Solar Generation Cap 30% - WECC_NM v5.14 | 1383 | 6303 | Generation Constraint in GWh | FALSE | L | Annual | Seasons Included | Seasons | Winter, Summer | Winter, Summer | Winter, Summer | Winter, Summer | Winter, Summer | Winter, Summer | Winter, Summer
Wind and Solar Generation Cap 30% - WECC_NM v5.14 | 1383 | 6303 | Generation Constraint in GWh | FALSE | L | Annual | Standard | GWh | 6635.057 | 6795.3824 | 6918.8112 | 7261.3165 | 7632.9159 | 8393.672 | 9230.261
Wind and Solar Generation Cap 30% - WECC_NM v5.14 | 1383 | 6303 | Generation Constraint in GWh | FALSE | L | Annual | Emissions at Affected Plants | GWh | 3411.5018 | 4992.2863 | 5074.5721 | 5302.909 | 7632.9159 | 8393.672 | 9230.261
Wind and Solar Generation Cap 30% - WECC_NM v5.14 | 1383 | 6303 | Generation Constraint in GWh | FALSE | L | Annual | Allowances Purchased | GWh | 0 | 0 | 0 | 0 | 0 | 0 | 0
Wind and Solar Generation Cap 30% - WECC_NM v5.14 | 1383 | 6303 | Generation Constraint in GWh | FALSE | L | Annual | Allowances Sold | GWh | 0 | 0 | 0 | 0 | 0 | 0 | 0
Wind and Solar Generation Cap 30% - WECC_NM v5.14 | 1383 | 6303 | Generation Constraint in GWh | FALSE | L | Annual | Allowances Banked | GWh | 0 | 0 | 0 | 0 | 0 | 0 | 0
Wind and Solar Generation Cap 30% - WECC_NM v5.14 | 1383 | 6303 | Generation Constraint in GWh | FALSE | L | Annual | Allowances Withdrawn (1:1) | GWh | 0 | 0 | 0 | 0 | 0 | 0 | 0
Wind and Solar Generation Cap 30% - WECC_NM v5.14 | 1383 | 6303 | Generation Constraint in GWh | FALSE | L | Annual | Allowances Withdrawn (n:1) | GWh | 0 | 0 | 0 | 0 | 0 | 0 | 0
Wind and Solar Generation Cap 30% - WECC_NM v5.14 | 1383 | 6303 | Generation Constraint in GWh | FALSE | L | Annual | Net Emissions Allowance Position | GWh | 3411.5018 | 4992.2863 | 5074.5721 | 5302.909 | 7632.9159 | 8393.672 | 9230.261
Wind and Solar Generation Cap 30% - WECC_NM v5.14 | 1383 | 6303 | Generation Constraint in GWh | FALSE | L | Annual | Fuel Consumed | TBtu | 0 | 0 | 0 | 0 | 0 | 0 | 0
Wind and Solar Generation Cap 30% - WECC_NM v5.14 | 1383 | 6303 | Generation Constraint in GWh | FALSE | L | Annual | Heat Rate | MMBtu/MWh | 0 | 0 | 0 | 0 | 0 | 0 | 0
Wind and Solar Generation Cap 30% - WECC_NM v5.14 | 1383 | 6303 | Generation Constraint in GWh | FALSE | L | Annual | Generation | TWh | 3.4115 | 4.9923 | 5.0746 | 5.3029 | 7.6329 | 8.3937 | 9.2303
Wind and Solar Generation Cap 30% - WECC_NM v5.14 | 1383 | 6303 | Generation Constraint in GWh | FALSE | L | Annual | Qualifying Generation | TWh | 3.4115 | 4.9923 | 5.0746 | 5.3029 | 7.6329 | 8.3937 | 9.2303
Wind and Solar Generation Cap 30% - WECC_NM v5.14 | 1383 | 6303 | Generation Constraint in GWh | FALSE | L | Annual | Rate | lb/MWh | 0 | 0 | 0 | 0 | 0 | 0 | 0
Wind and Solar Generation Cap 30% - WECC_NM v5.14 | 1383 | 6303 | Generation Constraint in GWh | FALSE | L | Annual | Constraint Shadow Price | US2011$/MWh | 0 | 0 | 0 | 0 | 8.5581 | 10.3217 | 14.4159
Wind and Solar Generation Cap 30% - WECC_NNV v5.14 | 1384 | 6304 | Generation Constraint in GWh | FALSE | L | Annual | Seasons Included | Seasons | Winter, Summer | Winter, Summer | Winter, Summer | Winter, Summer | Winter, Summer | Winter, Summer | Winter, Summer
Wind and Solar Generation Cap 30% - WECC_NNV v5.14 | 1384 | 6304 | Generation Constraint in GWh | FALSE | L | Annual | Standard | GWh | 3742.0548 | 3829.7921 | 3891.1174 | 4052.8294 | 4204.2956 | 4510.1011 | 4838.155
Wind and Solar Generation Cap 30% - WECC_NNV v5.14 | 1384 | 6304 | Generation Constraint in GWh | FALSE | L | Annual | Emissions at Affected Plants | GWh | 444.2889 | 445.164 | 445.164 | 448.5346 | 3168.7315 | 3372.6018 | 3591.3045
Wind and Solar Generation Cap 30% - WECC_NNV v5.14 | 1384 | 6304 | Generation Constraint in GWh | FALSE | L | Annual | Allowances Purchased | GWh | 0 | 0 | 0 | 0 | 0 | 0 | 0
Wind and Solar Generation Cap 30% - WECC_NNV v5.14 | 1384 | 6304 | Generation Constraint in GWh | FALSE | L | Annual | Allowances Sold | GWh | 0 | 0 | 0 | 0 | 0 | 0 | 0
Wind and Solar Generation Cap 30% - WECC_NNV v5.14 | 1384 | 6304 | Generation Constraint in GWh | FALSE | L | Annual | Allowances Banked | GWh | 0 | 0 | 0 | 0 | 0 | 0 | 0
Wind and Solar Generation Cap 30% - WECC_NNV v5.14 | 1384 | 6304 | Generation Constraint in GWh | FALSE | L | Annual | Allowances Withdrawn (1:1) | GWh | 0 | 0 | 0 | 0 | 0 | 0 | 0
Wind and Solar Generation Cap 30% - WECC_NNV v5.14 | 1384 | 6304 | Generation Constraint in GWh | FALSE | L | Annual | Allowances Withdrawn (n:1) | GWh | 0 | 0 | 0 | 0 | 0 | 0 | 0
Wind and Solar Generation Cap 30% - WECC_NNV v5.14 | 1384 | 6304 | Generation Constraint in GWh | FALSE | L | Annual | Net Emissions Allowance Position | GWh | 444.2889 | 445.164 | 445.164 | 448.5346 | 3168.7315 | 3372.6018 | 3591.3045
Wind and Solar Generation Cap 30% - WECC_NNV v5.14 | 1384 | 6304 | Generation Constraint in GWh | FALSE | L | Annual | Fuel Consumed | TBtu | 0 | 0 | 0 | 0 | 0 | 0 | 0
Wind and Solar Generation Cap 30% - WECC_NNV v5.14 | 1384 | 6304 | Generation Constraint in GWh | FALSE | L | Annual | Heat Rate | MMBtu/MWh | 0 | 0 | 0 | 0 | 0 | 0 | 0
Wind and Solar Generation Cap 30% - WECC_NNV v5.14 | 1384 | 6304 | Generation Constraint in GWh | FALSE | L | Annual | Generation | TWh | 0.44429 | 0.44516 | 0.44516 | 0.44853 | 3.1687 | 3.3726 | 3.5913
Wind and Solar Generation Cap 30% - WECC_NNV v5.14 | 1384 | 6304 | Generation Constraint in GWh | FALSE | L | Annual | Qualifying Generation | TWh | 0.44429 | 0.44516 | 0.44516 | 0.44853 | 3.1687 | 3.3726 | 3.5913
Wind and Solar Generation Cap 30% - WECC_NNV v5.14 | 1384 | 6304 | Generation Constraint in GWh | FALSE | L | Annual | Rate | lb/MWh | 0 | 0 | 0 | 0 | 0 | 0 | 0
Wind and Solar Generation Cap 30% - WECC_NNV v5.14 | 1384 | 6304 | Generation Constraint in GWh | FALSE | L | Annual | Constraint Shadow Price | US2011$/MWh | 0 | 0 | 0 | 0 | 0 | 0 | 0
Wind and Solar Generation Cap 30% - WECC_PNW v5.14 | 1385 | 6305 | Generation Constraint in GWh | FALSE | L | Annual | Seasons Included | Seasons | Winter, Summer | Winter, Summer | Winter, Summer | Winter, Summer | Winter, Summer | Winter, Summer | Winter, Summer
Wind and Solar Generation Cap 30% - WECC_PNW v5.14 | 1385 | 6305 | Generation Constraint in GWh | FALSE | L | Annual | Standard | GWh | 50243.3624 | 51421.6747 | 52245.2728 | 54417.0653 | 56451.2556 | 60558.223 | 64963.9876
Wind and Solar Generation Cap 30% - WECC_PNW v5.14 | 1385 | 6305 | Generation Constraint in GWh | FALSE | L | Annual | Emissions at Affected Plants | GWh | 17458.7983 | 17590.409 | 17590.409 | 17590.409 | 24613.9429 | 27205.3444 | 51027.7871
Wind and Solar Generation Cap 30% - WECC_PNW v5.14 | 1385 | 6305 | Generation Constraint in GWh | FALSE | L | Annual | Allowances Purchased | GWh | 0 | 0 | 0 | 0 | 0 | 0 | 0
Wind and Solar Generation Cap 30% - WECC_PNW v5.14 | 1385 | 6305 | Generation Constraint in GWh | FALSE | L | Annual | Allowances Sold | GWh | 0 | 0 | 0 | 0 | 0 | 0 | 0
Wind and Solar Generation Cap 30% - WECC_PNW v5.14 | 1385 | 6305 | Generation Constraint in GWh | FALSE | L | Annual | Allowances Banked | GWh | 0 | 0 | 0 | 0 | 0 | 0 | 0
Wind and Solar Generation Cap 30% - WECC_PNW v5.14 | 1385 | 6305 | Generation Constraint in GWh | FALSE | L | Annual | Allowances Withdrawn (1:1) | GWh | 0 | 0 | 0 | 0 | 0 | 0 | 0
Wind and Solar Generation Cap 30% - WECC_PNW v5.14 | 1385 | 6305 | Generation Constraint in GWh | FALSE | L | Annual | Allowances Withdrawn (n:1) | GWh | 0 | 0 | 0 | 0 | 0 | 0 | 0
Wind and Solar Generation Cap 30% - WECC_PNW v5.14 | 1385 | 6305 | Generation Constraint in GWh | FALSE | L | Annual | Net Emissions Allowance Position | GWh | 17458.7983 | 17590.409 | 17590.409 | 17590.409 | 24613.9429 | 27205.3444 | 51027.7871
Wind and Solar Generation Cap 30% - WECC_PNW v5.14 | 1385 | 6305 | Generation Constraint in GWh | FALSE | L | Annual | Fuel Consumed | TBtu | 0 | 0 | 0 | 0 | 0 | 0 | 0
Wind and Solar Generation Cap 30% - WECC_PNW v5.14 | 1385 | 6305 | Generation Constraint in GWh | FALSE | L | Annual | Heat Rate | MMBtu/MWh | 0 | 0 | 0 | 0 | 0 | 0 | 0
Wind and Solar Generation Cap 30% - WECC_PNW v5.14 | 1385 | 6305 | Generation Constraint in GWh | FALSE | L | Annual | Generation | TWh | 17.4588 | 17.5904 | 17.5904 | 17.5904 | 24.6139 | 27.2053 | 51.0278
Wind and Solar Generation Cap 30% - WECC_PNW v5.14 | 1385 | 6305 | Generation Constraint in GWh | FALSE | L | Annual | Qualifying Generation | TWh | 17.4588 | 17.5904 | 17.5904 | 17.5904 | 24.6139 | 27.2053 | 51.0278
Wind and Solar Generation Cap 30% - WECC_PNW v5.14 | 1385 | 6305 | Generation Constraint in GWh | FALSE | L | Annual | Rate | lb/MWh | 0 | 0 | 0 | 0 | 0 | 0 | 0
Wind and Solar Generation Cap 30% - WECC_PNW v5.14 | 1385 | 6305 | Generation Constraint in GWh | FALSE | L | Annual | Constraint Shadow Price | US2011$/MWh | 0 | 0 | 0 | 0 | 0 | 0 | 0
Wind and Solar Generation Cap 30% - WECC_SCE v5.14 | 1386 | 6306 | Generation Constraint in GWh | FALSE | L | Annual | Seasons Included | Seasons | Winter, Summer | Winter, Summer | Winter, Summer | Winter, Summer | Winter, Summer | Winter, Summer | Winter, Summer
Wind and Solar Generation Cap 30% - WECC_SCE v5.14 | 1386 | 6306 | Generation Constraint in GWh | FALSE | L | Annual | Standard | GWh | 32621.7927 | 33004.8263 | 33433.0355 | 34747.0332 | 35992.7157 | 39055.5449 | 42379.0152
Wind and Solar Generation Cap 30% - WECC_SCE v5.14 | 1386 | 6306 | Generation Constraint in GWh | FALSE | L | Annual | Emissions at Affected Plants | GWh | 18642.2064 | 25311.439 | 25311.439 | 34747.0332 | 35992.7157 | 39055.5449 | 42379.0152
Wind and Solar Generation Cap 30% - WECC_SCE v5.14 | 1386 | 6306 | Generation Constraint in GWh | FALSE | L | Annual | Allowances Purchased | GWh | 0 | 0 | 0 | 0 | 0 | 0 | 0
Wind and Solar Generation Cap 30% - WECC_SCE v5.14 | 1386 | 6306 | Generation Constraint in GWh | FALSE | L | Annual | Allowances Sold | GWh | 0 | 0 | 0 | 0 | 0 | 0 | 0
Wind and Solar Generation Cap 30% - WECC_SCE v5.14 | 1386 | 6306 | Generation Constraint in GWh | FALSE | L | Annual | Allowances Banked | GWh | 0 | 0 | 0 | 0 | 0 | 0 | 0
Wind and Solar Generation Cap 30% - WECC_SCE v5.14 | 1386 | 6306 | Generation Constraint in GWh | FALSE | L | Annual | Allowances Withdrawn (1:1) | GWh | 0 | 0 | 0 | 0 | 0 | 0 | 0
Wind and Solar Generation Cap 30% - WECC_SCE v5.14 | 1386 | 6306 | Generation Constraint in GWh | FALSE | L | Annual | Allowances Withdrawn (n:1) | GWh | 0 | 0 | 0 | 0 | 0 | 0 | 0
Wind and Solar Generation Cap 30% - WECC_SCE v5.14 | 1386 | 6306 | Generation Constraint in GWh | FALSE | L | Annual | Net Emissions Allowance Position | GWh | 18642.2064 | 25311.439 | 25311.439 | 34747.0332 | 35992.7157 | 39055.5449 | 42379.0152
Wind and Solar Generation Cap 30% - WECC_SCE v5.14 | 1386 | 6306 | Generation Constraint in GWh | FALSE | L | Annual | Fuel Consumed | TBtu | 0 | 0 | 0 | 0 | 0 | 0 | 0
Wind and Solar Generation Cap 30% - WECC_SCE v5.14 | 1386 | 6306 | Generation Constraint in GWh | FALSE | L | Annual | Heat Rate | MMBtu/MWh | 0 | 0 | 0 | 0 | 0 | 0 | 0
Wind and Solar Generation Cap 30% - WECC_SCE v5.14 | 1386 | 6306 | Generation Constraint in GWh | FALSE | L | Annual | Generation | TWh | 18.6422 | 25.3114 | 25.3114 | 34.747 | 35.9927 | 39.0555 | 42.379
Wind and Solar Generation Cap 30% - WECC_SCE v5.14 | 1386 | 6306 | Generation Constraint in GWh | FALSE | L | Annual | Qualifying Generation | TWh | 18.6422 | 25.3114 | 25.3114 | 34.747 | 35.9927 | 39.0555 | 42.379
Wind and Solar Generation Cap 30% - WECC_SCE v5.14 | 1386 | 6306 | Generation Constraint in GWh | FALSE | L | Annual | Rate | lb/MWh | 0 | 0 | 0 | 0 | 0 | 0 | 0
Wind and Solar Generation Cap 30% - WECC_SCE v5.14 | 1386 | 6306 | Generation Constraint in GWh | FALSE | L | Annual | Constraint Shadow Price | US2011$/MWh | 0 | 0 | 0 | 2.8849 | 12.2011 | 13.3079 | 16.2334
Wind and Solar Generation Cap 30% - WECC_SF v5.14 | 1387 | 6307 | Generation Constraint in GWh | FALSE | L | Annual | Seasons Included | Seasons | Winter, Summer | Winter, Summer | Winter, Summer | Winter, Summer | Winter, Summer | Winter, Summer | Winter, Summer
Wind and Solar Generation Cap 30% - WECC_SF v5.14 | 1387 | 6307 | Generation Constraint in GWh | FALSE | L | Annual | Standard | GWh | 1725.8433 | 1746.0964 | 1768.7382 | 1838.2166 | 1904.0828 | 2066.0316 | 2241.762
Wind and Solar Generation Cap 30% - WECC_SF v5.14 | 1387 | 6307 | Generation Constraint in GWh | FALSE | L | Annual | Emissions at Affected Plants | GWh | 518.6683 | 1243.1966 | 1258.2912 | 1304.6101 | 1904.0828 | 2066.0316 | 2241.762
Wind and Solar Generation Cap 30% - WECC_SF v5.14 | 1387 | 6307 | Generation Constraint in GWh | FALSE | L | Annual | Allowances Purchased | GWh | 0 | 0 | 0 | 0 | 0 | 0 | 0
Wind and Solar Generation Cap 30% - WECC_SF v5.14 | 1387 | 6307 | Generation Constraint in GWh | FALSE | L | Annual | Allowances Sold | GWh | 0 | 0 | 0 | 0 | 0 | 0 | 0
Wind and Solar Generation Cap 30% - WECC_SF v5.14 | 1387 | 6307 | Generation Constraint in GWh | FALSE | L | Annual | Allowances Banked | GWh | 0 | 0 | 0 | 0 | 0 | 0 | 0
Wind and Solar Generation Cap 30% - WECC_SF v5.14 | 1387 | 6307 | Generation Constraint in GWh | FALSE | L | Annual | Allowances Withdrawn (1:1) | GWh | 0 | 0 | 0 | 0 | 0 | 0 | 0
Wind and Solar Generation Cap 30% - WECC_SF v5.14 | 1387 | 6307 | Generation Constraint in GWh | FALSE | L | Annual | Allowances Withdrawn (n:1) | GWh | 0 | 0 | 0 | 0 | 0 | 0 | 0
Wind and Solar Generation Cap 30% - WECC_SF v5.14 | 1387 | 6307 | Generation Constraint in GWh | FALSE | L | Annual | Net Emissions Allowance Position | GWh | 518.6683 | 1243.1966 | 1258.2912 | 1304.6101 | 1904.0828 | 2066.0316 | 2241.762
Wind and Solar Generation Cap 30% - WECC_SF v5.14 | 1387 | 6307 | Generation Constraint in GWh | FALSE | L | Annual | Fuel Consumed | TBtu | 0 | 0 | 0 | 0 | 0 | 0 | 0
Wind and Solar Generation Cap 30% - WECC_SF v5.14 | 1387 | 6307 | Generation Constraint in GWh | FALSE | L | Annual | Heat Rate | MMBtu/MWh | 0 | 0 | 0 | 0 | 0 | 0 | 0
Wind and Solar Generation Cap 30% - WECC_SF v5.14 | 1387 | 6307 | Generation Constraint in GWh | FALSE | L | Annual | Generation | TWh | 0.51867 | 1.2432 | 1.2583 | 1.3046 | 1.9041 | 2.066 | 2.2418
Wind and Solar Generation Cap 30% - WECC_SF v5.14 | 1387 | 6307 | Generation Constraint in GWh | FALSE | L | Annual | Qualifying Generation | TWh | 0.51867 | 1.2432 | 1.2583 | 1.3046 | 1.9041 | 2.066 | 2.2418
Wind and Solar Generation Cap 30% - WECC_SF v5.14 | 1387 | 6307 | Generation Constraint in GWh | FALSE | L | Annual | Rate | lb/MWh | 0 | 0 | 0 | 0 | 0 | 0 | 0
Wind and Solar Generation Cap 30% - WECC_SF v5.14 | 1387 | 6307 | Generation Constraint in GWh | FALSE | L | Annual | Constraint Shadow Price | US2011$/MWh | 0 | 0 | 0 | 0 | 1.0458 | 1.0601 | 11.0091
Wind and Solar Generation Cap 30% - WECC_SNV v5.14 | 1388 | 6308 | Generation Constraint in GWh | FALSE | L | Annual | Seasons Included | Seasons | Winter, Summer | Winter, Summer | Winter, Summer | Winter, Summer | Winter, Summer | Winter, Summer | Winter, Summer
Wind and Solar Generation Cap 30% - WECC_SNV v5.14 | 1388 | 6308 | Generation Constraint in GWh | FALSE | L | Annual | Standard | GWh | 6458.8337 | 6614.9004 | 6735.0504 | 7068.4576 | 7430.1861 | 8170.7339 | 8985.1002
Wind and Solar Generation Cap 30% - WECC_SNV v5.14 | 1388 | 6308 | Generation Constraint in GWh | FALSE | L | Annual | Emissions at Affected Plants | GWh | 2795.6852 | 2795.6852 | 2795.6852 | 2795.6852 | 4975.1538 | 5468.8523 | 6011.7632
Wind and Solar Generation Cap 30% - WECC_SNV v5.14 | 1388 | 6308 | Generation Constraint in GWh | FALSE | L | Annual | Allowances Purchased | GWh | 0 | 0 | 0 | 0 | 0 | 0 | 0
Wind and Solar Generation Cap 30% - WECC_SNV v5.14 | 1388 | 6308 | Generation Constraint in GWh | FALSE | L | Annual | Allowances Sold | GWh | 0 | 0 | 0 | 0 | 0 | 0 | 0
Wind and Solar Generation Cap 30% - WECC_SNV v5.14 | 1388 | 6308 | Generation Constraint in GWh | FALSE | L | Annual | Allowances Banked | GWh | 0 | 0 | 0 | 0 | 0 | 0 | 0
Wind and Solar Generation Cap 30% - WECC_SNV v5.14 | 1388 | 6308 | Generation Constraint in GWh | FALSE | L | Annual | Allowances Withdrawn (1:1) | GWh | 0 | 0 | 0 | 0 | 0 | 0 | 0
Wind and Solar Generation Cap 30% - WECC_SNV v5.14 | 1388 | 6308 | Generation Constraint in GWh | FALSE | L | Annual | Allowances Withdrawn (n:1) | GWh | 0 | 0 | 0 | 0 | 0 | 0 | 0
Wind and Solar Generation Cap 30% - WECC_SNV v5.14 | 1388 | 6308 | Generation Constraint in GWh | FALSE | L | Annual | Net Emissions Allowance Position | GWh | 2795.6852 | 2795.6852 | 2795.6852 | 2795.6852 | 4975.1538 | 5468.8523 | 6011.7632
Wind and Solar Generation Cap 30% - WECC_SNV v5.14 | 1388 | 6308 | Generation Constraint in GWh | FALSE | L | Annual | Fuel Consumed | TBtu | 0 | 0 | 0 | 0 | 0 | 0 | 0
Wind and Solar Generation Cap 30% - WECC_SNV v5.14 | 1388 | 6308 | Generation Constraint in GWh | FALSE | L | Annual | Heat Rate | MMBtu/MWh | 0 | 0 | 0 | 0 | 0 | 0 | 0
Wind and Solar Generation Cap 30% - WECC_SNV v5.14 | 1388 | 6308 | Generation Constraint in GWh | FALSE | L | Annual | Generation | TWh | 2.7957 | 2.7957 | 2.7957 | 2.7957 | 4.9752 | 5.4689 | 6.0118
Wind and Solar Generation Cap 30% - WECC_SNV v5.14 | 1388 | 6308 | Generation Constraint in GWh | FALSE | L | Annual | Qualifying Generation | TWh | 2.7957 | 2.7957 | 2.7957 | 2.7957 | 4.9752 | 5.4689 | 6.0118
Wind and Solar Generation Cap 30% - WECC_SNV v5.14 | 1388 | 6308 | Generation Constraint in GWh | FALSE | L | Annual | Rate | lb/MWh | 0 | 0 | 0 | 0 | 0 | 0 | 0
Wind and Solar Generation Cap 30% - WECC_SNV v5.14 | 1388 | 6308 | Generation Constraint in GWh | FALSE | L | Annual | Constraint Shadow Price | US2011$/MWh | 0 | 0 | 0 | 0 | 0 | 0 | 0
Wind and Solar Generation Cap 30% - WECC_UT v5.14 | 1389 | 6309 | Generation Constraint in GWh | FALSE | L | Annual | Seasons Included | Seasons | Winter, Summer | Winter, Summer | Winter, Summer | Winter, Summer | Winter, Summer | Winter, Summer | Winter, Summer
Wind and Solar Generation Cap 30% - WECC_UT v5.14 | 1389 | 6309 | Generation Constraint in GWh | FALSE | L | Annual | Standard | GWh | 11065.1776 | 11324.661 | 11506.0306 | 11984.2942 | 12432.2557 | 13336.6761 | 14306.8965
Wind and Solar Generation Cap 30% - WECC_UT v5.14 | 1389 | 6309 | Generation Constraint in GWh | FALSE | L | Annual | Emissions at Affected Plants | GWh | 802.8066 | 802.9793 | 802.9793 | 802.9793 | 956.5607 | 9844.0501 | 10490.8637
Wind and Solar Generation Cap 30% - WECC_UT v5.14 | 1389 | 6309 | Generation Constraint in GWh | FALSE | L | Annual | Allowances Purchased | GWh | 0 | 0 | 0 | 0 | 0 | 0 | 0
Wind and Solar Generation Cap 30% - WECC_UT v5.14 | 1389 | 6309 | Generation Constraint in GWh | FALSE | L | Annual | Allowances Sold | GWh | 0 | 0 | 0 | 0 | 0 | 0 | 0
Wind and Solar Generation Cap 30% - WECC_UT v5.14 | 1389 | 6309 | Generation Constraint in GWh | FALSE | L | Annual | Allowances Banked | GWh | 0 | 0 | 0 | 0 | 0 | 0 | 0
Wind and Solar Generation Cap 30% - WECC_UT v5.14 | 1389 | 6309 | Generation Constraint in GWh | FALSE | L | Annual | Allowances Withdrawn (1:1) | GWh | 0 | 0 | 0 | 0 | 0 | 0 | 0
Wind and Solar Generation Cap 30% - WECC_UT v5.14 | 1389 | 6309 | Generation Constraint in GWh | FALSE | L | Annual | Allowances Withdrawn (n:1) | GWh | 0 | 0 | 0 | 0 | 0 | 0 | 0
Wind and Solar Generation Cap 30% - WECC_UT v5.14 | 1389 | 6309 | Generation Constraint in GWh | FALSE | L | Annual | Net Emissions Allowance Position | GWh | 802.8066 | 802.9793 | 802.9793 | 802.9793 | 956.5607 | 9844.0501 | 10490.8637
Wind and Solar Generation Cap 30% - WECC_UT v5.14 | 1389 | 6309 | Generation Constraint in GWh | FALSE | L | Annual | Fuel Consumed | TBtu | 0 | 0 | 0 | 0 | 0 | 0 | 0
Wind and Solar Generation Cap 30% - WECC_UT v5.14 | 1389 | 6309 | Generation Constraint in GWh | FALSE | L | Annual | Heat Rate | MMBtu/MWh | 0 | 0 | 0 | 0 | 0 | 0 | 0
Wind and Solar Generation Cap 30% - WECC_UT v5.14 | 1389 | 6309 | Generation Constraint in GWh | FALSE | L | Annual | Generation | TWh | 0.80281 | 0.80298 | 0.80298 | 0.80298 | 0.95656 | 9.8441 | 10.4909
Wind and Solar Generation Cap 30% - WECC_UT v5.14 | 1389 | 6309 | Generation Constraint in GWh | FALSE | L | Annual | Qualifying Generation | TWh | 0.80281 | 0.80298 | 0.80298 | 0.80298 | 0.95656 | 9.8441 | 10.4909
Wind and Solar Generation Cap 30% - WECC_UT v5.14 | 1389 | 6309 | Generation Constraint in GWh | FALSE | L | Annual | Rate | lb/MWh | 0 | 0 | 0 | 0 | 0 | 0 | 0
Wind and Solar Generation Cap 30% - WECC_UT v5.14 | 1389 | 6309 | Generation Constraint in GWh | FALSE | L | Annual | Constraint Shadow Price | US2011$/MWh | 0 | 0 | 0 | 0 | 0 | 0 | 0
Wind and Solar Generation Cap 30% - WECC_WY v5.14 | 1390 | 6310 | Generation Constraint in GWh | FALSE | L | Annual | Seasons Included | Seasons | Winter, Summer | Winter, Summer | Winter, Summer | Winter, Summer | Winter, Summer | Winter, Summer | Winter, Summer
Wind and Solar Generation Cap 30% - WECC_WY v5.14 | 1390 | 6310 | Generation Constraint in GWh | FALSE | L | Annual | Standard | GWh | 4305.8624 | 4305.8624 | 4305.8624 | 4305.8624 | 4305.8624 | 4374.6978 | 4725.4541
Wind and Solar Generation Cap 30% - WECC_WY v5.14 | 1390 | 6310 | Generation Constraint in GWh | FALSE | L | Annual | Emissions at Affected Plants | GWh | 4304.8624 | 4304.8624 | 4304.8624 | 4304.8624 | 4305.8624 | 4305.8624 | 4305.8624
Wind and Solar Generation Cap 30% - WECC_WY v5.14 | 1390 | 6310 | Generation Constraint in GWh | FALSE | L | Annual | Allowances Purchased | GWh | 0 | 0 | 0 | 0 | 0 | 0 | 0
Wind and Solar Generation Cap 30% - WECC_WY v5.14 | 1390 | 6310 | Generation Constraint in GWh | FALSE | L | Annual | Allowances Sold | GWh | 0 | 0 | 0 | 0 | 0 | 0 | 0
Wind and Solar Generation Cap 30% - WECC_WY v5.14 | 1390 | 6310 | Generation Constraint in GWh | FALSE | L | Annual | Allowances Banked | GWh | 0 | 0 | 0 | 0 | 0 | 0 | 0
Wind and Solar Generation Cap 30% - WECC_WY v5.14 | 1390 | 6310 | Generation Constraint in GWh | FALSE | L | Annual | Allowances Withdrawn (1:1) | GWh | 0 | 0 | 0 | 0 | 0 | 0 | 0
Wind and Solar Generation Cap 30% - WECC_WY v5.14 | 1390 | 6310 | Generation Constraint in GWh | FALSE | L | Annual | Allowances Withdrawn (n:1) | GWh | 0 | 0 | 0 | 0 | 0 | 0 | 0
Wind and Solar Generation Cap 30% - WECC_WY v5.14 | 1390 | 6310 | Generation Constraint in GWh | FALSE | L | Annual | Net Emissions Allowance Position | GWh | 4304.8624 | 4304.8624 | 4304.8624 | 4304.8624 | 4305.8624 | 4305.8624 | 4305.8624
Wind and Solar Generation Cap 30% - WECC_WY v5.14 | 1390 | 6310 | Generation Constraint in GWh | FALSE | L | Annual | Fuel Consumed | TBtu | 0 | 0 | 0 | 0 | 0 | 0 | 0
Wind and Solar Generation Cap 30% - WECC_WY v5.14 | 1390 | 6310 | Generation Constraint in GWh | FALSE | L | Annual | Heat Rate | MMBtu/MWh | 0 | 0 | 0 | 0 | 0 | 0 | 0
Wind and Solar Generation Cap 30% - WECC_WY v5.14 | 1390 | 6310 | Generation Constraint in GWh | FALSE | L | Annual | Generation | TWh | 4.3049 | 4.3049 | 4.3049 | 4.3049 | 4.3059 | 4.3059 | 4.3059
Wind and Solar Generation Cap 30% - WECC_WY v5.14 | 1390 | 6310 | Generation Constraint in GWh | FALSE | L | Annual | Qualifying Generation | TWh | 4.3049 | 4.3049 | 4.3049 | 4.3049 | 4.3059 | 4.3059 | 4.3059
Wind and Solar Generation Cap 30% - WECC_WY v5.14 | 1390 | 6310 | Generation Constraint in GWh | FALSE | L | Annual | Rate | lb/MWh | 0 | 0 | 0 | 0 | 0 | 0 | 0
Wind and Solar Generation Cap 30% - WECC_WY v5.14 | 1390 | 6310 | Generation Constraint in GWh | FALSE | L | Annual | Constraint Shadow Price | US2011$/MWh | 0 | 0 | 0 | 0 | 0 | 0 | 0
Wind Generation Cap 20% - CNAB v5.14 | 1391 | 6393 | Generation Constraint in GWh | FALSE | L | Annual | Seasons Included | Seasons | Winter, Summer | Winter, Summer | Winter, Summer | Winter, Summer | Winter, Summer | Winter, Summer | Winter, Summer
Wind Generation Cap 20% - CNAB v5.14 | 1391 | 6393 | Generation Constraint in GWh | FALSE | L | Annual | Standard | GWh | 16017.3904 | 16511.2604 | 17142.6638 | 18524.2494 | 19774.5531 | 22142.0266 | 24792.9562
Wind Generation Cap 20% - CNAB v5.14 | 1391 | 6393 | Generation Constraint in GWh | FALSE | L | Annual | Emissions at Affected Plants | GWh | 1040.1153 | 8537.5666 | 8537.5666 | 8537.5666 | 8537.5666 | 8537.5666 | 8537.5666
Wind Generation Cap 20% - CNAB v5.14 | 1391 | 6393 | Generation Constraint in GWh | FALSE | L | Annual | Allowances Purchased | GWh | 0 | 0 | 0 | 0 | 0 | 0 | 0
Wind Generation Cap 20% - CNAB v5.14 | 1391 | 6393 | Generation Constraint in GWh | FALSE | L | Annual | Allowances Sold | GWh | 0 | 0 | 0 | 0 | 0 | 0 | 0
Wind Generation Cap 20% - CNAB v5.14 | 1391 | 6393 | Generation Constraint in GWh | FALSE | L | Annual | Allowances Banked | GWh | 0 | 0 | 0 | 0 | 0 | 0 | 0
Wind Generation Cap 20% - CNAB v5.14 | 1391 | 6393 | Generation Constraint in GWh | FALSE | L | Annual | Allowances Withdrawn (1:1) | GWh | 0 | 0 | 0 | 0 | 0 | 0 | 0
Wind Generation Cap 20% - CNAB v5.14 | 1391 | 6393 | Generation Constraint in GWh | FALSE | L | Annual | Allowances Withdrawn (n:1) | GWh | 0 | 0 | 0 | 0 | 0 | 0 | 0
Wind Generation Cap 20% - CNAB v5.14 | 1391 | 6393 | Generation Constraint in GWh | FALSE | L | Annual | Net Emissions Allowance Position | GWh | 1040.1153 | 8537.5666 | 8537.5666 | 8537.5666 | 8537.5666 | 8537.5666 | 8537.5666
Wind Generation Cap 20% - CNAB v5.14 | 1391 | 6393 | Generation Constraint in GWh | FALSE | L | Annual | Fuel Consumed | TBtu | 0 | 0 | 0 | 0 | 0 | 0 | 0
Wind Generation Cap 20% - CNAB v5.14 | 1391 | 6393 | Generation Constraint in GWh | FALSE | L | Annual | Heat Rate | MMBtu/MWh | 0 | 0 | 0 | 0 | 0 | 0 | 0
Wind Generation Cap 20% - CNAB v5.14 | 1391 | 6393 | Generation Constraint in GWh | FALSE | L | Annual | Generation | TWh | 1.0401 | 8.5376 | 8.5376 | 8.5376 | 8.5376 | 8.5376 | 8.5376
Wind Generation Cap 20% - CNAB v5.14 | 1391 | 6393 | Generation Constraint in GWh | FALSE | L | Annual | Qualifying Generation | TWh | 1.0401 | 8.5376 | 8.5376 | 8.5376 | 8.5376 | 8.5376 | 8.5376
Wind Generation Cap 20% - CNAB v5.14 | 1391 | 6393 | Generation Constraint in GWh | FALSE | L | Annual | Rate | lb/MWh | 0 | 0 | 0 | 0 | 0 | 0 | 0
Wind Generation Cap 20% - CNAB v5.14 | 1391 | 6393 | Generation Constraint in GWh | FALSE | L | Annual | Constraint Shadow Price | US2011$/MWh | 0 | 0 | 0 | 0 | 0 | 0 | 0
Wind Generation Cap 20% - CNBC v5.14 | 1392 | 6394 | Generation Constraint in GWh | FALSE | L | Annual | Seasons Included | Seasons | Winter, Summer | Winter, Summer | Winter, Summer | Winter, Summer | Winter, Summer | Winter, Summer | Winter, Summer
Wind Generation Cap 20% - CNBC v5.14 | 1392 | 6394 | Generation Constraint in GWh | FALSE | L | Annual | Standard | GWh | 13585.9141 | 13810.0171 | 14092.8138 | 14679.7504 | 15352.0596 | 16793.0226 | 18369.2449
Wind Generation Cap 20% - CNBC v5.14 | 1392 | 6394 | Generation Constraint in GWh | FALSE | L | Annual | Emissions at Affected Plants | GWh | 1120.0229 | 1120.0229 | 1120.0229 | 1120.0229 | 1120.0229 | 1120.0229 | 3912.7005
Wind Generation Cap 20% - CNBC v5.14 | 1392 | 6394 | Generation Constraint in GWh | FALSE | L | Annual | Allowances Purchased | GWh | 0 | 0 | 0 | 0 | 0 | 0 | 0
Wind Generation Cap 20% - CNBC v5.14 | 1392 | 6394 | Generation Constraint in GWh | FALSE | L | Annual | Allowances Sold | GWh | 0 | 0 | 0 | 0 | 0 | 0 | 0
Wind Generation Cap 20% - CNBC v5.14 | 1392 | 6394 | Generation Constraint in GWh | FALSE | L | Annual | Allowances Banked | GWh | 0 | 0 | 0 | 0 | 0 | 0 | 0
Wind Generation Cap 20% - CNBC v5.14 | 1392 | 6394 | Generation Constraint in GWh | FALSE | L | Annual | Allowances Withdrawn (1:1) | GWh | 0 | 0 | 0 | 0 | 0 | 0 | 0
Wind Generation Cap 20% - CNBC v5.14 | 1392 | 6394 | Generation Constraint in GWh | FALSE | L | Annual | Allowances Withdrawn (n:1) | GWh | 0 | 0 | 0 | 0 | 0 | 0 | 0
Wind Generation Cap 20% - CNBC v5.14 | 1392 | 6394 | Generation Constraint in GWh | FALSE | L | Annual | Net Emissions Allowance Position | GWh | 1120.0229 | 1120.0229 | 1120.0229 | 1120.0229 | 1120.0229 | 1120.0229 | 3912.7005
Wind Generation Cap 20% - CNBC v5.14 | 1392 | 6394 | Generation Constraint in GWh | FALSE | L | Annual | Fuel Consumed | TBtu | 0 | 0 | 0 | 0 | 0 | 0 | 0
Wind Generation Cap 20% - CNBC v5.14 | 1392 | 6394 | Generation Constraint in GWh | FALSE | L | Annual | Heat Rate | MMBtu/MWh | 0 | 0 | 0 | 0 | 0 | 0 | 0
Wind Generation Cap 20% - CNBC v5.14 | 1392 | 6394 | Generation Constraint in GWh | FALSE | L | Annual | Generation | TWh | 1.12 | 1.12 | 1.12 | 1.12 | 1.12 | 1.12 | 3.9127
Wind Generation Cap 20% - CNBC v5.14 | 1392 | 6394 | Generation Constraint in GWh | FALSE | L | Annual | Qualifying Generation | TWh | 1.12 | 1.12 | 1.12 | 1.12 | 1.12 | 1.12 | 3.9127
Wind Generation Cap 20% - CNBC v5.14 | 1392 | 6394 | Generation Constraint in GWh | FALSE | L | Annual | Rate | lb/MWh | 0 | 0 | 0 | 0 | 0 | 0 | 0
Wind Generation Cap 20% - CNBC v5.14 | 1392 | 6394 | Generation Constraint in GWh | FALSE | L | Annual | Constraint Shadow Price | US2011$/MWh | 0 | 0 | 0 | 0 | 0 | 0 | 0
Wind Generation Cap 20% - CNMB v5.14 | 1393 | 6395 | Generation Constraint in GWh | FALSE | L | Annual | Seasons Included | Seasons | Winter, Summer | Winter, Summer | Winter, Summer | Winter, Summer | Winter, Summer | Winter, Summer | Winter, Summer
Wind Generation Cap 20% - CNMB v5.14 | 1393 | 6395 | Generation Constraint in GWh | FALSE | L | Annual | Standard | GWh | 4911.3044 | 4985.797 | 5097.5359 | 5314.806 | 5525.8684 | 6020.6793 | 6559.8057
Wind Generation Cap 20% - CNMB v5.14 | 1393 | 6395 | Generation Constraint in GWh | FALSE | L | Annual | Emissions at Affected Plants | GWh | 888.1864 | 888.1864 | 888.1864 | 888.1864 | 888.1864 | 888.1864 | 888.1864
Wind Generation Cap 20% - CNMB v5.14 | 1393 | 6395 | Generation Constraint in GWh | FALSE | L | Annual | Allowances Purchased | GWh | 0 | 0 | 0 | 0 | 0 | 0 | 0
Wind Generation Cap 20% - CNMB v5.14 | 1393 | 6395 | Generation Constraint in GWh | FALSE | L | Annual | Allowances Sold | GWh | 0 | 0 | 0 | 0 | 0 | 0 | 0
Wind Generation Cap 20% - CNMB v5.14 | 1393 | 6395 | Generation Constraint in GWh | FALSE | L | Annual | Allowances Banked | GWh | 0 | 0 | 0 | 0 | 0 | 0 | 0
Wind Generation Cap 20% - CNMB v5.14 | 1393 | 6395 | Generation Constraint in GWh | FALSE | L | Annual | Allowances Withdrawn (1:1) | GWh | 0 | 0 | 0 | 0 | 0 | 0 | 0
Wind Generation Cap 20% - CNMB v5.14 | 1393 | 6395 | Generation Constraint in GWh | FALSE | L | Annual | Allowances Withdrawn (n:1) | GWh | 0 | 0 | 0 | 0 | 0 | 0 | 0
Wind Generation Cap 20% - CNMB v5.14 | 1393 | 6395 | Generation Constraint in GWh | FALSE | L | Annual | Net Emissions Allowance Position | GWh | 888.1864 | 888.1864 | 888.1864 | 888.1864 | 888.1864 | 888.1864 | 888.1864
Wind Generation Cap 20% - CNMB v5.14 | 1393 | 6395 | Generation Constraint in GWh | FALSE | L | Annual | Fuel Consumed | TBtu | 0 | 0 | 0 | 0 | 0 | 0 | 0
Wind Generation Cap 20% - CNMB v5.14 | 1393 | 6395 | Generation Constraint in GWh | FALSE | L | Annual | Heat Rate | MMBtu/MWh | 0 | 0 | 0 | 0 | 0 | 0 | 0
Wind Generation Cap 20% - CNMB v5.14 | 1393 | 6395 | Generation Constraint in GWh | FALSE | L | Annual | Generation | TWh | 0.88819 | 0.88819 | 0.88819 | 0.88819 | 0.88819 | 0.88819 | 0.88819
Wind Generation Cap 20% - CNMB v5.14 | 1393 | 6395 | Generation Constraint in GWh | FALSE | L | Annual | Qualifying Generation | TWh | 0.88819 | 0.88819 | 0.88819 | 0.88819 | 0.88819 | 0.88819 | 0.88819
Wind Generation Cap 20% - CNMB v5.14 | 1393 | 6395 | Generation Constraint in GWh | FALSE | L | Annual | Rate | lb/MWh | 0 | 0 | 0 | 0 | 0 | 0 | 0
Wind Generation Cap 20% - CNMB v5.14 | 1393 | 6395 | Generation Constraint in GWh | FALSE | L | Annual | Constraint Shadow Price | US2011$/MWh | 0 | 0 | 0 | 0 | 0 | 0 | 0
Wind Generation Cap 20% - CNNB v5.14 | 1394 | 6396 | Generation Constraint in GWh | FALSE | L | Annual | Seasons Included | Seasons | Winter, Summer | Winter, Summer | Winter, Summer | Winter, Summer | Winter, Summer | Winter, Summer | Winter, Summer
Wind Generation Cap 20% - CNNB v5.14 | 1394 | 6396 | Generation Constraint in GWh | FALSE | L | Annual | Standard | GWh | 2938.3051 | 2961.8506 | 2991.2826 | 3067.8055 | 3132.5557 | 3215.5073 | 3300.6561
Wind Generation Cap 20% - CNNB v5.14 | 1394 | 6396 | Generation Constraint in GWh | FALSE | L | Annual | Emissions at Affected Plants | GWh | 620.0278 | 620.0278 | 620.0278 | 620.0278 | 620.0278 | 620.0278 | 620.0278
Wind Generation Cap 20% - CNNB v5.14 | 1394 | 6396 | Generation Constraint in GWh | FALSE | L | Annual | Allowances Purchased | GWh | 0 | 0 | 0 | 0 | 0 | 0 | 0
Wind Generation Cap 20% - CNNB v5.14 | 1394 | 6396 | Generation Constraint in GWh | FALSE | L | Annual | Allowances Sold | GWh | 0 | 0 | 0 | 0 | 0 | 0 | 0
Wind Generation Cap 20% - CNNB v5.14 | 1394 | 6396 | Generation Constraint in GWh | FALSE | L | Annual | Allowances Banked | GWh | 0 | 0 | 0 | 0 | 0 | 0 | 0
Wind Generation Cap 20% - CNNB v5.14 | 1394 | 6396 | Generation Constraint in GWh | FALSE | L | Annual | Allowances Withdrawn (1:1) | GWh | 0 | 0 | 0 | 0 | 0 | 0 | 0
Wind Generation Cap 20% - CNNB v5.14 | 1394 | 6396 | Generation Constraint in GWh | FALSE | L | Annual | Allowances Withdrawn (n:1) | GWh | 0 | 0 | 0 | 0 | 0 | 0 | 0
Wind Generation Cap 20% - CNNB v5.14 | 1394 | 6396 | Generation Constraint in GWh | FALSE | L | Annual | Net Emissions Allowance Position | GWh | 620.0278 | 620.0278 | 620.0278 | 620.0278 | 620.0278 | 620.0278 | 620.0278
Wind Generation Cap 20% - CNNB v5.14 | 1394 | 6396 | Generation Constraint in GWh | FALSE | L | Annual | Fuel Consumed | TBtu | 0 | 0 | 0 | 0 | 0 | 0 | 0
Wind Generation Cap 20% - CNNB v5.14 | 1394 | 6396 | Generation Constraint in GWh | FALSE | L | Annual | Heat Rate | MMBtu/MWh | 0 | 0 | 0 | 0 | 0 | 0 | 0
Wind Generation Cap 20% - CNNB v5.14 | 1394 | 6396 | Generation Constraint in GWh | FALSE | L | Annual | Generation | TWh | 0.62003 | 0.62003 | 0.62003 | 0.62003 | 0.62003 | 0.62003 | 0.62003
Wind Generation Cap 20% - CNNB v5.14 | 1394 | 6396 | Generation Constraint in GWh | FALSE | L | Annual | Qualifying Generation | TWh | 0.62003 | 0.62003 | 0.62003 | 0.62003 | 0.62003 | 0.62003 | 0.62003
Wind Generation Cap 20% - CNNB v5.14 | 1394 | 6396 | Generation Constraint in GWh | FALSE | L | Annual | Rate | lb/MWh | 0 | 0 | 0 | 0 | 0 | 0 | 0
Wind Generation Cap 20% - CNNB v5.14 | 1394 | 6396 | Generation Constraint in GWh | FALSE | L | Annual | Constraint Shadow Price | US2011$/MWh | 0 | 0 | 0 | 0 | 0 | 0 | 0
Wind Generation Cap 20% - CNNF v5.14 | 1395 | 6397 | Generation Constraint in GWh | FALSE | L | Annual | Seasons Included | Seasons | Winter, Summer | Winter, Summer | Winter, Summer | Winter, Summer | Winter, Summer | Winter, Summer | Winter, Summer
Wind Generation Cap 20% - CNNF v5.14 | 1395 | 6397 | Generation Constraint in GWh | FALSE | L | Annual | Standard | GWh | 783.435 | 800.5842 | 785.5786 | 800.5842 | 785.5786 | 807.1616 | 829.3384
Wind Generation Cap 20% - CNNF v5.14 | 1395 | 6397 | Generation Constraint in GWh | FALSE | L | Annual | Emissions at Affected Plants | GWh | 178.6667 | 178.6667 | 178.6667 | 178.6667 | 178.6667 | 178.6667 | 178.6667
Wind Generation Cap 20% - CNNF v5.14 | 1395 | 6397 | Generation Constraint in GWh | FALSE | L | Annual | Allowances Purchased | GWh | 0 | 0 | 0 | 0 | 0 | 0 | 0
Wind Generation Cap 20% - CNNF v5.14 | 1395 | 6397 | Generation Constraint in GWh | FALSE | L | Annual | Allowances Sold | GWh | 0 | 0 | 0 | 0 | 0 | 0 | 0
Wind Generation Cap 20% - CNNF v5.14 | 1395 | 6397 | Generation Constraint in GWh | FALSE | L | Annual | Allowances Banked | GWh | 0 | 0 | 0 | 0 | 0 | 0 | 0
Wind Generation Cap 20% - CNNF v5.14 | 1395 | 6397 | Generation Constraint in GWh | FALSE | L | Annual | Allowances Withdrawn (1:1) | GWh | 0 | 0 | 0 | 0 | 0 | 0 | 0
Wind Generation Cap 20% - CNNF v5.14 | 1395 | 6397 | Generation Constraint in GWh | FALSE | L | Annual | Allowances Withdrawn (n:1) | GWh | 0 | 0 | 0 | 0 | 0 | 0 | 0
Wind Generation Cap 20% - CNNF v5.14 | 1395 | 6397 | Generation Constraint in GWh | FALSE | L | Annual | Net Emissions Allowance Position | GWh | 178.6667 | 178.6667 | 178.6667 | 178.6667 | 178.6667 | 178.6667 | 178.6667
Wind Generation Cap 20% - CNNF v5.14 | 1395 | 6397 | Generation Constraint in GWh | FALSE | L | Annual | Fuel Consumed | TBtu | 0 | 0 | 0 | 0 | 0 | 0 | 0
Wind Generation Cap 20% - CNNF v5.14 | 1395 | 6397 | Generation Constraint in GWh | FALSE | L | Annual | Heat Rate | MMBtu/MWh | 0 | 0 | 0 | 0 | 0 | 0 | 0
Wind Generation Cap 20% - CNNF v5.14 | 1395 | 6397 | Generation Constraint in GWh | FALSE | L | Annual | Generation | TWh | 0.17867 | 0.17867 | 0.17867 | 0.17867 | 0.17867 | 0.17867 | 0.17867
Wind Generation Cap 20% - CNNF v5.14 | 1395 | 6397 | Generation Constraint in GWh | FALSE | L | Annual | Qualifying Generation | TWh | 0.17867 | 0.17867 | 0.17867 | 0.17867 | 0.17867 | 0.17867 | 0.17867
Wind Generation Cap 20% - CNNF v5.14 | 1395 | 6397 | Generation Constraint in GWh | FALSE | L | Annual | Rate | lb/MWh | 0 | 0 | 0 | 0 | 0 | 0 | 0
Wind Generation Cap 20% - CNNF v5.14 | 1395 | 6397 | Generation Constraint in GWh | FALSE | L | Annual | Constraint Shadow Price | US2011$/MWh | 0 | 0 | 0 | 0 | 0 | 0 | 0
Wind Generation Cap 20% - CNNL v5.14 | 1396 | 6398 | Generation Constraint in GWh | FALSE | L | Annual | Seasons Included | Seasons | Winter, Summer | Winter, Summer | Winter, Summer | Winter, Summer | Winter, Summer | Winter, Summer | Winter, Summer
Wind Generation Cap 20% - CNNL v5.14 | 1396 | 6398 | Generation Constraint in GWh | FALSE | L | Annual | Standard | GWh | 1474.5824 | 1506.8801 | 1478.6196 | 1506.8801 | 1478.6196 | 1519.2675 | 1561.0336
Wind Generation Cap 20% - CNNL v5.14 | 1396 | 6398 | Generation Constraint in GWh | FALSE | L | Annual | Emissions at Affected Plants | GWh | 89.3333 | 89.3333 | 89.3333 | 89.3333 | 89.3333 | 89.3333 | 89.3333
Wind Generation Cap 20% - CNNL v5.14 | 1396 | 6398 | Generation Constraint in GWh | FALSE | L | Annual | Allowances Purchased | GWh | 0 | 0 | 0 | 0 | 0 | 0 | 0
Wind Generation Cap 20% - CNNL v5.14 | 1396 | 6398 | Generation Constraint in GWh | FALSE | L | Annual | Allowances Sold | GWh | 0 | 0 | 0 | 0 | 0 | 0 | 0
Wind Generation Cap 20% - CNNL v5.14 | 1396 | 6398 | Generation Constraint in GWh | FALSE | L | Annual | Allowances Banked | GWh | 0 | 0 | 0 | 0 | 0 | 0 | 0
Wind Generation Cap 20% - CNNL v5.14 | 1396 | 6398 | Generation Constraint in GWh | FALSE | L | Annual | Allowances Withdrawn (1:1) | GWh | 0 | 0 | 0 | 0 | 0 | 0 | 0
Wind Generation Cap 20% - CNNL v5.14 | 1396 | 6398 | Generation Constraint in GWh | FALSE | L | Annual | Allowances Withdrawn (n:1) | GWh | 0 | 0 | 0 | 0 | 0 | 0 | 0
Wind Generation Cap 20% - CNNL v5.14 | 1396 | 6398 | Generation Constraint in GWh | FALSE | L | Annual | Net Emissions Allowance Position | GWh | 89.3333 | 89.3333 | 89.3333 | 89.3333 | 89.3333 | 89.3333 | 89.3333
Wind Generation Cap 20% - CNNL v5.14 | 1396 | 6398 | Generation Constraint in GWh | FALSE | L | Annual | Fuel Consumed | TBtu | 0 | 0 | 0 | 0 | 0 | 0 | 0
Wind Generation Cap 20% - CNNL v5.14 | 1396 | 6398 | Generation Constraint in GWh | FALSE | L | Annual | Heat Rate | MMBtu/MWh | 0 | 0 | 0 | 0 | 0 | 0 | 0
Wind Generation Cap 20% - CNNL v5.14 | 1396 | 6398 | Generation Constraint in GWh | FALSE | L | Annual | Generation | TWh | 0.089333 | 0.089333 | 0.089333 | 0.089333 | 0.089333 | 0.089333 | 0.089333
Wind Generation Cap 20% - CNNL v5.14 | 1396 | 6398 | Generation Constraint in GWh | FALSE | L | Annual | Qualifying Generation | TWh | 0.089333 | 0.089333 | 0.089333 | 0.089333 | 0.089333 | 0.089333 | 0.089333
Wind Generation Cap 20% - CNNL v5.14 | 1396 | 6398 | Generation Constraint in GWh | FALSE | L | Annual | Rate | lb/MWh | 0 | 0 | 0 | 0 | 0 | 0 | 0
Wind Generation Cap 20% - CNNL v5.14 | 1396 | 6398 | Generation Constraint in GWh | FALSE | L | Annual | Constraint Shadow Price | US2011$/MWh | 0 | 0 | 0 | 0 | 0 | 0 | 0
Wind Generation Cap 20% - CNNS v5.14 | 1397 | 6399 | Generation Constraint in GWh | FALSE | L | Annual | Seasons Included | Seasons | Winter, Summer | Winter, Summer | Winter, Summer | Winter, Summer | Winter, Summer | Winter, Summer | Winter, Summer
Wind Generation Cap 20% - CNNS v5.14 | 1397 | 6399 | Generation Constraint in GWh | FALSE | L | Annual | Standard | GWh | 2432.0762 | 2443.8489 | 2461.5081 | 2508.5991 | 2561.5766 | 2656.6248 | 2755.2011
Wind Generation Cap 20% - CNNS v5.14 | 1397 | 6399 | Generation Constraint in GWh | FALSE | L | Annual | Emissions at Affected Plants | GWh | 1035.7338 | 2147.8178 | 2147.8178 | 2147.8178 | 2147.8178 | 2147.8178 | 2147.8178
Wind Generation Cap 20% - CNNS v5.14 | 1397 | 6399 | Generation Constraint in GWh | FALSE | L | Annual | Allowances Purchased | GWh | 0 | 0 | 0 | 0 | 0 | 0 | 0
Wind Generation Cap 20% - CNNS v5.14 | 1397 | 6399 | Generation Constraint in GWh | FALSE | L | Annual | Allowances Sold | GWh | 0 | 0 | 0 | 0 | 0 | 0 | 0
Wind Generation Cap 20% - CNNS v5.14 | 1397 | 6399 | Generation Constraint in GWh | FALSE | L | Annual | Allowances Banked | GWh | 0 | 0 | 0 | 0 | 0 | 0 | 0
Wind Generation Cap 20% - CNNS v5.14 | 1397 | 6399 | Generation Constraint in GWh | FALSE | L | Annual | Allowances Withdrawn (1:1) | GWh | 0 | 0 | 0 | 0 | 0 | 0 | 0
Wind Generation Cap 20% - CNNS v5.14 | 1397 | 6399 | Generation Constraint in GWh | FALSE | L | Annual | Allowances Withdrawn (n:1) | GWh | 0 | 0 | 0 | 0 | 0 | 0 | 0
Wind Generation Cap 20% - CNNS v5.14 | 1397 | 6399 | Generation Constraint in GWh | FALSE | L | Annual | Net Emissions Allowance Position | GWh | 1035.7338 | 2147.8178 | 2147.8178 | 2147.8178 | 2147.8178 | 2147.8178 | 2147.8178
Wind Generation Cap 20% - CNNS v5.14 | 1397 | 6399 | Generation Constraint in GWh | FALSE | L | Annual | Fuel Consumed | TBtu | 0 | 0 | 0 | 0 | 0 | 0 | 0
Wind Generation Cap 20% - CNNS v5.14 | 1397 | 6399 | Generation Constraint in GWh | FALSE | L | Annual | Heat Rate | MMBtu/MWh | 0 | 0 | 0 | 0 | 0 | 0 | 0
Wind Generation Cap 20% - CNNS v5.14 | 1397 | 6399 | Generation Constraint in GWh | FALSE | L | Annual | Generation | TWh | 1.0357 | 2.1478 | 2.1478 | 2.1478 | 2.1478 | 2.1478 | 2.1478
Wind Generation Cap 20% - CNNS v5.14 | 1397 | 6399 | Generation Constraint in GWh | FALSE | L | Annual | Qualifying Generation | TWh | 1.0357 | 2.1478 | 2.1478 | 2.1478 | 2.1478 | 2.1478 | 2.1478
Wind Generation Cap 20% - CNNS v5.14 | 1397 | 6399 | Generation Constraint in GWh | FALSE | L | Annual | Rate | lb/MWh | 0 | 0 | 0 | 0 | 0 | 0 | 0
Wind Generation Cap 20% - CNNS v5.14 | 1397 | 6399 | Generation Constraint in GWh | FALSE | L | Annual | Constraint Shadow Price | US2011$/MWh | 0 | 0 | 0 | 0 | 0 | 0 | 0
Wind Generation Cap 20% - CNON v5.14 | 1398 | 6400 | Generation Constraint in GWh | FALSE | L | Annual | Seasons Included | Seasons | Winter, Summer | Winter, Summer | Winter, Summer | Winter, Summer | Winter, Summer | Winter, Summer | Winter, Summer
Wind Generation Cap 20% - CNON v5.14 | 1398 | 6400 | Generation Constraint in GWh | FALSE | L | Annual | Standard | GWh | 30543.2957 | 30944.1292 | 31393.5485 | 32328.8266 | 33136.5668 | 35133.5077 | 37250.7958
Wind Generation Cap 20% - CNON v5.14 | 1398 | 6400 | Generation Constraint in GWh | FALSE | L | Annual | Emissions at Affected Plants | GWh | 10159.2027 | 10159.2027 | 10159.2027 | 10159.2027 | 10159.2027 | 10159.2027 | 33330.657
Wind Generation Cap 20% - CNON v5.14 | 1398 | 6400 | Generation Constraint in GWh | FALSE | L | Annual | Allowances Purchased | GWh | 0 | 0 | 0 | 0 | 0 | 0 | 0
Wind Generation Cap 20% - CNON v5.14 | 1398 | 6400 | Generation Constraint in GWh | FALSE | L | Annual | Allowances Sold | GWh | 0 | 0 | 0 | 0 | 0 | 0 | 0
Wind Generation Cap 20% - CNON v5.14 | 1398 | 6400 | Generation Constraint in GWh | FALSE | L | Annual | Allowances Banked | GWh | 0 | 0 | 0 | 0 | 0 | 0 | 0
Wind Generation Cap 20% - CNON v5.14 | 1398 | 6400 | Generation Constraint in GWh | FALSE | L | Annual | Allowances Withdrawn (1:1) | GWh | 0 | 0 | 0 | 0 | 0 | 0 | 0
Wind Generation Cap 20% - CNON v5.14 | 1398 | 6400 | Generation Constraint in GWh | FALSE | L | Annual | Allowances Withdrawn (n:1) | GWh | 0 | 0 | 0 | 0 | 0 | 0 | 0
Wind Generation Cap 20% - CNON v5.14 | 1398 | 6400 | Generation Constraint in GWh | FALSE | L | Annual | Net Emissions Allowance Position | GWh | 10159.2027 | 10159.2027 | 10159.2027 | 10159.2027 | 10159.2027 | 10159.2027 | 33330.657
Wind Generation Cap 20% - CNON v5.14 | 1398 | 6400 | Generation Constraint in GWh | FALSE | L | Annual | Fuel Consumed | TBtu | 0 | 0 | 0 | 0 | 0 | 0 | 0
Wind Generation Cap 20% - CNON v5.14 | 1398 | 6400 | Generation Constraint in GWh | FALSE | L | Annual | Heat Rate | MMBtu/MWh | 0 | 0 | 0 | 0 | 0 | 0 | 0
Wind Generation Cap 20% - CNON v5.14 | 1398 | 6400 | Generation Constraint in GWh | FALSE | L | Annual | Generation | TWh | 10.1592 | 10.1592 | 10.1592 | 10.1592 | 10.1592 | 10.1592 | 33.3307
Wind Generation Cap 20% - CNON v5.14 | 1398 | 6400 | Generation Constraint in GWh | FALSE | L | Annual | Qualifying Generation | TWh | 10.1592 | 10.1592 | 10.1592 | 10.1592 | 10.1592 | 10.1592 | 33.3307
Wind Generation Cap 20% - CNON v5.14 | 1398 | 6400 | Generation Constraint in GWh | FALSE | L | Annual | Rate | lb/MWh | 0 | 0 | 0 | 0 | 0 | 0 | 0
Wind Generation Cap 20% - CNON v5.14 | 1398 | 6400 | Generation Constraint in GWh | FALSE | L | Annual | Constraint Shadow Price | US2011$/MWh | 0 | 0 | 0 | 0 | 0 | 0 | 0
Wind Generation Cap 20% - CNPQ v5.14 | 1400 | 6402 | Generation Constraint in GWh | FALSE | L | Annual | Seasons Included | Seasons | Winter, Summer | Winter, Summer | Winter, Summer | Winter, Summer | Winter, Summer | Winter, Summer | Winter, Summer
Wind Generation Cap 20% - CNPQ v5.14 | 1400 | 6402 | Generation Constraint in GWh | FALSE | L | Annual | Standard | GWh | 39877.938 | 40289.4472 | 40830.6101 | 41743.8224 | 43620.9811 | 47951.2608 | 52711.4198
Wind Generation Cap 20% - CNPQ v5.14 | 1400 | 6402 | Generation Constraint in GWh | FALSE | L | Annual | Emissions at Affected Plants | GWh | 5685.4578 | 8649.0134 | 8649.0134 | 22206.028 | 22206.028 | 22206.028 | 50711.185
Wind Generation Cap 20% - CNPQ v5.14 | 1400 | 6402 | Generation Constraint in GWh | FALSE | L | Annual | Allowances Purchased | GWh | 0 | 0 | 0 | 0 | 0 | 0 | 0
Wind Generation Cap 20% - CNPQ v5.14 | 1400 | 6402 | Generation Constraint in GWh | FALSE | L | Annual | Allowances Sold | GWh | 0 | 0 | 0 | 0 | 0 | 0 | 0
Wind Generation Cap 20% - CNPQ v5.14 | 1400 | 6402 | Generation Constraint in GWh | FALSE | L | Annual | Allowances Banked | GWh | 0 | 0 | 0 | 0 | 0 | 0 | 0
Wind Generation Cap 20% - CNPQ v5.14 | 1400 | 6402 | Generation Constraint in GWh | FALSE | L | Annual | Allowances Withdrawn (1:1) | GWh | 0 | 0 | 0 | 0 | 0 | 0 | 0
Wind Generation Cap 20% - CNPQ v5.14 | 1400 | 6402 | Generation Constraint in GWh | FALSE | L | Annual | Allowances Withdrawn (n:1) | GWh | 0 | 0 | 0 | 0 | 0 | 0 | 0
Wind Generation Cap 20% - CNPQ v5.14 | 1400 | 6402 | Generation Constraint in GWh | FALSE | L | Annual | Net Emissions Allowance Position | GWh | 5685.4578 | 8649.0134 | 8649.0134 | 22206.028 | 22206.028 | 22206.028 | 50711.185
Wind Generation Cap 20% - CNPQ v5.14 | 1400 | 6402 | Generation Constraint in GWh | FALSE | L | Annual | Fuel Consumed | TBtu | 0 | 0 | 0 | 0 | 0 | 0 | 0
Wind Generation Cap 20% - CNPQ v5.14 | 1400 | 6402 | Generation Constraint in GWh | FALSE | L | Annual | Heat Rate | MMBtu/MWh | 0 | 0 | 0 | 0 | 0 | 0 | 0
Wind Generation Cap 20% - CNPQ v5.14 | 1400 | 6402 | Generation Constraint in GWh | FALSE | L | Annual | Generation | TWh | 5.6855 | 8.649 | 8.649 | 22.206 | 22.206 | 22.206 | 50.7112
Wind Generation Cap 20% - CNPQ v5.14 | 1400 | 6402 | Generation Constraint in GWh | FALSE | L | Annual | Qualifying Generation | TWh | 5.6855 | 8.649 | 8.649 | 22.206 | 22.206 | 22.206 | 50.7112
Wind Generation Cap 20% - CNPQ v5.14 | 1400 | 6402 | Generation Constraint in GWh | FALSE | L | Annual | Rate | lb/MWh | 0 | 0 | 0 | 0 | 0 | 0 | 0
Wind Generation Cap 20% - CNPQ v5.14 | 1400 | 6402 | Generation Constraint in GWh | FALSE | L | Annual | Constraint Shadow Price | US2011$/MWh | 0 | 0 | 0 | 0 | 0 | 0 | 0
Wind Generation Cap 20% - CNSK v5.14 | 1401 | 6403 | Generation Constraint in GWh | FALSE | L | Annual | Seasons Included | Seasons | Winter, Summer | Winter, Summer | Winter, Summer | Winter, Summer | Winter, Summer | Winter, Summer | Winter, Summer
Wind Generation Cap 20% - CNSK v5.14 | 1401 | 6403 | Generation Constraint in GWh | FALSE | L | Annual | Standard | GWh | 4557.8408 | 4594.3442 | 4667.351 | 4868.1196 | 5093.2239 | 5591.5658 | 6138.6771
Wind Generation Cap 20% - CNSK v5.14 | 1401 | 6403 | Generation Constraint in GWh | FALSE | L | Annual | Emissions at Affected Plants | GWh | 523.8402 | 3668.6476 | 3668.6476 | 3668.6476 | 3668.6476 | 3668.6476 | 4438.9227
Wind Generation Cap 20% - CNSK v5.14 | 1401 | 6403 | Generation Constraint in GWh | FALSE | L | Annual | Allowances Purchased | GWh | 0 | 0 | 0 | 0 | 0 | 0 | 0
Wind Generation Cap 20% - CNSK v5.14 | 1401 | 6403 | Generation Constraint in GWh | FALSE | L | Annual | Allowances Sold | GWh | 0 | 0 | 0 | 0 | 0 | 0 | 0
Wind Generation Cap 20% - CNSK v5.14 | 1401 | 6403 | Generation Constraint in GWh | FALSE | L | Annual | Allowances Banked | GWh | 0 | 0 | 0 | 0 | 0 | 0 | 0
Wind Generation Cap 20% - CNSK v5.14 | 1401 | 6403 | Generation Constraint in GWh | FALSE | L | Annual | Allowances Withdrawn (1:1) | GWh | 0 | 0 | 0 | 0 | 0 | 0 | 0
Wind Generation Cap 20% - CNSK v5.14 | 1401 | 6403 | Generation Constraint in GWh | FALSE | L | Annual | Allowances Withdrawn (n:1) | GWh | 0 | 0 | 0 | 0 | 0 | 0 | 0
Wind Generation Cap 20% - CNSK v5.14 | 1401 | 6403 | Generation Constraint in GWh | FALSE | L | Annual | Net Emissions Allowance Position | GWh | 523.8402 | 3668.6476 | 3668.6476 | 3668.6476 | 3668.6476 | 3668.6476 | 4438.9227
Wind Generation Cap 20% - CNSK v5.14 | 1401 | 6403 | Generation Constraint in GWh | FALSE | L | Annual | Fuel Consumed | TBtu | 0 | 0 | 0 | 0 | 0 | 0 | 0
Wind Generation Cap 20% - CNSK v5.14 | 1401 | 6403 | Generation Constraint in GWh | FALSE | L | Annual | Heat Rate | MMBtu/MWh | 0 | 0 | 0 | 0 | 0 | 0 | 0
Wind Generation Cap 20% - CNSK v5.14 | 1401 | 6403 | Generation Constraint in GWh | FALSE | L | Annual | Generation | TWh | 0.52384 | 3.6686 | 3.6686 | 3.6686 | 3.6686 | 3.6686 | 4.4389
Wind Generation Cap 20% - CNSK v5.14 | 1401 | 6403 | Generation Constraint in GWh | FALSE | L | Annual | Qualifying Generation | TWh | 0.52384 | 3.6686 | 3.6686 | 3.6686 | 3.6686 | 3.6686 | 4.4389
Wind Generation Cap 20% - CNSK v5.14 | 1401 | 6403 | Generation Constraint in GWh | FALSE | L | Annual | Rate | lb/MWh | 0 | 0 | 0 | 0 | 0 | 0 | 0
Wind Generation Cap 20% - CNSK v5.14 | 1401 | 6403 | Generation Constraint in GWh | FALSE | L | Annual | Constraint Shadow Price | US2011$/MWh | 0 | 0 | 0 | 0 | 0 | 0 | 0
Wind Generation Cap 20% - ERC_REST v5.14 | 1402 | 6404 | Generation Constraint in GWh | FALSE | L | Annual | Seasons Included | Seasons | Winter, Summer | Winter, Summer | Winter, Summer | Winter, Summer | Winter, Summer | Winter, Summer | Winter, Summer
Wind Generation Cap 20% - ERC_REST v5.14 | 1402 | 6404 | Generation Constraint in GWh | FALSE | L | Annual | Standard | GWh | 63317.1997 | 64289.3769 | 65863.9346 | 69088.6422 | 72484.6015 | 79144.4868 | 86416.918
Wind Generation Cap 20% - ERC_REST v5.14 | 1402 | 6404 | Generation Constraint in GWh | FALSE | L | Annual | Emissions at Affected Plants | GWh | 8816.3411 | 11345.2097 | 11345.2097 | 11345.2097 | 39571.7434 | 39571.7434 | 39571.7434
Wind Generation Cap 20% - ERC_REST v5.14 | 1402 | 6404 | Generation Constraint in GWh | FALSE | L | Annual | Allowances Purchased | GWh | 0 | 0 | 0 | 0 | 0 | 0 | 0
Wind Generation Cap 20% - ERC_REST v5.14 | 1402 | 6404 | Generation Constraint in GWh | FALSE | L | Annual | Allowances Sold | GWh | 0 | 0 | 0 | 0 | 0 | 0 | 0
Wind Generation Cap 20% - ERC_REST v5.14 | 1402 | 6404 | Generation Constraint in GWh | FALSE | L | Annual | Allowances Banked | GWh | 0 | 0 | 0 | 0 | 0 | 0 | 0
Wind Generation Cap 20% - ERC_REST v5.14 | 1402 | 6404 | Generation Constraint in GWh | FALSE | L | Annual | Allowances Withdrawn (1:1) | GWh | 0 | 0 | 0 | 0 | 0 | 0 | 0
Wind Generation Cap 20% - ERC_REST v5.14 | 1402 | 6404 | Generation Constraint in GWh | FALSE | L | Annual | Allowances Withdrawn (n:1) | GWh | 0 | 0 | 0 | 0 | 0 | 0 | 0
Wind Generation Cap 20% - ERC_REST v5.14 | 1402 | 6404 | Generation Constraint in GWh | FALSE | L | Annual | Net Emissions Allowance Position | GWh | 8816.3411 | 11345.2097 | 11345.2097 | 11345.2097 | 39571.7434 | 39571.7434 | 39571.7434
Wind Generation Cap 20% - ERC_REST v5.14 | 1402 | 6404 | Generation Constraint in GWh | FALSE | L | Annual | Fuel Consumed | TBtu | 0 | 0 | 0 | 0 | 0 | 0 | 0
Wind Generation Cap 20% - ERC_REST v5.14 | 1402 | 6404 | Generation Constraint in GWh | FALSE | L | Annual | Heat Rate | MMBtu/MWh | 0 | 0 | 0 | 0 | 0 | 0 | 0
Wind Generation Cap 20% - ERC_REST v5.14 | 1402 | 6404 | Generation Constraint in GWh | FALSE | L | Annual | Generation | TWh | 8.8163 | 11.3452 | 11.3452 | 11.3452 | 39.5717 | 39.5717 | 39.5717
Wind Generation Cap 20% - ERC_REST v5.14 | 1402 | 6404 | Generation Constraint in GWh | FALSE | L | Annual | Qualifying Generation | TWh | 8.8163 | 11.3452 | 11.3452 | 11.3452 | 39.5717 | 39.5717 | 39.5717
Wind Generation Cap 20% - ERC_REST v5.14 | 1402 | 6404 | Generation Constraint in GWh | FALSE | L | Annual | Rate | lb/MWh | 0 | 0 | 0 | 0 | 0 | 0 | 0
Wind Generation Cap 20% - ERC_REST v5.14 | 1402 | 6404 | Generation Constraint in GWh | FALSE | L | Annual | Constraint Shadow Price | US2011$/MWh | 0 | 0 | 0 | 0 | 0 | 0 | 0
Wind Generation Cap 20% - ERC_WEST v5.14 | 1403 | 6405 | Generation Constraint in GWh | FALSE | L | Annual | Seasons Included | Seasons | Winter, Summer | Winter, Summer | Winter, Summer | Winter, Summer | Winter, Summer | Winter, Summer | Winter, Summer
Wind Generation Cap 20% - ERC_WEST v5.14 | 1403 | 6405 | Generation Constraint in GWh | FALSE | L | Annual | Standard | GWh | 29680.0573 | 29680.0573 | 29680.0573 | 29680.0573 | 29680.0573 | 29680.0573 | 29680.0573
Wind Generation Cap 20% - ERC_WEST v5.14 | 1403 | 6405 | Generation Constraint in GWh | FALSE | L | Annual | Emissions at Affected Plants | GWh | 29679.0573 | 29680.0573 | 29680.0573 | 29680.0573 | 29680.0573 | 29680.0573 | 29680.0573
Wind Generation Cap 20% - ERC_WEST v5.14 | 1403 | 6405 | Generation Constraint in GWh | FALSE | L | Annual | Allowances Purchased | GWh | 0 | 0 | 0 | 0 | 0 | 0 | 0
Wind Generation Cap 20% - ERC_WEST v5.14 | 1403 | 6405 | Generation Constraint in GWh | FALSE | L | Annual | Allowances Sold | GWh | 0 | 0 | 0 | 0 | 0 | 0 | 0
Wind Generation Cap 20% - ERC_WEST v5.14 | 1403 | 6405 | Generation Constraint in GWh | FALSE | L | Annual | Allowances Banked | GWh | 0 | 0 | 0 | 0 | 0 | 0 | 0
Wind Generation Cap 20% - ERC_WEST v5.14 | 1403 | 6405 | Generation Constraint in GWh | FALSE | L | Annual | Allowances Withdrawn (1:1) | GWh | 0 | 0 | 0 | 0 | 0 | 0 | 0
Wind Generation Cap 20% - ERC_WEST v5.14 | 1403 | 6405 | Generation Constraint in GWh | FALSE | L | Annual | Allowances Withdrawn (n:1) | GWh | 0 | 0 | 0 | 0 | 0 | 0 | 0
Wind Generation Cap 20% - ERC_WEST v5.14 | 1403 | 6405 | Generation Constraint in GWh | FALSE | L | Annual | Net Emissions Allowance Position | GWh | 29679.0573 | 29680.0573 | 29680.0573 | 29680.0573 | 29680.0573 | 29680.0573 | 29680.0573
Wind Generation Cap 20% - ERC_WEST v5.14 | 1403 | 6405 | Generation Constraint in GWh | FALSE | L | Annual | Fuel Consumed | TBtu | 0 | 0 | 0 | 0 | 0 | 0 | 0
Wind Generation Cap 20% - ERC_WEST v5.14 | 1403 | 6405 | Generation Constraint in GWh | FALSE | L | Annual | Heat Rate | MMBtu/MWh | 0 | 0 | 0 | 0 | 0 | 0 | 0
Wind Generation Cap 20% - ERC_WEST v5.14 | 1403 | 6405 | Generation Constraint in GWh | FALSE | L | Annual | Generation | TWh | 29.6791 | 29.6801 | 29.6801 | 29.6801 | 29.6801 | 29.6801 | 29.6801
Wind Generation Cap 20% - ERC_WEST v5.14 | 1403 | 6405 | Generation Constraint in GWh | FALSE | L | Annual | Qualifying Generation | TWh | 29.6791 | 29.6801 | 29.6801 | 29.6801 | 29.6801 | 29.6801 | 29.6801
Wind Generation Cap 20% - ERC_WEST v5.14 | 1403 | 6405 | Generation Constraint in GWh | FALSE | L | Annual | Rate | lb/MWh | 0 | 0 | 0 | 0 | 0 | 0 | 0
Wind Generation Cap 20% - ERC_WEST v5.14 | 1403 | 6405 | Generation Constraint in GWh | FALSE | L | Annual | Constraint Shadow Price | US2011$/MWh | 0 | 0 | 0 | 0 | 0 | 0 | 0
Wind Generation Cap 20% - FRCC v5.14 | 1404 | 6406 | Generation Constraint in GWh | FALSE | L | Annual | Seasons Included | Seasons | Winter, Summer | Winter, Summer | Winter, Summer | Winter, Summer | Winter, Summer | Winter, Summer | Winter, Summer
Wind Generation Cap 20% - FRCC v5.14 | 1404 | 6406 | Generation Constraint in GWh | FALSE | L | Annual | Standard | GWh | 46758.9772 | 47573.9554 | 48100.2858 | 49768.1204 | 52059.8684 | 56739.7208 | 61840.2704
Wind Generation Cap 20% - FRCC v5.14 | 1404 | 6406 | Generation Constraint in GWh | FALSE | L | Annual | Emissions at Affected Plants | GWh | 0 | 0.64412 | 0.64412 | 0.64412 | 2.5688 | 2.5688 | 2.5688
Wind Generation Cap 20% - FRCC v5.14 | 1404 | 6406 | Generation Constraint in GWh | FALSE | L | Annual | Allowances Purchased | GWh | 0 | 0 | 0 | 0 | 0 | 0 | 0
Wind Generation Cap 20% - FRCC v5.14 | 1404 | 6406 | Generation Constraint in GWh | FALSE | L | Annual | Allowances Sold | GWh | 0 | 0 | 0 | 0 | 0 | 0 | 0
Wind Generation Cap 20% - FRCC v5.14 | 1404 | 6406 | Generation Constraint in GWh | FALSE | L | Annual | Allowances Banked | GWh | 0 | 0 | 0 | 0 | 0 | 0 | 0
Wind Generation Cap 20% - FRCC v5.14 | 1404 | 6406 | Generation Constraint in GWh | FALSE | L | Annual | Allowances Withdrawn (1:1) | GWh | 0 | 0 | 0 | 0 | 0 | 0 | 0
Wind Generation Cap 20% - FRCC v5.14 | 1404 | 6406 | Generation Constraint in GWh | FALSE | L | Annual | Allowances Withdrawn (n:1) | GWh | 0 | 0 | 0 | 0 | 0 | 0 | 0
Wind Generation Cap 20% - FRCC v5.14 | 1404 | 6406 | Generation Constraint in GWh | FALSE | L | Annual | Net Emissions Allowance Position | GWh | 0 | 0.64412 | 0.64412 | 0.64412 | 2.5688 | 2.5688 | 2.5688
Wind Generation Cap 20% - FRCC v5.14 | 1404 | 6406 | Generation Constraint in GWh | FALSE | L | Annual | Fuel Consumed | TBtu | 0 | 0 | 0 | 0 | 0 | 0 | 0
Wind Generation Cap 20% - FRCC v5.14 | 1404 | 6406 | Generation Constraint in GWh | FALSE | L | Annual | Heat Rate | MMBtu/MWh | 0 | 0 | 0 | 0 | 0 | 0 | 0
Wind Generation Cap 20% - FRCC v5.14 | 1404 | 6406 | Generation Constraint in GWh | FALSE | L | Annual | Generation | TWh | 0 | 0.00064412 | 0.00064412 | 0.00064412 | 0.0025688 | 0.0025688 | 0.0025688
Wind Generation Cap 20% - FRCC v5.14 | 1404 | 6406 | Generation Constraint in GWh | FALSE | L | Annual | Qualifying Generation | TWh | 0 | 0.00064412 | 0.00064412 | 0.00064412 | 0.0025688 | 0.0025688 | 0.0025688
Wind Generation Cap 20% - FRCC v5.14 | 1404 | 6406 | Generation Constraint in GWh | FALSE | L | Annual | Rate | lb/MWh | 0 | 0 | 0 | 0 | 0 | 0 | 0
Wind Generation Cap 20% - FRCC v5.14 | 1404 | 6406 | Generation Constraint in GWh | FALSE | L | Annual | Constraint Shadow Price | US2011$/MWh | 0 | 0 | 0 | 0 | 0 | 0 | 0
Wind Generation Cap 20% - MAP_WAUE v5.14 | 1405 | 6407 | Generation Constraint in GWh | FALSE | L | Annual | Seasons Included | Seasons | Winter, Summer | Winter, Summer | Winter, Summer | Winter, Summer | Winter, Summer | Winter, Summer | Winter, Summer
Wind Generation Cap 20% - MAP_WAUE v5.14 | 1405 | 6407 | Generation Constraint in GWh | FALSE | L | Annual | Standard | GWh | 4483.4478 | 4605.1404 | 4663.8206 | 4824.6377 | 4920.5226 | 5128.4448 | 5345.1548
Wind Generation Cap 20% - MAP_WAUE v5.14 | 1405 | 6407 | Generation Constraint in GWh | FALSE | L | Annual | Emissions at Affected Plants | GWh | 954.9772 | 1617.3568 | 1617.3568 | 2012.9674 | 4920.5226 | 4920.5226 | 4920.5226
Wind Generation Cap 20% - MAP_WAUE v5.14 | 1405 | 6407 | Generation Constraint in GWh | FALSE | L | Annual | Allowances Purchased | GWh | 0 | 0 | 0 | 0 | 0 | 0 | 0
Wind Generation Cap 20% - MAP_WAUE v5.14 | 1405 | 6407 | Generation Constraint in GWh | FALSE | L | Annual | Allowances Sold | GWh | 0 | 0 | 0 | 0 | 0 | 0 | 0
Wind Generation Cap 20% - MAP_WAUE v5.14 | 1405 | 6407 | Generation Constraint in GWh | FALSE | L | Annual | Allowances Banked | GWh | 0 | 0 | 0 | 0 | 0 | 0 | 0
Wind Generation Cap 20% - MAP_WAUE v5.14 | 1405 | 6407 | Generation Constraint in GWh | FALSE | L | Annual | Allowances Withdrawn (1:1) | GWh | 0 | 0 | 0 | 0 | 0 | 0 | 0
Wind Generation Cap 20% - MAP_WAUE v5.14 | 1405 | 6407 | Generation Constraint in GWh | FALSE | L | Annual | Allowances Withdrawn (n:1) | GWh | 0 | 0 | 0 | 0 | 0 | 0 | 0
Wind Generation Cap 20% - MAP_WAUE v5.14 | 1405 | 6407 | Generation Constraint in GWh | FALSE | L | Annual | Net Emissions Allowance Position | GWh | 954.9772 | 1617.3568 | 1617.3568 | 2012.9674 | 4920.5226 | 4920.5226 | 4920.5226
Wind Generation Cap 20% - MAP_WAUE v5.14 | 1405 | 6407 | Generation Constraint in GWh | FALSE | L | Annual | Fuel Consumed | TBtu | 0 | 0 | 0 | 0 | 0 | 0 | 0
Wind Generation Cap 20% - MAP_WAUE v5.14 | 1405 | 6407 | Generation Constraint in GWh | FALSE | L | Annual | Heat Rate | MMBtu/MWh | 0 | 0 | 0 | 0 | 0 | 0 | 0
Wind Generation Cap 20% - MAP_WAUE v5.14 | 1405 | 6407 | Generation Constraint in GWh | FALSE | L | Annual | Generation | TWh | 0.95498 | 1.6174 | 1.6174 | 2.013 | 4.9205 | 4.9205 | 4.9205
Wind Generation Cap 20% - MAP_WAUE v5.14 | 1405 | 6407 | Generation Constraint in GWh | FALSE | L | Annual | Qualifying Generation | TWh | 0.95498 | 1.6174 | 1.6174 | 2.013 | 4.9205 | 4.9205 | 4.9205
Wind Generation Cap 20% - MAP_WAUE v5.14 | 1405 | 6407 | Generation Constraint in GWh | FALSE | L | Annual | Rate | lb/MWh | 0 | 0 | 0 | 0 | 0 | 0 | 0
Wind Generation Cap 20% - MAP_WAUE v5.14 | 1405 | 6407 | Generation Constraint in GWh | FALSE | L | Annual | Constraint Shadow Price | US2011$/MWh | 0 | 0 | 0 | 0 | 51.8857 | 0 | 0
Wind Generation Cap 20% - MIS_IA v5.14 | 1406 | 6408 | Generation Constraint in GWh | FALSE | L | Annual | Seasons Included | Seasons | Winter, Summer | Winter, Summer | Winter, Summer | Winter, Summer | Winter, Summer | Winter, Summer | Winter, Summer
Wind Generation Cap 20% - MIS_IA v5.14 | 1406 | 6408 | Generation Constraint in GWh | FALSE | L | Annual | Standard | GWh | 10985.208 | 10985.208 | 10985.208 | 10985.208 | 10985.208 | 10985.208 | 10985.208
Wind Generation Cap 20% - MIS_IA v5.14 | 1406 | 6408 | Generation Constraint in GWh | FALSE | L | Annual | Emissions at Affected Plants | GWh | 10984.208 | 10985.208 | 10985.208 | 10985.208 | 10985.208 | 10985.208 | 10985.208
Wind Generation Cap 20% - MIS_IA v5.14 | 1406 | 6408 | Generation Constraint in GWh | FALSE | L | Annual | Allowances Purchased | GWh | 0 | 0 | 0 | 0 | 0 | 0 | 0
Wind Generation Cap 20% - MIS_IA v5.14 | 1406 | 6408 | Generation Constraint in GWh | FALSE | L | Annual | Allowances Sold | GWh | 0 | 0 | 0 | 0 | 0 | 0 | 0
Wind Generation Cap 20% - MIS_IA v5.14 | 1406 | 6408 | Generation Constraint in GWh | FALSE | L | Annual | Allowances Banked | GWh | 0 | 0 | 0 | 0 | 0 | 0 | 0
Wind Generation Cap 20% - MIS_IA v5.14 | 1406 | 6408 | Generation Constraint in GWh | FALSE | L | Annual | Allowances Withdrawn (1:1) | GWh | 0 | 0 | 0 | 0 | 0 | 0 | 0
Wind Generation Cap 20% - MIS_IA v5.14 | 1406 | 6408 | Generation Constraint in GWh | FALSE | L | Annual | Allowances Withdrawn (n:1) | GWh | 0 | 0 | 0 | 0 | 0 | 0 | 0
Wind Generation Cap 20% - MIS_IA v5.14 | 1406 | 6408 | Generation Constraint in GWh | FALSE | L | Annual | Net Emissions Allowance Position | GWh | 10984.208 | 10985.208 | 10985.208 | 10985.208 | 10985.208 | 10985.208 | 10985.208
Wind Generation Cap 20% - MIS_IA v5.14 | 1406 | 6408 | Generation Constraint in GWh | FALSE | L | Annual | Fuel Consumed | TBtu | 0 | 0 | 0 | 0 | 0 | 0 | 0
Wind Generation Cap 20% - MIS_IA v5.14 | 1406 | 6408 | Generation Constraint in GWh | FALSE | L | Annual | Heat Rate | MMBtu/MWh | 0 | 0 | 0 | 0 | 0 | 0 | 0
Wind Generation Cap 20% - MIS_IA v5.14 | 1406 | 6408 | Generation Constraint in GWh | FALSE | L | Annual | Generation | TWh | 10.9842 | 10.9852 | 10.9852 | 10.9852 | 10.9852 | 10.9852 | 10.9852
Wind Generation Cap 20% - MIS_IA v5.14 | 1406 | 6408 | Generation Constraint in GWh | FALSE | L | Annual | Qualifying Generation | TWh | 10.9842 | 10.9852 | 10.9852 | 10.9852 | 10.9852 | 10.9852 | 10.9852
Wind Generation Cap 20% - MIS_IA v5.14 | 1406 | 6408 | Generation Constraint in GWh | FALSE | L | Annual | Rate | lb/MWh | 0 | 0 | 0 | 0 | 0 | 0 | 0
Wind Generation Cap 20% - MIS_IA v5.14 | 1406 | 6408 | Generation Constraint in GWh | FALSE | L | Annual | Constraint Shadow Price | US2011$/MWh | 0 | 0 | 0 | 0 | 0 | 0 | 0
Wind Generation Cap 20% - MIS_IL v5.14 | 1407 | 6409 | Generation Constraint in GWh | FALSE | L | Annual | Seasons Included | Seasons | Winter, Summer | Winter, Summer | Winter, Summer | Winter, Summer | Winter, Summer | Winter, Summer | Winter, Summer
Wind Generation Cap 20% - MIS_IL v5.14 | 1407 | 6409 | Generation Constraint in GWh | FALSE | L | Annual | Standard | GWh | 11523.3521 | 11749.0943 | 11842.0109 | 12148.0796 | 12386.934 | 12893.2818 | 13420.3295
Wind Generation Cap 20% - MIS_IL v5.14 | 1407 | 6409 | Generation Constraint in GWh | FALSE | L | Annual | Emissions at Affected Plants | GWh | 2121.6185 | 4895.2414 | 4895.2414 | 7555.1683 | 12386.934 | 12386.934 | 12386.934
Wind Generation Cap 20% - MIS_IL v5.14 | 1407 | 6409 | Generation Constraint in GWh | FALSE | L | Annual | Allowances Purchased | GWh | 0 | 0 | 0 | 0 | 0 | 0 | 0
Wind Generation Cap 20% - MIS_IL v5.14 | 1407 | 6409 | Generation Constraint in GWh | FALSE | L | Annual | Allowances Sold | GWh | 0 | 0 | 0 | 0 | 0 | 0 | 0
Wind Generation Cap 20% - MIS_IL v5.14 | 1407 | 6409 | Generation Constraint in GWh | FALSE | L | Annual | Allowances Banked | GWh | 0 | 0 | 0 | 0 | 0 | 0 | 0
Wind Generation Cap 20% - MIS_IL v5.14 | 1407 | 6409 | Generation Constraint in GWh | FALSE | L | Annual | Allowances Withdrawn (1:1) | GWh | 0 | 0 | 0 | 0 | 0 | 0 | 0
Wind Generation Cap 20% - MIS_IL v5.14 | 1407 | 6409 | Generation Constraint in GWh | FALSE | L | Annual | Allowances Withdrawn (n:1) | GWh | 0 | 0 | 0 | 0 | 0 | 0 | 0
Wind Generation Cap 20% - MIS_IL v5.14 | 1407 | 6409 | Generation Constraint in GWh | FALSE | L | Annual | Net Emissions Allowance Position | GWh | 2121.6185 | 4895.2414 | 4895.2414 | 7555.1683 | 12386.934 | 12386.934 | 12386.934
Wind Generation Cap 20% - MIS_IL v5.14 | 1407 | 6409 | Generation Constraint in GWh | FALSE | L | Annual | Fuel Consumed | TBtu | 0 | 0 | 0 | 0 | 0 | 0 | 0
Wind Generation Cap 20% - MIS_IL v5.14 | 1407 | 6409 | Generation Constraint in GWh | FALSE | L | Annual | Heat Rate | MMBtu/MWh | 0 | 0 | 0 | 0 | 0 | 0 | 0
Wind Generation Cap 20% - MIS_IL v5.14 | 1407 | 6409 | Generation Constraint in GWh | FALSE | L | Annual | Generation | TWh | 2.1216 | 4.8952 | 4.8952 | 7.5552 | 12.3869 | 12.3869 | 12.3869
Wind Generation Cap 20% - MIS_IL v5.14 | 1407 | 6409 | Generation Constraint in GWh | FALSE | L | Annual | Qualifying Generation | TWh | 2.1216 | 4.8952 | 4.8952 | 7.5552 | 12.3869 | 12.3869 | 12.3869
Wind Generation Cap 20% - MIS_IL v5.14 | 1407 | 6409 | Generation Constraint in GWh | FALSE | L | Annual | Rate | lb/MWh | 0 | 0 | 0 | 0 | 0 | 0 | 0
Wind Generation Cap 20% - MIS_IL v5.14 | 1407 | 6409 | Generation Constraint in GWh | FALSE | L | Annual | Constraint Shadow Price | US2011$/MWh | 0 | 0 | 0 | 0 | 13.4298 | 0 | 0
Wind Generation Cap 20% - MIS_INKY v5.14 | 1408 | 6410 | Generation Constraint in GWh | FALSE | L | Annual | Seasons Included | Seasons | Winter, Summer | Winter, Summer | Winter, Summer | Winter, Summer | Winter, Summer | Winter, Summer | Winter, Summer
Wind Generation Cap 20% - MIS_INKY v5.14 | 1408 | 6410 | Generation Constraint in GWh | FALSE | L | Annual | Standard | GWh | 19515.2931 | 20015.4256 | 20209.8308 | 20749.0544 | 21119.4872 | 21823.4749 | 22550.9302
Wind Generation Cap 20% - MIS_INKY v5.14 | 1408 | 6410 | Generation Constraint in GWh | FALSE | L | Annual | Emissions at Affected Plants | GWh | 1145.5845 | 6266.8619 | 6266.8619 | 6266.8619 | 21119.4872 | 21119.4872 | 21119.4872
Wind Generation Cap 20% - MIS_INKY v5.14 | 1408 | 6410 | Generation Constraint in GWh | FALSE | L | Annual | Allowances Purchased | GWh | 0 | 0 | 0 | 0 | 0 | 0 | 0
Wind Generation Cap 20% - MIS_INKY v5.14 | 1408 | 6410 | Generation Constraint in GWh | FALSE | L | Annual | Allowances Sold | GWh | 0 | 0 | 0 | 0 | 0 | 0 | 0
Wind Generation Cap 20% - MIS_INKY v5.14 | 1408 | 6410 | Generation Constraint in GWh | FALSE | L | Annual | Allowances Banked | GWh | 0 | 0 | 0 | 0 | 0 | 0 | 0
Wind Generation Cap 20% - MIS_INKY v5.14 | 1408 | 6410 | Generation Constraint in GWh | FALSE | L | Annual | Allowances Withdrawn (1:1) | GWh | 0 | 0 | 0 | 0 | 0 | 0 | 0
Wind Generation Cap 20% - MIS_INKY v5.14 | 1408 | 6410 | Generation Constraint in GWh | FALSE | L | Annual | Allowances Withdrawn (n:1) | GWh | 0 | 0 | 0 | 0 | 0 | 0 | 0
Wind Generation Cap 20% - MIS_INKY v5.14 | 1408 | 6410 | Generation Constraint in GWh | FALSE | L | Annual | Net Emissions Allowance Position | GWh | 1145.5845 | 6266.8619 | 6266.8619 | 6266.8619 | 21119.4872 | 21119.4872 | 21119.4872
Wind Generation Cap 20% - MIS_INKY v5.14 | 1408 | 6410 | Generation Constraint in GWh | FALSE | L | Annual | Fuel Consumed | TBtu | 0 | 0 | 0 | 0 | 0 | 0 | 0
Wind Generation Cap 20% - MIS_INKY v5.14 | 1408 | 6410 | Generation Constraint in GWh | FALSE | L | Annual | Heat Rate | MMBtu/MWh | 0 | 0 | 0 | 0 | 0 | 0 | 0
Wind Generation Cap 20% - MIS_INKY v5.14 | 1408 | 6410 | Generation Constraint in GWh | FALSE | L | Annual | Generation | TWh | 1.1456 | 6.2669 | 6.2669 | 6.2669 | 21.1195 | 21.1195 | 21.1195
Wind Generation Cap 20% - MIS_INKY v5.14 | 1408 | 6410 | Generation Constraint in GWh | FALSE | L | Annual | Qualifying Generation | TWh | 1.1456 | 6.2669 | 6.2669 | 6.2669 | 21.1195 | 21.1195 | 21.1195
Wind Generation Cap 20% - MIS_INKY v5.14 | 1408 | 6410 | Generation Constraint in GWh | FALSE | L | Annual | Rate | lb/MWh | 0 | 0 | 0 | 0 | 0 | 0 | 0
Wind Generation Cap 20% - MIS_INKY v5.14 | 1408 | 6410 | Generation Constraint in GWh | FALSE | L | Annual | Constraint Shadow Price | US2011$/MWh | 0 | 0 | 0 | 0 | 16.7583 | 0 | 0
Wind Generation Cap 20% - MIS_LMI v5.14 | 1409 | 6411 | Generation Constraint in GWh | FALSE | L | Annual | Seasons Included | Seasons | Winter, Summer | Winter, Summer | Winter, Summer | Winter, Summer | Winter, Summer | Winter, Summer | Winter, Summer
Wind Generation Cap 20% - MIS_LMI v5.14 | 1409 | 6411 | Generation Constraint in GWh | FALSE | L | Annual | Standard | GWh | 20670.136 | 21026.7554 | 21114.8764 | 21509.4274 | 21828.8686 | 22495.4062 | 23182.2972
Wind Generation Cap 20% - MIS_LMI v5.14 | 1409 | 6411 | Generation Constraint in GWh | FALSE | L | Annual | Emissions at Affected Plants | GWh | 3958.8353 | 8049.4954 | 8049.4954 | 8049.4954 | 21828.8686 | 21828.8686 | 21828.8686
Wind Generation Cap 20% - MIS_LMI v5.14 | 1409 | 6411 | Generation Constraint in GWh | FALSE | L | Annual | Allowances Purchased | GWh | 0 | 0 | 0 | 0 | 0 | 0 | 0
Wind Generation Cap 20% - MIS_LMI v5.14 | 1409 | 6411 | Generation Constraint in GWh | FALSE | L | Annual | Allowances Sold | GWh | 0 | 0 | 0 | 0 | 0 | 0 | 0
Wind Generation Cap 20% - MIS_LMI v5.14 | 1409 | 6411 | Generation Constraint in GWh | FALSE | L | Annual | Allowances Banked | GWh | 0 | 0 | 0 | 0 | 0 | 0 | 0
Wind Generation Cap 20% - MIS_LMI v5.14 | 1409 | 6411 | Generation Constraint in GWh | FALSE | L | Annual | Allowances Withdrawn (1:1) | GWh | 0 | 0 | 0 | 0 | 0 | 0 | 0
Wind Generation Cap 20% - MIS_LMI v5.14 | 1409 | 6411 | Generation Constraint in GWh | FALSE | L | Annual | Allowances Withdrawn (n:1) | GWh | 0 | 0 | 0 | 0 | 0 | 0 | 0
Wind Generation Cap 20% - MIS_LMI v5.14 | 1409 | 6411 | Generation Constraint in GWh | FALSE | L | Annual | Net Emissions Allowance Position | GWh | 3958.8353 | 8049.4954 | 8049.4954 | 8049.4954 | 21828.8686 | 21828.8686 | 21828.8686
Wind Generation Cap 20% - MIS_LMI v5.14 | 1409 | 6411 | Generation Constraint in GWh | FALSE | L | Annual | Fuel Consumed | TBtu | 0 | 0 | 0 | 0 | 0 | 0 | 0
Wind Generation Cap 20% - MIS_LMI v5.14 | 1409 | 6411 | Generation Constraint in GWh | FALSE | L | Annual | Heat Rate | MMBtu/MWh | 0 | 0 | 0 | 0 | 0 | 0 | 0
Wind Generation Cap 20% - MIS_LMI v5.14 | 1409 | 6411 | Generation Constraint in GWh | FALSE | L | Annual | Generation | TWh | 3.9588 | 8.0495 | 8.0495 | 8.0495 | 21.8289 | 21.8289 | 21.8289
Wind Generation Cap 20% - MIS_LMI v5.14 | 1409 | 6411 | Generation Constraint in GWh | FALSE | L | Annual | Qualifying Generation | TWh | 3.9588 | 8.0495 | 8.0495 | 8.0495 | 21.8289 | 21.8289 | 21.8289
Wind Generation Cap 20% - MIS_LMI v5.14 | 1409 | 6411 | Generation Constraint in GWh | FALSE | L | Annual | Rate | lb/MWh | 0 | 0 | 0 | 0 | 0 | 0 | 0
Wind Generation Cap 20% - MIS_LMI v5.14 | 1409 | 6411 | Generation Constraint in GWh | FALSE | L | Annual | Constraint Shadow Price | US2011$/MWh | 0 | 0 | 0 | 0 | 10.7559 | 0 | 0
Wind Generation Cap 20% - MIS_MAPP v5.14 | 1410 | 6412 | Generation Constraint in GWh | FALSE | L | Annual | Seasons Included | Seasons | Winter, Summer | Winter, Summer | Winter, Summer | Winter, Summer | Winter, Summer | Winter, Summer | Winter, Summer
Wind Generation Cap 20% - MIS_MAPP v5.14 | 1410 | 6412 | Generation Constraint in GWh | FALSE | L | Annual | Standard | GWh | 8498.5512 | 8498.5512 | 8498.5512 | 8498.5512 | 8498.5512 | 8498.5512 | 8498.5512
Wind Generation Cap 20% - MIS_MAPP v5.14 | 1410 | 6412 | Generation Constraint in GWh | FALSE | L | Annual | Emissions at Affected Plants | GWh | 8497.5512 | 8498.5512 | 8498.5512 | 8498.5512 | 8498.5512 | 8498.5512 | 8498.5512
Wind Generation Cap 20% - MIS_MAPP v5.14 | 1410 | 6412 | Generation Constraint in GWh | FALSE | L | Annual | Allowances Purchased | GWh | 0 | 0 | 0 | 0 | 0 | 0 | 0
Wind Generation Cap 20% - MIS_MAPP v5.14 | 1410 | 6412 | Generation Constraint in GWh | FALSE | L | Annual | Allowances Sold | GWh | 0 | 0 | 0 | 0 | 0 | 0 | 0
Wind Generation Cap 20% - MIS_MAPP v5.14 | 1410 | 6412 | Generation Constraint in GWh | FALSE | L | Annual | Allowances Banked | GWh | 0 | 0 | 0 | 0 | 0 | 0 | 0
Wind Generation Cap 20% - MIS_MAPP v5.14 | 1410 | 6412 | Generation Constraint in GWh | FALSE | L | Annual | Allowances Withdrawn (1:1) | GWh | 0 | 0 | 0 | 0 | 0 | 0 | 0
Wind Generation Cap 20% - MIS_MAPP v5.14 | 1410 | 6412 | Generation Constraint in GWh | FALSE | L | Annual | Allowances Withdrawn (n:1) | GWh | 0 | 0 | 0 | 0 | 0 | 0 | 0
Wind Generation Cap 20% - MIS_MAPP v5.14 | 1410 | 6412 | Generation Constraint in GWh | FALSE | L | Annual | Net Emissions Allowance Position | GWh | 8497.5512 | 8498.5512 | 8498.5512 | 8498.5512 | 8498.5512 | 8498.5512 | 8498.5512
Wind Generation Cap 20% - MIS_MAPP v5.14 | 1410 | 6412 | Generation Constraint in GWh | FALSE | L | Annual | Fuel Consumed | TBtu | 0 | 0 | 0 | 0 | 0 | 0 | 0
Wind Generation Cap 20% - MIS_MAPP v5.14 | 1410 | 6412 | Generation Constraint in GWh | FALSE | L | Annual | Heat Rate | MMBtu/MWh | 0 | 0 | 0 | 0 | 0 | 0 | 0
Wind Generation Cap 20% - MIS_MAPP v5.14 | 1410 | 6412 | Generation Constraint in GWh | FALSE | L | Annual | Generation | TWh | 8.4976 | 8.4986 | 8.4986 | 8.4986 | 8.4986 | 8.4986 | 8.4986
Wind Generation Cap 20% - MIS_MAPP v5.14 | 1410 | 6412 | Generation Constraint in GWh | FALSE | L | Annual | Qualifying Generation | TWh | 8.4976 | 8.4986 | 8.4986 | 8.4986 | 8.4986 | 8.4986 | 8.4986
Wind Generation Cap 20% - MIS_MAPP v5.14 | 1410 | 6412 | Generation Constraint in GWh | FALSE | L | Annual | Rate | lb/MWh | 0 | 0 | 0 | 0 | 0 | 0 | 0
Wind Generation Cap 20% - MIS_MAPP v5.14 | 1410 | 6412 | Generation Constraint in GWh | FALSE | L | Annual | Constraint Shadow Price | US2011$/MWh | 0 | 0 | 0 | 0 | 0 | 0 | 0
Wind Generation Cap 20% - MIS_MIDA v5.14 | 1411 | 6413 | Generation Constraint in GWh | FALSE | L | Annual | Seasons Included | Seasons | Winter, Summer | Winter, Summer | Winter, Summer | Winter, Summer | Winter, Summer | Winter, Summer | Winter, Summer
Wind Generation Cap 20% - MIS_MIDA v5.14 | 1411 | 6413 | Generation Constraint in GWh | FALSE | L | Annual | Standard | GWh | 12309.203 | 12309.203 | 12309.203 | 12309.203 | 12309.203 | 12309.203 | 12309.203
Wind Generation Cap 20% - MIS_MIDA v5.14 | 1411 | 6413 | Generation Constraint in GWh | FALSE | L | Annual | Emissions at Affected Plants | GWh | 12308.203 | 12309.203 | 12309.203 | 12309.203 | 12309.203 | 12309.203 | 12309.203
Wind Generation Cap 20% - MIS_MIDA v5.14 | 1411 | 6413 | Generation Constraint in GWh | FALSE | L | Annual | Allowances Purchased | GWh | 0 | 0 | 0 | 0 | 0 | 0 | 0
Wind Generation Cap 20% - MIS_MIDA v5.14 | 1411 | 6413 | Generation Constraint in GWh | FALSE | L | Annual | Allowances Sold | GWh | 0 | 0 | 0 | 0 | 0 | 0 | 0
Wind Generation Cap 20% - MIS_MIDA v5.14 | 1411 | 6413 | Generation Constraint in GWh | FALSE | L | Annual | Allowances Banked | GWh | 0 | 0 | 0 | 0 | 0 | 0 | 0
Wind Generation Cap 20% - MIS_MIDA v5.14 | 1411 | 6413 | Generation Constraint in GWh | FALSE | L | Annual | Allowances Withdrawn (1:1) | GWh | 0 | 0 | 0 | 0 | 0 | 0 | 0
Wind Generation Cap 20% - MIS_MIDA v5.14 | 1411 | 6413 | Generation Constraint in GWh | FALSE | L | Annual | Allowances Withdrawn (n:1) | GWh | 0 | 0 | 0 | 0 | 0 | 0 | 0
Wind Generation Cap 20% - MIS_MIDA v5.14 | 1411 | 6413 | Generation Constraint in GWh | FALSE | L | Annual | Net Emissions Allowance Position | GWh | 12308.203 | 12309.203 | 12309.203 | 12309.203 | 12309.203 | 12309.203 | 12309.203
Wind Generation Cap 20% - MIS_MIDA v5.14 | 1411 | 6413 | Generation Constraint in GWh | FALSE | L | Annual | Fuel Consumed | TBtu | 0 | 0 | 0 | 0 | 0 | 0 | 0
Wind Generation Cap 20% - MIS_MIDA v5.14 | 1411 | 6413 | Generation Constraint in GWh | FALSE | L | Annual | Heat Rate | MMBtu/MWh | 0 | 0 | 0 | 0 | 0 | 0 | 0
Wind Generation Cap 20% - MIS_MIDA v5.14 | 1411 | 6413 | Generation Constraint in GWh | FALSE | L | Annual | Generation | TWh | 12.3082 | 12.3092 | 12.3092 | 12.3092 | 12.3092 | 12.3092 | 12.3092
Wind Generation Cap 20% - MIS_MIDA v5.14 | 1411 | 6413 | Generation Constraint in GWh | FALSE | L | Annual | Qualifying Generation | TWh | 12.3082 | 12.3092 | 12.3092 | 12.3092 | 12.3092 | 12.3092 | 12.3092
Wind Generation Cap 20% - MIS_MIDA v5.14 | 1411 | 6413 | Generation Constraint in GWh | FALSE | L | Annual | Rate | lb/MWh | 0 | 0 | 0 | 0 | 0 | 0 | 0
Wind Generation Cap 20% - MIS_MIDA v5.14 | 1411 | 6413 | Generation Constraint in GWh | FALSE | L | Annual | Constraint Shadow Price | US2011$/MWh | 0 | 0 | 0 | 0 | 0 | 0 | 0
Wind Generation Cap 20% - MIS_MNWI v5.14 | 1412 | 6414 | Generation Constraint in GWh | FALSE | L | Annual | Seasons Included | Seasons | Winter, Summer | Winter, Summer | Winter, Summer | Winter, Summer | Winter, Summer | Winter, Summer | Winter, Summer
Wind Generation Cap 20% - MIS_MNWI v5.14 | 1412 | 6414 | Generation Constraint in GWh | FALSE | L | Annual | Standard | GWh | 17568.661 | 18045.5998 | 18275.5802 | 18905.8565 | 19281.6496 | 20096.5407 | 20945.873
Wind Generation Cap 20% - MIS_MNWI v5.14 | 1412 | 6414 | Generation Constraint in GWh | FALSE | L | Annual | Emissions at Affected Plants | GWh | 9184.9623 | 18045.5998 | 18275.5802 | 18905.8565 | 19281.6496 | 19281.6496 | 19281.6496
Wind Generation Cap 20% - MIS_MNWI v5.14 | 1412 | 6414 | Generation Constraint in GWh | FALSE | L | Annual | Allowances Purchased | GWh | 0 | 0 | 0 | 0 | 0 | 0 | 0
Wind Generation Cap 20% - MIS_MNWI v5.14 | 1412 | 6414 | Generation Constraint in GWh | FALSE | L | Annual | Allowances Sold | GWh | 0 | 0 | 0 | 0 | 0 | 0 | 0
Wind Generation Cap 20% - MIS_MNWI v5.14 | 1412 | 6414 | Generation Constraint in GWh | FALSE | L | Annual | Allowances Banked | GWh | 0 | 0 | 0 | 0 | 0 | 0 | 0
Wind Generation Cap 20% - MIS_MNWI v5.14 | 1412 | 6414 | Generation Constraint in GWh | FALSE | L | Annual | Allowances Withdrawn (1:1) | GWh | 0 | 0 | 0 | 0 | 0 | 0 | 0
Wind Generation Cap 20% - MIS_MNWI v5.14 | 1412 | 6414 | Generation Constraint in GWh | FALSE | L | Annual | Allowances Withdrawn (n:1) | GWh | 0 | 0 | 0 | 0 | 0 | 0 | 0
Wind Generation Cap 20% - MIS_MNWI v5.14 | 1412 | 6414 | Generation Constraint in GWh | FALSE | L | Annual | Net Emissions Allowance Position | GWh | 9184.9623 | 18045.5998 | 18275.5802 | 18905.8565 | 19281.6496 | 19281.6496 | 19281.6496
Wind Generation Cap 20% - MIS_MNWI v5.14 | 1412 | 6414 | Generation Constraint in GWh | FALSE | L | Annual | Fuel Consumed | TBtu | 0 | 0 | 0 | 0 | 0 | 0 | 0
Wind Generation Cap 20% - MIS_MNWI v5.14 | 1412 | 6414 | Generation Constraint in GWh | FALSE | L | Annual | Heat Rate | MMBtu/MWh | 0 | 0 | 0 | 0 | 0 | 0 | 0
Wind Generation Cap 20% - MIS_MNWI v5.14 | 1412 | 6414 | Generation Constraint in GWh | FALSE | L | Annual | Generation | TWh | 9.185 | 18.0456 | 18.2756 | 18.9059 | 19.2816 | 19.2816 | 19.2816
Wind Generation Cap 20% - MIS_MNWI v5.14 | 1412 | 6414 | Generation Constraint in GWh | FALSE | L | Annual | Qualifying Generation | TWh | 9.185 | 18.0456 | 18.2756 | 18.9059 | 19.2816 | 19.2816 | 19.2816
Wind Generation Cap 20% - MIS_MNWI v5.14 | 1412 | 6414 | Generation Constraint in GWh | FALSE | L | Annual | Rate | lb/MWh | 0 | 0 | 0 | 0 | 0 | 0 | 0
Wind Generation Cap 20% - MIS_MNWI v5.14 | 1412 | 6414 | Generation Constraint in GWh | FALSE | L | Annual | Constraint Shadow Price | US2011$/MWh | 0 | 8.3357 | 1.073 | 2.1633 | 68.5722 | 0 | 0
Wind Generation Cap 20% - MIS_MO v5.14 | 1413 | 6415 | Generation Constraint in GWh | FALSE | L | Annual | Seasons Included | Seasons | Winter, Summer | Winter, Summer | Winter, Summer | Winter, Summer | Winter, Summer | Winter, Summer | Winter, Summer
Wind Generation Cap 20% - MIS_MO v5.14 | 1413 | 6415 | Generation Constraint in GWh | FALSE | L | Annual | Standard | GWh | 9791.898 | 9983.718 | 10062.6722 | 10322.7482 | 10525.7102 | 10955.9695 | 11403.8182
Wind Generation Cap 20% - MIS_MO v5.14 | 1413 | 6415 | Generation Constraint in GWh | FALSE | L | Annual | Emissions at Affected Plants | GWh | 777.6971 | 5196.109 | 5196.109 | 5196.109 | 10525.7102 | 10525.7102 | 10525.7102
Wind Generation Cap 20% - MIS_MO v5.14 | 1413 | 6415 | Generation Constraint in GWh | FALSE | L | Annual | Allowances Purchased | GWh | 0 | 0 | 0 | 0 | 0 | 0 | 0
Wind Generation Cap 20% - MIS_MO v5.14 | 1413 | 6415 | Generation Constraint in GWh | FALSE | L | Annual | Allowances Sold | GWh | 0 | 0 | 0 | 0 | 0 | 0 | 0
Wind Generation Cap 20% - MIS_MO v5.14 | 1413 | 6415 | Generation Constraint in GWh | FALSE | L | Annual | Allowances Banked | GWh | 0 | 0 | 0 | 0 | 0 | 0 | 0
Wind Generation Cap 20% - MIS_MO v5.14 | 1413 | 6415 | Generation Constraint in GWh | FALSE | L | Annual | Allowances Withdrawn (1:1) | GWh | 0 | 0 | 0 | 0 | 0 | 0 | 0
Wind Generation Cap 20% - MIS_MO v5.14 | 1413 | 6415 | Generation Constraint in GWh | FALSE | L | Annual | Allowances Withdrawn (n:1) | GWh | 0 | 0 | 0 | 0 | 0 | 0 | 0
Wind Generation Cap 20% - MIS_MO v5.14 | 1413 | 6415 | Generation Constraint in GWh | FALSE | L | Annual | Net Emissions Allowance Position | GWh | 777.6971 | 5196.109 | 5196.109 | 5196.109 | 10525.7102 | 10525.7102 | 10525.7102
Wind Generation Cap 20% - MIS_MO v5.14 | 1413 | 6415 | Generation Constraint in GWh | FALSE | L | Annual | Fuel Consumed | TBtu | 0 | 0 | 0 | 0 | 0 | 0 | 0
Wind Generation Cap 20% - MIS_MO v5.14 | 1413 | 6415 | Generation Constraint in GWh | FALSE | L | Annual | Heat Rate | MMBtu/MWh | 0 | 0 | 0 | 0 | 0 | 0 | 0
Wind Generation Cap 20% - MIS_MO v5.14 | 1413 | 6415 | Generation Constraint in GWh | FALSE | L | Annual | Generation | TWh | 0.7777 | 5.1961 | 5.1961 | 5.1961 | 10.5257 | 10.5257 | 10.5257
Wind Generation Cap 20% - MIS_MO v5.14 | 1413 | 6415 | Generation Constraint in GWh | FALSE | L | Annual | Qualifying Generation | TWh | 0.7777 | 5.1961 | 5.1961 | 5.1961 | 10.5257 | 10.5257 | 10.5257
Wind Generation Cap 20% - MIS_MO v5.14 | 1413 | 6415 | Generation Constraint in GWh | FALSE | L | Annual | Rate | lb/MWh | 0 | 0 | 0 | 0 | 0 | 0 | 0
Wind Generation Cap 20% - MIS_MO v5.14 | 1413 | 6415 | Generation Constraint in GWh | FALSE | L | Annual | Constraint Shadow Price | US2011$/MWh | 0 | 0 | 0 | 0 | 13.1418 | 0 | 0
Wind Generation Cap 20% - MIS_WUMS v5.14 | 1414 | 6416 | Generation Constraint in GWh | FALSE | L | Annual | Seasons Included | Seasons | Winter, Summer | Winter, Summer | Winter, Summer | Winter, Summer | Winter, Summer | Winter, Summer | Winter, Summer
Wind Generation Cap 20% - MIS_WUMS v5.14 | 1414 | 6416 | Generation Constraint in GWh | FALSE | L | Annual | Standard | GWh | 10975.9131 | 11244.6985 | 11336.635 | 11610.9332 | 11790.0955 | 12143.6699 | 12507.8486
Wind Generation Cap 20% - MIS_WUMS v5.14 | 1414 | 6416 | Generation Constraint in GWh | FALSE | L | Annual | Emissions at Affected Plants | GWh | 1649.0175 | 3601.8322 | 3601.8322 | 3606.0256 | 6107.1582 | 6107.1582 | 6107.1582
Wind Generation Cap 20% - MIS_WUMS v5.14 | 1414 | 6416 | Generation Constraint in GWh | FALSE | L | Annual | Allowances Purchased | GWh | 0 | 0 | 0 | 0 | 0 | 0 | 0
Wind Generation Cap 20% - MIS_WUMS v5.14 | 1414 | 6416 | Generation Constraint in GWh | FALSE | L | Annual | Allowances Sold | GWh | 0 | 0 | 0 | 0 | 0 | 0 | 0
Wind Generation Cap 20% - MIS_WUMS v5.14 | 1414 | 6416 | Generation Constraint in GWh | FALSE | L | Annual | Allowances Banked | GWh | 0 | 0 | 0 | 0 | 0 | 0 | 0
Wind Generation Cap 20% - MIS_WUMS v5.14 | 1414 | 6416 | Generation Constraint in GWh | FALSE | L | Annual | Allowances Withdrawn (1:1) | GWh | 0 | 0 | 0 | 0 | 0 | 0 | 0
Wind Generation Cap 20% - MIS_WUMS v5.14 | 1414 | 6416 | Generation Constraint in GWh | FALSE | L | Annual | Allowances Withdrawn (n:1) | GWh | 0 | 0 | 0 | 0 | 0 | 0 | 0
Wind Generation Cap 20% - MIS_WUMS v5.14 | 1414 | 6416 | Generation Constraint in GWh | FALSE | L | Annual | Net Emissions Allowance Position | GWh | 1649.0175 | 3601.8322 | 3601.8322 | 3606.0256 | 6107.1582 | 6107.1582 | 6107.1582
Wind Generation Cap 20% - MIS_WUMS v5.14 | 1414 | 6416 | Generation Constraint in GWh | FALSE | L | Annual | Fuel Consumed | TBtu | 0 | 0 | 0 | 0 | 0 | 0 | 0
Wind Generation Cap 20% - MIS_WUMS v5.14 | 1414 | 6416 | Generation Constraint in GWh | FALSE | L | Annual | Heat Rate | MMBtu/MWh | 0 | 0 | 0 | 0 | 0 | 0 | 0
Wind Generation Cap 20% - MIS_WUMS v5.14 | 1414 | 6416 | Generation Constraint in GWh | FALSE | L | Annual | Generation | TWh | 1.649 | 3.6018 | 3.6018 | 3.606 | 6.1072 | 6.1072 | 6.1072
Wind Generation Cap 20% - MIS_WUMS v5.14 | 1414 | 6416 | Generation Constraint in GWh | FALSE | L | Annual | Qualifying Generation | TWh | 1.649 | 3.6018 | 3.6018 | 3.606 | 6.1072 | 6.1072 | 6.1072
Wind Generation Cap 20% - MIS_WUMS v5.14 | 1414 | 6416 | Generation Constraint in GWh | FALSE | L | Annual | Rate | lb/MWh | 0 | 0 | 0 | 0 | 0 | 0 | 0
Wind Generation Cap 20% - MIS_WUMS v5.14 | 1414 | 6416 | Generation Constraint in GWh | FALSE | L | Annual | Constraint Shadow Price | US2011$/MWh | 0 | 0 | 0 | 0 | 0 | 0 | 0
Wind Generation Cap 20% - NENG_CT v5.14 | 1415 | 6417 | Generation Constraint in GWh | FALSE | L | Annual | Seasons Included | Seasons | Winter, Summer | Winter, Summer | Winter, Summer | Winter, Summer | Winter, Summer | Winter, Summer | Winter, Summer
Wind Generation Cap 20% - NENG_CT v5.14 | 1415 | 6417 | Generation Constraint in GWh | FALSE | L | Annual | Standard | GWh | 6959.7835 | 7124.9058 | 7038.905 | 6967.2162 | 7002.3851 | 7069.8211 | 7137.9065
Wind Generation Cap 20% - NENG_CT v5.14 | 1415 | 6417 | Generation Constraint in GWh | FALSE | L | Annual | Emissions at Affected Plants | GWh | 0 | 35.3054 | 35.3054 | 35.3054 | 35.3054 | 35.3054 | 35.3054
Wind Generation Cap 20% - NENG_CT v5.14 | 1415 | 6417 | Generation Constraint in GWh | FALSE | L | Annual | Allowances Purchased | GWh | 0 | 0 | 0 | 0 | 0 | 0 | 0
Wind Generation Cap 20% - NENG_CT v5.14 | 1415 | 6417 | Generation Constraint in GWh | FALSE | L | Annual | Allowances Sold | GWh | 0 | 0 | 0 | 0 | 0 | 0 | 0
Wind Generation Cap 20% - NENG_CT v5.14 | 1415 | 6417 | Generation Constraint in GWh | FALSE | L | Annual | Allowances Banked | GWh | 0 | 0 | 0 | 0 | 0 | 0 | 0
Wind Generation Cap 20% - NENG_CT v5.14 | 1415 | 6417 | Generation Constraint in GWh | FALSE | L | Annual | Allowances Withdrawn (1:1) | GWh | 0 | 0 | 0 | 0 | 0 | 0 | 0
Wind Generation Cap 20% - NENG_CT v5.14 | 1415 | 6417 | Generation Constraint in GWh | FALSE | L | Annual | Allowances Withdrawn (n:1) | GWh | 0 | 0 | 0 | 0 | 0 | 0 | 0
Wind Generation Cap 20% - NENG_CT v5.14 | 1415 | 6417 | Generation Constraint in GWh | FALSE | L | Annual | Net Emissions Allowance Position | GWh | 0 | 35.3054 | 35.3054 | 35.3054 | 35.3054 | 35.3054 | 35.3054
Wind Generation Cap 20% - NENG_CT v5.14 | 1415 | 6417 | Generation Constraint in GWh | FALSE | L | Annual | Fuel Consumed | TBtu | 0 | 0 | 0 | 0 | 0 | 0 | 0
Wind Generation Cap 20% - NENG_CT v5.14 | 1415 | 6417 | Generation Constraint in GWh | FALSE | L | Annual | Heat Rate | MMBtu/MWh | 0 | 0 | 0 | 0 | 0 | 0 | 0
Wind Generation Cap 20% - NENG_CT v5.14 | 1415 | 6417 | Generation Constraint in GWh | FALSE | L | Annual | Generation | TWh | 0 | 0.035305 | 0.035305 | 0.035305 | 0.035305 | 0.035305 | 0.035305
Wind Generation Cap 20% - NENG_CT v5.14 | 1415 | 6417 | Generation Constraint in GWh | FALSE | L | Annual | Qualifying Generation | TWh | 0 | 0.035305 | 0.035305 | 0.035305 | 0.035305 | 0.035305 | 0.035305
Wind Generation Cap 20% - NENG_CT v5.14 | 1415 | 6417 | Generation Constraint in GWh | FALSE | L | Annual | Rate | lb/MWh | 0 | 0 | 0 | 0 | 0 | 0 | 0
Wind Generation Cap 20% - NENG_CT v5.14 | 1415 | 6417 | Generation Constraint in GWh | FALSE | L | Annual | Constraint Shadow Price | US2011$/MWh | 0 | 0 | 0 | 0 | 0 | 0 | 0
Wind Generation Cap 20% - NENG_ME v5.14 | 1416 | 6418 | Generation Constraint in GWh | FALSE | L | Annual | Seasons Included | Seasons | Winter, Summer | Winter, Summer | Winter, Summer | Winter, Summer | Winter, Summer | Winter, Summer | Winter, Summer
Wind Generation Cap 20% - NENG_ME v5.14 | 1416 | 6418 | Generation Constraint in GWh | FALSE | L | Annual | Standard | GWh | 2445.7397 | 2503.75 | 2473.5364 | 2448.3509 | 2460.7064 | 2484.3978 | 2508.3173
Wind Generation Cap 20% - NENG_ME v5.14 | 1416 | 6418 | Generation Constraint in GWh | FALSE | L | Annual | Emissions at Affected Plants | GWh | 1551.7533 | 2448.3509 | 2448.3509 | 2448.3509 | 2460.7064 | 2484.3978 | 2508.3173
Wind Generation Cap 20% - NENG_ME v5.14 | 1416 | 6418 | Generation Constraint in GWh | FALSE | L | Annual | Allowances Purchased | GWh | 0 | 0 | 0 | 0 | 0 | 0 | 0
Wind Generation Cap 20% - NENG_ME v5.14 | 1416 | 6418 | Generation Constraint in GWh | FALSE | L | Annual | Allowances Sold | GWh | 0 | 0 | 0 | 0 | 0 | 0 | 0
Wind Generation Cap 20% - NENG_ME v5.14 | 1416 | 6418 | Generation Constraint in GWh | FALSE | L | Annual | Allowances Banked | GWh | 0 | 0 | 0 | 0 | 0 | 0 | 0
Wind Generation Cap 20% - NENG_ME v5.14 | 1416 | 6418 | Generation Constraint in GWh | FALSE | L | Annual | Allowances Withdrawn (1:1) | GWh | 0 | 0 | 0 | 0 | 0 | 0 | 0
Wind Generation Cap 20% - NENG_ME v5.14 | 1416 | 6418 | Generation Constraint in GWh | FALSE | L | Annual | Allowances Withdrawn (n:1) | GWh | 0 | 0 | 0 | 0 | 0 | 0 | 0
Wind Generation Cap 20% - NENG_ME v5.14 | 1416 | 6418 | Generation Constraint in GWh | FALSE | L | Annual | Net Emissions Allowance Position | GWh | 1551.7533 | 2448.3509 | 2448.3509 | 2448.3509 | 2460.7064 | 2484.3978 | 2508.3173
Wind Generation Cap 20% - NENG_ME v5.14 | 1416 | 6418 | Generation Constraint in GWh | FALSE | L | Annual | Fuel Consumed | TBtu | 0 | 0 | 0 | 0 | 0 | 0 | 0
Wind Generation Cap 20% - NENG_ME v5.14 | 1416 | 6418 | Generation Constraint in GWh | FALSE | L | Annual | Heat Rate | MMBtu/MWh | 0 | 0 | 0 | 0 | 0 | 0 | 0
Wind Generation Cap 20% - NENG_ME v5.14 | 1416 | 6418 | Generation Constraint in GWh | FALSE | L | Annual | Generation | TWh | 1.5518 | 2.4484 | 2.4484 | 2.4484 | 2.4607 | 2.4844 | 2.5083
Wind Generation Cap 20% - NENG_ME v5.14 | 1416 | 6418 | Generation Constraint in GWh | FALSE | L | Annual | Qualifying Generation | TWh | 1.5518 | 2.4484 | 2.4484 | 2.4484 | 2.4607 | 2.4844 | 2.5083
Wind Generation Cap 20% - NENG_ME v5.14 | 1416 | 6418 | Generation Constraint in GWh | FALSE | L | Annual | Rate | lb/MWh | 0 | 0 | 0 | 0 | 0 | 0 | 0
Wind Generation Cap 20% - NENG_ME v5.14 | 1416 | 6418 | Generation Constraint in GWh | FALSE | L | Annual | Constraint Shadow Price | US2011$/MWh | 0 | 0 | 0 | 38.5542 | 86.0727 | 6.3224 | 6.399
Wind Generation Cap 20% - NENGREST v5.14 | 1417 | 6419 | Generation Constraint in GWh | FALSE | L | Annual | Seasons Included | Seasons | Winter, Summer | Winter, Summer | Winter, Summer | Winter, Summer | Winter, Summer | Winter, Summer | Winter, Summer
Wind Generation Cap 20% - NENGREST v5.14 | 1417 | 6419 | Generation Constraint in GWh | FALSE | L | Annual | Standard | GWh | 18106.1744 | 18535.7852 | 18312.0307 | 18125.5127 | 18217.0143 | 18392.4672 | 18569.61
Wind Generation Cap 20% - NENGREST v5.14 | 1417 | 6419 | Generation Constraint in GWh | FALSE | L | Annual | Emissions at Affected Plants | GWh | 1032.8443 | 12224.4096 | 12224.4096 | 12323.7681 | 12805.1469 | 12805.1469 | 12805.1469
Wind Generation Cap 20% - NENGREST v5.14 | 1417 | 6419 | Generation Constraint in GWh | FALSE | L | Annual | Allowances Purchased | GWh | 0 | 0 | 0 | 0 | 0 | 0 | 0
Wind Generation Cap 20% - NENGREST v5.14 | 1417 | 6419 | Generation Constraint in GWh | FALSE | L | Annual | Allowances Sold | GWh | 0 | 0 | 0 | 0 | 0 | 0 | 0
Wind Generation Cap 20% - NENGREST v5.14 | 1417 | 6419 | Generation Constraint in GWh | FALSE | L | Annual | Allowances Banked | GWh | 0 | 0 | 0 | 0 | 0 | 0 | 0
Wind Generation Cap 20% - NENGREST v5.14 | 1417 | 6419 | Generation Constraint in GWh | FALSE | L | Annual | Allowances Withdrawn (1:1) | GWh | 0 | 0 | 0 | 0 | 0 | 0 | 0
Wind Generation Cap 20% - NENGREST v5.14 | 1417 | 6419 | Generation Constraint in GWh | FALSE | L | Annual | Allowances Withdrawn (n:1) | GWh | 0 | 0 | 0 | 0 | 0 | 0 | 0
Wind Generation Cap 20% - NENGREST v5.14 | 1417 | 6419 | Generation Constraint in GWh | FALSE | L | Annual | Net Emissions Allowance Position | GWh | 1032.8443 | 12224.4096 | 12224.4096 | 12323.7681 | 12805.1469 | 12805.1469 | 12805.1469
Wind Generation Cap 20% - NENGREST v5.14 | 1417 | 6419 | Generation Constraint in GWh | FALSE | L | Annual | Fuel Consumed | TBtu | 0 | 0 | 0 | 0 | 0 | 0 | 0
Wind Generation Cap 20% - NENGREST v5.14 | 1417 | 6419 | Generation Constraint in GWh | FALSE | L | Annual | Heat Rate | MMBtu/MWh | 0 | 0 | 0 | 0 | 0 | 0 | 0
Wind Generation Cap 20% - NENGREST v5.14 | 1417 | 6419 | Generation Constraint in GWh | FALSE | L | Annual | Generation | TWh | 1.0328 | 12.2244 | 12.2244 | 12.3238 | 12.8051 | 12.8051 | 12.8051
Wind Generation Cap 20% - NENGREST v5.14 | 1417 | 6419 | Generation Constraint in GWh | FALSE | L | Annual | Qualifying Generation | TWh | 1.0328 | 12.2244 | 12.2244 | 12.3238 | 12.8051 | 12.8051 | 12.8051
Wind Generation Cap 20% - NENGREST v5.14 | 1417 | 6419 | Generation Constraint in GWh | FALSE | L | Annual | Rate | lb/MWh | 0 | 0 | 0 | 0 | 0 | 0 | 0
Wind Generation Cap 20% - NENGREST v5.14 | 1417 | 6419 | Generation Constraint in GWh | FALSE | L | Annual | Constraint Shadow Price | US2011$/MWh | 0 | 0 | 0 | 0 | 0 | 0 | 0
Wind Generation Cap 20% - NY_Z_A&B v5.14 | 1418 | 6420 | Generation Constraint in GWh | FALSE | L | Annual | Seasons Included | Seasons | Winter, Summer | Winter, Summer | Winter, Summer | Winter, Summer | Winter, Summer | Winter, Summer | Winter, Summer
Wind Generation Cap 20% - NY_Z_A&B v5.14 | 1418 | 6420 | Generation Constraint in GWh | FALSE | L | Annual | Standard | GWh | 4864.3545 | 4872.2184 | 4825.1598 | 4766.3499 | 4779.0224 | 4824.1222 | 4869.6478
Wind Generation Cap 20% - NY_Z_A&B v5.14 | 1418 | 6420 | Generation Constraint in GWh | FALSE | L | Annual | Emissions at Affected Plants | GWh | 994.9512 | 1025.5109 | 1025.5109 | 1025.5109 | 4779.0224 | 4779.0224 | 4779.0224
Wind Generation Cap 20% - NY_Z_A&B v5.14 | 1418 | 6420 | Generation Constraint in GWh | FALSE | L | Annual | Allowances Purchased | GWh | 0 | 0 | 0 | 0 | 0 | 0 | 0
Wind Generation Cap 20% - NY_Z_A&B v5.14 | 1418 | 6420 | Generation Constraint in GWh | FALSE | L | Annual | Allowances Sold | GWh | 0 | 0 | 0 | 0 | 0 | 0 | 0
Wind Generation Cap 20% - NY_Z_A&B v5.14 | 1418 | 6420 | Generation Constraint in GWh | FALSE | L | Annual | Allowances Banked | GWh | 0 | 0 | 0 | 0 | 0 | 0 | 0
Wind Generation Cap 20% - NY_Z_A&B v5.14 | 1418 | 6420 | Generation Constraint in GWh | FALSE | L | Annual | Allowances Withdrawn (1:1) | GWh | 0 | 0 | 0 | 0 | 0 | 0 | 0
Wind Generation Cap 20% - NY_Z_A&B v5.14 | 1418 | 6420 | Generation Constraint in GWh | FALSE | L | Annual | Allowances Withdrawn (n:1) | GWh | 0 | 0 | 0 | 0 | 0 | 0 | 0
Wind Generation Cap 20% - NY_Z_A&B v5.14 | 1418 | 6420 | Generation Constraint in GWh | FALSE | L | Annual | Net Emissions Allowance Position | GWh | 994.9512 | 1025.5109 | 1025.5109 | 1025.5109 | 4779.0224 | 4779.0224 | 4779.0224
Wind Generation Cap 20% - NY_Z_A&B v5.14 | 1418 | 6420 | Generation Constraint in GWh | FALSE | L | Annual | Fuel Consumed | TBtu | 0 | 0 | 0 | 0 | 0 | 0 | 0
Wind Generation Cap 20% - NY_Z_A&B v5.14 | 1418 | 6420 | Generation Constraint in GWh | FALSE | L | Annual | Heat Rate | MMBtu/MWh | 0 | 0 | 0 | 0 | 0 | 0 | 0
Wind Generation Cap 20% - NY_Z_A&B v5.14 | 1418 | 6420 | Generation Constraint in GWh | FALSE | L | Annual | Generation | TWh | 0.99495 | 1.0255 | 1.0255 | 1.0255 | 4.779 | 4.779 | 4.779
Wind Generation Cap 20% - NY_Z_A&B v5.14 | 1418 | 6420 | Generation Constraint in GWh | FALSE | L | Annual | Qualifying Generation | TWh | 0.99495 | 1.0255 | 1.0255 | 1.0255 | 4.779 | 4.779 | 4.779
Wind Generation Cap 20% - NY_Z_A&B v5.14 | 1418 | 6420 | Generation Constraint in GWh | FALSE | L | Annual | Rate | lb/MWh | 0 | 0 | 0 | 0 | 0 | 0 | 0
Wind Generation Cap 20% - NY_Z_A&B v5.14 | 1418 | 6420 | Generation Constraint in GWh | FALSE | L | Annual | Constraint Shadow Price | US2011$/MWh | 0 | 0 | 0 | 0 | 30.1894 | 0 | 0
Wind Generation Cap 20% - NY_Z_C&E v5.14 | 1419 | 6421 | Generation Constraint in GWh | FALSE | L | Annual | Seasons Included | Seasons | Winter, Summer | Winter, Summer | Winter, Summer | Winter, Summer | Winter, Summer | Winter, Summer | Winter, Summer
Wind Generation Cap 20% - NY_Z_C&E v5.14 | 1419 | 6421 | Generation Constraint in GWh | FALSE | L | Annual | Standard | GWh | 4570.2852 | 4577.6735 | 4533.4604 | 4478.2065 | 4490.1127 | 4532.4856 | 4575.2584
Wind Generation Cap 20% - NY_Z_C&E v5.14 | 1419 | 6421 | Generation Constraint in GWh | FALSE | L | Annual | Emissions at Affected Plants | GWh | 1518.652 | 1779.5274 | 1779.5274 | 1779.5274 | 4490.1127 | 4490.1127 | 4490.1127
Wind Generation Cap 20% - NY_Z_C&E v5.14 | 1419 | 6421 | Generation Constraint in GWh | FALSE | L | Annual | Allowances Purchased | GWh | 0 | 0 | 0 | 0 | 0 | 0 | 0
Wind Generation Cap 20% - NY_Z_C&E v5.14 | 1419 | 6421 | Generation Constraint in GWh | FALSE | L | Annual | Allowances Sold | GWh | 0 | 0 | 0 | 0 | 0 | 0 | 0
Wind Generation Cap 20% - NY_Z_C&E v5.14 | 1419 | 6421 | Generation Constraint in GWh | FALSE | L | Annual | Allowances Banked | GWh | 0 | 0 | 0 | 0 | 0 | 0 | 0
Wind Generation Cap 20% - NY_Z_C&E v5.14 | 1419 | 6421 | Generation Constraint in GWh | FALSE | L | Annual | Allowances Withdrawn (1:1) | GWh | 0 | 0 | 0 | 0 | 0 | 0 | 0
Wind Generation Cap 20% - NY_Z_C&E v5.14 | 1419 | 6421 | Generation Constraint in GWh | FALSE | L | Annual | Allowances Withdrawn (n:1) | GWh | 0 | 0 | 0 | 0 | 0 | 0 | 0
Wind Generation Cap 20% - NY_Z_C&E v5.14 | 1419 | 6421 | Generation Constraint in GWh | FALSE | L | Annual | Net Emissions Allowance Position | GWh | 1518.652 | 1779.5274 | 1779.5274 | 1779.5274 | 4490.1127 | 4490.1127 | 4490.1127
Wind Generation Cap 20% - NY_Z_C&E v5.14 | 1419 | 6421 | Generation Constraint in GWh | FALSE | L | Annual | Fuel Consumed | TBtu | 0 | 0 | 0 | 0 | 0 | 0 | 0
Wind Generation Cap 20% - NY_Z_C&E v5.14 | 1419 | 6421 | Generation Constraint in GWh | FALSE | L | Annual | Heat Rate | MMBtu/MWh | 0 | 0 | 0 | 0 | 0 | 0 | 0
Wind Generation Cap 20% - NY_Z_C&E v5.14 | 1419 | 6421 | Generation Constraint in GWh | FALSE | L | Annual | Generation | TWh | 1.5187 | 1.7795 | 1.7795 | 1.7795 | 4.4901 | 4.4901 | 4.4901
Wind Generation Cap 20% - NY_Z_C&E v5.14 | 1419 | 6421 | Generation Constraint in GWh | FALSE | L | Annual | Qualifying Generation | TWh | 1.5187 | 1.7795 | 1.7795 | 1.7795 | 4.4901 | 4.4901 | 4.4901
Wind Generation Cap 20% - NY_Z_C&E v5.14 | 1419 | 6421 | Generation Constraint in GWh | FALSE | L | Annual | Rate | lb/MWh | 0 | 0 | 0 | 0 | 0 | 0 | 0
Wind Generation Cap 20% - NY_Z_C&E v5.14 | 1419 | 6421 | Generation Constraint in GWh | FALSE | L | Annual | Constraint Shadow Price | US2011$/MWh | 0 | 0 | 0 | 0 | 29.6683 | 0 | 0
Wind Generation Cap 20% - NY_Z_D v5.14 | 1420 | 6422 | Generation Constraint in GWh | FALSE | L | Annual | Seasons Included | Seasons | Winter, Summer | Winter, Summer | Winter, Summer | Winter, Summer | Winter, Summer | Winter, Summer | Winter, Summer
Wind Generation Cap 20% - NY_Z_D v5.14 | 1420 | 6422 | Generation Constraint in GWh | FALSE | L | Annual | Standard | GWh | 1221.4562 | 1223.4296 | 1211.6203 | 1196.862 | 1200.0421 | 1211.3599 | 1222.7845
Wind Generation Cap 20% - NY_Z_D v5.14 | 1420 | 6422 | Generation Constraint in GWh | FALSE | L | Annual | Emissions at Affected Plants | GWh | 1176.1477 | 1196.862 | 1196.862 | 1196.862 | 1200.0421 | 1211.3599 | 1222.7846
Wind Generation Cap 20% - NY_Z_D v5.14 | 1420 | 6422 | Generation Constraint in GWh | FALSE | L | Annual | Allowances Purchased | GWh | 0 | 0 | 0 | 0 | 0 | 0 | 0
Wind Generation Cap 20% - NY_Z_D v5.14 | 1420 | 6422 | Generation Constraint in GWh | FALSE | L | Annual | Allowances Sold | GWh | 0 | 0 | 0 | 0 | 0 | 0 | 0
Wind Generation Cap 20% - NY_Z_D v5.14 | 1420 | 6422 | Generation Constraint in GWh | FALSE | L | Annual | Allowances Banked | GWh | 0 | 0 | 0 | 0 | 0 | 0 | 0
Wind Generation Cap 20% - NY_Z_D v5.14 | 1420 | 6422 | Generation Constraint in GWh | FALSE | L | Annual | Allowances Withdrawn (1:1) | GWh | 0 | 0 | 0 | 0 | 0 | 0 | 0
Wind Generation Cap 20% - NY_Z_D v5.14 | 1420 | 6422 | Generation Constraint in GWh | FALSE | L | Annual | Allowances Withdrawn (n:1) | GWh | 0 | 0 | 0 | 0 | 0 | 0 | 0
Wind Generation Cap 20% - NY_Z_D v5.14 | 1420 | 6422 | Generation Constraint in GWh | FALSE | L | Annual | Net Emissions Allowance Position | GWh | 1176.1477 | 1196.862 | 1196.862 | 1196.862 | 1200.0421 | 1211.3599 | 1222.7846
Wind Generation Cap 20% - NY_Z_D v5.14 | 1420 | 6422 | Generation Constraint in GWh | FALSE | L | Annual | Fuel Consumed | TBtu | 0 | 0 | 0 | 0 | 0 | 0 | 0
Wind Generation Cap 20% - NY_Z_D v5.14 | 1420 | 6422 | Generation Constraint in GWh | FALSE | L | Annual | Heat Rate | MMBtu/MWh | 0 | 0 | 0 | 0 | 0 | 0 | 0
Wind Generation Cap 20% - NY_Z_D v5.14 | 1420 | 6422 | Generation Constraint in GWh | FALSE | L | Annual | Generation | TWh | 1.1761 | 1.1969 | 1.1969 | 1.1969 | 1.2 | 1.2114 | 1.2228
Wind Generation Cap 20% - NY_Z_D v5.14 | 1420 | 6422 | Generation Constraint in GWh | FALSE | L | Annual | Qualifying Generation | TWh | 1.1761 | 1.1969 | 1.1969 | 1.1969 | 1.2 | 1.2114 | 1.2228
Wind Generation Cap 20% - NY_Z_D v5.14 | 1420 | 6422 | Generation Constraint in GWh | FALSE | L | Annual | Rate | lb/MWh | 0 | 0 | 0 | 0 | 0 | 0 | 0
Wind Generation Cap 20% - NY_Z_D v5.14 | 1420 | 6422 | Generation Constraint in GWh | FALSE | L | Annual | Constraint Shadow Price | US2011$/MWh | 0 | 0 | 0 | 31.5672 | 88.4772 | 3.9486 | 7.9163
Wind Generation Cap 20% - NY_Z_F v5.14 | 1421 | 6423 | Generation Constraint in GWh | FALSE | L | Annual | Seasons Included | Seasons | Winter, Summer | Winter, Summer | Winter, Summer | Winter, Summer | Winter, Summer | Winter, Summer | Winter, Summer
Wind Generation Cap 20% - NY_Z_F v5.14 | 1421 | 6423 | Generation Constraint in GWh | FALSE | L | Annual | Standard | GWh | 2190.9631 | 2194.5042 | 2173.3138 | 2146.8317 | 2152.5381 | 2172.8466 | 2193.3467
Wind Generation Cap 20% - NY_Z_F v5.14 | 1421 | 6423 | Generation Constraint in GWh | FALSE | L | Annual | Emissions at Affected Plants | GWh | 0 | 1876.8687 | 1876.8687 | 1876.8687 | 2152.5381 | 2152.5381 | 2152.5381
Wind Generation Cap 20% - NY_Z_F v5.14 | 1421 | 6423 | Generation Constraint in GWh | FALSE | L | Annual | Allowances Purchased | GWh | 0 | 0 | 0 | 0 | 0 | 0 | 0
Wind Generation Cap 20% - NY_Z_F v5.14 | 1421 | 6423 | Generation Constraint in GWh | FALSE | L | Annual | Allowances Sold | GWh | 0 | 0 | 0 | 0 | 0 | 0 | 0
Wind Generation Cap 20% - NY_Z_F v5.14 | 1421 | 6423 | Generation Constraint in GWh | FALSE | L | Annual | Allowances Banked | GWh | 0 | 0 | 0 | 0 | 0 | 0 | 0
Wind Generation Cap 20% - NY_Z_F v5.14 | 1421 | 6423 | Generation Constraint in GWh | FALSE | L | Annual | Allowances Withdrawn (1:1) | GWh | 0 | 0 | 0 | 0 | 0 | 0 | 0
Wind Generation Cap 20% - NY_Z_F v5.14 | 1421 | 6423 | Generation Constraint in GWh | FALSE | L | Annual | Allowances Withdrawn (n:1) | GWh | 0 | 0 | 0 | 0 | 0 | 0 | 0
Wind Generation Cap 20% - NY_Z_F v5.14 | 1421 | 6423 | Generation Constraint in GWh | FALSE | L | Annual | Net Emissions Allowance Position | GWh | 0 | 1876.8687 | 1876.8687 | 1876.8687 | 2152.5381 | 2152.5381 | 2152.5381
Wind Generation Cap 20% - NY_Z_F v5.14 | 1421 | 6423 | Generation Constraint in GWh | FALSE | L | Annual | Fuel Consumed | TBtu | 0 | 0 | 0 | 0 | 0 | 0 | 0
Wind Generation Cap 20% - NY_Z_F v5.14 | 1421 | 6423 | Generation Constraint in GWh | FALSE | L | Annual | Heat Rate | MMBtu/MWh | 0 | 0 | 0 | 0 | 0 | 0 | 0
Wind Generation Cap 20% - NY_Z_F v5.14 | 1421 | 6423 | Generation Constraint in GWh | FALSE | L | Annual | Generation | TWh | 0 | 1.8769 | 1.8769 | 1.8769 | 2.1525 | 2.1525 | 2.1525
Wind Generation Cap 20% - NY_Z_F v5.14 | 1421 | 6423 | Generation Constraint in GWh | FALSE | L | Annual | Qualifying Generation | TWh | 0 | 1.8769 | 1.8769 | 1.8769 | 2.1525 | 2.1525 | 2.1525
Wind Generation Cap 20% - NY_Z_F v5.14 | 1421 | 6423 | Generation Constraint in GWh | FALSE | L | Annual | Rate | lb/MWh | 0 | 0 | 0 | 0 | 0 | 0 | 0
Wind Generation Cap 20% - NY_Z_F v5.14 | 1421 | 6423 | Generation Constraint in GWh | FALSE | L | Annual | Constraint Shadow Price | US2011$/MWh | 0 | 0 | 0 | 0 | 13.6348 | 0 | 0
Wind Generation Cap 20% - NY_Z_G-I v5.14 | 1422 | 6424 | Generation Constraint in GWh | FALSE | L | Annual | Seasons Included | Seasons | Winter, Summer | Winter, Summer | Winter, Summer | Winter, Summer | Winter, Summer | Winter, Summer | Winter, Summer
Wind Generation Cap 20% - NY_Z_G-I v5.14 | 1422 | 6424 | Generation Constraint in GWh | FALSE | L | Annual | Standard | GWh | 3697.3155 | 3695.9247 | 3652.605 | 3596.4017 | 3604.0319 | 3626.3339 | 3648.774
Wind Generation Cap 20% - NY_Z_G-I v5.14 | 1422 | 6424 | Generation Constraint in GWh | FALSE | L | Annual | Emissions at Affected Plants | GWh | 0 | 241.5738 | 241.5738 | 241.5738 | 458.1532 | 458.1532 | 458.1532
Wind Generation Cap 20% - NY_Z_G-I v5.14 | 1422 | 6424 | Generation Constraint in GWh | FALSE | L | Annual | Allowances Purchased | GWh | 0 | 0 | 0 | 0 | 0 | 0 | 0
Wind Generation Cap 20% - NY_Z_G-I v5.14 | 1422 | 6424 | Generation Constraint in GWh | FALSE | L | Annual | Allowances Sold | GWh | 0 | 0 | 0 | 0 | 0 | 0 | 0
Wind Generation Cap 20% - NY_Z_G-I v5.14 | 1422 | 6424 | Generation Constraint in GWh | FALSE | L | Annual | Allowances Banked | GWh | 0 | 0 | 0 | 0 | 0 | 0 | 0
Wind Generation Cap 20% - NY_Z_G-I v5.14 | 1422 | 6424 | Generation Constraint in GWh | FALSE | L | Annual | Allowances Withdrawn (1:1) | GWh | 0 | 0 | 0 | 0 | 0 | 0 | 0
Wind Generation Cap 20% - NY_Z_G-I v5.14 | 1422 | 6424 | Generation Constraint in GWh | FALSE | L | Annual | Allowances Withdrawn (n:1) | GWh | 0 | 0 | 0 | 0 | 0 | 0 | 0
Wind Generation Cap 20% - NY_Z_G-I v5.14 | 1422 | 6424 | Generation Constraint in GWh | FALSE | L | Annual | Net Emissions Allowance Position | GWh | 0 | 241.5738 | 241.5738 | 241.5738 | 458.1532 | 458.1532 | 458.1532
Wind Generation Cap 20% - NY_Z_G-I v5.14 | 1422 | 6424 | Generation Constraint in GWh | FALSE | L | Annual | Fuel Consumed | TBtu | 0 | 0 | 0 | 0 | 0 | 0 | 0
Wind Generation Cap 20% - NY_Z_G-I v5.14 | 1422 | 6424 | Generation Constraint in GWh | FALSE | L | Annual | Heat Rate | MMBtu/MWh | 0 | 0 | 0 | 0 | 0 | 0 | 0
Wind Generation Cap 20% - NY_Z_G-I v5.14 | 1422 | 6424 | Generation Constraint in GWh | FALSE | L | Annual | Generation | TWh | 0 | 0.24157 | 0.24157 | 0.24157 | 0.45815 | 0.45815 | 0.45815
Wind Generation Cap 20% - NY_Z_G-I v5.14 | 1422 | 6424 | Generation Constraint in GWh | FALSE | L | Annual | Qualifying Generation | TWh | 0 | 0.24157 | 0.24157 | 0.24157 | 0.45815 | 0.45815 | 0.45815
Wind Generation Cap 20% - NY_Z_G-I v5.14 | 1422 | 6424 | Generation Constraint in GWh | FALSE | L | Annual | Rate | lb/MWh | 0 | 0 | 0 | 0 | 0 | 0 | 0
Wind Generation Cap 20% - NY_Z_G-I v5.14 | 1422 | 6424 | Generation Constraint in GWh | FALSE | L | Annual | Constraint Shadow Price | US2011$/MWh | 0 | 0 | 0 | 0 | 0 | 0 | 0
Wind Generation Cap 20% - NY_Z_J v5.14 | 1423 | 6425 | Generation Constraint in GWh | FALSE | L | Annual | Seasons Included | Seasons | Winter, Summer | Winter, Summer | Winter, Summer | Winter, Summer | Winter, Summer | Winter, Summer | Winter, Summer
Wind Generation Cap 20% - NY_Z_J v5.14 | 1423 | 6425 | Generation Constraint in GWh | FALSE | L | Annual | Standard | GWh | 10239.6618 | 10211.6244 | 10066.8353 | 9873.3851 | 9887.9509 | 9910.4164 | 9932.9329
Wind Generation Cap 20% - NY_Z_J v5.14 | 1423 | 6425 | Generation Constraint in GWh | FALSE | L | Annual | Emissions at Affected Plants | GWh | 0 | 0 | 0 | 0 | 0 | 0 | 0
Wind Generation Cap 20% - NY_Z_J v5.14 | 1423 | 6425 | Generation Constraint in GWh | FALSE | L | Annual | Allowances Purchased | GWh | 0 | 0 | 0 | 0 | 0 | 0 | 0
Wind Generation Cap 20% - NY_Z_J v5.14 | 1423 | 6425 | Generation Constraint in GWh | FALSE | L | Annual | Allowances Sold | GWh | 0 | 0 | 0 | 0 | 0 | 0 | 0
Wind Generation Cap 20% - NY_Z_J v5.14 | 1423 | 6425 | Generation Constraint in GWh | FALSE | L | Annual | Allowances Banked | GWh | 0 | 0 | 0 | 0 | 0 | 0 | 0
Wind Generation Cap 20% - NY_Z_J v5.14 | 1423 | 6425 | Generation Constraint in GWh | FALSE | L | Annual | Allowances Withdrawn (1:1) | GWh | 0 | 0 | 0 | 0 | 0 | 0 | 0
Wind Generation Cap 20% - NY_Z_J v5.14 | 1423 | 6425 | Generation Constraint in GWh | FALSE | L | Annual | Allowances Withdrawn (n:1) | GWh | 0 | 0 | 0 | 0 | 0 | 0 | 0
Wind Generation Cap 20% - NY_Z_J v5.14 | 1423 | 6425 | Generation Constraint in GWh | FALSE | L | Annual | Net Emissions Allowance Position | GWh | 0 | 0 | 0 | 0 | 0 | 0 | 0
Wind Generation Cap 20% - NY_Z_J v5.14 | 1423 | 6425 | Generation Constraint in GWh | FALSE | L | Annual | Fuel Consumed | TBtu | 0 | 0 | 0 | 0 | 0 | 0 | 0
Wind Generation Cap 20% - NY_Z_J v5.14 | 1423 | 6425 | Generation Constraint in GWh | FALSE | L | Annual | Heat Rate | MMBtu/MWh | 0 | 0 | 0 | 0 | 0 | 0 | 0
Wind Generation Cap 20% - NY_Z_J v5.14 | 1423 | 6425 | Generation Constraint in GWh | FALSE | L | Annual | Generation | TWh | 0 | 0 | 0 | 0 | 0 | 0 | 0
Wind Generation Cap 20% - NY_Z_J v5.14 | 1423 | 6425 | Generation Constraint in GWh | FALSE | L | Annual | Qualifying Generation | TWh | 0 | 0 | 0 | 0 | 0 | 0 | 0
Wind Generation Cap 20% - NY_Z_J v5.14 | 1423 | 6425 | Generation Constraint in GWh | FALSE | L | Annual | Rate | lb/MWh | 0 | 0 | 0 | 0 | 0 | 0 | 0
Wind Generation Cap 20% - NY_Z_J v5.14 | 1423 | 6425 | Generation Constraint in GWh | FALSE | L | Annual | Constraint Shadow Price | US2011$/MWh | 0 | 0 | 0 | 0 | 0 | 0 | 0
Wind Generation Cap 20% - NY_Z_K v5.14 | 1424 | 6426 | Generation Constraint in GWh | FALSE | L | Annual | Seasons Included | Seasons | Winter, Summer | Winter, Summer | Winter, Summer | Winter, Summer | Winter, Summer | Winter, Summer | Winter, Summer
Wind Generation Cap 20% - NY_Z_K v5.14 | 1424 | 6426 | Generation Constraint in GWh | FALSE | L | Annual | Standard | GWh | 4604.611 | 4580.026 | 4495.7266 | 4386.8426 | 4388.9608 | 4410.8228 | 4432.7937
Wind Generation Cap 20% - NY_Z_K v5.14 | 1424 | 6426 | Generation Constraint in GWh | FALSE | L | Annual | Emissions at Affected Plants | GWh | 0 | 117.791 | 117.791 | 117.791 | 336.8927 | 336.8927 | 336.8927
Wind Generation Cap 20% - NY_Z_K v5.14 | 1424 | 6426 | Generation Constraint in GWh | FALSE | L | Annual | Allowances Purchased | GWh | 0 | 0 | 0 | 0 | 0 | 0 | 0
Wind Generation Cap 20% - NY_Z_K v5.14 | 1424 | 6426 | Generation Constraint in GWh | FALSE | L | Annual | Allowances Sold | GWh | 0 | 0 | 0 | 0 | 0 | 0 | 0
Wind Generation Cap 20% - NY_Z_K v5.14 | 1424 | 6426 | Generation Constraint in GWh | FALSE | L | Annual | Allowances Banked | GWh | 0 | 0 | 0 | 0 | 0 | 0 | 0
Wind Generation Cap 20% - NY_Z_K v5.14 | 1424 | 6426 | Generation Constraint in GWh | FALSE | L | Annual | Allowances Withdrawn (1:1) | GWh | 0 | 0 | 0 | 0 | 0 | 0 | 0
Wind Generation Cap 20% - NY_Z_K v5.14 | 1424 | 6426 | Generation Constraint in GWh | FALSE | L | Annual | Allowances Withdrawn (n:1) | GWh | 0 | 0 | 0 | 0 | 0 | 0 | 0
Wind Generation Cap 20% - NY_Z_K v5.14 | 1424 | 6426 | Generation Constraint in GWh | FALSE | L | Annual | Net Emissions Allowance Position | GWh | 0 | 117.791 | 117.791 | 117.791 | 336.8927 | 336.8927 | 336.8927
Wind Generation Cap 20% - NY_Z_K v5.14 | 1424 | 6426 | Generation Constraint in GWh | FALSE | L | Annual | Fuel Consumed | TBtu | 0 | 0 | 0 | 0 | 0 | 0 | 0
Wind Generation Cap 20% - NY_Z_K v5.14 | 1424 | 6426 | Generation Constraint in GWh | FALSE | L | Annual | Heat Rate | MMBtu/MWh | 0 | 0 | 0 | 0 | 0 | 0 | 0
Wind Generation Cap 20% - NY_Z_K v5.14 | 1424 | 6426 | Generation Constraint in GWh | FALSE | L | Annual | Generation | TWh | 0 | 0.11779 | 0.11779 | 0.11779 | 0.33689 | 0.33689 | 0.33689
Wind Generation Cap 20% - NY_Z_K v5.14 | 1424 | 6426 | Generation Constraint in GWh | FALSE | L | Annual | Qualifying Generation | TWh | 0 | 0.11779 | 0.11779 | 0.11779 | 0.33689 | 0.33689 | 0.33689
Wind Generation Cap 20% - NY_Z_K v5.14 | 1424 | 6426 | Generation Constraint in GWh | FALSE | L | Annual | Rate | lb/MWh | 0 | 0 | 0 | 0 | 0 | 0 | 0
Wind Generation Cap 20% - NY_Z_K v5.14 | 1424 | 6426 | Generation Constraint in GWh | FALSE | L | Annual | Constraint Shadow Price | US2011$/MWh | 0 | 0 | 0 | 0 | 0 | 0 | 0
Wind Generation Cap 20% - PJM_AP v5.14 | 1425 | 6427 | Generation Constraint in GWh | FALSE | L | Annual | Seasons Included | Seasons | Winter, Summer | Winter, Summer | Winter, Summer | Winter, Summer | Winter, Summer | Winter, Summer | Winter, Summer
Wind Generation Cap 20% - PJM_AP v5.14 | 1425 | 6427 | Generation Constraint in GWh | FALSE | L | Annual | Standard | GWh | 9611.4153 | 9846.8734 | 9926.7699 | 10165.0747 | 10326.6897 | 10641.4889 | 10965.8854
Wind Generation Cap 20% - PJM_AP v5.14 | 1425 | 6427 | Generation Constraint in GWh | FALSE | L | Annual | Emissions at Affected Plants | GWh | 2135.0173 | 3461.3573 | 3461.3573 | 3461.3573 | 5379.4253 | 5379.4253 | 5379.4253
Wind Generation Cap 20% - PJM_AP v5.14 | 1425 | 6427 | Generation Constraint in GWh | FALSE | L | Annual | Allowances Purchased | GWh | 0 | 0 | 0 | 0 | 0 | 0 | 0
Wind Generation Cap 20% - PJM_AP v5.14 | 1425 | 6427 | Generation Constraint in GWh | FALSE | L | Annual | Allowances Sold | GWh | 0 | 0 | 0 | 0 | 0 | 0 | 0
Wind Generation Cap 20% - PJM_AP v5.14 | 1425 | 6427 | Generation Constraint in GWh | FALSE | L | Annual | Allowances Banked | GWh | 0 | 0 | 0 | 0 | 0 | 0 | 0
Wind Generation Cap 20% - PJM_AP v5.14 | 1425 | 6427 | Generation Constraint in GWh | FALSE | L | Annual | Allowances Withdrawn (1:1) | GWh | 0 | 0 | 0 | 0 | 0 | 0 | 0
Wind Generation Cap 20% - PJM_AP v5.14 | 1425 | 6427 | Generation Constraint in GWh | FALSE | L | Annual | Allowances Withdrawn (n:1) | GWh | 0 | 0 | 0 | 0 | 0 | 0 | 0
Wind Generation Cap 20% - PJM_AP v5.14 | 1425 | 6427 | Generation Constraint in GWh | FALSE | L | Annual | Net Emissions Allowance Position | GWh | 2135.0173 | 3461.3573 | 3461.3573 | 3461.3573 | 5379.4253 | 5379.4253 | 5379.4253
Wind Generation Cap 20% - PJM_AP v5.14 | 1425 | 6427 | Generation Constraint in GWh | FALSE | L | Annual | Fuel Consumed | TBtu | 0 | 0 | 0 | 0 | 0 | 0 | 0
Wind Generation Cap 20% - PJM_AP v5.14 | 1425 | 6427 | Generation Constraint in GWh | FALSE | L | Annual | Heat Rate | MMBtu/MWh | 0 | 0 | 0 | 0 | 0 | 0 | 0
Wind Generation Cap 20% - PJM_AP v5.14 | 1425 | 6427 | Generation Constraint in GWh | FALSE | L | Annual | Generation | TWh | 2.135 | 3.4614 | 3.4614 | 3.4614 | 5.3794 | 5.3794 | 5.3794
Wind Generation Cap 20% - PJM_AP v5.14 | 1425 | 6427 | Generation Constraint in GWh | FALSE | L | Annual | Qualifying Generation | TWh | 2.135 | 3.4614 | 3.4614 | 3.4614 | 5.3794 | 5.3794 | 5.3794
Wind Generation Cap 20% - PJM_AP v5.14 | 1425 | 6427 | Generation Constraint in GWh | FALSE | L | Annual | Rate | lb/MWh | 0 | 0 | 0 | 0 | 0 | 0 | 0
Wind Generation Cap 20% - PJM_AP v5.14 | 1425 | 6427 | Generation Constraint in GWh | FALSE | L | Annual | Constraint Shadow Price | US2011$/MWh | 0 | 0 | 0 | 0 | 0 | 0 | 0
Wind Generation Cap 20% - PJM_ATSI v5.14 | 1426 | 6428 | Generation Constraint in GWh | FALSE | L | Annual | Seasons Included | Seasons | Winter, Summer | Winter, Summer | Winter, Summer | Winter, Summer | Winter, Summer | Winter, Summer | Winter, Summer
Wind Generation Cap 20% - PJM_ATSI v5.14 | 1426 | 6428 | Generation Constraint in GWh | FALSE | L | Annual | Standard | GWh | 14147.3412 | 14493.9309 | 14611.537 | 14962.317 | 15200.2109 | 15663.5892 | 16141.0945
Wind Generation Cap 20% - PJM_ATSI v5.14 | 1426 | 6428 | Generation Constraint in GWh | FALSE | L | Annual | Emissions at Affected Plants | GWh | 24.272 | 6495.7154 | 6495.7154 | 6495.7154 | 11031.4166 | 11031.4166 | 11031.4166
Wind Generation Cap 20% - PJM_ATSI v5.14 | 1426 | 6428 | Generation Constraint in GWh | FALSE | L | Annual | Allowances Purchased | GWh | 0 | 0 | 0 | 0 | 0 | 0 | 0
Wind Generation Cap 20% - PJM_ATSI v5.14 | 1426 | 6428 | Generation Constraint in GWh | FALSE | L | Annual | Allowances Sold | GWh | 0 | 0 | 0 | 0 | 0 | 0 | 0
Wind Generation Cap 20% - PJM_ATSI v5.14 | 1426 | 6428 | Generation Constraint in GWh | FALSE | L | Annual | Allowances Banked | GWh | 0 | 0 | 0 | 0 | 0 | 0 | 0
Wind Generation Cap 20% - PJM_ATSI v5.14 | 1426 | 6428 | Generation Constraint in GWh | FALSE | L | Annual | Allowances Withdrawn (1:1) | GWh | 0 | 0 | 0 | 0 | 0 | 0 | 0
Wind Generation Cap 20% - PJM_ATSI v5.14 | 1426 | 6428 | Generation Constraint in GWh | FALSE | L | Annual | Allowances Withdrawn (n:1) | GWh | 0 | 0 | 0 | 0 | 0 | 0 | 0
Wind Generation Cap 20% - PJM_ATSI v5.14 | 1426 | 6428 | Generation Constraint in GWh | FALSE | L | Annual | Net Emissions Allowance Position | GWh | 24.272 | 6495.7154 | 6495.7154 | 6495.7154 | 11031.4166 | 11031.4166 | 11031.4166
Wind Generation Cap 20% - PJM_ATSI v5.14 | 1426 | 6428 | Generation Constraint in GWh | FALSE | L | Annual | Fuel Consumed | TBtu | 0 | 0 | 0 | 0 | 0 | 0 | 0
Wind Generation Cap 20% - PJM_ATSI v5.14 | 1426 | 6428 | Generation Constraint in GWh | FALSE | L | Annual | Heat Rate | MMBtu/MWh | 0 | 0 | 0 | 0 | 0 | 0 | 0
Wind Generation Cap 20% - PJM_ATSI v5.14 | 1426 | 6428 | Generation Constraint in GWh | FALSE | L | Annual | Generation | TWh | 0.024272 | 6.4957 | 6.4957 | 6.4957 | 11.0314 | 11.0314 | 11.0314
Wind Generation Cap 20% - PJM_ATSI v5.14 | 1426 | 6428 | Generation Constraint in GWh | FALSE | L | Annual | Qualifying Generation | TWh | 0.024272 | 6.4957 | 6.4957 | 6.4957 | 11.0314 | 11.0314 | 11.0314
Wind Generation Cap 20% - PJM_ATSI v5.14 | 1426 | 6428 | Generation Constraint in GWh | FALSE | L | Annual | Rate | lb/MWh | 0 | 0 | 0 | 0 | 0 | 0 | 0
Wind Generation Cap 20% - PJM_ATSI v5.14 | 1426 | 6428 | Generation Constraint in GWh | FALSE | L | Annual | Constraint Shadow Price | US2011$/MWh | 0 | 0 | 0 | 0 | 0 | 0 | 0
Wind Generation Cap 20% - PJM_COMD v5.14 | 1427 | 6429 | Generation Constraint in GWh | FALSE | L | Annual | Seasons Included | Seasons | Winter, Summer | Winter, Summer | Winter, Summer | Winter, Summer | Winter, Summer | Winter, Summer | Winter, Summer
Wind Generation Cap 20% - PJM_COMD v5.14 | 1427 | 6429 | Generation Constraint in GWh | FALSE | L | Annual | Standard | GWh | 20616.3286 | 21121.4105 | 21292.7967 | 21803.9851 | 22150.6657 | 22825.9424 | 23521.8063
Wind Generation Cap 20% - PJM_COMD v5.14 | 1427 | 6429 | Generation Constraint in GWh | FALSE | L | Annual | Emissions at Affected Plants | GWh | 7222.8908 | 8430.0522 | 8430.0522 | 8430.0522 | 22150.6657 | 22150.6657 | 22150.6657
Wind Generation Cap 20% - PJM_COMD v5.14 | 1427 | 6429 | Generation Constraint in GWh | FALSE | L | Annual | Allowances Purchased | GWh | 0 | 0 | 0 | 0 | 0 | 0 | 0
Wind Generation Cap 20% - PJM_COMD v5.14 | 1427 | 6429 | Generation Constraint in GWh | FALSE | L | Annual | Allowances Sold | GWh | 0 | 0 | 0 | 0 | 0 | 0 | 0
Wind Generation Cap 20% - PJM_COMD v5.14 | 1427 | 6429 | Generation Constraint in GWh | FALSE | L | Annual | Allowances Banked | GWh | 0 | 0 | 0 | 0 | 0 | 0 | 0
Wind Generation Cap 20% - PJM_COMD v5.14 | 1427 | 6429 | Generation Constraint in GWh | FALSE | L | Annual | Allowances Withdrawn (1:1) | GWh | 0 | 0 | 0 | 0 | 0 | 0 | 0
Wind Generation Cap 20% - PJM_COMD v5.14 | 1427 | 6429 | Generation Constraint in GWh | FALSE | L | Annual | Allowances Withdrawn (n:1) | GWh | 0 | 0 | 0 | 0 | 0 | 0 | 0
Wind Generation Cap 20% - PJM_COMD v5.14 | 1427 | 6429 | Generation Constraint in GWh | FALSE | L | Annual | Net Emissions Allowance Position | GWh | 7222.8908 | 8430.0522 | 8430.0522 | 8430.0522 | 22150.6657 | 22150.6657 | 22150.6657
Wind Generation Cap 20% - PJM_COMD v5.14 | 1427 | 6429 | Generation Constraint in GWh | FALSE | L | Annual | Fuel Consumed | TBtu | 0 | 0 | 0 | 0 | 0 | 0 | 0
Wind Generation Cap 20% - PJM_COMD v5.14 | 1427 | 6429 | Generation Constraint in GWh | FALSE | L | Annual | Heat Rate | MMBtu/MWh | 0 | 0 | 0 | 0 | 0 | 0 | 0
Wind Generation Cap 20% - PJM_COMD v5.14 | 1427 | 6429 | Generation Constraint in GWh | FALSE | L | Annual | Generation | TWh | 7.2229 | 8.4301 | 8.4301 | 8.4301 | 22.1507 | 22.1507 | 22.1507
Wind Generation Cap 20% - PJM_COMD v5.14 | 1427 | 6429 | Generation Constraint in GWh | FALSE | L | Annual | Qualifying Generation | TWh | 7.2229 | 8.4301 | 8.4301 | 8.4301 | 22.1507 | 22.1507 | 22.1507
Wind Generation Cap 20% - PJM_COMD v5.14 | 1427 | 6429 | Generation Constraint in GWh | FALSE | L | Annual | Rate | lb/MWh | 0 | 0 | 0 | 0 | 0 | 0 | 0
Wind Generation Cap 20% - PJM_COMD v5.14 | 1427 | 6429 | Generation Constraint in GWh | FALSE | L | Annual | Constraint Shadow Price | US2011$/MWh | 0 | 0 | 0 | 0 | 17.4894 | 0 | 0
Wind Generation Cap 20% - PJM_Dom v5.14 | 1428 | 6430 | Generation Constraint in GWh | FALSE | L | Annual | Seasons Included | Seasons | Winter, Summer | Winter, Summer | Winter, Summer | Winter, Summer | Winter, Summer | Winter, Summer | Winter, Summer
Wind Generation Cap 20% - PJM_Dom v5.14 | 1428 | 6430 | Generation Constraint in GWh | FALSE | L | Annual | Standard | GWh | 19196.5105 | 19759.5151 | 20114.6695 | 20983.2579 | 21868.5733 | 23584.6359 | 25435.3669
Wind Generation Cap 20% - PJM_Dom v5.14 | 1428 | 6430 | Generation Constraint in GWh | FALSE | L | Annual | Emissions at Affected Plants | GWh | 1113.5607 | 1113.5607 | 1113.5607 | 1113.5607 | 1113.5607 | 1113.5607 | 1113.5607
Wind Generation Cap 20% - PJM_Dom v5.14 | 1428 | 6430 | Generation Constraint in GWh | FALSE | L | Annual | Allowances Purchased | GWh | 0 | 0 | 0 | 0 | 0 | 0 | 0
Wind Generation Cap 20% - PJM_Dom v5.14 | 1428 | 6430 | Generation Constraint in GWh | FALSE | L | Annual | Allowances Sold | GWh | 0 | 0 | 0 | 0 | 0 | 0 | 0
Wind Generation Cap 20% - PJM_Dom v5.14 | 1428 | 6430 | Generation Constraint in GWh | FALSE | L | Annual | Allowances Banked | GWh | 0 | 0 | 0 | 0 | 0 | 0 | 0
Wind Generation Cap 20% - PJM_Dom v5.14 | 1428 | 6430 | Generation Constraint in GWh | FALSE | L | Annual | Allowances Withdrawn (1:1) | GWh | 0 | 0 | 0 | 0 | 0 | 0 | 0
Wind Generation Cap 20% - PJM_Dom v5.14 | 1428 | 6430 | Generation Constraint in GWh | FALSE | L | Annual | Allowances Withdrawn (n:1) | GWh | 0 | 0 | 0 | 0 | 0 | 0 | 0
Wind Generation Cap 20% - PJM_Dom v5.14 | 1428 | 6430 | Generation Constraint in GWh | FALSE | L | Annual | Net Emissions Allowance Position | GWh | 1113.5607 | 1113.5607 | 1113.5607 | 1113.5607 | 1113.5607 | 1113.5607 | 1113.5607
Wind Generation Cap 20% - PJM_Dom v5.14 | 1428 | 6430 | Generation Constraint in GWh | FALSE | L | Annual | Fuel Consumed | TBtu | 0 | 0 | 0 | 0 | 0 | 0 | 0
Wind Generation Cap 20% - PJM_Dom v5.14 | 1428 | 6430 | Generation Constraint in GWh | FALSE | L | Annual | Heat Rate | MMBtu/MWh | 0 | 0 | 0 | 0 | 0 | 0 | 0
Wind Generation Cap 20% - PJM_Dom v5.14 | 1428 | 6430 | Generation Constraint in GWh | FALSE | L | Annual | Generation | TWh | 1.1136 | 1.1136 | 1.1136 | 1.1136 | 1.1136 | 1.1136 | 1.1136
Wind Generation Cap 20% - PJM_Dom v5.14 | 1428 | 6430 | Generation Constraint in GWh | FALSE | L | Annual | Qualifying Generation | TWh | 1.1136 | 1.1136 | 1.1136 | 1.1136 | 1.1136 | 1.1136 | 1.1136
Wind Generation Cap 20% - PJM_Dom v5.14 | 1428 | 6430 | Generation Constraint in GWh | FALSE | L | Annual | Rate | lb/MWh | 0 | 0 | 0 | 0 | 0 | 0 | 0
Wind Generation Cap 20% - PJM_Dom v5.14 | 1428 | 6430 | Generation Constraint in GWh | FALSE | L | Annual | Constraint Shadow Price | US2011$/MWh | 0 | 0 | 0 | 0 | 0 | 0 | 0
Wind Generation Cap 20% - PJM_EMAC v5.14 | 1429 | 6431 | Generation Constraint in GWh | FALSE | L | Annual | Seasons Included | Seasons | Winter, Summer | Winter, Summer | Winter, Summer | Winter, Summer | Winter, Summer | Winter, Summer | Winter, Summer
Wind Generation Cap 20% - PJM_EMAC v5.14 | 1429 | 6431 | Generation Constraint in GWh | FALSE | L | Annual | Standard | GWh | 28433.8756 | 28624.1607 | 28592.8327 | 28754.7461 | 29256.5452 | 30337.9724 | 31459.3744
Wind Generation Cap 20% - PJM_EMAC v5.14 | 1429 | 6431 | Generation Constraint in GWh | FALSE | L | Annual | Emissions at Affected Plants | GWh | 27.3156 | 7018.1119 | 7018.1119 | 7018.1119 | 7018.1119 | 7018.1119 | 7018.1119
Wind Generation Cap 20% - PJM_EMAC v5.14 | 1429 | 6431 | Generation Constraint in GWh | FALSE | L | Annual | Allowances Purchased | GWh | 0 | 0 | 0 | 0 | 0 | 0 | 0
Wind Generation Cap 20% - PJM_EMAC v5.14 | 1429 | 6431 | Generation Constraint in GWh | FALSE | L | Annual | Allowances Sold | GWh | 0 | 0 | 0 | 0 | 0 | 0 | 0
Wind Generation Cap 20% - PJM_EMAC v5.14 | 1429 | 6431 | Generation Constraint in GWh | FALSE | L | Annual | Allowances Banked | GWh | 0 | 0 | 0 | 0 | 0 | 0 | 0
Wind Generation Cap 20% - PJM_EMAC v5.14 | 1429 | 6431 | Generation Constraint in GWh | FALSE | L | Annual | Allowances Withdrawn (1:1) | GWh | 0 | 0 | 0 | 0 | 0 | 0 | 0
Wind Generation Cap 20% - PJM_EMAC v5.14 | 1429 | 6431 | Generation Constraint in GWh | FALSE | L | Annual | Allowances Withdrawn (n:1) | GWh | 0 | 0 | 0 | 0 | 0 | 0 | 0
Wind Generation Cap 20% - PJM_EMAC v5.14 | 1429 | 6431 | Generation Constraint in GWh | FALSE | L | Annual | Net Emissions Allowance Position | GWh | 27.3156 | 7018.1119 | 7018.1119 | 7018.1119 | 7018.1119 | 7018.1119 | 7018.1119
Wind Generation Cap 20% - PJM_EMAC v5.14 | 1429 | 6431 | Generation Constraint in GWh | FALSE | L | Annual | Fuel Consumed | TBtu | 0 | 0 | 0 | 0 | 0 | 0 | 0
Wind Generation Cap 20% - PJM_EMAC v5.14 | 1429 | 6431 | Generation Constraint in GWh | FALSE | L | Annual | Heat Rate | MMBtu/MWh | 0 | 0 | 0 | 0 | 0 | 0 | 0
Wind Generation Cap 20% - PJM_EMAC v5.14 | 1429 | 6431 | Generation Constraint in GWh | FALSE | L | Annual | Generation | TWh | 0.027316 | 7.0181 | 7.0181 | 7.0181 | 7.0181 | 7.0181 | 7.0181
Wind Generation Cap 20% - PJM_EMAC v5.14 | 1429 | 6431 | Generation Constraint in GWh | FALSE | L | Annual | Qualifying Generation | TWh | 0.027316 | 7.0181 | 7.0181 | 7.0181 | 7.0181 | 7.0181 | 7.0181
Wind Generation Cap 20% - PJM_EMAC v5.14 | 1429 | 6431 | Generation Constraint in GWh | FALSE | L | Annual | Rate | lb/MWh | 0 | 0 | 0 | 0 | 0 | 0 | 0
Wind Generation Cap 20% - PJM_EMAC v5.14 | 1429 | 6431 | Generation Constraint in GWh | FALSE | L | Annual | Constraint Shadow Price | US2011$/MWh | 0 | 0 | 0 | 0 | 0 | 0 | 0
Wind Generation Cap 20% - PJM_PENE v5.14 | 1430 | 6432 | Generation Constraint in GWh | FALSE | L | Annual | Seasons Included | Seasons | Winter, Summer | Winter, Summer | Winter, Summer | Winter, Summer | Winter, Summer | Winter, Summer | Winter, Summer
Wind Generation Cap 20% - PJM_PENE v5.14 | 1430 | 6432 | Generation Constraint in GWh | FALSE | L | Annual | Standard | GWh | 3465.2629 | 3488.4472 | 3484.6302 | 3504.3578 | 3565.497 | 3697.2581 | 3833.8898
Wind Generation Cap 20% - PJM_PENE v5.14 | 1430 | 6432 | Generation Constraint in GWh | FALSE | L | Annual | Emissions at Affected Plants | GWh | 2469.7433 | 3484.6302 | 3484.6302 | 3504.3578 | 3565.497 | 3565.497 | 3565.497
Wind Generation Cap 20% - PJM_PENE v5.14 | 1430 | 6432 | Generation Constraint in GWh | FALSE | L | Annual | Allowances Purchased | GWh | 0 | 0 | 0 | 0 | 0 | 0 | 0
Wind Generation Cap 20% - PJM_PENE v5.14 | 1430 | 6432 | Generation Constraint in GWh | FALSE | L | Annual | Allowances Sold | GWh | 0 | 0 | 0 | 0 | 0 | 0 | 0
Wind Generation Cap 20% - PJM_PENE v5.14 | 1430 | 6432 | Generation Constraint in GWh | FALSE | L | Annual | Allowances Banked | GWh | 0 | 0 | 0 | 0 | 0 | 0 | 0
Wind Generation Cap 20% - PJM_PENE v5.14 | 1430 | 6432 | Generation Constraint in GWh | FALSE | L | Annual | Allowances Withdrawn (1:1) | GWh | 0 | 0 | 0 | 0 | 0 | 0 | 0
Wind Generation Cap 20% - PJM_PENE v5.14 | 1430 | 6432 | Generation Constraint in GWh | FALSE | L | Annual | Allowances Withdrawn (n:1) | GWh | 0 | 0 | 0 | 0 | 0 | 0 | 0
Wind Generation Cap 20% - PJM_PENE v5.14 | 1430 | 6432 | Generation Constraint in GWh | FALSE | L | Annual | Net Emissions Allowance Position | GWh | 2469.7433 | 3484.6302 | 3484.6302 | 3504.3578 | 3565.497 | 3565.497 | 3565.497
Wind Generation Cap 20% - PJM_PENE v5.14 | 1430 | 6432 | Generation Constraint in GWh | FALSE | L | Annual | Fuel Consumed | TBtu | 0 | 0 | 0 | 0 | 0 | 0 | 0
Wind Generation Cap 20% - PJM_PENE v5.14 | 1430 | 6432 | Generation Constraint in GWh | FALSE | L | Annual | Heat Rate | MMBtu/MWh | 0 | 0 | 0 | 0 | 0 | 0 | 0
Wind Generation Cap 20% - PJM_PENE v5.14 | 1430 | 6432 | Generation Constraint in GWh | FALSE | L | Annual | Generation | TWh | 2.4697 | 3.4846 | 3.4846 | 3.5044 | 3.5655 | 3.5655 | 3.5655
Wind Generation Cap 20% - PJM_PENE v5.14 | 1430 | 6432 | Generation Constraint in GWh | FALSE | L | Annual | Qualifying Generation | TWh | 2.4697 | 3.4846 | 3.4846 | 3.5044 | 3.5655 | 3.5655 | 3.5655
Wind Generation Cap 20% - PJM_PENE v5.14 | 1430 | 6432 | Generation Constraint in GWh | FALSE | L | Annual | Rate | lb/MWh | 0 | 0 | 0 | 0 | 0 | 0 | 0
Wind Generation Cap 20% - PJM_PENE v5.14 | 1430 | 6432 | Generation Constraint in GWh | FALSE | L | Annual | Constraint Shadow Price | US2011$/MWh | 0 | 0 | 35.1782 | 9.2104 | 50.8699 | 0 | 0
Wind Generation Cap 20% - PJM_SMAC v5.14 | 1431 | 6433 | Generation Constraint in GWh | FALSE | L | Annual | Seasons Included | Seasons | Winter, Summer | Winter, Summer | Winter, Summer | Winter, Summer | Winter, Summer | Winter, Summer | Winter, Summer
Wind Generation Cap 20% - PJM_SMAC v5.14 | 1431 | 6433 | Generation Constraint in GWh | FALSE | L | Annual | Standard | GWh | 13007.7659 | 13094.8128 | 13080.4817 | 13154.5498 | 13384.1004 | 13878.8048 | 14391.796
Wind Generation Cap 20% - PJM_SMAC v5.14 | 1431 | 6433 | Generation Constraint in GWh | FALSE | L | Annual | Emissions at Affected Plants | GWh | 0 | 9.0101 | 9.0101 | 9.0101 | 9.0101 | 9.0101 | 9.0101
Wind Generation Cap 20% - PJM_SMAC v5.14 | 1431 | 6433 | Generation Constraint in GWh | FALSE | L | Annual | Allowances Purchased | GWh | 0 | 0 | 0 | 0 | 0 | 0 | 0
Wind Generation Cap 20% - PJM_SMAC v5.14 | 1431 | 6433 | Generation Constraint in GWh | FALSE | L | Annual | Allowances Sold | GWh | 0 | 0 | 0 | 0 | 0 | 0 | 0
Wind Generation Cap 20% - PJM_SMAC v5.14 | 1431 | 6433 | Generation Constraint in GWh | FALSE | L | Annual | Allowances Banked | GWh | 0 | 0 | 0 | 0 | 0 | 0 | 0
Wind Generation Cap 20% - PJM_SMAC v5.14 | 1431 | 6433 | Generation Constraint in GWh | FALSE | L | Annual | Allowances Withdrawn (1:1) | GWh | 0 | 0 | 0 | 0 | 0 | 0 | 0
Wind Generation Cap 20% - PJM_SMAC v5.14 | 1431 | 6433 | Generation Constraint in GWh | FALSE | L | Annual | Allowances Withdrawn (n:1) | GWh | 0 | 0 | 0 | 0 | 0 | 0 | 0
Wind Generation Cap 20% - PJM_SMAC v5.14 | 1431 | 6433 | Generation Constraint in GWh | FALSE | L | Annual | Net Emissions Allowance Position | GWh | 0 | 9.0101 | 9.0101 | 9.0101 | 9.0101 | 9.0101 | 9.0101
Wind Generation Cap 20% - PJM_SMAC v5.14 | 1431 | 6433 | Generation Constraint in GWh | FALSE | L | Annual | Fuel Consumed | TBtu | 0 | 0 | 0 | 0 | 0 | 0 | 0
Wind Generation Cap 20% - PJM_SMAC v5.14 | 1431 | 6433 | Generation Constraint in GWh | FALSE | L | Annual | Heat Rate | MMBtu/MWh | 0 | 0 | 0 | 0 | 0 | 0 | 0
Wind Generation Cap 20% - PJM_SMAC v5.14 | 1431 | 6433 | Generation Constraint in GWh | FALSE | L | Annual | Generation | TWh | 0 | 0.0090101 | 0.0090101 | 0.0090101 | 0.0090101 | 0.0090101 | 0.0090101
Wind Generation Cap 20% - PJM_SMAC v5.14 | 1431 | 6433 | Generation Constraint in GWh | FALSE | L | Annual | Qualifying Generation | TWh | 0 | 0.0090101 | 0.0090101 | 0.0090101 | 0.0090101 | 0.0090101 | 0.0090101
Wind Generation Cap 20% - PJM_SMAC v5.14 | 1431 | 6433 | Generation Constraint in GWh | FALSE | L | Annual | Rate | lb/MWh | 0 | 0 | 0 | 0 | 0 | 0 | 0
Wind Generation Cap 20% - PJM_SMAC v5.14 | 1431 | 6433 | Generation Constraint in GWh | FALSE | L | Annual | Constraint Shadow Price | US2011$/MWh | 0 | 0 | 0 | 0 | 0 | 0 | 0
Wind Generation Cap 20% - PJM_West v5.14 | 1432 | 6434 | Generation Constraint in GWh | FALSE | L | Annual | Seasons Included | Seasons | Winter, Summer | Winter, Summer | Winter, Summer | Winter, Summer | Winter, Summer | Winter, Summer | Winter, Summer
Wind Generation Cap 20% - PJM_West v5.14 | 1432 | 6434 | Generation Constraint in GWh | FALSE | L | Annual | Standard | GWh | 40728.6184 | 41726.4575 | 42065.0479 | 43074.951 | 43759.8529 | 45093.9288 | 46468.6767
Wind Generation Cap 20% - PJM_West v5.14 | 1432 | 6434 | Generation Constraint in GWh | FALSE | L | Annual | Emissions at Affected Plants | GWh | 4266.7134 | 7328.308 | 7328.308 | 15960.8749 | 43759.8529 | 43759.8529 | 43759.8529
Wind Generation Cap 20% - PJM_West v5.14 | 1432 | 6434 | Generation Constraint in GWh | FALSE | L | Annual | Allowances Purchased | GWh | 0 | 0 | 0 | 0 | 0 | 0 | 0
Wind Generation Cap 20% - PJM_West v5.14 | 1432 | 6434 | Generation Constraint in GWh | FALSE | L | Annual | Allowances Sold | GWh | 0 | 0 | 0 | 0 | 0 | 0 | 0
Wind Generation Cap 20% - PJM_West v5.14 | 1432 | 6434 | Generation Constraint in GWh | FALSE | L | Annual | Allowances Banked | GWh | 0 | 0 | 0 | 0 | 0 | 0 | 0
Wind Generation Cap 20% - PJM_West v5.14 | 1432 | 6434 | Generation Constraint in GWh | FALSE | L | Annual | Allowances Withdrawn (1:1) | GWh | 0 | 0 | 0 | 0 | 0 | 0 | 0
Wind Generation Cap 20% - PJM_West v5.14 | 1432 | 6434 | Generation Constraint in GWh | FALSE | L | Annual | Allowances Withdrawn (n:1) | GWh | 0 | 0 | 0 | 0 | 0 | 0 | 0
Wind Generation Cap 20% - PJM_West v5.14 | 1432 | 6434 | Generation Constraint in GWh | FALSE | L | Annual | Net Emissions Allowance Position | GWh | 4266.7134 | 7328.308 | 7328.308 | 15960.8749 | 43759.8529 | 43759.8529 | 43759.8529
Wind Generation Cap 20% - PJM_West v5.14 | 1432 | 6434 | Generation Constraint in GWh | FALSE | L | Annual | Fuel Consumed | TBtu | 0 | 0 | 0 | 0 | 0 | 0 | 0
Wind Generation Cap 20% - PJM_West v5.14 | 1432 | 6434 | Generation Constraint in GWh | FALSE | L | Annual | Heat Rate | MMBtu/MWh | 0 | 0 | 0 | 0 | 0 | 0 | 0
Wind Generation Cap 20% - PJM_West v5.14 | 1432 | 6434 | Generation Constraint in GWh | FALSE | L | Annual | Generation | TWh | 4.2667 | 7.3283 | 7.3283 | 15.9609 | 43.7599 | 43.7599 | 43.7599
Wind Generation Cap 20% - PJM_West v5.14 | 1432 | 6434 | Generation Constraint in GWh | FALSE | L | Annual | Qualifying Generation | TWh | 4.2667 | 7.3283 | 7.3283 | 15.9609 | 43.7599 | 43.7599 | 43.7599
Wind Generation Cap 20% - PJM_West v5.14 | 1432 | 6434 | Generation Constraint in GWh | FALSE | L | Annual | Rate | lb/MWh | 0 | 0 | 0 | 0 | 0 | 0 | 0
Wind Generation Cap 20% - PJM_West v5.14 | 1432 | 6434 | Generation Constraint in GWh | FALSE | L | Annual | Constraint Shadow Price | US2011$/MWh | 0 | 0 | 0 | 0 | 0.08106 | 0 | 0
Wind Generation Cap 20% - PJM_WMAC v5.14 | 1433 | 6435 | Generation Constraint in GWh | FALSE | L | Annual | Seasons Included | Seasons | Winter, Summer | Winter, Summer | Winter, Summer | Winter, Summer | Winter, Summer | Winter, Summer | Winter, Summer
Wind Generation Cap 20% - PJM_WMAC v5.14 | 1433 | 6435 | Generation Constraint in GWh | FALSE | L | Annual | Standard | GWh | 11333.9364 | 11409.7813 | 11397.2944 | 11461.8307 | 11661.8406 | 12092.882 | 12539.8568
Wind Generation Cap 20% - PJM_WMAC v5.14 | 1433 | 6435 | Generation Constraint in GWh | FALSE | L | Annual | Emissions at Affected Plants | GWh | 658.6091 | 1698.1952 | 1698.1952 | 1698.1952 | 1698.1952 | 1698.1952 | 1698.1952
Wind Generation Cap 20% - PJM_WMAC v5.14 | 1433 | 6435 | Generation Constraint in GWh | FALSE | L | Annual | Allowances Purchased | GWh | 0 | 0 | 0 | 0 | 0 | 0 | 0
Wind Generation Cap 20% - PJM_WMAC v5.14 | 1433 | 6435 | Generation Constraint in GWh | FALSE | L | Annual | Allowances Sold | GWh | 0 | 0 | 0 | 0 | 0 | 0 | 0
Wind Generation Cap 20% - PJM_WMAC v5.14 | 1433 | 6435 | Generation Constraint in GWh | FALSE | L | Annual | Allowances Banked | GWh | 0 | 0 | 0 | 0 | 0 | 0 | 0
Wind Generation Cap 20% - PJM_WMAC v5.14 | 1433 | 6435 | Generation Constraint in GWh | FALSE | L | Annual | Allowances Withdrawn (1:1) | GWh | 0 | 0 | 0 | 0 | 0 | 0 | 0
Wind Generation Cap 20% - PJM_WMAC v5.14 | 1433 | 6435 | Generation Constraint in GWh | FALSE | L | Annual | Allowances Withdrawn (n:1) | GWh | 0 | 0 | 0 | 0 | 0 | 0 | 0
Wind Generation Cap 20% - PJM_WMAC v5.14 | 1433 | 6435 | Generation Constraint in GWh | FALSE | L | Annual | Net Emissions Allowance Position | GWh | 658.6091 | 1698.1952 | 1698.1952 | 1698.1952 | 1698.1952 | 1698.1952 | 1698.1952
Wind Generation Cap 20% - PJM_WMAC v5.14 | 1433 | 6435 | Generation Constraint in GWh | FALSE | L | Annual | Fuel Consumed | TBtu | 0 | 0 | 0 | 0 | 0 | 0 | 0
Wind Generation Cap 20% - PJM_WMAC v5.14 | 1433 | 6435 | Generation Constraint in GWh | FALSE | L | Annual | Heat Rate | MMBtu/MWh | 0 | 0 | 0 | 0 | 0 | 0 | 0
Wind Generation Cap 20% - PJM_WMAC v5.14 | 1433 | 6435 | Generation Constraint in GWh | FALSE | L | Annual | Generation | TWh | 0.65861 | 1.6982 | 1.6982 | 1.6982 | 1.6982 | 1.6982 | 1.6982
Wind Generation Cap 20% - PJM_WMAC v5.14 | 1433 | 6435 | Generation Constraint in GWh | FALSE | L | Annual | Qualifying Generation | TWh | 0.65861 | 1.6982 | 1.6982 | 1.6982 | 1.6982 | 1.6982 | 1.6982
Wind Generation Cap 20% - PJM_WMAC v5.14 | 1433 | 6435 | Generation Constraint in GWh | FALSE | L | Annual | Rate | lb/MWh | 0 | 0 | 0 | 0 | 0 | 0 | 0
Wind Generation Cap 20% - PJM_WMAC v5.14 | 1433 | 6435 | Generation Constraint in GWh | FALSE | L | Annual | Constraint Shadow Price | US2011$/MWh | 0 | 0 | 0 | 0 | 0 | 0 | 0
Wind Generation Cap 20% - S_C_KY v5.14 | 1434 | 6436 | Generation Constraint in GWh | FALSE | L | Annual | Seasons Included | Seasons | Winter, Summer | Winter, Summer | Winter, Summer | Winter, Summer | Winter, Summer | Winter, Summer | Winter, Summer
Wind Generation Cap 20% - S_C_KY v5.14 | 1434 | 6436 | Generation Constraint in GWh | FALSE | L | Annual | Standard | GWh | 8438.3834 | 8744.1067 | 8958.8611 | 9416.8097 | 9748.6853 | 10316.2208 | 10916.7996
Wind Generation Cap 20% - S_C_KY v5.14 | 1434 | 6436 | Generation Constraint in GWh | FALSE | L | Annual | Emissions at Affected Plants | GWh | 0 | 0 | 0 | 0 | 61.7285 | 61.7285 | 61.7285
Wind Generation Cap 20% - S_C_KY v5.14 | 1434 | 6436 | Generation Constraint in GWh | FALSE | L | Annual | Allowances Purchased | GWh | 0 | 0 | 0 | 0 | 0 | 0 | 0
Wind Generation Cap 20% - S_C_KY v5.14 | 1434 | 6436 | Generation Constraint in GWh | FALSE | L | Annual | Allowances Sold | GWh | 0 | 0 | 0 | 0 | 0 | 0 | 0
Wind Generation Cap 20% - S_C_KY v5.14 | 1434 | 6436 | Generation Constraint in GWh | FALSE | L | Annual | Allowances Banked | GWh | 0 | 0 | 0 | 0 | 0 | 0 | 0
Wind Generation Cap 20% - S_C_KY v5.14 | 1434 | 6436 | Generation Constraint in GWh | FALSE | L | Annual | Allowances Withdrawn (1:1) | GWh | 0 | 0 | 0 | 0 | 0 | 0 | 0
Wind Generation Cap 20% - S_C_KY v5.14 | 1434 | 6436 | Generation Constraint in GWh | FALSE | L | Annual | Allowances Withdrawn (n:1) | GWh | 0 | 0 | 0 | 0 | 0 | 0 | 0
Wind Generation Cap 20% - S_C_KY v5.14 | 1434 | 6436 | Generation Constraint in GWh | FALSE | L | Annual | Net Emissions Allowance Position | GWh | 0 | 0 | 0 | 0 | 61.7285 | 61.7285 | 61.7285
Wind Generation Cap 20% - S_C_KY v5.14 | 1434 | 6436 | Generation Constraint in GWh | FALSE | L | Annual | Fuel Consumed | TBtu | 0 | 0 | 0 | 0 | 0 | 0 | 0
Wind Generation Cap 20% - S_C_KY v5.14 | 1434 | 6436 | Generation Constraint in GWh | FALSE | L | Annual | Heat Rate | MMBtu/MWh | 0 | 0 | 0 | 0 | 0 | 0 | 0
Wind Generation Cap 20% - S_C_KY v5.14 | 1434 | 6436 | Generation Constraint in GWh | FALSE | L | Annual | Generation | TWh | 0 | 0 | 0 | 0 | 0.061729 | 0.061729 | 0.061729
Wind Generation Cap 20% - S_C_KY v5.14 | 1434 | 6436 | Generation Constraint in GWh | FALSE | L | Annual | Qualifying Generation | TWh | 0 | 0 | 0 | 0 | 0.061729 | 0.061729 | 0.061729
Wind Generation Cap 20% - S_C_KY v5.14 | 1434 | 6436 | Generation Constraint in GWh | FALSE | L | Annual | Rate | lb/MWh | 0 | 0 | 0 | 0 | 0 | 0 | 0
Wind Generation Cap 20% - S_C_KY v5.14 | 1434 | 6436 | Generation Constraint in GWh | FALSE | L | Annual | Constraint Shadow Price | US2011$/MWh | 0 | 0 | 0 | 0 | 0 | 0 | 0
Wind Generation Cap 20% - S_C_TVA v5.14 | 1435 | 6437 | Generation Constraint in GWh | FALSE | L | Annual | Seasons Included | Seasons | Winter, Summer | Winter, Summer | Winter, Summer | Winter, Summer | Winter, Summer | Winter, Summer | Winter, Summer
Wind Generation Cap 20% - S_C_TVA v5.14 | 1435 | 6437 | Generation Constraint in GWh | FALSE | L | Annual | Standard | GWh | 34597.3881 | 35850.9665 | 36731.5386 | 38609.2971 | 39970.1098 | 42297.2147 | 44759.8095
Wind Generation Cap 20% - S_C_TVA v5.14 | 1435 | 6437 | Generation Constraint in GWh | FALSE | L | Annual | Emissions at Affected Plants | GWh | 47.9394 | 190.9619 | 190.9619 | 190.9619 | 915.748 | 915.748 | 915.748
Wind Generation Cap 20% - S_C_TVA v5.14 | 1435 | 6437 | Generation Constraint in GWh | FALSE | L | Annual | Allowances Purchased | GWh | 0 | 0 | 0 | 0 | 0 | 0 | 0
Wind Generation Cap 20% - S_C_TVA v5.14 | 1435 | 6437 | Generation Constraint in GWh | FALSE | L | Annual | Allowances Sold | GWh | 0 | 0 | 0 | 0 | 0 | 0 | 0
Wind Generation Cap 20% - S_C_TVA v5.14 | 1435 | 6437 | Generation Constraint in GWh | FALSE | L | Annual | Allowances Banked | GWh | 0 | 0 | 0 | 0 | 0 | 0 | 0
Wind Generation Cap 20% - S_C_TVA v5.14 | 1435 | 6437 | Generation Constraint in GWh | FALSE | L | Annual | Allowances Withdrawn (1:1) | GWh | 0 | 0 | 0 | 0 | 0 | 0 | 0
Wind Generation Cap 20% - S_C_TVA v5.14 | 1435 | 6437 | Generation Constraint in GWh | FALSE | L | Annual | Allowances Withdrawn (n:1) | GWh | 0 | 0 | 0 | 0 | 0 | 0 | 0
Wind Generation Cap 20% - S_C_TVA v5.14 | 1435 | 6437 | Generation Constraint in GWh | FALSE | L | Annual | Net Emissions Allowance Position | GWh | 47.9394 | 190.9619 | 190.9619 | 190.9619 | 915.748 | 915.748 | 915.748
Wind Generation Cap 20% - S_C_TVA v5.14 | 1435 | 6437 | Generation Constraint in GWh | FALSE | L | Annual | Fuel Consumed | TBtu | 0 | 0 | 0 | 0 | 0 | 0 | 0
Wind Generation Cap 20% - S_C_TVA v5.14 | 1435 | 6437 | Generation Constraint in GWh | FALSE | L | Annual | Heat Rate | MMBtu/MWh | 0 | 0 | 0 | 0 | 0 | 0 | 0
Wind Generation Cap 20% - S_C_TVA v5.14 | 1435 | 6437 | Generation Constraint in GWh | FALSE | L | Annual | Generation | TWh | 0.047939 | 0.19096 | 0.19096 | 0.19096 | 0.91575 | 0.91575 | 0.91575
Wind Generation Cap 20% - S_C_TVA v5.14 | 1435 | 6437 | Generation Constraint in GWh | FALSE | L | Annual | Qualifying Generation | TWh | 0.047939 | 0.19096 | 0.19096 | 0.19096 | 0.91575 | 0.91575 | 0.91575
Wind Generation Cap 20% - S_C_TVA v5.14 | 1435 | 6437 | Generation Constraint in GWh | FALSE | L | Annual | Rate | lb/MWh | 0 | 0 | 0 | 0 | 0 | 0 | 0
Wind Generation Cap 20% - S_C_TVA v5.14 | 1435 | 6437 | Generation Constraint in GWh | FALSE | L | Annual | Constraint Shadow Price | US2011$/MWh | 0 | 0 | 0 | 0 | 0 | 0 | 0
Wind Generation Cap 20% - S_D_AMSO v5.14 | 1436 | 6438 | Generation Constraint in GWh | FALSE | L | Annual | Seasons Included | Seasons | Winter, Summer | Winter, Summer | Winter, Summer | Winter, Summer | Winter, Summer | Winter, Summer | Winter, Summer
Wind Generation Cap 20% - S_D_AMSO v5.14 | 1436 | 6438 | Generation Constraint in GWh | FALSE | L | Annual | Standard | GWh | 6362.6153 | 6439.7149 | 6612.818 | 6949.686 | 7256.315 | 7833.6962 | 8457.0256
Wind Generation Cap 20% - S_D_AMSO v5.14 | 1436 | 6438 | Generation Constraint in GWh | FALSE | L | Annual | Emissions at Affected Plants | GWh | 0 | 0 | 0 | 0 | 768.7313 | 768.7313 | 768.7313
Wind Generation Cap 20% - S_D_AMSO v5.14 | 1436 | 6438 | Generation Constraint in GWh | FALSE | L | Annual | Allowances Purchased | GWh | 0 | 0 | 0 | 0 | 0 | 0 | 0
Wind Generation Cap 20% - S_D_AMSO v5.14 | 1436 | 6438 | Generation Constraint in GWh | FALSE | L | Annual | Allowances Sold | GWh | 0 | 0 | 0 | 0 | 0 | 0 | 0
Wind Generation Cap 20% - S_D_AMSO v5.14 | 1436 | 6438 | Generation Constraint in GWh | FALSE | L | Annual | Allowances Banked | GWh | 0 | 0 | 0 | 0 | 0 | 0 | 0
Wind Generation Cap 20% - S_D_AMSO v5.14 | 1436 | 6438 | Generation Constraint in GWh | FALSE | L | Annual | Allowances Withdrawn (1:1) | GWh | 0 | 0 | 0 | 0 | 0 | 0 | 0
Wind Generation Cap 20% - S_D_AMSO v5.14 | 1436 | 6438 | Generation Constraint in GWh | FALSE | L | Annual | Allowances Withdrawn (n:1) | GWh | 0 | 0 | 0 | 0 | 0 | 0 | 0
Wind Generation Cap 20% - S_D_AMSO v5.14 | 1436 | 6438 | Generation Constraint in GWh | FALSE | L | Annual | Net Emissions Allowance Position | GWh | 0 | 0 | 0 | 0 | 768.7313 | 768.7313 | 768.7313
Wind Generation Cap 20% - S_D_AMSO v5.14 | 1436 | 6438 | Generation Constraint in GWh | FALSE | L | Annual | Fuel Consumed | TBtu | 0 | 0 | 0 | 0 | 0 | 0 | 0
Wind Generation Cap 20% - S_D_AMSO v5.14 | 1436 | 6438 | Generation Constraint in GWh | FALSE | L | Annual | Heat Rate | MMBtu/MWh | 0 | 0 | 0 | 0 | 0 | 0 | 0
Wind Generation Cap 20% - S_D_AMSO v5.14 | 1436 | 6438 | Generation Constraint in GWh | FALSE | L | Annual | Generation | TWh | 0 | 0 | 0 | 0 | 0.76873 | 0.76873 | 0.76873
Wind Generation Cap 20% - S_D_AMSO v5.14 | 1436 | 6438 | Generation Constraint in GWh | FALSE | L | Annual | Qualifying Generation | TWh | 0 | 0 | 0 | 0 | 0.76873 | 0.76873 | 0.76873
Wind Generation Cap 20% - S_D_AMSO v5.14 | 1436 | 6438 | Generation Constraint in GWh | FALSE | L | Annual | Rate | lb/MWh | 0 | 0 | 0 | 0 | 0 | 0 | 0
Wind Generation Cap 20% - S_D_AMSO v5.14 | 1436 | 6438 | Generation Constraint in GWh | FALSE | L | Annual | Constraint Shadow Price | US2011$/MWh | 0 | 0 | 0 | 0 | 0 | 0 | 0
Wind Generation Cap 20% - S_D_N_AR v5.14 | 1437 | 6439 | Generation Constraint in GWh | FALSE | L | Annual | Seasons Included | Seasons | Winter, Summer | Winter, Summer | Winter, Summer | Winter, Summer | Winter, Summer | Winter, Summer | Winter, Summer
Wind Generation Cap 20% - S_D_N_AR v5.14 | 1437 | 6439 | Generation Constraint in GWh | FALSE | L | Annual | Standard | GWh | 7761.0238 | 7935.7098 | 8140.9862 | 8556.3283 | 8900.7134 | 9526.4463 | 10196.174
Wind Generation Cap 20% - S_D_N_AR v5.14 | 1437 | 6439 | Generation Constraint in GWh | FALSE | L | Annual | Emissions at Affected Plants | GWh | 0 | 2.9368 | 2.9368 | 2.9368 | 1407.1788 | 1407.1788 | 1407.1788
Wind Generation Cap 20% - S_D_N_AR v5.14 | 1437 | 6439 | Generation Constraint in GWh | FALSE | L | Annual | Allowances Purchased | GWh | 0 | 0 | 0 | 0 | 0 | 0 | 0
Wind Generation Cap 20% - S_D_N_AR v5.14 | 1437 | 6439 | Generation Constraint in GWh | FALSE | L | Annual | Allowances Sold | GWh | 0 | 0 | 0 | 0 | 0 | 0 | 0
Wind Generation Cap 20% - S_D_N_AR v5.14 | 1437 | 6439 | Generation Constraint in GWh | FALSE | L | Annual | Allowances Banked | GWh | 0 | 0 | 0 | 0 | 0 | 0 | 0
Wind Generation Cap 20% - S_D_N_AR v5.14 | 1437 | 6439 | Generation Constraint in GWh | FALSE | L | Annual | Allowances Withdrawn (1:1) | GWh | 0 | 0 | 0 | 0 | 0 | 0 | 0
Wind Generation Cap 20% - S_D_N_AR v5.14 | 1437 | 6439 | Generation Constraint in GWh | FALSE | L | Annual | Allowances Withdrawn (n:1) | GWh | 0 | 0 | 0 | 0 | 0 | 0 | 0
Wind Generation Cap 20% - S_D_N_AR v5.14 | 1437 | 6439 | Generation Constraint in GWh | FALSE | L | Annual | Net Emissions Allowance Position | GWh | 0 | 2.9368 | 2.9368 | 2.9368 | 1407.1788 | 1407.1788 | 1407.1788
Wind Generation Cap 20% - S_D_N_AR v5.14 | 1437 | 6439 | Generation Constraint in GWh | FALSE | L | Annual | Fuel Consumed | TBtu | 0 | 0 | 0 | 0 | 0 | 0 | 0
Wind Generation Cap 20% - S_D_N_AR v5.14 | 1437 | 6439 | Generation Constraint in GWh | FALSE | L | Annual | Heat Rate | MMBtu/MWh | 0 | 0 | 0 | 0 | 0 | 0 | 0
Wind Generation Cap 20% - S_D_N_AR v5.14 | 1437 | 6439 | Generation Constraint in GWh | FALSE | L | Annual | Generation | TWh | 0 | 0.0029368 | 0.0029368 | 0.0029368 | 1.4072 | 1.4072 | 1.4072
Wind Generation Cap 20% - S_D_N_AR v5.14 | 1437 | 6439 | Generation Constraint in GWh | FALSE | L | Annual | Qualifying Generation | TWh | 0 | 0.0029368 | 0.0029368 | 0.0029368 | 1.4072 | 1.4072 | 1.4072
Wind Generation Cap 20% - S_D_N_AR v5.14 | 1437 | 6439 | Generation Constraint in GWh | FALSE | L | Annual | Rate | lb/MWh | 0 | 0 | 0 | 0 | 0 | 0 | 0
Wind Generation Cap 20% - S_D_N_AR v5.14 | 1437 | 6439 | Generation Constraint in GWh | FALSE | L | Annual | Constraint Shadow Price | US2011$/MWh | 0 | 0 | 0 | 0 | 0 | 0 | 0
Wind Generation Cap 20% - S_D_REST v5.14 | 1438 | 6440 | Generation Constraint in GWh | FALSE | L | Annual | Seasons Included | Seasons | Winter, Summer | Winter, Summer | Winter, Summer | Winter, Summer | Winter, Summer | Winter, Summer | Winter, Summer
Wind Generation Cap 20% - S_D_REST v5.14 | 1438 | 6440 | Generation Constraint in GWh | FALSE | L | Annual | Standard | GWh | 10497.6653 | 10624.8796 | 10910.4997 | 11466.332 | 11972.2698 | 12924.9487 | 13953.4422
Wind Generation Cap 20% - S_D_REST v5.14 | 1438 | 6440 | Generation Constraint in GWh | FALSE | L | Annual | Emissions at Affected Plants | GWh | 0 | 0 | 0 | 0 | 3.5146 | 3.5146 | 3.5146
Wind Generation Cap 20% - S_D_REST v5.14 | 1438 | 6440 | Generation Constraint in GWh | FALSE | L | Annual | Allowances Purchased | GWh | 0 | 0 | 0 | 0 | 0 | 0 | 0
Wind Generation Cap 20% - S_D_REST v5.14 | 1438 | 6440 | Generation Constraint in GWh | FALSE | L | Annual | Allowances Sold | GWh | 0 | 0 | 0 | 0 | 0 | 0 | 0
Wind Generation Cap 20% - S_D_REST v5.14 | 1438 | 6440 | Generation Constraint in GWh | FALSE | L | Annual | Allowances Banked | GWh | 0 | 0 | 0 | 0 | 0 | 0 | 0
Wind Generation Cap 20% - S_D_REST v5.14 | 1438 | 6440 | Generation Constraint in GWh | FALSE | L | Annual | Allowances Withdrawn (1:1) | GWh | 0 | 0 | 0 | 0 | 0 | 0 | 0
Wind Generation Cap 20% - S_D_REST v5.14 | 1438 | 6440 | Generation Constraint in GWh | FALSE | L | Annual | Allowances Withdrawn (n:1) | GWh | 0 | 0 | 0 | 0 | 0 | 0 | 0
Wind Generation Cap 20% - S_D_REST v5.14 | 1438 | 6440 | Generation Constraint in GWh | FALSE | L | Annual | Net Emissions Allowance Position | GWh | 0 | 0 | 0 | 0 | 3.5146 | 3.5146 | 3.5146
Wind Generation Cap 20% - S_D_REST v5.14 | 1438 | 6440 | Generation Constraint in GWh | FALSE | L | Annual | Fuel Consumed | TBtu | 0 | 0 | 0 | 0 | 0 | 0 | 0
Wind Generation Cap 20% - S_D_REST v5.14 | 1438 | 6440 | Generation Constraint in GWh | FALSE | L | Annual | Heat Rate | MMBtu/MWh | 0 | 0 | 0 | 0 | 0 | 0 | 0
Wind Generation Cap 20% - S_D_REST v5.14 | 1438 | 6440 | Generation Constraint in GWh | FALSE | L | Annual | Generation | TWh | 0 | 0 | 0 | 0 | 0.0035146 | 0.0035146 | 0.0035146
Wind Generation Cap 20% - S_D_REST v5.14 | 1438 | 6440 | Generation Constraint in GWh | FALSE | L | Annual | Qualifying Generation | TWh | 0 | 0 | 0 | 0 | 0.0035146 | 0.0035146 | 0.0035146
Wind Generation Cap 20% - S_D_REST v5.14 | 1438 | 6440 | Generation Constraint in GWh | FALSE | L | Annual | Rate | lb/MWh | 0 | 0 | 0 | 0 | 0 | 0 | 0
Wind Generation Cap 20% - S_D_REST v5.14 | 1438 | 6440 | Generation Constraint in GWh | FALSE | L | Annual | Constraint Shadow Price | US2011$/MWh | 0 | 0 | 0 | 0 | 0 | 0 | 0
Wind Generation Cap 20% - S_D_WOTA v5.14 | 1439 | 6441 | Generation Constraint in GWh | FALSE | L | Annual | Seasons Included | Seasons | Winter, Summer | Winter, Summer | Winter, Summer | Winter, Summer | Winter, Summer | Winter, Summer | Winter, Summer
Wind Generation Cap 20% - S_D_WOTA v5.14 | 1439 | 6441 | Generation Constraint in GWh | FALSE | L | Annual | Standard | GWh | 6362.6153 | 6439.7149 | 6612.818 | 6949.686 | 7256.315 | 7833.6962 | 8457.0256
Wind Generation Cap 20% - S_D_WOTA v5.14 | 1439 | 6441 | Generation Constraint in GWh | FALSE | L | Annual | Emissions at Affected Plants | GWh | 0 | 0 | 0 | 0 | 1725.4918 | 1725.4918 | 1725.4918
Wind Generation Cap 20% - S_D_WOTA v5.14 | 1439 | 6441 | Generation Constraint in GWh | FALSE | L | Annual | Allowances Purchased | GWh | 0 | 0 | 0 | 0 | 0 | 0 | 0
Wind Generation Cap 20% - S_D_WOTA v5.14 | 1439 | 6441 | Generation Constraint in GWh | FALSE | L | Annual | Allowances Sold | GWh | 0 | 0 | 0 | 0 | 0 | 0 | 0
Wind Generation Cap 20% - S_D_WOTA v5.14 | 1439 | 6441 | Generation Constraint in GWh | FALSE | L | Annual | Allowances Banked | GWh | 0 | 0 | 0 | 0 | 0 | 0 | 0
Wind Generation Cap 20% - S_D_WOTA v5.14 | 1439 | 6441 | Generation Constraint in GWh | FALSE | L | Annual | Allowances Withdrawn (1:1) | GWh | 0 | 0 | 0 | 0 | 0 | 0 | 0
Wind Generation Cap 20% - S_D_WOTA v5.14 | 1439 | 6441 | Generation Constraint in GWh | FALSE | L | Annual | Allowances Withdrawn (n:1) | GWh | 0 | 0 | 0 | 0 | 0 | 0 | 0
Wind Generation Cap 20% - S_D_WOTA v5.14 | 1439 | 6441 | Generation Constraint in GWh | FALSE | L | Annual | Net Emissions Allowance Position | GWh | 0 | 0 | 0 | 0 | 1725.4918 | 1725.4918 | 1725.4918
Wind Generation Cap 20% - S_D_WOTA v5.14 | 1439 | 6441 | Generation Constraint in GWh | FALSE | L | Annual | Fuel Consumed | TBtu | 0 | 0 | 0 | 0 | 0 | 0 | 0
Wind Generation Cap 20% - S_D_WOTA v5.14 | 1439 | 6441 | Generation Constraint in GWh | FALSE | L | Annual | Heat Rate | MMBtu/MWh | 0 | 0 | 0 | 0 | 0 | 0 | 0
Wind Generation Cap 20% - S_D_WOTA v5.14 | 1439 | 6441 | Generation Constraint in GWh | FALSE | L | Annual | Generation | TWh | 0 | 0 | 0 | 0 | 1.7255 | 1.7255 | 1.7255
Wind Generation Cap 20% - S_D_WOTA v5.14 | 1439 | 6441 | Generation Constraint in GWh | FALSE | L | Annual | Qualifying Generation | TWh | 0 | 0 | 0 | 0 | 1.7255 | 1.7255 | 1.7255
Wind Generation Cap 20% - S_D_WOTA v5.14 | 1439 | 6441 | Generation Constraint in GWh | FALSE | L | Annual | Rate | lb/MWh | 0 | 0 | 0 | 0 | 0 | 0 | 0
Wind Generation Cap 20% - S_D_WOTA v5.14 | 1439 | 6441 | Generation Constraint in GWh | FALSE | L | Annual | Constraint Shadow Price | US2011$/MWh | 0 | 0 | 0 | 0 | 0 | 0 | 0
Wind Generation Cap 20% - S_SOU v5.14 | 1440 | 6442 | Generation Constraint in GWh | FALSE | L | Annual | Seasons Included | Seasons | Winter, Summer | Winter, Summer | Winter, Summer | Winter, Summer | Winter, Summer | Winter, Summer | Winter, Summer
Wind Generation Cap 20% - S_SOU v5.14 | 1440 | 6442 | Generation Constraint in GWh | FALSE | L | Annual | Standard | GWh | 49715.6424 | 51248.7172 | 52273.6136 | 54655.5166 | 56815.624 | 60832.0608 | 65132.4344
Wind Generation Cap 20% - S_SOU v5.14 | 1440 | 6442 | Generation Constraint in GWh | FALSE | L | Annual | Emissions at Affected Plants | GWh | 0 | 5.7489 | 5.7489 | 5.7489 | 205.4389 | 205.4389 | 205.4389
Wind Generation Cap 20% - S_SOU v5.14 | 1440 | 6442 | Generation Constraint in GWh | FALSE | L | Annual | Allowances Purchased | GWh | 0 | 0 | 0 | 0 | 0 | 0 | 0
Wind Generation Cap 20% - S_SOU v5.14 | 1440 | 6442 | Generation Constraint in GWh | FALSE | L | Annual | Allowances Sold | GWh | 0 | 0 | 0 | 0 | 0 | 0 | 0
Wind Generation Cap 20% - S_SOU v5.14 | 1440 | 6442 | Generation Constraint in GWh | FALSE | L | Annual | Allowances Banked | GWh | 0 | 0 | 0 | 0 | 0 | 0 | 0
Wind Generation Cap 20% - S_SOU v5.14 | 1440 | 6442 | Generation Constraint in GWh | FALSE | L | Annual | Allowances Withdrawn (1:1) | GWh | 0 | 0 | 0 | 0 | 0 | 0 | 0
Wind Generation Cap 20% - S_SOU v5.14 | 1440 | 6442 | Generation Constraint in GWh | FALSE | L | Annual | Allowances Withdrawn (n:1) | GWh | 0 | 0 | 0 | 0 | 0 | 0 | 0
Wind Generation Cap 20% - S_SOU v5.14 | 1440 | 6442 | Generation Constraint in GWh | FALSE | L | Annual | Net Emissions Allowance Position | GWh | 0 | 5.7489 | 5.7489 | 5.7489 | 205.4389 | 205.4389 | 205.4389
Wind Generation Cap 20% - S_SOU v5.14 | 1440 | 6442 | Generation Constraint in GWh | FALSE | L | Annual | Fuel Consumed | TBtu | 0 | 0 | 0 | 0 | 0 | 0 | 0
Wind Generation Cap 20% - S_SOU v5.14 | 1440 | 6442 | Generation Constraint in GWh | FALSE | L | Annual | Heat Rate | MMBtu/MWh | 0 | 0 | 0 | 0 | 0 | 0 | 0
Wind Generation Cap 20% - S_SOU v5.14 | 1440 | 6442 | Generation Constraint in GWh | FALSE | L | Annual | Generation | TWh | 0 | 0.0057489 | 0.0057489 | 0.0057489 | 0.20544 | 0.20544 | 0.20544
Wind Generation Cap 20% - S_SOU v5.14 | 1440 | 6442 | Generation Constraint in GWh | FALSE | L | Annual | Qualifying Generation | TWh | 0 | 0.0057489 | 0.0057489 | 0.0057489 | 0.20544 | 0.20544 | 0.20544
Wind Generation Cap 20% - S_SOU v5.14 | 1440 | 6442 | Generation Constraint in GWh | FALSE | L | Annual | Rate | lb/MWh | 0 | 0 | 0 | 0 | 0 | 0 | 0
Wind Generation Cap 20% - S_SOU v5.14 | 1440 | 6442 | Generation Constraint in GWh | FALSE | L | Annual | Constraint Shadow Price | US2011$/MWh | 0 | 0 | 0 | 0 | 0 | 0 | 0
Wind Generation Cap 20% - S_VACA v5.14 | 1441 | 6443 | Generation Constraint in GWh | FALSE | L | Annual | Seasons Included | Seasons | Winter, Summer | Winter, Summer | Winter, Summer | Winter, Summer | Winter, Summer | Winter, Summer | Winter, Summer
Wind Generation Cap 20% - S_VACA v5.14 | 1441 | 6443 | Generation Constraint in GWh | FALSE | L | Annual | Standard | GWh | 44312.6185 | 45612.2787 | 46432.1303 | 48437.2113 | 50480.9059 | 54442.3275 | 58714.6225
Wind Generation Cap 20% - S_VACA v5.14 | 1441 | 6443 | Generation Constraint in GWh | FALSE | L | Annual | Emissions at Affected Plants | GWh | 1709.1632 | 1709.1632 | 1709.1632 | 1709.1632 | 1709.1632 | 1709.1632 | 1709.1632
Wind Generation Cap 20% - S_VACA v5.14 | 1441 | 6443 | Generation Constraint in GWh | FALSE | L | Annual | Allowances Purchased | GWh | 0 | 0 | 0 | 0 | 0 | 0 | 0
Wind Generation Cap 20% - S_VACA v5.14 | 1441 | 6443 | Generation Constraint in GWh | FALSE | L | Annual | Allowances Sold | GWh | 0 | 0 | 0 | 0 | 0 | 0 | 0
Wind Generation Cap 20% - S_VACA v5.14 | 1441 | 6443 | Generation Constraint in GWh | FALSE | L | Annual | Allowances Banked | GWh | 0 | 0 | 0 | 0 | 0 | 0 | 0
Wind Generation Cap 20% - S_VACA v5.14 | 1441 | 6443 | Generation Constraint in GWh | FALSE | L | Annual | Allowances Withdrawn (1:1) | GWh | 0 | 0 | 0 | 0 | 0 | 0 | 0
Wind Generation Cap 20% - S_VACA v5.14 | 1441 | 6443 | Generation Constraint in GWh | FALSE | L | Annual | Allowances Withdrawn (n:1) | GWh | 0 | 0 | 0 | 0 | 0 | 0 | 0
Wind Generation Cap 20% - S_VACA v5.14 | 1441 | 6443 | Generation Constraint in GWh | FALSE | L | Annual | Net Emissions Allowance Position | GWh | 1709.1632 | 1709.1632 | 1709.1632 | 1709.1632 | 1709.1632 | 1709.1632 | 1709.1632
Wind Generation Cap 20% - S_VACA v5.14 | 1441 | 6443 | Generation Constraint in GWh | FALSE | L | Annual | Fuel Consumed | TBtu | 0 | 0 | 0 | 0 | 0 | 0 | 0
Wind Generation Cap 20% - S_VACA v5.14 | 1441 | 6443 | Generation Constraint in GWh | FALSE | L | Annual | Heat Rate | MMBtu/MWh | 0 | 0 | 0 | 0 | 0 | 0 | 0
Wind Generation Cap 20% - S_VACA v5.14 | 1441 | 6443 | Generation Constraint in GWh | FALSE | L | Annual | Generation | TWh | 1.7092 | 1.7092 | 1.7092 | 1.7092 | 1.7092 | 1.7092 | 1.7092
Wind Generation Cap 20% - S_VACA v5.14 | 1441 | 6443 | Generation Constraint in GWh | FALSE | L | Annual | Qualifying Generation | TWh | 1.7092 | 1.7092 | 1.7092 | 1.7092 | 1.7092 | 1.7092 | 1.7092
Wind Generation Cap 20% - S_VACA v5.14 | 1441 | 6443 | Generation Constraint in GWh | FALSE | L | Annual | Rate | lb/MWh | 0 | 0 | 0 | 0 | 0 | 0 | 0
Wind Generation Cap 20% - S_VACA v5.14 | 1441 | 6443 | Generation Constraint in GWh | FALSE | L | Annual | Constraint Shadow Price | US2011$/MWh | 0 | 0 | 0 | 0 | 0 | 0 | 0
Wind Generation Cap 20% - SPP_N v5.14 | 1442 | 6444 | Generation Constraint in GWh | FALSE | L | Annual | Seasons Included | Seasons | Winter, Summer | Winter, Summer | Winter, Summer | Winter, Summer | Winter, Summer | Winter, Summer | Winter, Summer
Wind Generation Cap 20% - SPP_N v5.14 | 1442 | 6444 | Generation Constraint in GWh | FALSE | L | Annual | Standard | GWh | 14394.8574 | 14655.9849 | 14816.0461 | 15287.328 | 15662.8044 | 16475.6863 | 17330.7586
Wind Generation Cap 20% - SPP_N v5.14 | 1442 | 6444 | Generation Constraint in GWh | FALSE | L | Annual | Emissions at Affected Plants | GWh | 11705.6767 | 13509.2306 | 14816.0461 | 15287.328 | 15662.8044 | 16475.6863 | 17330.7586
Wind Generation Cap 20% - SPP_N v5.14 | 1442 | 6444 | Generation Constraint in GWh | FALSE | L | Annual | Allowances Purchased | GWh | 0 | 0 | 0 | 0 | 0 | 0 | 0
Wind Generation Cap 20% - SPP_N v5.14 | 1442 | 6444 | Generation Constraint in GWh | FALSE | L | Annual | Allowances Sold | GWh | 0 | 0 | 0 | 0 | 0 | 0 | 0
Wind Generation Cap 20% - SPP_N v5.14 | 1442 | 6444 | Generation Constraint in GWh | FALSE | L | Annual | Allowances Banked | GWh | 0 | 0 | 0 | 0 | 0 | 0 | 0
Wind Generation Cap 20% - SPP_N v5.14 | 1442 | 6444 | Generation Constraint in GWh | FALSE | L | Annual | Allowances Withdrawn (1:1) | GWh | 0 | 0 | 0 | 0 | 0 | 0 | 0
Wind Generation Cap 20% - SPP_N v5.14 | 1442 | 6444 | Generation Constraint in GWh | FALSE | L | Annual | Allowances Withdrawn (n:1) | GWh | 0 | 0 | 0 | 0 | 0 | 0 | 0
Wind Generation Cap 20% - SPP_N v5.14 | 1442 | 6444 | Generation Constraint in GWh | FALSE | L | Annual | Net Emissions Allowance Position | GWh | 11705.6767 | 13509.2306 | 14816.0461 | 15287.328 | 15662.8044 | 16475.6863 | 17330.7586
Wind Generation Cap 20% - SPP_N v5.14 | 1442 | 6444 | Generation Constraint in GWh | FALSE | L | Annual | Fuel Consumed | TBtu | 0 | 0 | 0 | 0 | 0 | 0 | 0
Wind Generation Cap 20% - SPP_N v5.14 | 1442 | 6444 | Generation Constraint in GWh | FALSE | L | Annual | Heat Rate | MMBtu/MWh | 0 | 0 | 0 | 0 | 0 | 0 | 0
Wind Generation Cap 20% - SPP_N v5.14 | 1442 | 6444 | Generation Constraint in GWh | FALSE | L | Annual | Generation | TWh | 11.7057 | 13.5092 | 14.816 | 15.2873 | 15.6628 | 16.4757 | 17.3308
Wind Generation Cap 20% - SPP_N v5.14 | 1442 | 6444 | Generation Constraint in GWh | FALSE | L | Annual | Qualifying Generation | TWh | 11.7057 | 13.5092 | 14.816 | 15.2873 | 15.6628 | 16.4757 | 17.3308
Wind Generation Cap 20% - SPP_N v5.14 | 1442 | 6444 | Generation Constraint in GWh | FALSE | L | Annual | Rate | lb/MWh | 0 | 0 | 0 | 0 | 0 | 0 | 0
Wind Generation Cap 20% - SPP_N v5.14 | 1442 | 6444 | Generation Constraint in GWh | FALSE | L | Annual | Constraint Shadow Price | US2011$/MWh | 0 | 0 | 6.2948 | 6.8655 | 83.7469 | 1.7912 | 0.74548
Wind Generation Cap 20% - SPP_NEBR v5.14 | 1443 | 6445 | Generation Constraint in GWh | FALSE | L | Annual | Seasons Included | Seasons | Winter, Summer | Winter, Summer | Winter, Summer | Winter, Summer | Winter, Summer | Winter, Summer | Winter, Summer
Wind Generation Cap 20% - SPP_NEBR v5.14 | 1443 | 6445 | Generation Constraint in GWh | FALSE | L | Annual | Standard | GWh | 6584.8006 | 6763.542 | 6849.7314 | 7085.9389 | 7226.7742 | 7532.1695 | 7850.4722
Wind Generation Cap 20% - SPP_NEBR v5.14 | 1443 | 6445 | Generation Constraint in GWh | FALSE | L | Annual | Emissions at Affected Plants | GWh | 3854.2911 | 6763.542 | 6849.7314 | 7085.9389 | 7226.7742 | 7532.1695 | 7850.4722
Wind Generation Cap 20% - SPP_NEBR v5.14 | 1443 | 6445 | Generation Constraint in GWh | FALSE | L | Annual | Allowances Purchased | GWh | 0 | 0 | 0 | 0 | 0 | 0 | 0
Wind Generation Cap 20% - SPP_NEBR v5.14 | 1443 | 6445 | Generation Constraint in GWh | FALSE | L | Annual | Allowances Sold | GWh | 0 | 0 | 0 | 0 | 0 | 0 | 0
Wind Generation Cap 20% - SPP_NEBR v5.14 | 1443 | 6445 | Generation Constraint in GWh | FALSE | L | Annual | Allowances Banked | GWh | 0 | 0 | 0 | 0 | 0 | 0 | 0
Wind Generation Cap 20% - SPP_NEBR v5.14 | 1443 | 6445 | Generation Constraint in GWh | FALSE | L | Annual | Allowances Withdrawn (1:1) | GWh | 0 | 0 | 0 | 0 | 0 | 0 | 0
Wind Generation Cap 20% - SPP_NEBR v5.14 | 1443 | 6445 | Generation Constraint in GWh | FALSE | L | Annual | Allowances Withdrawn (n:1) | GWh | 0 | 0 | 0 | 0 | 0 | 0 | 0
Wind Generation Cap 20% - SPP_NEBR v5.14 | 1443 | 6445 | Generation Constraint in GWh | FALSE | L | Annual | Net Emissions Allowance Position | GWh | 3854.2911 | 6763.542 | 6849.7314 | 7085.9389 | 7226.7742 | 7532.1695 | 7850.4722
Wind Generation Cap 20% - SPP_NEBR v5.14 | 1443 | 6445 | Generation Constraint in GWh | FALSE | L | Annual | Fuel Consumed | TBtu | 0 | 0 | 0 | 0 | 0 | 0 | 0
Wind Generation Cap 20% - SPP_NEBR v5.14 | 1443 | 6445 | Generation Constraint in GWh | FALSE | L | Annual | Heat Rate | MMBtu/MWh | 0 | 0 | 0 | 0 | 0 | 0 | 0
Wind Generation Cap 20% - SPP_NEBR v5.14 | 1443 | 6445 | Generation Constraint in GWh | FALSE | L | Annual | Generation | TWh | 3.8543 | 6.7635 | 6.8497 | 7.0859 | 7.2268 | 7.5322 | 7.8505
Wind Generation Cap 20% - SPP_NEBR v5.14 | 1443 | 6445 | Generation Constraint in GWh | FALSE | L | Annual | Qualifying Generation | TWh | 3.8543 | 6.7635 | 6.8497 | 7.0859 | 7.2268 | 7.5322 | 7.8505
Wind Generation Cap 20% - SPP_NEBR v5.14 | 1443 | 6445 | Generation Constraint in GWh | FALSE | L | Annual | Rate | lb/MWh | 0 | 0 | 0 | 0 | 0 | 0 | 0
Wind Generation Cap 20% - SPP_NEBR v5.14 | 1443 | 6445 | Generation Constraint in GWh | FALSE | L | Annual | Constraint Shadow Price | US2011$/MWh | 0 | 6.2337 | 3.0809 | 5.8866 | 82.9626 | 0.7761 | 0.95687
Wind Generation Cap 20% - SPP_SE v5.14 | 1444 | 6446 | Generation Constraint in GWh | FALSE | L | Annual | Seasons Included | Seasons | Winter, Summer | Winter, Summer | Winter, Summer | Winter, Summer | Winter, Summer | Winter, Summer | Winter, Summer
Wind Generation Cap 20% - SPP_SE v5.14 | 1444 | 6446 | Generation Constraint in GWh | FALSE | L | Annual | Standard | GWh | 2702.7976 | 2739.5396 | 2807.7726 | 2946.1859 | 3082.6998 | 3346.1996 | 3632.2299
Wind Generation Cap 20% - SPP_SE v5.14 | 1444 | 6446 | Generation Constraint in GWh | FALSE | L | Annual | Emissions at Affected Plants | GWh | 0 | 0 | 0 | 0 | 7.4125 | 7.4125 | 7.4125
Wind Generation Cap 20% - SPP_SE v5.14 | 1444 | 6446 | Generation Constraint in GWh | FALSE | L | Annual | Allowances Purchased | GWh | 0 | 0 | 0 | 0 | 0 | 0 | 0
Wind Generation Cap 20% - SPP_SE v5.14 | 1444 | 6446 | Generation Constraint in GWh | FALSE | L | Annual | Allowances Sold | GWh | 0 | 0 | 0 | 0 | 0 | 0 | 0
Wind Generation Cap 20% - SPP_SE v5.14 | 1444 | 6446 | Generation Constraint in GWh | FALSE | L | Annual | Allowances Banked | GWh | 0 | 0 | 0 | 0 | 0 | 0 | 0
Wind Generation Cap 20% - SPP_SE v5.14 | 1444 | 6446 | Generation Constraint in GWh | FALSE | L | Annual | Allowances Withdrawn (1:1) | GWh | 0 | 0 | 0 | 0 | 0 | 0 | 0
Wind Generation Cap 20% - SPP_SE v5.14 | 1444 | 6446 | Generation Constraint in GWh | FALSE | L | Annual | Allowances Withdrawn (n:1) | GWh | 0 | 0 | 0 | 0 | 0 | 0 | 0
Wind Generation Cap 20% - SPP_SE v5.14 | 1444 | 6446 | Generation Constraint in GWh | FALSE | L | Annual | Net Emissions Allowance Position | GWh | 0 | 0 | 0 | 0 | 7.4125 | 7.4125 | 7.4125
Wind Generation Cap 20% - SPP_SE v5.14 | 1444 | 6446 | Generation Constraint in GWh | FALSE | L | Annual | Fuel Consumed | TBtu | 0 | 0 | 0 | 0 | 0 | 0 | 0
Wind Generation Cap 20% - SPP_SE v5.14 | 1444 | 6446 | Generation Constraint in GWh | FALSE | L | Annual | Heat Rate | MMBtu/MWh | 0 | 0 | 0 | 0 | 0 | 0 | 0
Wind Generation Cap 20% - SPP_SE v5.14 | 1444 | 6446 | Generation Constraint in GWh | FALSE | L | Annual | Generation | TWh | 0 | 0 | 0 | 0 | 0.0074125 | 0.0074125 | 0.0074125
Wind Generation Cap 20% - SPP_SE v5.14 | 1444 | 6446 | Generation Constraint in GWh | FALSE | L | Annual | Qualifying Generation | TWh | 0 | 0 | 0 | 0 | 0.0074125 | 0.0074125 | 0.0074125
Wind Generation Cap 20% - SPP_SE v5.14 | 1444 | 6446 | Generation Constraint in GWh | FALSE | L | Annual | Rate | lb/MWh | 0 | 0 | 0 | 0 | 0 | 0 | 0
Wind Generation Cap 20% - SPP_SE v5.14 | 1444 | 6446 | Generation Constraint in GWh | FALSE | L | Annual | Constraint Shadow Price | US2011$/MWh | 0 | 0 | 0 | 0 | 0 | 0 | 0
Wind Generation Cap 20% - SPP_SPS v5.14 | 1445 | 6447 | Generation Constraint in GWh | FALSE | L | Annual | Seasons Included | Seasons | Winter, Summer | Winter, Summer | Winter, Summer | Winter, Summer | Winter, Summer | Winter, Summer | Winter, Summer
Wind Generation Cap 20% - SPP_SPS v5.14 | 1445 | 6447 | Generation Constraint in GWh | FALSE | L | Annual | Standard | GWh | 16646.4727 | 16646.4727 | 16646.4727 | 16646.4727 | 16646.4727 | 16646.4727 | 16646.4727
Wind Generation Cap 20% - SPP_SPS v5.14 | 1445 | 6447 | Generation Constraint in GWh | FALSE | L | Annual | Emissions at Affected Plants | GWh | 16645.4727 | 16646.4727 | 16646.4727 | 16646.4727 | 16646.4727 | 16646.4727 | 16646.4727
Wind Generation Cap 20% - SPP_SPS v5.14 | 1445 | 6447 | Generation Constraint in GWh | FALSE | L | Annual | Allowances Purchased | GWh | 0 | 0 | 0 | 0 | 0 | 0 | 0
Wind Generation Cap 20% - SPP_SPS v5.14 | 1445 | 6447 | Generation Constraint in GWh | FALSE | L | Annual | Allowances Sold | GWh | 0 | 0 | 0 | 0 | 0 | 0 | 0
Wind Generation Cap 20% - SPP_SPS v5.14 | 1445 | 6447 | Generation Constraint in GWh | FALSE | L | Annual | Allowances Banked | GWh | 0 | 0 | 0 | 0 | 0 | 0 | 0
Wind Generation Cap 20% - SPP_SPS v5.14 | 1445 | 6447 | Generation Constraint in GWh | FALSE | L | Annual | Allowances Withdrawn (1:1) | GWh | 0 | 0 | 0 | 0 | 0 | 0 | 0
Wind Generation Cap 20% - SPP_SPS v5.14 | 1445 | 6447 | Generation Constraint in GWh | FALSE | L | Annual | Allowances Withdrawn (n:1) | GWh | 0 | 0 | 0 | 0 | 0 | 0 | 0
Wind Generation Cap 20% - SPP_SPS v5.14 | 1445 | 6447 | Generation Constraint in GWh | FALSE | L | Annual | Net Emissions Allowance Position | GWh | 16645.4727 | 16646.4727 | 16646.4727 | 16646.4727 | 16646.4727 | 16646.4727 | 16646.4727
Wind Generation Cap 20% - SPP_SPS v5.14 | 1445 | 6447 | Generation Constraint in GWh | FALSE | L | Annual | Fuel Consumed | TBtu | 0 | 0 | 0 | 0 | 0 | 0 | 0
Wind Generation Cap 20% - SPP_SPS v5.14 | 1445 | 6447 | Generation Constraint in GWh | FALSE | L | Annual | Heat Rate | MMBtu/MWh | 0 | 0 | 0 | 0 | 0 | 0 | 0
Wind Generation Cap 20% - SPP_SPS v5.14 | 1445 | 6447 | Generation Constraint in GWh | FALSE | L | Annual | Generation | TWh | 16.6455 | 16.6465 | 16.6465 | 16.6465 | 16.6465 | 16.6465 | 16.6465
Wind Generation Cap 20% - SPP_SPS v5.14 | 1445 | 6447 | Generation Constraint in GWh | FALSE | L | Annual | Qualifying Generation | TWh | 16.6455 | 16.6465 | 16.6465 | 16.6465 | 16.6465 | 16.6465 | 16.6465
Wind Generation Cap 20% - SPP_SPS v5.14 | 1445 | 6447 | Generation Constraint in GWh | FALSE | L | Annual | Rate | lb/MWh | 0 | 0 | 0 | 0 | 0 | 0 | 0
Wind Generation Cap 20% - SPP_SPS v5.14 | 1445 | 6447 | Generation Constraint in GWh | FALSE | L | Annual | Constraint Shadow Price | US2011$/MWh | 0 | 0 | 0 | 0 | 0 | 0 | 0
Wind Generation Cap 20% - SPP_WEST v5.14 | 1446 | 6448 | Generation Constraint in GWh | FALSE | L | Annual | Seasons Included | Seasons | Winter, Summer | Winter, Summer | Winter, Summer | Winter, Summer | Winter, Summer | Winter, Summer | Winter, Summer
Wind Generation Cap 20% - SPP_WEST v5.14 | 1446 | 6448 | Generation Constraint in GWh | FALSE | L | Annual | Standard | GWh | 24653.932 | 24985.2885 | 25613.0472 | 26880.5623 | 28120.0665 | 30506.5647 | 33095.6079
Wind Generation Cap 20% - SPP_WEST v5.14 | 1446 | 6448 | Generation Constraint in GWh | FALSE | L | Annual | Emissions at Affected Plants | GWh | 13770.8445 | 21618.1236 | 21618.1236 | 22064.2279 | 28120.0665 | 28120.0665 | 28120.0665
Wind Generation Cap 20% - SPP_WEST v5.14 | 1446 | 6448 | Generation Constraint in GWh | FALSE | L | Annual | Allowances Purchased | GWh | 0 | 0 | 0 | 0 | 0 | 0 | 0
Wind Generation Cap 20% - SPP_WEST v5.14 | 1446 | 6448 | Generation Constraint in GWh | FALSE | L | Annual | Allowances Sold | GWh | 0 | 0 | 0 | 0 | 0 | 0 | 0
Wind Generation Cap 20% - SPP_WEST v5.14 | 1446 | 6448 | Generation Constraint in GWh | FALSE | L | Annual | Allowances Banked | GWh | 0 | 0 | 0 | 0 | 0 | 0 | 0
Wind Generation Cap 20% - SPP_WEST v5.14 | 1446 | 6448 | Generation Constraint in GWh | FALSE | L | Annual | Allowances Withdrawn (1:1) | GWh | 0 | 0 | 0 | 0 | 0 | 0 | 0
Wind Generation Cap 20% - SPP_WEST v5.14 | 1446 | 6448 | Generation Constraint in GWh | FALSE | L | Annual | Allowances Withdrawn (n:1) | GWh | 0 | 0 | 0 | 0 | 0 | 0 | 0
Wind Generation Cap 20% - SPP_WEST v5.14 | 1446 | 6448 | Generation Constraint in GWh | FALSE | L | Annual | Net Emissions Allowance Position | GWh | 13770.8445 | 21618.1236 | 21618.1236 | 22064.2279 | 28120.0665 | 28120.0665 | 28120.0665
Wind Generation Cap 20% - SPP_WEST v5.14 | 1446 | 6448 | Generation Constraint in GWh | FALSE | L | Annual | Fuel Consumed | TBtu | 0 | 0 | 0 | 0 | 0 | 0 | 0
Wind Generation Cap 20% - SPP_WEST v5.14 | 1446 | 6448 | Generation Constraint in GWh | FALSE | L | Annual | Heat Rate | MMBtu/MWh | 0 | 0 | 0 | 0 | 0 | 0 | 0
Wind Generation Cap 20% - SPP_WEST v5.14 | 1446 | 6448 | Generation Constraint in GWh | FALSE | L | Annual | Generation | TWh | 13.7708 | 21.6181 | 21.6181 | 22.0642 | 28.1201 | 28.1201 | 28.1201
Wind Generation Cap 20% - SPP_WEST v5.14 | 1446 | 6448 | Generation Constraint in GWh | FALSE | L | Annual | Qualifying Generation | TWh | 13.7708 | 21.6181 | 21.6181 | 22.0642 | 28.1201 | 28.1201 | 28.1201
Wind Generation Cap 20% - SPP_WEST v5.14 | 1446 | 6448 | Generation Constraint in GWh | FALSE | L | Annual | Rate | lb/MWh | 0 | 0 | 0 | 0 | 0 | 0 | 0
Wind Generation Cap 20% - SPP_WEST v5.14 | 1446 | 6448 | Generation Constraint in GWh | FALSE | L | Annual | Constraint Shadow Price | US2011$/MWh | 0 | 0 | 0 | 0 | 34.8195 | 0 | 0
Wind Generation Cap 20% - WEC_CALN v5.14 | 1447 | 6449 | Generation Constraint in GWh | FALSE | L | Annual | Seasons Included | Seasons | Winter, Summer | Winter, Summer | Winter, Summer | Winter, Summer | Winter, Summer | Winter, Summer | Winter, Summer
Wind Generation Cap 20% - WEC_CALN v5.14 | 1447 | 6449 | Generation Constraint in GWh | FALSE | L | Annual | Standard | GWh | 22802.793 | 23070.5319 | 23369.8482 | 24288.3269 | 25159.0536 | 27299.958 | 29623.0494
Wind Generation Cap 20% - WEC_CALN v5.14 | 1447 | 6449 | Generation Constraint in GWh | FALSE | L | Annual | Emissions at Affected Plants | GWh | 3552.8761 | 4318.1317 | 4318.1317 | 4318.1317 | 6329.1095 | 6329.1095 | 6329.1095
Wind Generation Cap 20% - WEC_CALN v5.14 | 1447 | 6449 | Generation Constraint in GWh | FALSE | L | Annual | Allowances Purchased | GWh | 0 | 0 | 0 | 0 | 0 | 0 | 0
Wind Generation Cap 20% - WEC_CALN v5.14 | 1447 | 6449 | Generation Constraint in GWh | FALSE | L | Annual | Allowances Sold | GWh | 0 | 0 | 0 | 0 | 0 | 0 | 0
Wind Generation Cap 20% - WEC_CALN v5.14 | 1447 | 6449 | Generation Constraint in GWh | FALSE | L | Annual | Allowances Banked | GWh | 0 | 0 | 0 | 0 | 0 | 0 | 0
Wind Generation Cap 20% - WEC_CALN v5.14 | 1447 | 6449 | Generation Constraint in GWh | FALSE | L | Annual | Allowances Withdrawn (1:1) | GWh | 0 | 0 | 0 | 0 | 0 | 0 | 0
Wind Generation Cap 20% - WEC_CALN v5.14 | 1447 | 6449 | Generation Constraint in GWh | FALSE | L | Annual | Allowances Withdrawn (n:1) | GWh | 0 | 0 | 0 | 0 | 0 | 0 | 0
Wind Generation Cap 20% - WEC_CALN v5.14 | 1447 | 6449 | Generation Constraint in GWh | FALSE | L | Annual | Net Emissions Allowance Position | GWh | 3552.8761 | 4318.1317 | 4318.1317 | 4318.1317 | 6329.1095 | 6329.1095 | 6329.1095
Wind Generation Cap 20% - WEC_CALN v5.14 | 1447 | 6449 | Generation Constraint in GWh | FALSE | L | Annual | Fuel Consumed | TBtu | 0 | 0 | 0 | 0 | 0 | 0 | 0
Wind Generation Cap 20% - WEC_CALN v5.14 | 1447 | 6449 | Generation Constraint in GWh | FALSE | L | Annual | Heat Rate | MMBtu/MWh | 0 | 0 | 0 | 0 | 0 | 0 | 0
Wind Generation Cap 20% - WEC_CALN v5.14 | 1447 | 6449 | Generation Constraint in GWh | FALSE | L | Annual | Generation | TWh | 3.5529 | 4.3181 | 4.3181 | 4.3181 | 6.3291 | 6.3291 | 6.3291
Wind Generation Cap 20% - WEC_CALN v5.14 | 1447 | 6449 | Generation Constraint in GWh | FALSE | L | Annual | Qualifying Generation | TWh | 3.5529 | 4.3181 | 4.3181 | 4.3181 | 6.3291 | 6.3291 | 6.3291
Wind Generation Cap 20% - WEC_CALN v5.14 | 1447 | 6449 | Generation Constraint in GWh | FALSE | L | Annual | Rate | lb/MWh | 0 | 0 | 0 | 0 | 0 | 0 | 0
Wind Generation Cap 20% - WEC_CALN v5.14 | 1447 | 6449 | Generation Constraint in GWh | FALSE | L | Annual | Constraint Shadow Price | US2011$/MWh | 0 | 0 | 0 | 0 | 0 | 0 | 0
Wind Generation Cap 20% - WEC_LADW v5.14 | 1448 | 6450 | Generation Constraint in GWh | FALSE | L | Annual | Seasons Included | Seasons | Winter, Summer | Winter, Summer | Winter, Summer | Winter, Summer | Winter, Summer | Winter, Summer | Winter, Summer
Wind Generation Cap 20% - WEC_LADW v5.14 | 1448 | 6450 | Generation Constraint in GWh | FALSE | L | Annual | Standard | GWh | 5249.4004 | 5311.0271 | 5379.9223 | 5591.333 | 5791.7524 | 6284.5349 | 6819.2522
Wind Generation Cap 20% - WEC_LADW v5.14 | 1448 | 6450 | Generation Constraint in GWh | FALSE | L | Annual | Emissions at Affected Plants | GWh | 287.1868 | 1340.4484 | 1340.4484 | 1340.4484 | 3141.7674 | 3141.7674 | 3141.7674
Wind Generation Cap 20% - WEC_LADW v5.14 | 1448 | 6450 | Generation Constraint in GWh | FALSE | L | Annual | Allowances Purchased | GWh | 0 | 0 | 0 | 0 | 0 | 0 | 0
Wind Generation Cap 20% - WEC_LADW v5.14 | 1448 | 6450 | Generation Constraint in GWh | FALSE | L | Annual | Allowances Sold | GWh | 0 | 0 | 0 | 0 | 0 | 0 | 0
Wind Generation Cap 20% - WEC_LADW v5.14 | 1448 | 6450 | Generation Constraint in GWh | FALSE | L | Annual | Allowances Banked | GWh | 0 | 0 | 0 | 0 | 0 | 0 | 0
Wind Generation Cap 20% - WEC_LADW v5.14 | 1448 | 6450 | Generation Constraint in GWh | FALSE | L | Annual | Allowances Withdrawn (1:1) | GWh | 0 | 0 | 0 | 0 | 0 | 0 | 0
Wind Generation Cap 20% - WEC_LADW v5.14 | 1448 | 6450 | Generation Constraint in GWh | FALSE | L | Annual | Allowances Withdrawn (n:1) | GWh | 0 | 0 | 0 | 0 | 0 | 0 | 0
Wind Generation Cap 20% - WEC_LADW v5.14 | 1448 | 6450 | Generation Constraint in GWh | FALSE | L | Annual | Net Emissions Allowance Position | GWh | 287.1868 | 1340.4484 | 1340.4484 | 1340.4484 | 3141.7674 | 3141.7674 | 3141.7674
Wind Generation Cap 20% - WEC_LADW v5.14 | 1448 | 6450 | Generation Constraint in GWh | FALSE | L | Annual | Fuel Consumed | TBtu | 0 | 0 | 0 | 0 | 0 | 0 | 0
Wind Generation Cap 20% - WEC_LADW v5.14 | 1448 | 6450 | Generation Constraint in GWh | FALSE | L | Annual | Heat Rate | MMBtu/MWh | 0 | 0 | 0 | 0 | 0 | 0 | 0
Wind Generation Cap 20% - WEC_LADW v5.14 | 1448 | 6450 | Generation Constraint in GWh | FALSE | L | Annual | Generation | TWh | 0.28719 | 1.3404 | 1.3404 | 1.3404 | 3.1418 | 3.1418 | 3.1418
Wind Generation Cap 20% - WEC_LADW v5.14 | 1448 | 6450 | Generation Constraint in GWh | FALSE | L | Annual | Qualifying Generation | TWh | 0.28719 | 1.3404 | 1.3404 | 1.3404 | 3.1418 | 3.1418 | 3.1418
Wind Generation Cap 20% - WEC_LADW v5.14 | 1448 | 6450 | Generation Constraint in GWh | FALSE | L | Annual | Rate | lb/MWh | 0 | 0 | 0 | 0 | 0 | 0 | 0
Wind Generation Cap 20% - WEC_LADW v5.14 | 1448 | 6450 | Generation Constraint in GWh | FALSE | L | Annual | Constraint Shadow Price | US2011$/MWh | 0 | 0 | 0 | 0 | 0 | 0 | 0
Wind Generation Cap 20% - WEC_SDGE v5.14 | 1449 | 6451 | Generation Constraint in GWh | FALSE | L | Annual | Seasons Included | Seasons | Winter, Summer | Winter, Summer | Winter, Summer | Winter, Summer | Winter, Summer | Winter, Summer | Winter, Summer
Wind Generation Cap 20% - WEC_SDGE v5.14 | 1449 | 6451 | Generation Constraint in GWh | FALSE | L | Annual | Standard | GWh | 4113.7195 | 4162.0111 | 4215.9983 | 4381.6627 | 4570.0138 | 4956.1649 | 5375.1769
Wind Generation Cap 20% - WEC_SDGE v5.14 | 1449 | 6451 | Generation Constraint in GWh | FALSE | L | Annual | Emissions at Affected Plants | GWh | 144.7342 | 1318.4333 | 1318.4333 | 1318.4333 | 1574.2326 | 1574.2326 | 1574.2326
Wind Generation Cap 20% - WEC_SDGE v5.14 | 1449 | 6451 | Generation Constraint in GWh | FALSE | L | Annual | Allowances Purchased | GWh | 0 | 0 | 0 | 0 | 0 | 0 | 0
Wind Generation Cap 20% - WEC_SDGE v5.14 | 1449 | 6451 | Generation Constraint in GWh | FALSE | L | Annual | Allowances Sold | GWh | 0 | 0 | 0 | 0 | 0 | 0 | 0
Wind Generation Cap 20% - WEC_SDGE v5.14 | 1449 | 6451 | Generation Constraint in GWh | FALSE | L | Annual | Allowances Banked | GWh | 0 | 0 | 0 | 0 | 0 | 0 | 0
Wind Generation Cap 20% - WEC_SDGE v5.14 | 1449 | 6451 | Generation Constraint in GWh | FALSE | L | Annual | Allowances Withdrawn (1:1) | GWh | 0 | 0 | 0 | 0 | 0 | 0 | 0
Wind Generation Cap 20% - WEC_SDGE v5.14 | 1449 | 6451 | Generation Constraint in GWh | FALSE | L | Annual | Allowances Withdrawn (n:1) | GWh | 0 | 0 | 0 | 0 | 0 | 0 | 0
Wind Generation Cap 20% - WEC_SDGE v5.14 | 1449 | 6451 | Generation Constraint in GWh | FALSE | L | Annual | Net Emissions Allowance Position | GWh | 144.7342 | 1318.4333 | 1318.4333 | 1318.4333 | 1574.2326 | 1574.2326 | 1574.2326
Wind Generation Cap 20% - WEC_SDGE v5.14 | 1449 | 6451 | Generation Constraint in GWh | FALSE | L | Annual | Fuel Consumed | TBtu | 0 | 0 | 0 | 0 | 0 | 0 | 0
Wind Generation Cap 20% - WEC_SDGE v5.14 | 1449 | 6451 | Generation Constraint in GWh | FALSE | L | Annual | Heat Rate | MMBtu/MWh | 0 | 0 | 0 | 0 | 0 | 0 | 0
Wind Generation Cap 20% - WEC_SDGE v5.14 | 1449 | 6451 | Generation Constraint in GWh | FALSE | L | Annual | Generation | TWh | 0.14473 | 1.3184 | 1.3184 | 1.3184 | 1.5742 | 1.5742 | 1.5742
Wind Generation Cap 20% - WEC_SDGE v5.14 | 1449 | 6451 | Generation Constraint in GWh | FALSE | L | Annual | Qualifying Generation | TWh | 0.14473 | 1.3184 | 1.3184 | 1.3184 | 1.5742 | 1.5742 | 1.5742
Wind Generation Cap 20% - WEC_SDGE v5.14 | 1449 | 6451 | Generation Constraint in GWh | FALSE | L | Annual | Rate | lb/MWh | 0 | 0 | 0 | 0 | 0 | 0 | 0
Wind Generation Cap 20% - WEC_SDGE v5.14 | 1449 | 6451 | Generation Constraint in GWh | FALSE | L | Annual | Constraint Shadow Price | US2011$/MWh | 0 | 0 | 0 | 0 | 0 | 0 | 0
Wind Generation Cap 20% - WECC_AZ v5.14 | 1450 | 6452 | Generation Constraint in GWh | FALSE | L | Annual | Seasons Included | Seasons | Winter, Summer | Winter, Summer | Winter, Summer | Winter, Summer | Winter, Summer | Winter, Summer | Winter, Summer
Wind Generation Cap 20% - WECC_AZ v5.14 | 1450 | 6452 | Generation Constraint in GWh | FALSE | L | Annual | Standard | GWh | 18331.9397 | 18774.9441 | 19115.9971 | 20062.393 | 21089.1806 | 23191.269 | 25502.8954
Wind Generation Cap 20% - WECC_AZ v5.14 | 1450 | 6452 | Generation Constraint in GWh | FALSE | L | Annual | Emissions at Affected Plants | GWh | 578.8271 | 578.8884 | 578.8884 | 578.8884 | 2149.5213 | 2149.5213 | 2149.5213
Wind Generation Cap 20% - WECC_AZ v5.14 | 1450 | 6452 | Generation Constraint in GWh | FALSE | L | Annual | Allowances Purchased | GWh | 0 | 0 | 0 | 0 | 0 | 0 | 0
Wind Generation Cap 20% - WECC_AZ v5.14 | 1450 | 6452 | Generation Constraint in GWh | FALSE | L | Annual | Allowances Sold | GWh | 0 | 0 | 0 | 0 | 0 | 0 | 0
Wind Generation Cap 20% - WECC_AZ v5.14 | 1450 | 6452 | Generation Constraint in GWh | FALSE | L | Annual | Allowances Banked | GWh | 0 | 0 | 0 | 0 | 0 | 0 | 0
Wind Generation Cap 20% - WECC_AZ v5.14 | 1450 | 6452 | Generation Constraint in GWh | FALSE | L | Annual | Allowances Withdrawn (1:1) | GWh | 0 | 0 | 0 | 0 | 0 | 0 | 0
Wind Generation Cap 20% - WECC_AZ v5.14 | 1450 | 6452 | Generation Constraint in GWh | FALSE | L | Annual | Allowances Withdrawn (n:1) | GWh | 0 | 0 | 0 | 0 | 0 | 0 | 0
Wind Generation Cap 20% - WECC_AZ v5.14 | 1450 | 6452 | Generation Constraint in GWh | FALSE | L | Annual | Net Emissions Allowance Position | GWh | 578.8271 | 578.8884 | 578.8884 | 578.8884 | 2149.5213 | 2149.5213 | 2149.5213
Wind Generation Cap 20% - WECC_AZ v5.14 | 1450 | 6452 | Generation Constraint in GWh | FALSE | L | Annual | Fuel Consumed | TBtu | 0 | 0 | 0 | 0 | 0 | 0 | 0
Wind Generation Cap 20% - WECC_AZ v5.14 | 1450 | 6452 | Generation Constraint in GWh | FALSE | L | Annual | Heat Rate | MMBtu/MWh | 0 | 0 | 0 | 0 | 0 | 0 | 0
Wind Generation Cap 20% - WECC_AZ v5.14 | 1450 | 6452 | Generation Constraint in GWh | FALSE | L | Annual | Generation | TWh | 0.57883 | 0.57889 | 0.57889 | 0.57889 | 2.1495 | 2.1495 | 2.1495
Wind Generation Cap 20% - WECC_AZ v5.14 | 1450 | 6452 | Generation Constraint in GWh | FALSE | L | Annual | Qualifying Generation | TWh | 0.57883 | 0.57889 | 0.57889 | 0.57889 | 2.1495 | 2.1495 | 2.1495
Wind Generation Cap 20% - WECC_AZ v5.14 | 1450 | 6452 | Generation Constraint in GWh | FALSE | L | Annual | Rate | lb/MWh | 0 | 0 | 0 | 0 | 0 | 0 | 0
Wind Generation Cap 20% - WECC_AZ v5.14 | 1450 | 6452 | Generation Constraint in GWh | FALSE | L | Annual | Constraint Shadow Price | US2011$/MWh | 0 | 0 | 0 | 0 | 0 | 0 | 0
Wind Generation Cap 20% - WECC_CO v5.14 | 1451 | 6453 | Generation Constraint in GWh | FALSE | L | Annual | Seasons Included | Seasons | Winter, Summer | Winter, Summer | Winter, Summer | Winter, Summer | Winter, Summer | Winter, Summer | Winter, Summer
Wind Generation Cap 20% - WECC_CO v5.14 | 1451 | 6453 | Generation Constraint in GWh | FALSE | L | Annual | Standard | GWh | 12586.8485 | 12972.0096 | 13246.4928 | 13946.2821 | 14624.3948 | 15944.9514 | 17384.76
Wind Generation Cap 20% - WECC_CO v5.14 | 1451 | 6453 | Generation Constraint in GWh | FALSE | L | Annual | Emissions at Affected Plants | GWh | 8456.7854 | 12397.2336 | 12598.6047 | 12598.6047 | 14624.3948 | 14624.3948 | 14624.3948
Wind Generation Cap 20% - WECC_CO v5.14 | 1451 | 6453 | Generation Constraint in GWh | FALSE | L | Annual | Allowances Purchased | GWh | 0 | 0 | 0 | 0 | 0 | 0 | 0
Wind Generation Cap 20% - WECC_CO v5.14 | 1451 | 6453 | Generation Constraint in GWh | FALSE | L | Annual | Allowances Sold | GWh | 0 | 0 | 0 | 0 | 0 | 0 | 0
Wind Generation Cap 20% - WECC_CO v5.14 | 1451 | 6453 | Generation Constraint in GWh | FALSE | L | Annual | Allowances Banked | GWh | 0 | 0 | 0 | 0 | 0 | 0 | 0
Wind Generation Cap 20% - WECC_CO v5.14 | 1451 | 6453 | Generation Constraint in GWh | FALSE | L | Annual | Allowances Withdrawn (1:1) | GWh | 0 | 0 | 0 | 0 | 0 | 0 | 0
Wind Generation Cap 20% - WECC_CO v5.14 | 1451 | 6453 | Generation Constraint in GWh | FALSE | L | Annual | Allowances Withdrawn (n:1) | GWh | 0 | 0 | 0 | 0 | 0 | 0 | 0
Wind Generation Cap 20% - WECC_CO v5.14 | 1451 | 6453 | Generation Constraint in GWh | FALSE | L | Annual | Net Emissions Allowance Position | GWh | 8456.7854 | 12397.2336 | 12598.6047 | 12598.6047 | 14624.3948 | 14624.3948 | 14624.3948
Wind Generation Cap 20% - WECC_CO v5.14 | 1451 | 6453 | Generation Constraint in GWh | FALSE | L | Annual | Fuel Consumed | TBtu | 0 | 0 | 0 | 0 | 0 | 0 | 0
Wind Generation Cap 20% - WECC_CO v5.14 | 1451 | 6453 | Generation Constraint in GWh | FALSE | L | Annual | Heat Rate | MMBtu/MWh | 0 | 0 | 0 | 0 | 0 | 0 | 0
Wind Generation Cap 20% - WECC_CO v5.14 | 1451 | 6453 | Generation Constraint in GWh | FALSE | L | Annual | Generation | TWh | 8.4568 | 12.3972 | 12.5986 | 12.5986 | 14.6244 | 14.6244 | 14.6244
Wind Generation Cap 20% - WECC_CO v5.14 | 1451 | 6453 | Generation Constraint in GWh | FALSE | L | Annual | Qualifying Generation | TWh | 8.4568 | 12.3972 | 12.5986 | 12.5986 | 14.6244 | 14.6244 | 14.6244
Wind Generation Cap 20% - WECC_CO v5.14 | 1451 | 6453 | Generation Constraint in GWh | FALSE | L | Annual | Rate | lb/MWh | 0 | 0 | 0 | 0 | 0 | 0 | 0
Wind Generation Cap 20% - WECC_CO v5.14 | 1451 | 6453 | Generation Constraint in GWh | FALSE | L | Annual | Constraint Shadow Price | US2011$/MWh | 0 | 0 | 0 | 0 | 4.8531 | 0 | 0
Wind Generation Cap 20% - WECC_ID v5.14 | 1452 | 6454 | Generation Constraint in GWh | FALSE | L | Annual | Seasons Included | Seasons | Winter, Summer | Winter, Summer | Winter, Summer | Winter, Summer | Winter, Summer | Winter, Summer | Winter, Summer
Wind Generation Cap 20% - WECC_ID v5.14 | 1452 | 6454 | Generation Constraint in GWh | FALSE | L | Annual | Standard | GWh | 4362.649 | 4464.9408 | 4536.4392 | 4724.9772 | 4901.5697 | 5258.1045 | 5640.5785
Wind Generation Cap 20% - WECC_ID v5.14 | 1452 | 6454 | Generation Constraint in GWh | FALSE | L | Annual | Emissions at Affected Plants | GWh | 3673.3632 | 3675.6966 | 3675.6966 | 3675.6966 | 3989.7758 | 3989.7758 | 3989.7758
Wind Generation Cap 20% - WECC_ID v5.14 | 1452 | 6454 | Generation Constraint in GWh | FALSE | L | Annual | Allowances Purchased | GWh | 0 | 0 | 0 | 0 | 0 | 0 | 0
Wind Generation Cap 20% - WECC_ID v5.14 | 1452 | 6454 | Generation Constraint in GWh | FALSE | L | Annual | Allowances Sold | GWh | 0 | 0 | 0 | 0 | 0 | 0 | 0
Wind Generation Cap 20% - WECC_ID v5.14 | 1452 | 6454 | Generation Constraint in GWh | FALSE | L | Annual | Allowances Banked | GWh | 0 | 0 | 0 | 0 | 0 | 0 | 0
Wind Generation Cap 20% - WECC_ID v5.14 | 1452 | 6454 | Generation Constraint in GWh | FALSE | L | Annual | Allowances Withdrawn (1:1) | GWh | 0 | 0 | 0 | 0 | 0 | 0 | 0
Wind Generation Cap 20% - WECC_ID v5.14 | 1452 | 6454 | Generation Constraint in GWh | FALSE | L | Annual | Allowances Withdrawn (n:1) | GWh | 0 | 0 | 0 | 0 | 0 | 0 | 0
Wind Generation Cap 20% - WECC_ID v5.14 | 1452 | 6454 | Generation Constraint in GWh | FALSE | L | Annual | Net Emissions Allowance Position | GWh | 3673.3632 | 3675.6966 | 3675.6966 | 3675.6966 | 3989.7758 | 3989.7758 | 3989.7758
Wind Generation Cap 20% - WECC_ID v5.14 | 1452 | 6454 | Generation Constraint in GWh | FALSE | L | Annual | Fuel Consumed | TBtu | 0 | 0 | 0 | 0 | 0 | 0 | 0
Wind Generation Cap 20% - WECC_ID v5.14 | 1452 | 6454 | Generation Constraint in GWh | FALSE | L | Annual | Heat Rate | MMBtu/MWh | 0 | 0 | 0 | 0 | 0 | 0 | 0
Wind Generation Cap 20% - WECC_ID v5.14 | 1452 | 6454 | Generation Constraint in GWh | FALSE | L | Annual | Generation | TWh | 3.6734 | 3.6757 | 3.6757 | 3.6757 | 3.9898 | 3.9898 | 3.9898
Wind Generation Cap 20% - WECC_ID v5.14 | 1452 | 6454 | Generation Constraint in GWh | FALSE | L | Annual | Qualifying Generation | TWh | 3.6734 | 3.6757 | 3.6757 | 3.6757 | 3.9898 | 3.9898 | 3.9898
Wind Generation Cap 20% - WECC_ID v5.14 | 1452 | 6454 | Generation Constraint in GWh | FALSE | L | Annual | Rate | lb/MWh | 0 | 0 | 0 | 0 | 0 | 0 | 0
Wind Generation Cap 20% - WECC_ID v5.14 | 1452 | 6454 | Generation Constraint in GWh | FALSE | L | Annual | Constraint Shadow Price | US2011$/MWh | 0 | 0 | 0 | 0 | 0 | 0 | 0
Wind Generation Cap 20% - WECC_IID v5.14 | 1453 | 6455 | Generation Constraint in GWh | FALSE | L | Annual | Seasons Included | Seasons | Winter, Summer | Winter, Summer | Winter, Summer | Winter, Summer | Winter, Summer | Winter, Summer | Winter, Summer
Wind Generation Cap 20% - WECC_IID v5.14 | 1453 | 6455 | Generation Constraint in GWh | FALSE | L | Annual | Standard | GWh | 427.9914 | 438.3105 | 446.2548 | 468.2996 | 492.2171 | 541.182 | 595.0279
Wind Generation Cap 20% - WECC_IID v5.14 | 1453 | 6455 | Generation Constraint in GWh | FALSE | L | Annual | Emissions at Affected Plants | GWh | 334.452 | 334.7778 | 334.7778 | 334.7778 | 334.7778 | 334.7778 | 334.7778
Wind Generation Cap 20% - WECC_IID v5.14 | 1453 | 6455 | Generation Constraint in GWh | FALSE | L | Annual | Allowances Purchased | GWh | 0 | 0 | 0 | 0 | 0 | 0 | 0
Wind Generation Cap 20% - WECC_IID v5.14 | 1453 | 6455 | Generation Constraint in GWh | FALSE | L | Annual | Allowances Sold | GWh | 0 | 0 | 0 | 0 | 0 | 0 | 0
Wind Generation Cap 20% - WECC_IID v5.14 | 1453 | 6455 | Generation Constraint in GWh | FALSE | L | Annual | Allowances Banked | GWh | 0 | 0 | 0 | 0 | 0 | 0 | 0
Wind Generation Cap 20% - WECC_IID v5.14 | 1453 | 6455 | Generation Constraint in GWh | FALSE | L | Annual | Allowances Withdrawn (1:1) | GWh | 0 | 0 | 0 | 0 | 0 | 0 | 0
Wind Generation Cap 20% - WECC_IID v5.14 | 1453 | 6455 | Generation Constraint in GWh | FALSE | L | Annual | Allowances Withdrawn (n:1) | GWh | 0 | 0 | 0 | 0 | 0 | 0 | 0
Wind Generation Cap 20% - WECC_IID v5.14 | 1453 | 6455 | Generation Constraint in GWh | FALSE | L | Annual | Net Emissions Allowance Position | GWh | 334.452 | 334.7778 | 334.7778 | 334.7778 | 334.7778 | 334.7778 | 334.7778
Wind Generation Cap 20% - WECC_IID v5.14 | 1453 | 6455 | Generation Constraint in GWh | FALSE | L | Annual | Fuel Consumed | TBtu | 0 | 0 | 0 | 0 | 0 | 0 | 0
Wind Generation Cap 20% - WECC_IID v5.14 | 1453 | 6455 | Generation Constraint in GWh | FALSE | L | Annual | Heat Rate | MMBtu/MWh | 0 | 0 | 0 | 0 | 0 | 0 | 0
Wind Generation Cap 20% - WECC_IID v5.14 | 1453 | 6455 | Generation Constraint in GWh | FALSE | L | Annual | Generation | TWh | 0.33445 | 0.33478 | 0.33478 | 0.33478 | 0.33478 | 0.33478 | 0.33478
Wind Generation Cap 20% - WECC_IID v5.14 | 1453 | 6455 | Generation Constraint in GWh | FALSE | L | Annual | Qualifying Generation | TWh | 0.33445 | 0.33478 | 0.33478 | 0.33478 | 0.33478 | 0.33478 | 0.33478
Wind Generation Cap 20% - WECC_IID v5.14 | 1453 | 6455 | Generation Constraint in GWh | FALSE | L | Annual | Rate | lb/MWh | 0 | 0 | 0 | 0 | 0 | 0 | 0
Wind Generation Cap 20% - WECC_IID v5.14 | 1453 | 6455 | Generation Constraint in GWh | FALSE | L | Annual | Constraint Shadow Price | US2011$/MWh | 0 | 0 | 0 | 0 | 0 | 0 | 0
Wind Generation Cap 20% - WECC_MT v5.14 | 1454 | 6456 | Generation Constraint in GWh | FALSE | L | Annual | Seasons Included | Seasons | Winter, Summer | Winter, Summer | Winter, Summer | Winter, Summer | Winter, Summer | Winter, Summer | Winter, Summer
Wind Generation Cap 20% - WECC_MT v5.14 | 1454 | 6456 | Generation Constraint in GWh | FALSE | L | Annual | Standard | GWh | 2189.9796 | 2241.3168 | 2277.1996 | 2371.8212 | 2460.4476 | 2639.3816 | 2831.3338
Wind Generation Cap 20% - WECC_MT v5.14 | 1454 | 6456 | Generation Constraint in GWh | FALSE | L | Annual | Emissions at Affected Plants | GWh | 1722.3448 | 1957.2925 | 1957.2925 | 2212.495 | 2460.4476 | 2460.4476 | 2460.4476
Wind Generation Cap 20% - WECC_MT v5.14 | 1454 | 6456 | Generation Constraint in GWh | FALSE | L | Annual | Allowances Purchased | GWh | 0 | 0 | 0 | 0 | 0 | 0 | 0
Wind Generation Cap 20% - WECC_MT v5.14 | 1454 | 6456 | Generation Constraint in GWh | FALSE | L | Annual | Allowances Sold | GWh | 0 | 0 | 0 | 0 | 0 | 0 | 0
Wind Generation Cap 20% - WECC_MT v5.14 | 1454 | 6456 | Generation Constraint in GWh | FALSE | L | Annual | Allowances Banked | GWh | 0 | 0 | 0 | 0 | 0 | 0 | 0
Wind Generation Cap 20% - WECC_MT v5.14 | 1454 | 6456 | Generation Constraint in GWh | FALSE | L | Annual | Allowances Withdrawn (1:1) | GWh | 0 | 0 | 0 | 0 | 0 | 0 | 0
Wind Generation Cap 20% - WECC_MT v5.14 | 1454 | 6456 | Generation Constraint in GWh | FALSE | L | Annual | Allowances Withdrawn (n:1) | GWh | 0 | 0 | 0 | 0 | 0 | 0 | 0
Wind Generation Cap 20% - WECC_MT v5.14 | 1454 | 6456 | Generation Constraint in GWh | FALSE | L | Annual | Net Emissions Allowance Position | GWh | 1722.3448 | 1957.2925 | 1957.2925 | 2212.495 | 2460.4476 | 2460.4476 | 2460.4476
Wind Generation Cap 20% - WECC_MT v5.14 | 1454 | 6456 | Generation Constraint in GWh | FALSE | L | Annual | Fuel Consumed | TBtu | 0 | 0 | 0 | 0 | 0 | 0 | 0
Wind Generation Cap 20% - WECC_MT v5.14 | 1454 | 6456 | Generation Constraint in GWh | FALSE | L | Annual | Heat Rate | MMBtu/MWh | 0 | 0 | 0 | 0 | 0 | 0 | 0
Wind Generation Cap 20% - WECC_MT v5.14 | 1454 | 6456 | Generation Constraint in GWh | FALSE | L | Annual | Generation | TWh | 1.7223 | 1.9573 | 1.9573 | 2.2125 | 2.4604 | 2.4604 | 2.4604
Wind Generation Cap 20% - WECC_MT v5.14 | 1454 | 6456 | Generation Constraint in GWh | FALSE | L | Annual | Qualifying Generation | TWh | 1.7223 | 1.9573 | 1.9573 | 2.2125 | 2.4604 | 2.4604 | 2.4604
Wind Generation Cap 20% - WECC_MT v5.14 | 1454 | 6456 | Generation Constraint in GWh | FALSE | L | Annual | Rate | lb/MWh | 0 | 0 | 0 | 0 | 0 | 0 | 0
Wind Generation Cap 20% - WECC_MT v5.14 | 1454 | 6456 | Generation Constraint in GWh | FALSE | L | Annual | Constraint Shadow Price | US2011$/MWh | 0 | 0 | 0 | 0 | 64.4574 | 0 | 0
Wind Generation Cap 20% - WECC_NM v5.14 | 1455 | 6457 | Generation Constraint in GWh | FALSE | L | Annual | Seasons Included | Seasons | Winter, Summer | Winter, Summer | Winter, Summer | Winter, Summer | Winter, Summer | Winter, Summer | Winter, Summer
Wind Generation Cap 20% - WECC_NM v5.14 | 1455 | 6457 | Generation Constraint in GWh | FALSE | L | Annual | Standard | GWh | 4423.7046 | 4530.5883 | 4612.8741 | 4841.211 | 5088.944 | 5596.1147 | 6153.8406
Wind Generation Cap 20% - WECC_NM v5.14 | 1455 | 6457 | Generation Constraint in GWh | FALSE | L | Annual | Emissions at Affected Plants | GWh | 2949.8038 | 4530.5883 | 4612.8741 | 4841.211 | 5088.944 | 5088.944 | 5088.944
Wind Generation Cap 20% - WECC_NM v5.14 | 1455 | 6457 | Generation Constraint in GWh | FALSE | L | Annual | Allowances Purchased | GWh | 0 | 0 | 0 | 0 | 0 | 0 | 0
Wind Generation Cap 20% - WECC_NM v5.14 | 1455 | 6457 | Generation Constraint in GWh | FALSE | L | Annual | Allowances Sold | GWh | 0 | 0 | 0 | 0 | 0 | 0 | 0
Wind Generation Cap 20% - WECC_NM v5.14 | 1455 | 6457 | Generation Constraint in GWh | FALSE | L | Annual | Allowances Banked | GWh | 0 | 0 | 0 | 0 | 0 | 0 | 0
Wind Generation Cap 20% - WECC_NM v5.14 | 1455 | 6457 | Generation Constraint in GWh | FALSE | L | Annual | Allowances Withdrawn (1:1) | GWh | 0 | 0 | 0 | 0 | 0 | 0 | 0
Wind Generation Cap 20% - WECC_NM v5.14 | 1455 | 6457 | Generation Constraint in GWh | FALSE | L | Annual | Allowances Withdrawn (n:1) | GWh | 0 | 0 | 0 | 0 | 0 | 0 | 0
Wind Generation Cap 20% - WECC_NM v5.14 | 1455 | 6457 | Generation Constraint in GWh | FALSE | L | Annual | Net Emissions Allowance Position | GWh | 2949.8038 | 4530.5883 | 4612.8741 | 4841.211 | 5088.944 | 5088.944 | 5088.944
Wind Generation Cap 20% - WECC_NM v5.14 | 1455 | 6457 | Generation Constraint in GWh | FALSE | L | Annual | Fuel Consumed | TBtu | 0 | 0 | 0 | 0 | 0 | 0 | 0
Wind Generation Cap 20% - WECC_NM v5.14 | 1455 | 6457 | Generation Constraint in GWh | FALSE | L | Annual | Heat Rate | MMBtu/MWh | 0 | 0 | 0 | 0 | 0 | 0 | 0
Wind Generation Cap 20% - WECC_NM v5.14 | 1455 | 6457 | Generation Constraint in GWh | FALSE | L | Annual | Generation | TWh | 2.9498 | 4.5306 | 4.6129 | 4.8412 | 5.0889 | 5.0889 | 5.0889
Wind Generation Cap 20% - WECC_NM v5.14 | 1455 | 6457 | Generation Constraint in GWh | FALSE | L | Annual | Qualifying Generation | TWh | 2.9498 | 4.5306 | 4.6129 | 4.8412 | 5.0889 | 5.0889 | 5.0889
Wind Generation Cap 20% - WECC_NM v5.14 | 1455 | 6457 | Generation Constraint in GWh | FALSE | L | Annual | Rate | lb/MWh | 0 | 0 | 0 | 0 | 0 | 0 | 0
Wind Generation Cap 20% - WECC_NM v5.14 | 1455 | 6457 | Generation Constraint in GWh | FALSE | L | Annual | Constraint Shadow Price | US2011$/MWh | 0 | 4.3292 | 0.39966 | 0.40402 | 45.5878 | 0 | 0
Wind Generation Cap 20% - WECC_NNV v5.14 | 1456 | 6458 | Generation Constraint in GWh | FALSE | L | Annual | Seasons Included | Seasons | Winter, Summer | Winter, Summer | Winter, Summer | Winter, Summer | Winter, Summer | Winter, Summer | Winter, Summer
Wind Generation Cap 20% - WECC_NNV v5.14 | 1456 | 6458 | Generation Constraint in GWh | FALSE | L | Annual | Standard | GWh | 2495.0365 | 2553.5281 | 2594.4116 | 2702.2196 | 2803.197 | 3007.0674 | 3225.77
Wind Generation Cap 20% - WECC_NNV v5.14 | 1456 | 6458 | Generation Constraint in GWh | FALSE | L | Annual | Emissions at Affected Plants | GWh | 250.549 | 251.4241 | 251.4241 | 254.7946 | 365.5345 | 365.5345 | 365.5345
Wind Generation Cap 20% - WECC_NNV v5.14 | 1456 | 6458 | Generation Constraint in GWh | FALSE | L | Annual | Allowances Purchased | GWh | 0 | 0 | 0 | 0 | 0 | 0 | 0
Wind Generation Cap 20% - WECC_NNV v5.14 | 1456 | 6458 | Generation Constraint in GWh | FALSE | L | Annual | Allowances Sold | GWh | 0 | 0 | 0 | 0 | 0 | 0 | 0
Wind Generation Cap 20% - WECC_NNV v5.14 | 1456 | 6458 | Generation Constraint in GWh | FALSE | L | Annual | Allowances Banked | GWh | 0 | 0 | 0 | 0 | 0 | 0 | 0
Wind Generation Cap 20% - WECC_NNV v5.14 | 1456 | 6458 | Generation Constraint in GWh | FALSE | L | Annual | Allowances Withdrawn (1:1) | GWh | 0 | 0 | 0 | 0 | 0 | 0 | 0
Wind Generation Cap 20% - WECC_NNV v5.14 | 1456 | 6458 | Generation Constraint in GWh | FALSE | L | Annual | Allowances Withdrawn (n:1) | GWh | 0 | 0 | 0 | 0 | 0 | 0 | 0
Wind Generation Cap 20% - WECC_NNV v5.14 | 1456 | 6458 | Generation Constraint in GWh | FALSE | L | Annual | Net Emissions Allowance Position | GWh | 250.549 | 251.4241 | 251.4241 | 254.7946 | 365.5345 | 365.5345 | 365.5345
Wind Generation Cap 20% - WECC_NNV v5.14 | 1456 | 6458 | Generation Constraint in GWh | FALSE | L | Annual | Fuel Consumed | TBtu | 0 | 0 | 0 | 0 | 0 | 0 | 0
Wind Generation Cap 20% - WECC_NNV v5.14 | 1456 | 6458 | Generation Constraint in GWh | FALSE | L | Annual | Heat Rate | MMBtu/MWh | 0 | 0 | 0 | 0 | 0 | 0 | 0
Wind Generation Cap 20% - WECC_NNV v5.14 | 1456 | 6458 | Generation Constraint in GWh | FALSE | L | Annual | Generation | TWh | 0.25055 | 0.25142 | 0.25142 | 0.25479 | 0.36553 | 0.36553 | 0.36553
Wind Generation Cap 20% - WECC_NNV v5.14 | 1456 | 6458 | Generation Constraint in GWh | FALSE | L | Annual | Qualifying Generation | TWh | 0.25055 | 0.25142 | 0.25142 | 0.25479 | 0.36553 | 0.36553 | 0.36553
Wind Generation Cap 20% - WECC_NNV v5.14 | 1456 | 6458 | Generation Constraint in GWh | FALSE | L | Annual | Rate | lb/MWh | 0 | 0 | 0 | 0 | 0 | 0 | 0
Wind Generation Cap 20% - WECC_NNV v5.14 | 1456 | 6458 | Generation Constraint in GWh | FALSE | L | Annual | Constraint Shadow Price | US2011$/MWh | 0 | 0 | 0 | 0 | 0 | 0 | 0
Wind Generation Cap 20% - WECC_PNW v5.14 | 1457 | 6459 | Generation Constraint in GWh | FALSE | L | Annual | Seasons Included | Seasons | Winter, Summer | Winter, Summer | Winter, Summer | Winter, Summer | Winter, Summer | Winter, Summer | Winter, Summer
Wind Generation Cap 20% - WECC_PNW v5.14 | 1457 | 6459 | Generation Constraint in GWh | FALSE | L | Annual | Standard | GWh | 33495.9083 | 34281.4498 | 34830.5152 | 36278.3769 | 37634.5038 | 40372.482 | 43309.6584
Wind Generation Cap 20% - WECC_PNW v5.14 | 1457 | 6459 | Generation Constraint in GWh | FALSE | L | Annual | Emissions at Affected Plants | GWh | 17438.4368 | 17570.0474 | 17570.0474 | 17570.0474 | 19737.3477 | 19737.3477 | 19737.3477
Wind Generation Cap 20% - WECC_PNW v5.14 | 1457 | 6459 | Generation Constraint in GWh | FALSE | L | Annual | Allowances Purchased | GWh | 0 | 0 | 0 | 0 | 0 | 0 | 0
Wind Generation Cap 20% - WECC_PNW v5.14 | 1457 | 6459 | Generation Constraint in GWh | FALSE | L | Annual | Allowances Sold | GWh | 0 | 0 | 0 | 0 | 0 | 0 | 0
Wind Generation Cap 20% - WECC_PNW v5.14 | 1457 | 6459 | Generation Constraint in GWh | FALSE | L | Annual | Allowances Banked | GWh | 0 | 0 | 0 | 0 | 0 | 0 | 0
Wind Generation Cap 20% - WECC_PNW v5.14 | 1457 | 6459 | Generation Constraint in GWh | FALSE | L | Annual | Allowances Withdrawn (1:1) | GWh | 0 | 0 | 0 | 0 | 0 | 0 | 0
Wind Generation Cap 20% - WECC_PNW v5.14 | 1457 | 6459 | Generation Constraint in GWh | FALSE | L | Annual | Allowances Withdrawn (n:1) | GWh | 0 | 0 | 0 | 0 | 0 | 0 | 0
Wind Generation Cap 20% - WECC_PNW v5.14 | 1457 | 6459 | Generation Constraint in GWh | FALSE | L | Annual | Net Emissions Allowance Position | GWh | 17438.4368 | 17570.0474 | 17570.0474 | 17570.0474 | 19737.3477 | 19737.3477 | 19737.3477
Wind Generation Cap 20% - WECC_PNW v5.14 | 1457 | 6459 | Generation Constraint in GWh | FALSE | L | Annual | Fuel Consumed | TBtu | 0 | 0 | 0 | 0 | 0 | 0 | 0
Wind Generation Cap 20% - WECC_PNW v5.14 | 1457 | 6459 | Generation Constraint in GWh | FALSE | L | Annual | Heat Rate | MMBtu/MWh | 0 | 0 | 0 | 0 | 0 | 0 | 0
Wind Generation Cap 20% - WECC_PNW v5.14 | 1457 | 6459 | Generation Constraint in GWh | FALSE | L | Annual | Generation | TWh | 17.4384 | 17.57 | 17.57 | 17.57 | 19.7373 | 19.7373 | 19.7373
Wind Generation Cap 20% - WECC_PNW v5.14 | 1457 | 6459 | Generation Constraint in GWh | FALSE | L | Annual | Qualifying Generation | TWh | 17.4384 | 17.57 | 17.57 | 17.57 | 19.7373 | 19.7373 | 19.7373
Wind Generation Cap 20% - WECC_PNW v5.14 | 1457 | 6459 | Generation Constraint in GWh | FALSE | L | Annual | Rate | lb/MWh | 0 | 0 | 0 | 0 | 0 | 0 | 0
Wind Generation Cap 20% - WECC_PNW v5.14 | 1457 | 6459 | Generation Constraint in GWh | FALSE | L | Annual | Constraint Shadow Price | US2011$/MWh | 0 | 0 | 0 | 0 | 0 | 0 | 0
Wind Generation Cap 20% - WECC_SCE v5.14 | 1458 | 6460 | Generation Constraint in GWh | FALSE | L | Annual | Seasons Included | Seasons | Winter, Summer | Winter, Summer | Winter, Summer | Winter, Summer | Winter, Summer | Winter, Summer | Winter, Summer
Wind Generation Cap 20% - WECC_SCE v5.14 | 1458 | 6460 | Generation Constraint in GWh | FALSE | L | Annual | Standard | GWh | 21748.1951 | 22003.5509 | 22289.0237 | 23165.0221 | 23995.4771 | 26037.3632 | 28253.0101
Wind Generation Cap 20% - WECC_SCE v5.14 | 1458 | 6460 | Generation Constraint in GWh | FALSE | L | Annual | Emissions at Affected Plants | GWh | 9368.8643 | 15863.1021 | 15863.1021 | 15863.1021 | 15863.1021 | 15863.1021 | 15863.1021
Wind Generation Cap 20% - WECC_SCE v5.14 | 1458 | 6460 | Generation Constraint in GWh | FALSE | L | Annual | Allowances Purchased | GWh | 0 | 0 | 0 | 0 | 0 | 0 | 0
Wind Generation Cap 20% - WECC_SCE v5.14 | 1458 | 6460 | Generation Constraint in GWh | FALSE | L | Annual | Allowances Sold | GWh | 0 | 0 | 0 | 0 | 0 | 0 | 0
Wind Generation Cap 20% - WECC_SCE v5.14 | 1458 | 6460 | Generation Constraint in GWh | FALSE | L | Annual | Allowances Banked | GWh | 0 | 0 | 0 | 0 | 0 | 0 | 0
Wind Generation Cap 20% - WECC_SCE v5.14 | 1458 | 6460 | Generation Constraint in GWh | FALSE | L | Annual | Allowances Withdrawn (1:1) | GWh | 0 | 0 | 0 | 0 | 0 | 0 | 0
Wind Generation Cap 20% - WECC_SCE v5.14 | 1458 | 6460 | Generation Constraint in GWh | FALSE | L | Annual | Allowances Withdrawn (n:1) | GWh | 0 | 0 | 0 | 0 | 0 | 0 | 0
Wind Generation Cap 20% - WECC_SCE v5.14 | 1458 | 6460 | Generation Constraint in GWh | FALSE | L | Annual | Net Emissions Allowance Position | GWh | 9368.8643 | 15863.1021 | 15863.1021 | 15863.1021 | 15863.1021 | 15863.1021 | 15863.1021
Wind Generation Cap 20% - WECC_SCE v5.14 | 1458 | 6460 | Generation Constraint in GWh | FALSE | L | Annual | Fuel Consumed | TBtu | 0 | 0 | 0 | 0 | 0 | 0 | 0
Wind Generation Cap 20% - WECC_SCE v5.14 | 1458 | 6460 | Generation Constraint in GWh | FALSE | L | Annual | Heat Rate | MMBtu/MWh | 0 | 0 | 0 | 0 | 0 | 0 | 0
Wind Generation Cap 20% - WECC_SCE v5.14 | 1458 | 6460 | Generation Constraint in GWh | FALSE | L | Annual | Generation | TWh | 9.3689 | 15.8631 | 15.8631 | 15.8631 | 15.8631 | 15.8631 | 15.8631
Wind Generation Cap 20% - WECC_SCE v5.14 | 1458 | 6460 | Generation Constraint in GWh | FALSE | L | Annual | Qualifying Generation | TWh | 9.3689 | 15.8631 | 15.8631 | 15.8631 | 15.8631 | 15.8631 | 15.8631
Wind Generation Cap 20% - WECC_SCE v5.14 | 1458 | 6460 | Generation Constraint in GWh | FALSE | L | Annual | Rate | lb/MWh | 0 | 0 | 0 | 0 | 0 | 0 | 0
Wind Generation Cap 20% - WECC_SCE v5.14 | 1458 | 6460 | Generation Constraint in GWh | FALSE | L | Annual | Constraint Shadow Price | US2011$/MWh | 0 | 0 | 0 | 0 | 0 | 0 | 0
Wind Generation Cap 20% - WECC_SF v5.14 | 1459 | 6461 | Generation Constraint in GWh | FALSE | L | Annual | Seasons Included | Seasons | Winter, Summer | Winter, Summer | Winter, Summer | Winter, Summer | Winter, Summer | Winter, Summer | Winter, Summer
Wind Generation Cap 20% - WECC_SF v5.14 | 1459 | 6461 | Generation Constraint in GWh | FALSE | L | Annual | Standard | GWh | 1150.8955 | 1164.3976 | 1179.4921 | 1225.8111 | 1269.7218 | 1377.6877 | 1494.8414
Wind Generation Cap 20% - WECC_SF v5.14 | 1459 | 6461 | Generation Constraint in GWh | FALSE | L | Annual | Emissions at Affected Plants | GWh | 439.8692 | 1164.3976 | 1179.4921 | 1225.8111 | 1269.7218 | 1269.7218 | 1269.7218
Wind Generation Cap 20% - WECC_SF v5.14 | 1459 | 6461 | Generation Constraint in GWh | FALSE | L | Annual | Allowances Purchased | GWh | 0 | 0 | 0 | 0 | 0 | 0 | 0
Wind Generation Cap 20% - WECC_SF v5.14 | 1459 | 6461 | Generation Constraint in GWh | FALSE | L | Annual | Allowances Sold | GWh | 0 | 0 | 0 | 0 | 0 | 0 | 0
Wind Generation Cap 20% - WECC_SF v5.14 | 1459 | 6461 | Generation Constraint in GWh | FALSE | L | Annual | Allowances Banked | GWh | 0 | 0 | 0 | 0 | 0 | 0 | 0
Wind Generation Cap 20% - WECC_SF v5.14 | 1459 | 6461 | Generation Constraint in GWh | FALSE | L | Annual | Allowances Withdrawn (1:1) | GWh | 0 | 0 | 0 | 0 | 0 | 0 | 0
Wind Generation Cap 20% - WECC_SF v5.14 | 1459 | 6461 | Generation Constraint in GWh | FALSE | L | Annual | Allowances Withdrawn (n:1) | GWh | 0 | 0 | 0 | 0 | 0 | 0 | 0
Wind Generation Cap 20% - WECC_SF v5.14 | 1459 | 6461 | Generation Constraint in GWh | FALSE | L | Annual | Net Emissions Allowance Position | GWh | 439.8692 | 1164.3976 | 1179.4921 | 1225.8111 | 1269.7218 | 1269.7218 | 1269.7218
Wind Generation Cap 20% - WECC_SF v5.14 | 1459 | 6461 | Generation Constraint in GWh | FALSE | L | Annual | Fuel Consumed | TBtu | 0 | 0 | 0 | 0 | 0 | 0 | 0
Wind Generation Cap 20% - WECC_SF v5.14 | 1459 | 6461 | Generation Constraint in GWh | FALSE | L | Annual | Heat Rate | MMBtu/MWh | 0 | 0 | 0 | 0 | 0 | 0 | 0
Wind Generation Cap 20% - WECC_SF v5.14 | 1459 | 6461 | Generation Constraint in GWh | FALSE | L | Annual | Generation | TWh | 0.43987 | 1.1644 | 1.1795 | 1.2258 | 1.2697 | 1.2697 | 1.2697
Wind Generation Cap 20% - WECC_SF v5.14 | 1459 | 6461 | Generation Constraint in GWh | FALSE | L | Annual | Qualifying Generation | TWh | 0.43987 | 1.1644 | 1.1795 | 1.2258 | 1.2697 | 1.2697 | 1.2697
Wind Generation Cap 20% - WECC_SF v5.14 | 1459 | 6461 | Generation Constraint in GWh | FALSE | L | Annual | Rate | lb/MWh | 0 | 0 | 0 | 0 | 0 | 0 | 0
Wind Generation Cap 20% - WECC_SF v5.14 | 1459 | 6461 | Generation Constraint in GWh | FALSE | L | Annual | Constraint Shadow Price | US2011$/MWh | 0 | 11.5519 | 3.6111 | 3.5426 | 29.1844 | 0 | 0
Wind Generation Cap 20% - WECC_SNV v5.14 | 1460 | 6462 | Generation Constraint in GWh | FALSE | L | Annual | Seasons Included | Seasons | Winter, Summer | Winter, Summer | Winter, Summer | Winter, Summer | Winter, Summer | Winter, Summer | Winter, Summer
Wind Generation Cap 20% - WECC_SNV v5.14 | 1460 | 6462 | Generation Constraint in GWh | FALSE | L | Annual | Standard | GWh | 4306.2225 | 4410.2669 | 4490.3669 | 4712.6384 | 4953.7907 | 5447.4893 | 5990.4001
Wind Generation Cap 20% - WECC_SNV v5.14 | 1460 | 6462 | Generation Constraint in GWh | FALSE | L | Annual | Emissions at Affected Plants | GWh | 0 | 0 | 0 | 0 | 21.3631 | 21.3631 | 21.3631
Wind Generation Cap 20% - WECC_SNV v5.14 | 1460 | 6462 | Generation Constraint in GWh | FALSE | L | Annual | Allowances Purchased | GWh | 0 | 0 | 0 | 0 | 0 | 0 | 0
Wind Generation Cap 20% - WECC_SNV v5.14 | 1460 | 6462 | Generation Constraint in GWh | FALSE | L | Annual | Allowances Sold | GWh | 0 | 0 | 0 | 0 | 0 | 0 | 0
Wind Generation Cap 20% - WECC_SNV v5.14 | 1460 | 6462 | Generation Constraint in GWh | FALSE | L | Annual | Allowances Banked | GWh | 0 | 0 | 0 | 0 | 0 | 0 | 0
Wind Generation Cap 20% - WECC_SNV v5.14 | 1460 | 6462 | Generation Constraint in GWh | FALSE | L | Annual | Allowances Withdrawn (1:1) | GWh | 0 | 0 | 0 | 0 | 0 | 0 | 0
Wind Generation Cap 20% - WECC_SNV v5.14 | 1460 | 6462 | Generation Constraint in GWh | FALSE | L | Annual | Allowances Withdrawn (n:1) | GWh | 0 | 0 | 0 | 0 | 0 | 0 | 0
Wind Generation Cap 20% - WECC_SNV v5.14 | 1460 | 6462 | Generation Constraint in GWh | FALSE | L | Annual | Net Emissions Allowance Position | GWh | 0 | 0 | 0 | 0 | 21.3631 | 21.3631 | 21.3631
Wind Generation Cap 20% - WECC_SNV v5.14 | 1460 | 6462 | Generation Constraint in GWh | FALSE | L | Annual | Fuel Consumed | TBtu | 0 | 0 | 0 | 0 | 0 | 0 | 0
Wind Generation Cap 20% - WECC_SNV v5.14 | 1460 | 6462 | Generation Constraint in GWh | FALSE | L | Annual | Heat Rate | MMBtu/MWh | 0 | 0 | 0 | 0 | 0 | 0 | 0
Wind Generation Cap 20% - WECC_SNV v5.14 | 1460 | 6462 | Generation Constraint in GWh | FALSE | L | Annual | Generation | TWh | 0 | 0 | 0 | 0 | 0.021363 | 0.021363 | 0.021363
Wind Generation Cap 20% - WECC_SNV v5.14 | 1460 | 6462 | Generation Constraint in GWh | FALSE | L | Annual | Qualifying Generation | TWh | 0 | 0 | 0 | 0 | 0.021363 | 0.021363 | 0.021363
Wind Generation Cap 20% - WECC_SNV v5.14 | 1460 | 6462 | Generation Constraint in GWh | FALSE | L | Annual | Rate | lb/MWh | 0 | 0 | 0 | 0 | 0 | 0 | 0
Wind Generation Cap 20% - WECC_SNV v5.14 | 1460 | 6462 | Generation Constraint in GWh | FALSE | L | Annual | Constraint Shadow Price | US2011$/MWh | 0 | 0 | 0 | 0 | 0 | 0 | 0
Wind Generation Cap 20% - WECC_UT v5.14 | 1461 | 6463 | Generation Constraint in GWh | FALSE | L | Annual | Seasons Included | Seasons | Winter, Summer | Winter, Summer | Winter, Summer | Winter, Summer | Winter, Summer | Winter, Summer | Winter, Summer
Wind Generation Cap 20% - WECC_UT v5.14 | 1461 | 6463 | Generation Constraint in GWh | FALSE | L | Annual | Standard | GWh | 7377.1184 | 7550.1073 | 7671.0204 | 7989.8628 | 8288.5038 | 8891.4507 | 9538.2643
Wind Generation Cap 20% - WECC_UT v5.14 | 1461 | 6463 | Generation Constraint in GWh | FALSE | L | Annual | Emissions at Affected Plants | GWh | 798.8453 | 799.018 | 799.018 | 799.018 | 952.5994 | 952.5994 | 952.5994
Wind Generation Cap 20% - WECC_UT v5.14 | 1461 | 6463 | Generation Constraint in GWh | FALSE | L | Annual | Allowances Purchased | GWh | 0 | 0 | 0 | 0 | 0 | 0 | 0
Wind Generation Cap 20% - WECC_UT v5.14 | 1461 | 6463 | Generation Constraint in GWh | FALSE | L | Annual | Allowances Sold | GWh | 0 | 0 | 0 | 0 | 0 | 0 | 0
Wind Generation Cap 20% - WECC_UT v5.14 | 1461 | 6463 | Generation Constraint in GWh | FALSE | L | Annual | Allowances Banked | GWh | 0 | 0 | 0 | 0 | 0 | 0 | 0
Wind Generation Cap 20% - WECC_UT v5.14 | 1461 | 6463 | Generation Constraint in GWh | FALSE | L | Annual | Allowances Withdrawn (1:1) | GWh | 0 | 0 | 0 | 0 | 0 | 0 | 0
Wind Generation Cap 20% - WECC_UT v5.14 | 1461 | 6463 | Generation Constraint in GWh | FALSE | L | Annual | Allowances Withdrawn (n:1) | GWh | 0 | 0 | 0 | 0 | 0 | 0 | 0
Wind Generation Cap 20% - WECC_UT v5.14 | 1461 | 6463 | Generation Constraint in GWh | FALSE | L | Annual | Net Emissions Allowance Position | GWh | 798.8453 | 799.018 | 799.018 | 799.018 | 952.5994 | 952.5994 | 952.5994
Wind Generation Cap 20% - WECC_UT v5.14 | 1461 | 6463 | Generation Constraint in GWh | FALSE | L | Annual | Fuel Consumed | TBtu | 0 | 0 | 0 | 0 | 0 | 0 | 0
Wind Generation Cap 20% - WECC_UT v5.14 | 1461 | 6463 | Generation Constraint in GWh | FALSE | L | Annual | Heat Rate | MMBtu/MWh | 0 | 0 | 0 | 0 | 0 | 0 | 0
Wind Generation Cap 20% - WECC_UT v5.14 | 1461 | 6463 | Generation Constraint in GWh | FALSE | L | Annual | Generation | TWh | 0.79885 | 0.79902 | 0.79902 | 0.79902 | 0.9526 | 0.9526 | 0.9526
Wind Generation Cap 20% - WECC_UT v5.14 | 1461 | 6463 | Generation Constraint in GWh | FALSE | L | Annual | Qualifying Generation | TWh | 0.79885 | 0.79902 | 0.79902 | 0.79902 | 0.9526 | 0.9526 | 0.9526
Wind Generation Cap 20% - WECC_UT v5.14 | 1461 | 6463 | Generation Constraint in GWh | FALSE | L | Annual | Rate | lb/MWh | 0 | 0 | 0 | 0 | 0 | 0 | 0
Wind Generation Cap 20% - WECC_UT v5.14 | 1461 | 6463 | Generation Constraint in GWh | FALSE | L | Annual | Constraint Shadow Price | US2011$/MWh | 0 | 0 | 0 | 0 | 0 | 0 | 0
Wind Generation Cap 20% - WECC_WY v5.14 | 1462 | 6464 | Generation Constraint in GWh | FALSE | L | Annual | Seasons Included | Seasons | Winter, Summer | Winter, Summer | Winter, Summer | Winter, Summer | Winter, Summer | Winter, Summer | Winter, Summer
Wind Generation Cap 20% - WECC_WY v5.14 | 1462 | 6464 | Generation Constraint in GWh | FALSE | L | Annual | Standard | GWh | 4305.8624 | 4305.8624 | 4305.8624 | 4305.8624 | 4305.8624 | 4305.8624 | 4305.8624
Wind Generation Cap 20% - WECC_WY v5.14 | 1462 | 6464 | Generation Constraint in GWh | FALSE | L | Annual | Emissions at Affected Plants | GWh | 4304.8624 | 4304.8624 | 4304.8624 | 4304.8624 | 4305.8624 | 4305.8624 | 4305.8624
Wind Generation Cap 20% - WECC_WY v5.14 | 1462 | 6464 | Generation Constraint in GWh | FALSE | L | Annual | Allowances Purchased | GWh | 0 | 0 | 0 | 0 | 0 | 0 | 0
Wind Generation Cap 20% - WECC_WY v5.14 | 1462 | 6464 | Generation Constraint in GWh | FALSE | L | Annual | Allowances Sold | GWh | 0 | 0 | 0 | 0 | 0 | 0 | 0
Wind Generation Cap 20% - WECC_WY v5.14 | 1462 | 6464 | Generation Constraint in GWh | FALSE | L | Annual | Allowances Banked | GWh | 0 | 0 | 0 | 0 | 0 | 0 | 0
Wind Generation Cap 20% - WECC_WY v5.14 | 1462 | 6464 | Generation Constraint in GWh | FALSE | L | Annual | Allowances Withdrawn (1:1) | GWh | 0 | 0 | 0 | 0 | 0 | 0 | 0
Wind Generation Cap 20% - WECC_WY v5.14 | 1462 | 6464 | Generation Constraint in GWh | FALSE | L | Annual | Allowances Withdrawn (n:1) | GWh | 0 | 0 | 0 | 0 | 0 | 0 | 0
Wind Generation Cap 20% - WECC_WY v5.14 | 1462 | 6464 | Generation Constraint in GWh | FALSE | L | Annual | Net Emissions Allowance Position | GWh | 4304.8624 | 4304.8624 | 4304.8624 | 4304.8624 | 4305.8624 | 4305.8624 | 4305.8624
Wind Generation Cap 20% - WECC_WY v5.14 | 1462 | 6464 | Generation Constraint in GWh | FALSE | L | Annual | Fuel Consumed | TBtu | 0 | 0 | 0 | 0 | 0 | 0 | 0
Wind Generation Cap 20% - WECC_WY v5.14 | 1462 | 6464 | Generation Constraint in GWh | FALSE | L | Annual | Heat Rate | MMBtu/MWh | 0 | 0 | 0 | 0 | 0 | 0 | 0
Wind Generation Cap 20% - WECC_WY v5.14 | 1462 | 6464 | Generation Constraint in GWh | FALSE | L | Annual | Generation | TWh | 4.3049 | 4.3049 | 4.3049 | 4.3049 | 4.3059 | 4.3059 | 4.3059
Wind Generation Cap 20% - WECC_WY v5.14 | 1462 | 6464 | Generation Constraint in GWh | FALSE | L | Annual | Qualifying Generation | TWh | 4.3049 | 4.3049 | 4.3049 | 4.3049 | 4.3059 | 4.3059 | 4.3059
Wind Generation Cap 20% - WECC_WY v5.14 | 1462 | 6464 | Generation Constraint in GWh | FALSE | L | Annual | Rate | lb/MWh | 0 | 0 | 0 | 0 | 0 | 0 | 0
Wind Generation Cap 20% - WECC_WY v5.14 | 1462 | 6464 | Generation Constraint in GWh | FALSE | L | Annual | Constraint Shadow Price | US2011$/MWh | 0 | 0 | 0 | 0 | 0 | 0 | 104.3118
Zero Reserve Margin Type 3 Constraints | 1463 | 5803 | MACT Fuel Choice Floor in lbs/MMBtu | FALSE | L | Annual | Seasons Included | Seasons | Winter, Summer | Winter, Summer | Winter, Summer | Winter, Summer | Winter, Summer | Winter, Summer | Winter, Summer
Zero Reserve Margin Type 3 Constraints | 1463 | 5803 | MACT Fuel Choice Floor in lbs/MMBtu | FALSE | L | Annual | Emission Floor | lb/MMBtu | 0 | 0 | 0 | 0 | 0 | 0 | 0
Zero Reserve Margin Type 3 Constraints | 1463 | 5803 | MACT Fuel Choice Floor in lbs/MMBtu | FALSE | L | Annual | Emissions at Affected Plants NOX | Thousand Tons | 0 | 0 | 0 | 0 | 0 | 0 | 0
Zero Reserve Margin Type 3 Constraints | 1463 | 5803 | MACT Fuel Choice Floor in lbs/MMBtu | FALSE | L | Annual | Allowances Purchased NOX | Thousand Tons | 0 | 0 | 0 | 0 | 0 | 0 | 0
Zero Reserve Margin Type 3 Constraints | 1463 | 5803 | MACT Fuel Choice Floor in lbs/MMBtu | FALSE | L | Annual | Allowances Sold NOX | Thousand Tons | 0 | 0 | 0 | 0 | 0 | 0 | 0
Zero Reserve Margin Type 3 Constraints | 1463 | 5803 | MACT Fuel Choice Floor in lbs/MMBtu | FALSE | L | Annual | Allowances Banked | Thousand Tons | 0 | 0 | 0 | 0 | 0 | 0 | 0
Zero Reserve Margin Type 3 Constraints | 1463 | 5803 | MACT Fuel Choice Floor in lbs/MMBtu | FALSE | L | Annual | Allowances Withdrawn (1:1) | Thousand Tons | 0 | 0 | 0 | 0 | 0 | 0 | 0
Zero Reserve Margin Type 3 Constraints | 1463 | 5803 | MACT Fuel Choice Floor in lbs/MMBtu | FALSE | L | Annual | Allowances Withdrawn (n:1) | Thousand Tons | 0 | 0 | 0 | 0 | 0 | 0 | 0
Zero Reserve Margin Type 3 Constraints | 1463 | 5803 | MACT Fuel Choice Floor in lbs/MMBtu | FALSE | L | Annual | Net Emissions Allowance Position | Thousand Tons | 0 | 0 | 0 | 0 | 0 | 0 | 0
Zero Reserve Margin Type 3 Constraints | 1463 | 5803 | MACT Fuel Choice Floor in lbs/MMBtu | FALSE | L | Annual | Fuel Consumed | TBtu | 0 | 0 | 0 | 0 | 0 | 0 | 0
Zero Reserve Margin Type 3 Constraints | 1463 | 5803 | MACT Fuel Choice Floor in lbs/MMBtu | FALSE | L | Annual | Rate | lb/MMBtu | 0 | 0 | 0 | 0 | 0 | 0 | 0
Zero Reserve Margin Type 3 Constraints | 1463 | 5803 | MACT Fuel Choice Floor in lbs/MMBtu | FALSE | L | Annual | Generation | TWh | 0 | 0 | 0 | 0 | 0 | 0 | 0
Zero Reserve Margin Type 3 Constraints | 1463 | 5803 | MACT Fuel Choice Floor in lbs/MMBtu | FALSE | L | Annual | Qualifying Generation | TWh | 0 | 0 | 0 | 0 | 0 | 0 | 0
Zero Reserve Margin Type 3 Constraints | 1463 | 5803 | MACT Fuel Choice Floor in lbs/MMBtu | FALSE | L | Annual | Constraint Shadow Price | US2011$/Ton | 0 | 0 | 0 | 0 | 0 | 0 | 0

## FuelReport
Fuel Consumption by Fuel and Fuel Type [Tbtu] | [7 empty] | Fuel | 2016 | 2018 | 2020 | 2025 | 2030 | 2040 | 2050
[8 empty] | Oil | 6.9479 | 4.0019 | 0.42345 | 0.63777 | 0.00035458 | 0 | 0
Fuel Type | 2016 | 2018 | 2020 | 2025 | 2030 | 2040 | 2050 | Pet. Coke | 61.1853 | 45.6592 | 50.6934 | 60.6141 | 83.4368 | 109.3689 | 117.8004
Biomass | 510.9211 | 330.4083 | 403.1849 | 432.0488 | 378.4318 | 506.5479 | 550.4169 | Waste Coal | 73.1609 | 73.1609 | 73.1609 | 73.1609 | 73.1609 | 69.3116 | 69.3116
EPA v5.15 Biomass | 510.9211 | 330.4083 | 403.1849 | 432.0488 | 378.4318 | 506.5479 | 550.4169 | Biomass | 510.9211 | 330.4083 | 403.1849 | 432.0488 | 378.4318 | 506.5479 | 550.4169
Coal | 13458.8348 | 13854.0218 | 14386.7562 | 14033.3566 | 13282.6707 | 12811.8907 | 12281.9518 | NaturalGas | 10074.8355 | 9712.3792 | 8915.8894 | 8806.2575 | 8114.2836 | 10881.5345 | 14871.5733
EPA v5.15 Coal BA | 135.6186 | 135.6186 | 135.6186 | 135.6186 | 166.0848 | 259.784 | 133.7112 | Nuclear | 7952.0011 | 7921.099 | 8273.5197 | 8281.8709 | 8118.47 | 4906.3598 | 649.9977
EPA v5.15 Coal BB | 1048.8494 | 991.2123 | 1017.0196 | 969.5795 | 856.6356 | 816.0311 | 939.1732 | Coal | 13458.8348 | 13854.0218 | 14386.7562 | 14033.3566 | 13282.6707 | 12811.8907 | 12281.9518
EPA v5.15 Coal BD | 18.3902 | 18.96 | 20.1543 | 18.96 | 18.96 | 18.96 | 18.96
EPA v5.15 Coal BE | 1643.6707 | 1506.9958 | 1329.7519 | 1225.549 | 1154.8055 | 936.8352 | 782.1038
EPA v5.15 Coal BG | 1679.3916 | 1905.9079 | 2254.0959 | 2464.5856 | 1974.6333 | 2134.6263 | 2127.7877
EPA v5.15 Coal BH | 2806.9897 | 2919.8816 | 2973.1988 | 2668.3495 | 2882.3373 | 2597.9882 | 2404.1578
EPA v5.15 Coal LA | 0 | 0 | 0 | 0 | 0 | 0 | 0
EPA v5.15 Coal LD | 0 | 0 | 0 | 0 | 0 | 0 | 0
EPA v5.15 Coal LE | 897.3994 | 886.7699 | 938.0708 | 893.9864 | 882.8741 | 888.8653 | 831.9657
EPA v5.15 Coal LG | 110.8815 | 110.8815 | 110.8815 | 110.8815 | 110.8815 | 110.8815 | 91.245
EPA v5.15 Coal LH | 0 | 0 | 0 | 0 | 0 | 0 | 0
EPA v5.15 Coal SA | 3907.741 | 4276.0694 | 4490.711 | 4259.6198 | 3952.6196 | 3675.5309 | 2882.7642
EPA v5.15 Coal SB | 585.4146 | 529.1512 | 536.1873 | 624.7903 | 621.4027 | 707.0922 | 1319.0682
EPA v5.15 Coal SD | 293.2718 | 241.3574 | 250.1638 | 330.2202 | 330.2202 | 334.0799 | 422.3106
EPA v5.15 Coal SE | 331.2162 | 331.2162 | 330.9028 | 331.2162 | 331.2162 | 331.2162 | 328.7043
Fwaste | 12.1431 | 12.1431 | 12.1431 | 12.1431 | 12.1431 | 12.1431 | 12.1431
EPA v5.15 Fossil Waste | 12.1431 | 12.1431 | 12.1431 | 12.1431 | 12.1431 | 12.1431 | 12.1431
Geothermal | 164.2286 | 164.2286 | 307.995 | 447.4747 | 805.5589 | 805.5589 | 805.5589
EPA v5.15 Geo | 164.2286 | 164.2286 | 307.995 | 447.4747 | 805.5589 | 805.5589 | 805.5589
Hydro | 0 | 0 | 0 | 0 | 0 | 0 | 0
EPA v5.15 Hydro | 0 | 0 | 0 | 0 | 0 | 0 | 0
LF Gas | 153.0264 | 153.0344 | 153.0344 | 153.0344 | 153.0344 | 153.0344 | 153.0344
EPA v5.15 LFG | 153.0264 | 153.0344 | 153.0344 | 153.0344 | 153.0344 | 153.0344 | 153.0344
MSW | 139.4436 | 139.4436 | 139.4436 | 139.4436 | 139.4436 | 139.4436 | 139.4436
EPA v5.15 MSW | 139.4436 | 139.4436 | 139.4436 | 139.4436 | 139.4436 | 139.4436 | 139.4436
NaturalGas | 10074.8355 | 9712.3792 | 8915.8894 | 8806.2575 | 8114.2836 | 10881.5345 | 14871.5733
EPA v5.15 Gas | 10074.8355 | 9712.3792 | 8915.8894 | 8806.2575 | 8114.2836 | 10881.5345 | 14871.5733
None | 0 | 0 | 0 | 0 | 0 | 0 | 0
EPA v5.15 None | 0 | 0 | 0 | 0 | 0 | 0 | 0
Non-Fossil | 88.2799 | 88.2799 | 88.2799 | 88.2799 | 88.2799 | 88.2799 | 88.2799
EPA v5.15 Non-Fossil waste | 88.2799 | 88.2799 | 88.2799 | 88.2799 | 88.2799 | 88.2799 | 88.2799
Nuclear | 7952.0011 | 7921.099 | 8273.5197 | 8281.8709 | 8118.47 | 4906.3598 | 649.9977
EPA v5.15 Nuclear | 7952.0011 | 7921.099 | 8273.5197 | 8281.8709 | 8118.47 | 4906.3598 | 649.9977
Oil | 6.9479 | 4.0019 | 0.42345 | 0.63777 | 0.00035458 | 0 | 0
EPA v5.15 DFO | 4.0253 | 3.1607 | 0.42345 | 0.63777 | 0.00035458 | 0 | 0
EPA v5.15 RFO | 2.9226 | 0.84116 | 0 | 0 | 0 | 0 | 0
Pet. Coke | 61.1853 | 45.6592 | 50.6934 | 60.6141 | 83.4368 | 109.3689 | 117.8004
EPA v5.15 Pet Coke | 61.1853 | 45.6592 | 50.6934 | 60.6141 | 83.4368 | 109.3689 | 117.8004
Pumps | 0 | 0 | 0 | 0 | 0 | 0 | 0
EPA v5.15 Pump Storage | 0 | 0 | 0 | 0 | 0 | 0 | 0
Solar | 0 | 0 | 0 | 0 | 0 | 0 | 0
EPA v5.15 Solar | 0 | 0 | 0 | 0 | 0 | 0 | 0
Tires | 3.3351 | 3.3351 | 3.3351 | 3.3351 | 3.3351 | 3.3351 | 3.3351
EPA v5.15 Tires | 3.3351 | 3.3351 | 3.3351 | 3.3351 | 3.3351 | 3.3351 | 3.3351
Waste Coal | 73.1609 | 73.1609 | 73.1609 | 73.1609 | 73.1609 | 69.3116 | 69.3116
EPA v5.15 Waste Coal | 73.1609 | 73.1609 | 73.1609 | 73.1609 | 73.1609 | 69.3116 | 69.3116
Wind | 0 | 0 | 0 | 0 | 0 | 0 | 0
EPA v5.15 Wind | 0 | 0 | 0 | 0 | 0 | 0 | 0
Grand Total | 32698.3433 | 32501.1949 | 32807.8589 | 32531.6572 | 31252.2492 | 30486.8084 | 29742.8468
Fuel Costs by Fuel and Fuel Type[MMUS$]
Fuel Type | 2016 | 2018 | 2020 | 2025 | 2030 | 2040 | 2050
Biomass | 1754.1517 | 850.1295 | 1088.3945 | 1205.8547 | 953.1929 | 1344.6874 | 1563.5427
EPA v5.15 Biomass | 1754.1517 | 850.1295 | 1088.3945 | 1205.8547 | 953.1929 | 1344.6874 | 1563.5427
Coal | 30255.1338 | 31564.0569 | 33581.7435 | 34449.7896 | 33895.2249 | 36904.1966 | 41145.6758
EPA v5.15 Coal BA | 205.6684 | 212.8055 | 221.9674 | 243.5063 | 344.8872 | 686.5211 | 421.336
EPA v5.15 Coal BB | 2319.8018 | 2237.6883 | 2385.2655 | 2360.5701 | 2159.5642 | 2347.455 | 3131.6954
EPA v5.15 Coal BD | 61.7409 | 63.3939 | 66.7859 | 63.931 | 65.2359 | 71.4232 | 79.0453
EPA v5.15 Coal BE | 4225.5565 | 3931.2645 | 3516.7847 | 3417.4973 | 3315.4897 | 2979.5419 | 2876.8771
EPA v5.15 Coal BG | 4348.1571 | 5282.3678 | 6318.3884 | 7131.8508 | 5899.5567 | 7099.6269 | 8017.0318
EPA v5.15 Coal BH | 7073.779 | 6857.8468 | 7001.4543 | 6712.012 | 7641.1953 | 7638.9907 | 8393.9494
EPA v5.15 Coal LA | 0 | 0 | 0 | 0 | 0 | 0 | 0
EPA v5.15 Coal LD | 0 | 0 | 0 | 0 | 0 | 0 | 0
EPA v5.15 Coal LE | 1723.9672 | 1863.9873 | 2046.4214 | 1956.6711 | 1965.5 | 2302.845 | 2589.6923
EPA v5.15 Coal LG | 214.7866 | 240.4618 | 250.1637 | 247.4784 | 249.1033 | 296.7316 | 306.1117
EPA v5.15 Coal LH | 0 | 0 | 0 | 0 | 0 | 0 | 0
EPA v5.15 Coal SA | 8252.2445 | 9222.9662 | 10033.6241 | 10158.9983 | 9909.1052 | 10490.8819 | 9705.9413
EPA v5.15 Coal SB | 1065.9975 | 922.209 | 977.5387 | 1227.2429 | 1312.4285 | 1750.1761 | 3879.0434
EPA v5.15 Coal SD | 252.5915 | 204.6189 | 224.4335 | 352.5021 | 392.8659 | 488.0607 | 846.0048
EPA v5.15 Coal SE | 510.8429 | 524.4469 | 538.916 | 577.5292 | 640.2932 | 751.9425 | 898.9471
Fwaste | 0 | 0 | 0 | 0 | 0 | 0 | 0
EPA v5.15 Fossil Waste | 0 | 0 | 0 | 0 | 0 | 0 | 0
Geothermal | 0 | 0 | 0 | 0 | 0 | 0 | 0
EPA v5.15 Geo | 0 | 0 | 0 | 0 | 0 | 0 | 0
Hydro | 0 | 0 | 0 | 0 | 0 | 0 | 0
EPA v5.15 Hydro | 0 | 0 | 0 | 0 | 0 | 0 | 0
LF Gas | 0 | 0 | 0 | 0 | 0 | 0 | 0
EPA v5.15 LFG | 0 | 0 | 0 | 0 | 0 | 0 | 0
MSW | 0 | 0 | 0 | 0 | 0 | 0 | 0
EPA v5.15 MSW | 0 | 0 | 0 | 0 | 0 | 0 | 0
NaturalGas | 44268.3575 | 45355.3022 | 47194.9038 | 46804.4545 | 41955.9284 | 61458.8706 | 91864.1588
EPA v5.15 Gas | 44268.3575 | 45355.3022 | 47194.9038 | 46804.4545 | 41955.9284 | 61458.8706 | 91864.1588
None | 0 | 0 | 0 | 0 | 0 | 0 | 0
EPA v5.15 None | 0 | 0 | 0 | 0 | 0 | 0 | 0
Non-Fossil | 0 | 0 | 0 | 0 | 0 | 0 | 0
EPA v5.15 Non-Fossil waste | 0 | 0 | 0 | 0 | 0 | 0 | 0
Nuclear | 5971.9528 | 6012.1142 | 6320.969 | 6683.4698 | 6778.9225 | 4096.8104 | 542.7481
EPA v5.15 Nuclear | 5971.9528 | 6012.1142 | 6320.969 | 6683.4698 | 6778.9225 | 4096.8104 | 542.7481
Oil | 123.7208 | 82.927 | 9.7962 | 16.1325 | 0.0093125 | 0 | 0
EPA v5.15 DFO | 84.6163 | 68.8422 | 9.7962 | 16.1325 | 0.0093125 | 0 | 0
EPA v5.15 RFO | 39.1045 | 14.0848 | 0 | 0 | 0 | 0 | 0
Pet. Coke | 190.4866 | 135.5569 | 150.5134 | 180.0674 | 247.9641 | 325.2969 | 350.674
EPA v5.15 Pet Coke | 190.4866 | 135.5569 | 150.5134 | 180.0674 | 247.9641 | 325.2969 | 350.674
Pumps | 0 | 0 | 0 | 0 | 0 | 0 | 0
EPA v5.15 Pump Storage | 0 | 0 | 0 | 0 | 0 | 0 | 0
Solar | 0 | 0 | 0 | 0 | 0 | 0 | 0
EPA v5.15 Solar | 0 | 0 | 0 | 0 | 0 | 0 | 0
Tires | 0 | 0 | 0 | 0 | 0 | 0 | 0
EPA v5.15 Tires | 0 | 0 | 0 | 0 | 0 | 0 | 0
Waste Coal | 143.0543 | 146.8568 | 151.7618 | 158.3147 | 160.7784 | 164.1433 | 166.0482
EPA v5.15 Waste Coal | 143.0543 | 146.8568 | 151.7618 | 158.3147 | 160.7784 | 164.1433 | 166.0482
Wind | 0 | 0 | 0 | 0 | 0 | 0 | 0
EPA v5.15 Wind | 0 | 0 | 0 | 0 | 0 | 0 | 0
Grand Total | 82706.8575 | 84146.9434 | 88498.0822 | 89498.0833 | 83992.0205 | 104294.0053 | 135632.8475
Fuel Costs by Fuel and Fuel Type[US$/MMBtu]
Fuel Type | 2016 | 2018 | 2020 | 2025 | 2030 | 2040 | 2050
Biomass | 3.4333 | 2.573 | 2.6995 | 2.791 | 2.5188 | 2.6546 | 2.8407
EPA v5.15 Biomass | 3.4333 | 2.573 | 2.6995 | 2.791 | 2.5188 | 2.6546 | 2.8407
Coal | 2.248 | 2.2783 | 2.3342 | 2.4549 | 2.5518 | 2.8805 | 3.3501
EPA v5.15 Coal BA | 1.5165 | 1.5691 | 1.6367 | 1.7955 | 2.0766 | 2.6427 | 3.1511
EPA v5.15 Coal BB | 2.2118 | 2.2575 | 2.3453 | 2.4346 | 2.521 | 2.8767 | 3.3345
EPA v5.15 Coal BD | 3.3573 | 3.3436 | 3.3137 | 3.3719 | 3.4407 | 3.767 | 4.1691
EPA v5.15 Coal BE | 2.5708 | 2.6087 | 2.6447 | 2.7885 | 2.871 | 3.1804 | 3.6784
EPA v5.15 Coal BG | 2.5891 | 2.7716 | 2.8031 | 2.8937 | 2.9877 | 3.3259 | 3.7678
EPA v5.15 Coal BH | 2.5201 | 2.3487 | 2.3549 | 2.5154 | 2.651 | 2.9403 | 3.4914
EPA v5.15 Coal LA | 0 | 0 | 0 | 0 | 0 | 0 | 0
EPA v5.15 Coal LD | 0 | 0 | 0 | 0 | 0 | 0 | 0
EPA v5.15 Coal LE | 1.9211 | 2.102 | 2.1815 | 2.1887 | 2.2263 | 2.5908 | 3.1127
EPA v5.15 Coal LG | 1.9371 | 2.1686 | 2.2561 | 2.2319 | 2.2466 | 2.6761 | 3.3548
EPA v5.15 Coal LH | 0 | 0 | 0 | 0 | 0 | 0 | 0
EPA v5.15 Coal SA | 2.1118 | 2.1569 | 2.2343 | 2.385 | 2.507 | 2.8542 | 3.3669
EPA v5.15 Coal SB | 1.8209 | 1.7428 | 1.8231 | 1.9642 | 2.112 | 2.4752 | 2.9407
EPA v5.15 Coal SD | 0.86129 | 0.84778 | 0.89715 | 1.0675 | 1.1897 | 1.4609 | 2.0033
EPA v5.15 Coal SE | 1.5423 | 1.5834 | 1.6286 | 1.7437 | 1.9332 | 2.2702 | 2.7348
Fwaste | 0 | 0 | 0 | 0 | 0 | 0 | 0
EPA v5.15 Fossil Waste | 0 | 0 | 0 | 0 | 0 | 0 | 0
Geothermal | 0 | 0 | 0 | 0 | 0 | 0 | 0
EPA v5.15 Geo | 0 | 0 | 0 | 0 | 0 | 0 | 0
Hydro | 0 | 0 | 0 | 0 | 0 | 0 | 0
EPA v5.15 Hydro | 0 | 0 | 0 | 0 | 0 | 0 | 0
LF Gas | 0 | 0 | 0 | 0 | 0 | 0 | 0
EPA v5.15 LFG | 0 | 0 | 0 | 0 | 0 | 0 | 0
MSW | 0 | 0 | 0 | 0 | 0 | 0 | 0
EPA v5.15 MSW | 0 | 0 | 0 | 0 | 0 | 0 | 0
NaturalGas | 4.394 | 4.6698 | 5.2933 | 5.3149 | 5.1706 | 5.648 | 6.1772
EPA v5.15 Gas | 4.394 | 4.6698 | 5.2933 | 5.3149 | 5.1706 | 5.648 | 6.1772
None | 0 | 0 | 0 | 0 | 0 | 0 | 0
EPA v5.15 None | 0 | 0 | 0 | 0 | 0 | 0 | 0
Non-Fossil | 0 | 0 | 0 | 0 | 0 | 0 | 0
EPA v5.15 Non-Fossil waste | 0 | 0 | 0 | 0 | 0 | 0 | 0
Nuclear | 0.751 | 0.759 | 0.764 | 0.807 | 0.835 | 0.835 | 0.835
EPA v5.15 Nuclear | 0.751 | 0.759 | 0.764 | 0.807 | 0.835 | 0.835 | 0.835
Oil | 17.8069 | 20.7221 | 23.1345 | 25.295 | 26.2632 | 0 | 0
EPA v5.15 DFO | 21.021 | 21.7807 | 23.1345 | 25.295 | 26.2632 | 0 | 0
EPA v5.15 RFO | 13.38 | 16.7443 | 0 | 0 | 0 | 0 | 0
Pet. Coke | 3.1133 | 2.9689 | 2.9691 | 2.9707 | 2.9719 | 2.9743 | 2.9768
EPA v5.15 Pet Coke | 3.1133 | 2.9689 | 2.9691 | 2.9707 | 2.9719 | 2.9743 | 2.9768
Pumps | 0 | 0 | 0 | 0 | 0 | 0 | 0
EPA v5.15 Pump Storage | 0 | 0 | 0 | 0 | 0 | 0 | 0
Solar | 0 | 0 | 0 | 0 | 0 | 0 | 0
EPA v5.15 Solar | 0 | 0 | 0 | 0 | 0 | 0 | 0
Tires | 0 | 0 | 0 | 0 | 0 | 0 | 0
EPA v5.15 Tires | 0 | 0 | 0 | 0 | 0 | 0 | 0
Waste Coal | 1.9553 | 2.0073 | 2.0744 | 2.1639 | 2.1976 | 2.3682 | 2.3957
EPA v5.15 Waste Coal | 1.9553 | 2.0073 | 2.0744 | 2.1639 | 2.1976 | 2.3682 | 2.3957
Wind | 0 | 0 | 0 | 0 | 0 | 0 | 0
EPA v5.15 Wind | 0 | 0 | 0 | 0 | 0 | 0 | 0
Grand Total | 2.5294 | 2.589 | 2.6975 | 2.7511 | 2.6876 | 3.421 | 4.5602

## Table 1-16_US
BB3-Generation Assignment
| 2016 | 2018 | 2020 | 2025 | 2030 | 2040 | 2050
1. Reserve Margin Capacity Winter [MW] | 882201.4277 | 889265.2419 | 897847.2884 | 914978.7918 | 956247.1513 | 1038927.589 | 1108478.7719
Plus Firm Contract Purchases Winter [MW] | 0 | 0 | 0 | 0 | 0 | 0 | 0
Plus Transmission In Winter [MW] | 9404.2241 | 9339.675 | 8528.3763 | 10447.0448 | 11927.7204 | 16300.3067 | 14754.7497
Less Firm Contract Sales Winter [MW] | 0 | 0 | 0 | 0 | 0 | 0 | 0
Less Transmission Out Winter [MW] | 12952.6277 | 12987.7266 | 11711.9185 | 14345.2753 | 16722.2821 | 22101.7718 | 20869.7836
Total Reserve Margin Capacity Winter [MW] | 878653.0241 | 885617.1902 | 894663.7461 | 911080.5613 | 951452.5896 | 1033126.124 | 1102363.7379
2. Peak Load Winter [MW] | 650626.9023 | 662702.9614 | 673412.1475 | 699661.9288 | 729848.701 | 792791.449 | 845042.8539
Less DSM [MW] | 0 | 0 | 0 | 0 | 0 | 0 | 0
Net Demand Winter [MW] | 650626.9023 | 662702.9614 | 673412.1475 | 699661.9288 | 729848.701 | 792791.449 | 845042.8539
3. Reserve Margin Winter [%] | 35.0471 | 33.6371 | 32.8553 | 30.2173 | 30.363 | 30.315 | 30.4506
1. Reserve Margin Capacity Summer [MW] | 882201.4277 | 889265.2419 | 897847.2884 | 914978.7918 | 956247.1513 | 1038927.589 | 1108478.7719
Plus Firm Contract Purchases Summer [MW] | 0 | 0 | 0 | 0 | 0 | 0 | 0
Plus Transmission In Summer [MW] | 65373.5206 | 65263.1512 | 62434.4735 | 75600.1413 | 77579.3846 | 75528.926 | 78692.8481
Less Firm Contract Sales Summer [MW] | 0 | 0 | 0 | 0 | 0 | 0 | 0
Less Transmission Out Summer [MW] | 62480.5192 | 62388.6634 | 60876.4884 | 73363.9572 | 73364.1817 | 69154.6564 | 72845.5451
Total Reserve Margin Capacity Summer [MW] | 885094.4291 | 892139.7298 | 899405.2735 | 917214.9759 | 960462.3542 | 1045301.8586 | 1114326.0749
2. Peak Load Summer [MW] | 735618.5671 | 748996.8392 | 761844.8435 | 792624.4805 | 829420.9632 | 906823.0265 | 966691.045
Less DSM [MW] | 0 | 0 | 0 | 0 | 0 | 0 | 0
Net Demand Summer [MW] | 735618.5671 | 748996.8392 | 761844.8435 | 792624.4805 | 829420.9632 | 906823.0265 | 966691.045
3. Reserve Margin Summer [%] | 20.3198 | 19.1113 | 18.0562 | 15.7187 | 15.7991 | 15.2708 | 15.2722
1. Reserve Margin Capacity Annual [MW] | 882201.4277 | 889265.2419 | 897847.2884 | 914978.7918 | 956247.1513 | 1038927.589 | 1108478.7719
Plus Firm Contract Purchases Annual [MW] | 0 | 0 | 0 | 0 | 0 | 0 | 0
Plus Transmission In Annual [MW] | 66363.3294 | 66319.5451 | 64413.2157 | 78959.1403 | 79852.5749 | 78569.5972 | 81398.4259
Less Firm Contract Sales Annual [MW] | 0 | 0 | 0 | 0 | 0 | 0 | 0
Less Transmission Out Annual [MW] | 59712.7179 | 59424.5724 | 56453.5586 | 63877.5815 | 63909.3511 | 57334.4138 | 59572.3297
Total Reserve Margin Capacity Annual [MW] | 888852.0392 | 896160.2147 | 905806.9454 | 930060.3506 | 972190.3752 | 1060162.7724 | 1130304.8681
(for seasonal/annual regions combined)
2. Peak Load Annual [MW] | 743132.0767 | 756619.53 | 769593.3786 | 800738.0741 | 838029.126 | 916557.7995 | 977140.274
Less DSM [MW] | 0 | 0 | 0 | 0 | 0 | 0 | 0
Net Demand Annual [MW] | 743132.0767 | 756619.53 | 769593.3786 | 800738.0741 | 838029.126 | 916557.7995 | 977140.274
(for seasonal/annual regions combined)
3. Reserve Margin Annual [%] | 19.6089 | 18.4426 | 17.6994 | 16.1504 | 16.0091 | 15.6679 | 15.6748
(for seasonal/annual regions combined)
4. Total Generation [GWh] | 4054747.3842 | 4135593.9919 | 4190183.8685 | 4326459.0095 | 4472740.3954 | 4750661.3185 | 5050807.605
Inter-Region Transmission [GWh] | 10165.2155 | 12402.3097 | 11188.4301 | 12460.523 | 3377.1471 | -3221.8038 | -7666.7244
Pumping & Storage Losses [GWh] | 13982.2108 | 13914.6809 | 13735.5959 | 11152.6495 | 10539.1979 | 6752.1252 | 7101.3806
Plus Purchases [GWh] | 0 | 0 | 0 | 0 | 0 | 0 | 0
Less Sales [GWh] | 0 | 0 | 0 | 0 | 0 | 0 | 0
5. Total Supply for Demand [GWh] | 4050930.3889 | 4134081.6207 | 4187636.7027 | 4327766.883 | 4465578.3445 | 4740687.3896 | 5036039.5
6. Projected Demand [GWh] | 4050930.392 | 4134081.624 | 4187636.706 | 4327710.399 | 4465284.252 | 4740546.761 | 5035975.4629
Energy Not Served [GWh] | 0 | 0 | 0 | 0 | 0 | 0 | 0
Less DSM [GWh] | 0 | 0 | 0 | 0 | 0 | 0 | 0
Energy Demand Response [GWh] | 0 | 0 | 0 | 0 | 0 | 0 | 0
Net Demand [GWh] | 4050930.392 | 4134081.624 | 4187636.706 | 4327710.399 | 4465284.252 | 4740546.761 | 5035975.4629
7. Dumped Energy [GWh] | -0.0031029 | -0.0032528 | -0.0032921 | 56.484 | 294.0925 | 140.6286 | 64.037
8. Total Generation [GWh] | 4054747.3842 | 4135593.9919 | 4190183.8685 | 4326459.0095 | 4472740.3954 | 4750661.3185 | 5050807.605
Less T&D Losses [GWh] | 274658.8745 | 269416.6047 | 267964.6407 | 270161.9425 | 279177.1437 | 296922.6192 | 316583.6329
9. Total Sales [GWh] | 3780088.5097 | 3866177.3872 | 3922219.2278 | 4056297.067 | 4193563.2517 | 4453738.6993 | 4734223.9722
Capacity Avoided Costs [US$/kW]
ANNUAL | 6.1963 | 6.0549 | 9.0867 | 25.7965 | 47.312 | 74.2276 | 75.1071
WINTER | 0.43713 | 0.45171 | 0.52593 | 0.58795 | 0.72236 | 0.624 | 0.66569
SUMMER | 5.7592 | 5.6032 | 8.5607 | 25.2086 | 46.5896 | 73.6036 | 74.4414
10. Capacity by Capacity Reporting Type [MW]
00 New Combined Cycle | 0 | 3543.4102 | 4279.3783 | 7054.4456 | 15914.9375 | 87003.4467 | 174411.5388
00 New Combined Cycle - Uncontrolled | 0 | 0 | 0 | 0 | 0 | 0 | 0
00 New Combined Cycle with Carbon Capture | 0 | 0 | 0 | 0 | 0 | 0 | 0
00 New Combustion Turbine | 2001.7271 | 2001.7271 | 2101.5266 | 2398.1888 | 6603.7914 | 37867.72 | 54030.0698
00 New Energy Efficiency | 0 | 0 | 0 | 0 | 0 | 0 | 0
00 New Hydro | 0 | 0 | 4836 | 11782.4801 | 13418.9742 | 13418.9742 | 13418.9742
00 New Nuclear | 0 | 0 | 0 | 0 | 0 | 0 | 0
00 New Biomass | 0 | 0 | 0 | 0 | 0 | 0 | 0
00 New Geothermal | 0 | 0 | 628.8 | 1238.8515 | 2805.0276 | 2805.0276 | 2805.0276
00 New Landfill Gas | 0 | 0 | 0 | 0 | 0 | 0 | 0
00 New Offshore Wind | 0 | 0 | 0 | 0 | 0 | 0 | 0
00 New Onshore Wind | 870.74 | 26537.2221 | 26676.2006 | 30838.4444 | 76730.2344 | 76973.776 | 77229.1623
00 New Solar PV | 1001.3218 | 2994.735 | 18232.3588 | 80242.3588 | 149431.1414 | 241647.8722 | 307842.6441
00 New Solar Thermal | 0 | 0 | 0 | 0 | 0 | 0 | 0
00 New Fuel Cell | 0 | 0 | 0 | 0 | 0 | 0 | 0
00 New IGCC | 0 | 0 | 0 | 0 | 0 | 0 | 0
00 New Advanced Coal with CCS | 0 | 330 | 330 | 330 | 330 | 330 | 330
00 New SPC - Uncontrolled | 0 | 0 | 0 | 0 | 0 | 0 | 0
00 New SPC-WetFGD_SCR | 0 | 0 | 0 | 0 | 0 | 0 | 0
00 New Future Technology | 0 | 0 | 0 | 0 | 0 | 0 | 0
00 Exist Combined Cycle | 229948.3041 | 231803.3041 | 231692.3041 | 231692.3041 | 231692.3041 | 231692.3041 | 231692.3041
00 Exist Combustion Turbine | 137777.0907 | 137857.0907 | 137857.0907 | 137857.0907 | 137535.0907 | 137535.0907 | 137535.0907
00 Exist Coal Steam_Uncontrolled | 1942.3837 | 1436.8721 | 1436.8721 | 1436.8721 | 1436.8721 | 1068.7171 | 1068.7171
00 Exist Coal Steam_ACI | 419.5 | 164.5 | 164.5 | 164.5 | 164.5 | 164.5 | 164.5
00 Exist Coal Steam_ACI_DSI | 3645 | 3615.4925 | 3615.4925 | 3615.4925 | 3185 | 3185 | 3185
00 Exist Coal Steam_DryFGD | 2201.2704 | 1345.531 | 1345.531 | 1083.531 | 1083.531 | 1083.531 | 1083.531
00 Exist Coal Steam_DryFGD_ACI | 5424.6279 | 5420.3383 | 5420.3383 | 5420.3383 | 5420.3383 | 5420.3383 | 5420.3383
00 Exist Coal Steam_DryFGD_SCR | 1680.7162 | 1680.4885 | 1680.4885 | 1680.4885 | 1680.4885 | 1350.4885 | 1350.4885
00 Exist Coal Steam_DryFGD_SCR_ACI | 10950.8569 | 10950.139 | 10950.139 | 10950.139 | 10950.139 | 10950.139 | 10950.139
00 Exist Coal Steam_DryFGD_SCR_ACI_DSI | 1530 | 1530 | 1530 | 1530 | 1530 | 1530 | 1530
00 Exist Coal Steam_DryFGD_SNCR | 283.8 | 283.8 | 283.8 | 283.8 | 283.8 | 283.8 | 283.8
00 Exist Coal Steam_DryFGD_SNCR_ACI | 1953.7882 | 1601.3347 | 1601.3347 | 1601.3347 | 1601.3347 | 1601.3347 | 1601.3347
00 Exist Coal Steam_DSI | 3.3618e-07 | 3.3618e-07 | 3.3618e-07 | 3.3618e-07 | 3.3618e-07 | 3.3618e-07 | 3.3618e-07
00 Exist Coal Steam_SCR | 741 | 1.6173e-06 | 1.6173e-06 | 1.6173e-06 | 1.6173e-06 | 1.6173e-06 | 1.6173e-06
00 Exist Coal Steam_SCR_ACI | 0 | 0 | 0 | 0 | 0 | 0 | 0
00 Exist Coal Steam_SCR_DSI | 0 | 0 | 0 | 0 | 0 | 0 | 0
00 Exist Coal Steam_SNCR | 636.9594 | 98.9594 | 98.1681 | 98.1681 | 98.1681 | 98.1681 | 98.1681
00 Exist Coal Steam_SNCR_ACI | 0 | 0 | 0 | 0 | 0 | 0 | 0
00 Exist Coal Steam_SNCR_ACI_DSI | 0 | 0 | 0 | 0 | 0 | 0 | 0
00 Exist Coal Steam_SNCR_DSI | 0 | 0 | 0 | 0 | 0 | 0 | 0
00 Exist Coal Steam_WetFGD | 7563.0852 | 5965.8995 | 5965.8995 | 5576.148 | 5576.148 | 5576.148 | 5576.148
00 Exist Coal Steam_WetFGD_ACI | 10316.0127 | 10074.2104 | 10074.2104 | 10074.2104 | 10074.2104 | 10074.2104 | 10074.2104
00 Exist Coal Steam_WetFGD_ACI_DSI | 1659 | 1659 | 1659 | 1659 | 1659 | 1659 | 1659
00 Exist Coal Steam_WetFGD_SCR | 65556.4855 | 63024.4855 | 63024.4855 | 63024.4855 | 63024.4855 | 61938.6225 | 61914.4855
00 Exist Coal Steam_WetFGD_SCR_ACI | 20934 | 20934 | 20934 | 20366.7927 | 20366.7927 | 20366.7927 | 20334
00 Exist Coal Steam_WetFGD_SCR_ACI_DSI | 1454 | 1454 | 1454 | 1454 | 1454 | 1454 | 1454
00 Exist Coal Steam_WetFGD_SCR_DSI | 1005 | 1005 | 1005 | 1005 | 1005 | 1005 | 1005
00 Exist Coal Steam_WetFGD_SNCR | 1876.2433 | 1864.4433 | 1640.2 | 1640.2 | 1640.2 | 1640.2 | 1640.2
00 Exist Coal Steam_WetFGD_SNCR_ACI | 2201 | 2201 | 2201 | 2201 | 2201 | 2201 | 2201
00 Exist Coal Steam_WetFGD_SNCR_ACI_DSI | 638 | 638 | 638 | 638 | 638 | 638 | 638
00 Exist FBC_Uncontrolled | 1061 | 1061 | 1061 | 1061 | 1061 | 1061 | 1061
00 Exist FBC_ACI | 305 | 305 | 305 | 305 | 305 | 305 | 305
00 Exist FBC_DryFGD | 43 | 43 | 43 | 43 | 43 | 0 | 0
00 Exist FBC_DryFGD_SNCR | 2651 | 2102.0243 | 2102.0243 | 2102.0243 | 2102.0243 | 2102.0243 | 2102.0243
00 Exist FBC_DryFGD_SNCR_ACI | 1155 | 1155 | 1155 | 1155 | 1155 | 1155 | 1155
00 Exist FBC_SNCR | 449 | 449 | 449 | 449 | 449 | 449 | 449
00 Exist FBC_SNCR_ACI | 10.6 | 10.6 | 10.6 | 10.6 | 10.6 | 10.6 | 10.6
00 Exist FBC_WetFGD_SNCR_ACI | 286 | 286 | 286 | 286 | 286 | 286 | 286
00 Exist IGCC | 1601.7 | 1601.7 | 1601.7 | 1601.7 | 1601.7 | 1601.7 | 1601.7
00 Exist Fossil_Other | 435.8 | 435.8 | 435.8 | 435.8 | 435.8 | 435.8 | 435.8
00 Exist Fuel Cell | 120.2 | 120.2 | 120.2 | 120.2 | 120.2 | 120.2 | 120.2
00 Exist Hydro | 78888.93 | 79112.93 | 79112.93 | 79112.93 | 79112.93 | 79112.93 | 79112.93
00 Exist Non Fossil_Other | 4297.8 | 4297.8 | 4297.8 | 4297.8 | 4297.8 | 4297.8 | 4297.8
00 Exist Nuclear | 95522.4229 | 95043.4229 | 99443.4229 | 99443.4229 | 97540.4229 | 58438.1 | 7850.1
00 Exist Oil/Gas Steam | 64097.9668 | 62189.1209 | 60676.4209 | 59685.5506 | 59685.5506 | 59685.5506 | 59685.5506
00 Exist Oil/Gas Steam_SCR | 14596.9 | 12770.2081 | 12770.2081 | 11261.2081 | 11261.2081 | 11261.2081 | 11261.2081
00 Exist Oil/Gas Steam_SNCR | 4175 | 4097 | 4097 | 4097 | 4097 | 4097 | 4097
00 Exist Biomass | 4388.3 | 4388.3 | 4388.3 | 4388.3 | 4388.3 | 4388.3 | 4388.3
00 Exist Landfill Gas | 2110.6 | 2110.6 | 2110.6 | 2110.6 | 2110.6 | 2110.6 | 2110.6
00 Exist Geothermal | 2602.3 | 2602.3 | 2602.3 | 2602.3 | 2602.3 | 2602.3 | 2602.3
00 Exist Pump Storage | 22351.9 | 22351.9 | 22351.9 | 22351.9 | 22351.9 | 22351.9 | 22351.9
00 Exist Solar PV | 12341 | 12601 | 12601 | 12601 | 12601 | 12601 | 12601
00 Exist Solar Thermal | 2456.5 | 2456.5 | 2456.5 | 2456.5 | 2456.5 | 2456.5 | 2456.5
00 Exist Wind | 76424.506 | 76424.506 | 76824.506 | 76824.506 | 76824.506 | 76824.506 | 76824.506
00 International Imports | 200 | 200 | 200 | 200 | 200 | 200 | 200
00 Ret.ACI | 1678.5841 | 253.2308 | 253.2308 | 253.2308 | 253.2308 | 253.2308 | 253.2308
00 Ret.ACI & DryFGD | 201.4051 | 298.3714 | 298.3714 | 298.3714 | 298.3714 | 298.3714 | 298.3714
00 Ret.ACI & DryFGD & HRI | 0 | 0 | 0 | 0 | 0 | 0 | 0
00 Ret.ACI & DSI | 11285.6841 | 11285.6841 | 11285.6841 | 11285.6841 | 11285.6841 | 9914.9935 | 9914.9935
00 Ret.ACI & DSI & DryFGD | 0 | 0 | 0 | 0 | 0 | 0 | 0
00 Ret.ACI & DSI & DryFGD & HRI | 0 | 0 | 0 | 0 | 0 | 0 | 0
00 Ret.ACI & DSI & HRI | 0 | 0 | 0 | 0 | 0 | 0 | 0
00 Ret.ACI & DSI & WetFGD & HRI | 0 | 0 | 0 | 0 | 0 | 0 | 0
00 Ret.ACI & HRI | 0 | 0 | 0 | 0 | 0 | 0 | 0
00 Ret.ACI & SCR | 0 | 0 | 0 | 0 | 0 | 0 | 0
00 Ret.ACI & SCR & DryFGD & CCS | 0 | 0 | 0 | 0 | 0 | 0 | 0
00 Ret.ACI & SCR & DryFGD & HRI | 0 | 0 | 0 | 0 | 0 | 0 | 0
00 Ret.ACI & SCR & DryFGD & HRI & CCS | 0 | 0 | 0 | 0 | 0 | 0 | 0
00 Ret.ACI & SCR & DSI | 0 | 0 | 0 | 0 | 0 | 0 | 0
00 Ret.ACI & SCR & DSI & DryFGD | 0 | 0 | 0 | 0 | 0 | 0 | 0
00 Ret.ACI & SCR & DSI & DryFGD & HRI | 0 | 0 | 0 | 0 | 0 | 0 | 0
00 Ret.ACI & SCR & DSI & HRI | 0 | 0 | 0 | 0 | 0 | 0 | 0
00 Ret.ACI & SCR & DSI & WetFGD | 0 | 0 | 0 | 0 | 0 | 0 | 0
00 Ret.ACI & SCR & DSI & WetFGD & HRI | 0 | 0 | 0 | 0 | 0 | 0 | 0
00 Ret.ACI & SCR & HRI | 0 | 0 | 0 | 0 | 0 | 0 | 0
00 Ret.ACI & SCR & WetFGD & CCS | 0 | 0 | 0 | 0 | 0 | 0 | 0
00 Ret.ACI & SCR & WetFGD & HRI | 0 | 0 | 0 | 0 | 0 | 0 | 0
00 Ret.ACI & SCR & WetFGD & HRI & CCS | 0 | 0 | 0 | 0 | 0 | 0 | 0
00 Ret.ACI & SNCR | 0 | 0 | 0 | 0 | 0 | 0 | 0
00 Ret.ACI & SNCR & DSI | 0 | 0 | 0 | 0 | 0 | 0 | 0
00 Ret.ACI & SNCR & DSI & DryFGD | 0 | 0 | 0 | 0 | 0 | 0 | 0
00 Ret.ACI & SNCR & DSI & DryFGD & HRI | 0 | 0 | 0 | 0 | 0 | 0 | 0
00 Ret.ACI & SNCR & DSI & HRI | 0 | 0 | 0 | 0 | 0 | 0 | 0
00 Ret.ACI & SNCR & DSI & WetFGD | 0 | 0 | 0 | 0 | 0 | 0 | 0
00 Ret.ACI & SNCR & DSI & WetFGD & HRI | 0 | 0 | 0 | 0 | 0 | 0 | 0
00 Ret.ACI & SNCR & HRI | 0 | 0 | 0 | 0 | 0 | 0 | 0
00 Ret.ACI & WetFGD | 729.5129 | 2038.1705 | 2038.1705 | 2038.1705 | 2038.1705 | 2038.1705 | 2038.1705
00 Ret.ACI & WetFGD & DSI | 0 | 0 | 0 | 0 | 0 | 0 | 0
00 Ret.ACI & WetFGD & HRI | 0 | 0 | 0 | 0 | 0 | 0 | 0
00 Ret.C2G | 9227.4713 | 11105.8776 | 8911.8776 | 5048.1605 | 5048.1605 | 5048.1605 | 5048.1605
00 Ret.C2G & SCR | 0 | 265.9864 | 265.9864 | 265.9864 | 265.9864 | 265.9864 | 265.9864
00 Ret.CCG | 0 | 0 | 0 | 0 | 0 | 0 | 0
00 Ret.DryFGD | 0 | 312.0229 | 312.0229 | 312.0229 | 312.0229 | 312.0229 | 312.0229
00 Ret.DryFGD & ACI & CCS | 0 | 0 | 0 | 0 | 0 | 0 | 0
00 Ret.DryFGD & ACI & HRI & CCS | 0 | 0 | 0 | 0 | 0 | 0 | 0
00 Ret.DryFGD & CCS | 0 | 0 | 0 | 0 | 0 | 0 | 0
00 Ret.DryFGD & HRI | 0 | 0 | 0 | 0 | 0 | 0 | 0
00 Ret.DryFGD & HRI & CCS | 0 | 0 | 0 | 0 | 0 | 0 | 0
00 Ret.DSI | 0 | 0 | 0 | 0 | 0 | 0 | 0
00 Ret.DSI & DryFGD | 0 | 0 | 0 | 0 | 0 | 0 | 0
00 Ret.DSI & DryFGD & HRI | 0 | 0 | 0 | 0 | 0 | 0 | 0
00 Ret.DSI & HRI | 0 | 0 | 0 | 0 | 0 | 0 | 0
00 Ret.DSI & WetFGD | 0 | 0 | 0 | 0 | 0 | 0 | 0
00 Ret.DSI & WetFGD & HRI | 0 | 0 | 0 | 0 | 0 | 0 | 0
00 Ret.Exist FBC_DryFGD_SNCR_ACI & CCS | 0 | 0 | 0 | 0 | 0 | 0 | 0
00 Ret.ExistACI & DryFGD | 0 | 0 | 0 | 0 | 0 | 0 | 0
00 Ret.ExistACI & DryFGD & CCS | 0 | 0 | 0 | 0 | 0 | 0 | 0
00 Ret.ExistACI & DryFGD & HRI | 0 | 0 | 0 | 0 | 0 | 0 | 0
00 Ret.ExistACI & DryFGD & HRI & CCS | 0 | 0 | 0 | 0 | 0 | 0 | 0
00 Ret.ExistACI & DSI | 851.6823 | 851.6823 | 851.6823 | 851.6823 | 851.6823 | 851.6823 | 851.6823
00 Ret.ExistACI & DSI & DryFGD | 0 | 0 | 0 | 0 | 0 | 0 | 0
00 Ret.ExistACI & DSI & DryFGD & HRI | 0 | 0 | 0 | 0 | 0 | 0 | 0
00 Ret.ExistACI & DSI & HRI | 0 | 0 | 0 | 0 | 0 | 0 | 0
00 Ret.ExistACI & DSI & WetFGD | 0 | 0 | 0 | 0 | 0 | 0 | 0
00 Ret.ExistACI & DSI & WetFGD & HRI | 0 | 0 | 0 | 0 | 0 | 0 | 0
00 Ret.ExistACI & HRI | 0 | 0 | 0 | 0 | 0 | 0 | 0
00 Ret.ExistACI & HRI & WetFGD | 0 | 0 | 0 | 0 | 0 | 0 | 0
00 Ret.ExistACI & SCR | 0 | 0 | 0 | 0 | 0 | 0 | 0
00 Ret.ExistACI & SCR & DryFGD | 0 | 0 | 0 | 0 | 0 | 0 | 0
00 Ret.ExistACI & SCR & DryFGD & CCS | 0 | 0 | 0 | 0 | 0 | 0 | 0
00 Ret.ExistACI & SCR & DryFGD & HRI | 0 | 0 | 0 | 0 | 0 | 0 | 0
00 Ret.ExistACI & SCR & DryFGD & HRI & CCS | 0 | 0 | 0 | 0 | 0 | 0 | 0
00 Ret.ExistACI & SCR & DSI | 0 | 0 | 0 | 0 | 0 | 0 | 0
00 Ret.ExistACI & SCR & DSI & DryFGD | 0 | 0 | 0 | 0 | 0 | 0 | 0
00 Ret.ExistACI & SCR & DSI & DryFGD & HRI | 0 | 0 | 0 | 0 | 0 | 0 | 0
00 Ret.ExistACI & SCR & DSI & HRI | 0 | 0 | 0 | 0 | 0 | 0 | 0
00 Ret.ExistACI & SCR & HRI | 0 | 0 | 0 | 0 | 0 | 0 | 0
00 Ret.ExistACI & SCR & WetFGD | 0 | 0 | 0 | 0 | 0 | 0 | 0
00 Ret.ExistACI & SCR & WetFGD & CCS | 0 | 0 | 0 | 0 | 0 | 0 | 0
00 Ret.ExistACI & SCR & WetFGD & HRI | 0 | 0 | 0 | 0 | 0 | 0 | 0
00 Ret.ExistACI & SCR & WetFGD & HRI & CCS | 0 | 0 | 0 | 0 | 0 | 0 | 0
00 Ret.ExistACI & SNCR | 0 | 0 | 0 | 0 | 0 | 0 | 0
00 Ret.ExistACI & SNCR & DryFGD | 0 | 0 | 0 | 0 | 0 | 0 | 0
00 Ret.ExistACI & SNCR & DryFGD & HRI | 0 | 0 | 0 | 0 | 0 | 0 | 0
00 Ret.ExistACI & SNCR & DSI | 0 | 0 | 0 | 0 | 0 | 0 | 0
00 Ret.ExistACI & SNCR & DSI & HRI | 0 | 0 | 0 | 0 | 0 | 0 | 0
00 Ret.ExistACI & SNCR & HRI | 0 | 0 | 0 | 0 | 0 | 0 | 0
00 Ret.ExistACI & SNCR & WetFGD | 0 | 0 | 0 | 0 | 0 | 0 | 0
00 Ret.ExistACI & SNCR & WetFGD & HRI | 0 | 0 | 0 | 0 | 0 | 0 | 0
00 Ret.ExistACI & WetFGD | 0 | 0 | 0 | 0 | 0 | 0 | 0
00 Ret.ExistACI & WetFGD & CCS | 0 | 0 | 0 | 0 | 0 | 0 | 0
00 Ret.ExistACI & WetFGD & HRI & CCS | 0 | 0 | 0 | 0 | 0 | 0 | 0
00 Ret.ExistACI_DSI & DryFGD | 516.4405 | 516.4405 | 516.4405 | 516.4405 | 516.4405 | 516.4405 | 516.4405
00 Ret.ExistACI_DSI & DryFGD & CCS | 0 | 0 | 0 | 0 | 0 | 0 | 0
00 Ret.ExistACI_DSI & DryFGD & HRI | 0 | 0 | 0 | 0 | 0 | 0 | 0
00 Ret.ExistACI_DSI & DryFGD & HRI & CCS | 0 | 0 | 0 | 0 | 0 | 0 | 0
00 Ret.ExistACI_DSI & HRI | 0 | 0 | 0 | 0 | 0 | 0 | 0
00 Ret.ExistACI_DSI & SCR | 0 | 29.3366 | 29.3366 | 29.3366 | 0 | 0 | 0
00 Ret.ExistACI_DSI & SCR & DryFGD | 0 | 0 | 0 | 0 | 0 | 0 | 0
00 Ret.ExistACI_DSI & SCR & DryFGD & CCS | 0 | 0 | 0 | 0 | 0 | 0 | 0
00 Ret.ExistACI_DSI & SCR & DryFGD & HRI | 0 | 0 | 0 | 0 | 0 | 0 | 0
00 Ret.ExistACI_DSI & SCR & DryFGD & HRI & CCS | 0 | 0 | 0 | 0 | 0 | 0 | 0
00 Ret.ExistACI_DSI & SCR & HRI | 0 | 0 | 0 | 0 | 0 | 0 | 0
00 Ret.ExistACI_DSI & SCR & WetFGD | 0 | 0 | 0 | 0 | 2558.6215 | 2558.6215 | 2558.6215
00 Ret.ExistACI_DSI & SCR & WetFGD & CCS | 0 | 0 | 0 | 0 | 0 | 0 | 0
00 Ret.ExistACI_DSI & SCR & WetFGD & HRI | 0 | 0 | 0 | 0 | 0 | 0 | 0
00 Ret.ExistACI_DSI & SCR & WetFGD & HRI & CCS | 0 | 0 | 0 | 0 | 0 | 0 | 0
00 Ret.ExistACI_DSI & SNCR | 0 | 0 | 0 | 0 | 0 | 0 | 0
00 Ret.ExistACI_DSI & SNCR & DryFGD | 0 | 0 | 0 | 0 | 0 | 0 | 0
00 Ret.ExistACI_DSI & SNCR & DryFGD & HRI | 0 | 0 | 0 | 0 | 0 | 0 | 0
00 Ret.ExistACI_DSI & SNCR & HRI | 0 | 0 | 0 | 0 | 0 | 0 | 0
00 Ret.ExistACI_DSI & SNCR & WetFGD | 0 | 0 | 0 | 0 | 0 | 0 | 0
00 Ret.ExistACI_DSI & SNCR & WetFGD & HRI | 0 | 0 | 0 | 0 | 0 | 0 | 0
00 Ret.ExistACI_DSI & WetFGD | 2575.2091 | 2575.2091 | 2575.2091 | 2575.2091 | 1.9733 | 1.9733 | 1.9733
00 Ret.ExistACI_DSI & WetFGD & CCS | 0 | 0 | 0 | 0 | 0 | 0 | 0
00 Ret.ExistACI_DSI & WetFGD & HRI | 0 | 0 | 0 | 0 | 0 | 0 | 0
00 Ret.ExistACI_DSI & WetFGD & HRI & CCS | 0 | 0 | 0 | 0 | 0 | 0 | 0
00 Ret.ExistDryFGD & ACI | 2947.8862 | 2653.9864 | 2653.9864 | 2653.9864 | 2653.9864 | 2653.9864 | 2653.9864
00 Ret.ExistDryFGD & ACI & CCS | 0 | 0 | 0 | 0 | 0 | 0 | 0
00 Ret.ExistDryFGD & ACI & HRI | 0 | 0 | 0 | 0 | 0 | 0 | 0
00 Ret.ExistDryFGD & ACI & HRI & CCS | 0 | 0 | 0 | 0 | 0 | 0 | 0
00 Ret.ExistDryFGD & ACI & SCR | 0 | 292.1033 | 292.1033 | 292.1033 | 292.1033 | 292.1033 | 292.1033
00 Ret.ExistDryFGD & ACI & SCR & CCS | 0 | 0 | 0 | 0 | 0 | 0 | 0
00 Ret.ExistDryFGD & ACI & SCR & HRI | 0 | 0 | 0 | 0 | 0 | 0 | 0
00 Ret.ExistDryFGD & ACI & SCR & HRI & CCS | 0 | 0 | 0 | 0 | 0 | 0 | 0
00 Ret.ExistDryFGD & ACI & SNCR | 0 | 0 | 0 | 0 | 0 | 0 | 0
00 Ret.ExistDryFGD & ACI & SNCR & HRI | 0 | 0 | 0 | 0 | 0 | 0 | 0
00 Ret.ExistDryFGD & CCS | 0 | 0 | 0 | 0 | 0 | 0 | 0
00 Ret.ExistDryFGD & HRI | 0 | 0 | 0 | 0 | 0 | 0 | 0
00 Ret.ExistDryFGD & HRI & CCS | 0 | 0 | 0 | 0 | 0 | 0 | 0
00 Ret.ExistDryFGD & SCR | 0 | 500.8128 | 500.8128 | 500.8128 | 500.8128 | 500.8128 | 500.8128
00 Ret.ExistDryFGD & SCR & CCS | 0 | 0 | 0 | 0 | 0 | 0 | 0
00 Ret.ExistDryFGD & SCR & HRI | 0 | 0 | 0 | 0 | 0 | 0 | 0
00 Ret.ExistDryFGD & SCR & HRI & CCS | 0 | 0 | 0 | 0 | 0 | 0 | 0
00 Ret.ExistDryFGD & SNCR | 0 | 0 | 0 | 0 | 0 | 0 | 0
00 Ret.ExistDryFGD & SNCR & HRI | 0 | 0 | 0 | 0 | 0 | 0 | 0
00 Ret.ExistDryFGD_ACI & CCS | 0 | 0 | 0 | 0 | 0 | 0 | 0
00 Ret.ExistDryFGD_ACI & HRI | 0 | 0 | 0 | 0 | 0 | 0 | 0
00 Ret.ExistDryFGD_ACI & HRI & CCS | 0 | 0 | 0 | 0 | 0 | 0 | 0
00 Ret.ExistDryFGD_ACI & SCR | 684.5239 | 1026.3942 | 1026.3942 | 1026.3942 | 1026.3942 | 1026.3942 | 1026.3942
00 Ret.ExistDryFGD_ACI & SCR & CCS | 0 | 0 | 0 | 0 | 0 | 0 | 0
00 Ret.ExistDryFGD_ACI & SCR & HRI | 0 | 0 | 0 | 0 | 0 | 0 | 0
00 Ret.ExistDryFGD_ACI & SCR & HRI & CCS | 0 | 0 | 0 | 0 | 0 | 0 | 0
00 Ret.ExistDryFGD_SCR & ACI & CCS | 0 | 0 | 0 | 0 | 0 | 0 | 0
00 Ret.ExistDryFGD_SCR & ACI & HRI | 0 | 0 | 0 | 0 | 0 | 0 | 0
00 Ret.ExistDryFGD_SCR & ACI & HRI & CCS | 0 | 0 | 0 | 0 | 0 | 0 | 0
00 Ret.ExistDryFGD_SCR & CCS | 0 | 0 | 0 | 0 | 0 | 0 | 0
00 Ret.ExistDryFGD_SNCR & ACI & HRI | 0 | 0 | 0 | 0 | 0 | 0 | 0
00 Ret.ExistDSI & ACI | 0.99947 | 0.99947 | 0.99947 | 0.99947 | 0.99947 | 0.99947 | 0.99947
00 Ret.ExistDSI & ACI & HRI | 0 | 0 | 0 | 0 | 0 | 0 | 0
00 Ret.ExistDSI & ACI & SCR | 0 | 0 | 0 | 0 | 0 | 0 | 0
00 Ret.ExistDSI & ACI & SCR & DryFGD & CCS | 0 | 0 | 0 | 0 | 0 | 0 | 0
00 Ret.ExistDSI & ACI & SCR & DryFGD & HRI | 0 | 0 | 0 | 0 | 0 | 0 | 0
00 Ret.ExistDSI & ACI & SCR & DryFGD & HRI & CCS | 0 | 0 | 0 | 0 | 0 | 0 | 0
00 Ret.ExistDSI & ACI & SCR & HRI | 0 | 0 | 0 | 0 | 0 | 0 | 0
00 Ret.ExistDSI & ACI & SCR & WetFGD & CCS | 0 | 0 | 0 | 0 | 0 | 0 | 0
00 Ret.ExistDSI & ACI & SCR & WetFGD & HRI | 0 | 0 | 0 | 0 | 0 | 0 | 0
00 Ret.ExistDSI & ACI & SCR & WetFGD & HRI & CCS | 0 | 0 | 0 | 0 | 0 | 0 | 0
00 Ret.ExistDSI & DryFGD | 0 | 0 | 0 | 0 | 0 | 0 | 0
00 Ret.ExistDSI & DryFGD & ACI | 0 | 0 | 0 | 0 | 0 | 0 | 0
00 Ret.ExistDSI & DryFGD & ACI & CCS | 0 | 0 | 0 | 0 | 0 | 0 | 0
00 Ret.ExistDSI & DryFGD & ACI & HRI | 0 | 0 | 0 | 0 | 0 | 0 | 0
00 Ret.ExistDSI & DryFGD & ACI & HRI & CCS | 0 | 0 | 0 | 0 | 0 | 0 | 0
00 Ret.ExistDSI & DryFGD & CCS | 0 | 0 | 0 | 0 | 0 | 0 | 0
00 Ret.ExistDSI & DryFGD & HRI | 0 | 0 | 0 | 0 | 0 | 0 | 0
00 Ret.ExistDSI & DryFGD & HRI & CCS | 0 | 0 | 0 | 0 | 0 | 0 | 0
00 Ret.ExistDSI & HRI | 0 | 0 | 0 | 0 | 0 | 0 | 0
00 Ret.ExistDSI & SCR | 0 | 0 | 0 | 0 | 0 | 0 | 0
00 Ret.ExistDSI & SCR & DryFGD | 0 | 0 | 0 | 0 | 0 | 0 | 0
00 Ret.ExistDSI & SCR & DryFGD & ACI | 0 | 0 | 0 | 0 | 0 | 0 | 0
00 Ret.ExistDSI & SCR & DryFGD & CCS | 0 | 0 | 0 | 0 | 0 | 0 | 0
00 Ret.ExistDSI & SCR & DryFGD & HRI | 0 | 0 | 0 | 0 | 0 | 0 | 0
00 Ret.ExistDSI & SCR & DryFGD & HRI & CCS | 0 | 0 | 0 | 0 | 0 | 0 | 0
00 Ret.ExistDSI & SCR & HRI | 0 | 0 | 0 | 0 | 0 | 0 | 0
00 Ret.ExistDSI & SCR & WetFGD | 0 | 0 | 0 | 0 | 0 | 0 | 0
00 Ret.ExistDSI & SCR & WetFGD & ACI | 0 | 0 | 0 | 0 | 0 | 0 | 0
00 Ret.ExistDSI & SCR & WetFGD & CCS | 0 | 0 | 0 | 0 | 0 | 0 | 0
00 Ret.ExistDSI & SCR & WetFGD & HRI | 0 | 0 | 0 | 0 | 0 | 0 | 0
00 Ret.ExistDSI & SCR & WetFGD & HRI & CCS | 0 | 0 | 0 | 0 | 0 | 0 | 0
00 Ret.ExistDSI & SNCR | 0 | 0 | 0 | 0 | 0 | 0 | 0
00 Ret.ExistDSI & SNCR & ACI | 0 | 0 | 0 | 0 | 0 | 0 | 0
00 Ret.ExistDSI & SNCR & ACI & HRI | 0 | 0 | 0 | 0 | 0 | 0 | 0
00 Ret.ExistDSI & SNCR & DryFGD | 0 | 0 | 0 | 0 | 0 | 0 | 0
00 Ret.ExistDSI & SNCR & DryFGD & ACI | 0 | 0 | 0 | 0 | 0 | 0 | 0
00 Ret.ExistDSI & SNCR & DryFGD & ACI & HRI | 0 | 0 | 0 | 0 | 0 | 0 | 0
00 Ret.ExistDSI & SNCR & DryFGD & HRI | 0 | 0 | 0 | 0 | 0 | 0 | 0
00 Ret.ExistDSI & SNCR & HRI | 0 | 0 | 0 | 0 | 0 | 0 | 0
00 Ret.ExistDSI & SNCR & WetFGD | 0 | 0 | 0 | 0 | 0 | 0 | 0
00 Ret.ExistDSI & SNCR & WetFGD & ACI | 0 | 0 | 0 | 0 | 0 | 0 | 0
00 Ret.ExistDSI & SNCR & WetFGD & ACI & HRI | 0 | 0 | 0 | 0 | 0 | 0 | 0
00 Ret.ExistDSI & SNCR & WetFGD & HRI | 0 | 0 | 0 | 0 | 0 | 0 | 0
00 Ret.ExistDSI & WetFGD | 0 | 0 | 0 | 0 | 0 | 0 | 0
00 Ret.ExistDSI & WetFGD & ACI | 0 | 0 | 0 | 0 | 0 | 0 | 0
00 Ret.ExistDSI & WetFGD & ACI & CCS | 0 | 0 | 0 | 0 | 0 | 0 | 0
00 Ret.ExistDSI & WetFGD & ACI & HRI | 0 | 0 | 0 | 0 | 0 | 0 | 0
00 Ret.ExistDSI & WetFGD & ACI & HRI & CCS | 0 | 0 | 0 | 0 | 0 | 0 | 0
00 Ret.ExistDSI & WetFGD & CCS | 0 | 0 | 0 | 0 | 0 | 0 | 0
00 Ret.ExistDSI & WetFGD & HRI | 0 | 0 | 0 | 0 | 0 | 0 | 0
00 Ret.ExistDSI & WetFGD & HRI & CCS | 0 | 0 | 0 | 0 | 0 | 0 | 0
00 Ret.ExistSCR & ACI | 0 | 0 | 0 | 0 | 0 | 0 | 0
00 Ret.ExistSCR & ACI & DryFGD | 0 | 0 | 0 | 0 | 0 | 0 | 0
00 Ret.ExistSCR & ACI & DryFGD & HRI | 0 | 0 | 0 | 0 | 0 | 0 | 0
00 Ret.ExistSCR & ACI & DSI | 3047.2937 | 3047.2937 | 3047.2937 | 3047.2937 | 3047.2937 | 3047.2937 | 3047.2937
00 Ret.ExistSCR & ACI & DSI & DryFGD | 0 | 0 | 0 | 0 | 0 | 0 | 0
00 Ret.ExistSCR & ACI & DSI & DryFGD & HRI | 0 | 0 | 0 | 0 | 0 | 0 | 0
00 Ret.ExistSCR & ACI & DSI & HRI | 0 | 0 | 0 | 0 | 0 | 0 | 0
00 Ret.ExistSCR & ACI & DSI & WetFGD | 0 | 0 | 0 | 0 | 0 | 0 | 0
00 Ret.ExistSCR & ACI & DSI & WetFGD & HRI | 0 | 0 | 0 | 0 | 0 | 0 | 0
00 Ret.ExistSCR & ACI & HRI | 0 | 0 | 0 | 0 | 0 | 0 | 0
00 Ret.ExistSCR & ACI & WetFGD | 0 | 0 | 0 | 0 | 0 | 0 | 0
00 Ret.ExistSCR & ACI & WetFGD & HRI | 0 | 0 | 0 | 0 | 0 | 0 | 0
00 Ret.ExistSCR & DryFGD | 0 | 0 | 0 | 0 | 0 | 0 | 0
00 Ret.ExistSCR & DryFGD & ACI & CCS | 0 | 0 | 0 | 0 | 0 | 0 | 0
00 Ret.ExistSCR & DryFGD & ACI & HRI & CCS | 0 | 0 | 0 | 0 | 0 | 0 | 0
00 Ret.ExistSCR & DryFGD & CCS | 0 | 0 | 0 | 0 | 0 | 0 | 0
00 Ret.ExistSCR & DryFGD & HRI | 0 | 0 | 0 | 0 | 0 | 0 | 0
00 Ret.ExistSCR & DryFGD & HRI & CCS | 0 | 0 | 0 | 0 | 0 | 0 | 0
00 Ret.ExistSCR & DSI | 0 | 0 | 0 | 0 | 0 | 0 | 0
00 Ret.ExistSCR & DSI & DryFGD | 0 | 0 | 0 | 0 | 0 | 0 | 0
00 Ret.ExistSCR & DSI & DryFGD & HRI | 0 | 0 | 0 | 0 | 0 | 0 | 0
00 Ret.ExistSCR & DSI & HRI | 0 | 0 | 0 | 0 | 0 | 0 | 0
00 Ret.ExistSCR & DSI & WetFGD | 0 | 0 | 0 | 0 | 0 | 0 | 0
00 Ret.ExistSCR & DSI & WetFGD & HRI | 0 | 0 | 0 | 0 | 0 | 0 | 0
00 Ret.ExistSCR & HRI | 0 | 0 | 0 | 0 | 0 | 0 | 0
00 Ret.ExistSCR & WetFGD | 1183.3871 | 1183.3871 | 1183.3871 | 1183.3871 | 1183.3871 | 1183.3871 | 1183.3871
00 Ret.ExistSCR & WetFGD & ACI & CCS | 0 | 0 | 0 | 0 | 0 | 0 | 0
00 Ret.ExistSCR & WetFGD & ACI & HRI & CCS | 0 | 0 | 0 | 0 | 0 | 0 | 0
00 Ret.ExistSCR & WetFGD & CCS | 0 | 0 | 0 | 0 | 0 | 0 | 0
00 Ret.ExistSCR & WetFGD & HRI | 0 | 0 | 0 | 0 | 0 | 0 | 0
00 Ret.ExistSCR & WetFGD & HRI & CCS | 0 | 0 | 0 | 0 | 0 | 0 | 0
00 Ret.ExistSCR_ACI & DryFGD | 391.9311 | 391.9311 | 391.9311 | 391.9311 | 391.9311 | 391.9311 | 391.9311
00 Ret.ExistSCR_ACI & DryFGD & CCS | 0 | 0 | 0 | 0 | 0 | 0 | 0
00 Ret.ExistSCR_ACI & DryFGD & HRI | 0 | 0 | 0 | 0 | 0 | 0 | 0
00 Ret.ExistSCR_ACI & DryFGD & HRI & CCS | 0 | 0 | 0 | 0 | 0 | 0 | 0
00 Ret.ExistSCR_ACI & DSI | 0 | 0 | 0 | 0 | 0 | 0 | 0
00 Ret.ExistSCR_ACI & DSI & HRI | 0 | 0 | 0 | 0 | 0 | 0 | 0
00 Ret.ExistSCR_ACI & HRI | 0 | 0 | 0 | 0 | 0 | 0 | 0
00 Ret.ExistSCR_ACI & WetFGD | 0 | 0 | 0 | 0 | 0 | 0 | 0
00 Ret.ExistSCR_ACI & WetFGD & CCS | 0 | 0 | 0 | 0 | 0 | 0 | 0
00 Ret.ExistSCR_ACI & WetFGD & HRI | 0 | 0 | 0 | 0 | 0 | 0 | 0
00 Ret.ExistSCR_ACI & WetFGD & HRI & CCS | 0 | 0 | 0 | 0 | 0 | 0 | 0
00 Ret.ExistSCR_DryFGD & ACI | 1049.2393 | 1048.8503 | 1048.8503 | 1048.8503 | 1048.8503 | 1048.8503 | 1048.8503
00 Ret.ExistSCR_DryFGD & HRI | 0 | 0 | 0 | 0 | 0 | 0 | 0
00 Ret.ExistSCR_DryFGD & HRI & CCS | 0 | 0 | 0 | 0 | 0 | 0 | 0
00 Ret.ExistSCR_DryFGD_ACI & CCS | 0 | 0 | 0 | 0 | 0 | 0 | 0
00 Ret.ExistSCR_DryFGD_ACI & HRI | 0 | 0 | 0 | 0 | 0 | 0 | 0
00 Ret.ExistSCR_DryFGD_ACI & HRI & CCS | 0 | 0 | 0 | 0 | 0 | 0 | 0
00 Ret.ExistSCR_DryFGD_ACI_DSI & CCS | 0 | 0 | 0 | 0 | 0 | 0 | 0
00 Ret.ExistSCR_DryFGD_ACI_DSI & HRI | 0 | 0 | 0 | 0 | 0 | 0 | 0
00 Ret.ExistSCR_DryFGD_ACI_DSI & HRI & CCS | 0 | 0 | 0 | 0 | 0 | 0 | 0
00 Ret.ExistSCR_DSI & ACI | 0 | 0 | 0 | 0 | 0 | 0 | 0
00 Ret.ExistSCR_DSI & ACI & HRI | 0 | 0 | 0 | 0 | 0 | 0 | 0
00 Ret.ExistSCR_DSI & DryFGD | 0 | 0 | 0 | 0 | 0 | 0 | 0
00 Ret.ExistSCR_DSI & DryFGD & ACI | 0 | 0 | 0 | 0 | 0 | 0 | 0
00 Ret.ExistSCR_DSI & DryFGD & ACI & HRI | 0 | 0 | 0 | 0 | 0 | 0 | 0
00 Ret.ExistSCR_DSI & DryFGD & HRI | 0 | 0 | 0 | 0 | 0 | 0 | 0
00 Ret.ExistSCR_DSI & HRI | 0 | 0 | 0 | 0 | 0 | 0 | 0
00 Ret.ExistSCR_DSI & WetFGD | 0 | 0 | 0 | 0 | 0 | 0 | 0
00 Ret.ExistSCR_DSI & WetFGD & ACI | 0 | 0 | 0 | 0 | 0 | 0 | 0
00 Ret.ExistSCR_DSI & WetFGD & ACI & HRI | 0 | 0 | 0 | 0 | 0 | 0 | 0
00 Ret.ExistSCR_DSI & WetFGD & HRI | 0 | 0 | 0 | 0 | 0 | 0 | 0
00 Ret.ExistSCR_WetFGD & ACI | 9154.3878 | 9154.3878 | 9154.3878 | 9154.3878 | 9154.3878 | 9154.3878 | 9154.3878
00 Ret.ExistSCR_WetFGD & HRI | 0 | 0 | 0 | 0 | 0 | 0 | 0
00 Ret.ExistSCR_WetFGD & HRI & CCS | 0 | 0 | 0 | 0 | 0 | 0 | 0
00 Ret.ExistSCR_WetFGD_ACI & CCS | 0 | 0 | 0 | 0 | 0 | 0 | 0
00 Ret.ExistSCR_WetFGD_ACI & HRI | 0 | 0 | 0 | 0 | 0 | 0 | 0
00 Ret.ExistSCR_WetFGD_ACI & HRI & CCS | 0 | 0 | 0 | 0 | 0 | 0 | 0
00 Ret.ExistSCR_WetFGD_ACI_DSI & CCS | 0 | 0 | 0 | 0 | 0 | 0 | 0
00 Ret.ExistSCR_WetFGD_ACI_DSI & HRI | 0 | 0 | 0 | 0 | 0 | 0 | 0
00 Ret.ExistSCR_WetFGD_ACI_DSI & HRI & CCS | 0 | 0 | 0 | 0 | 0 | 0 | 0
00 Ret.ExistSCR_WetFGD_DSI & HRI | 0 | 0 | 0 | 0 | 0 | 0 | 0
00 Ret.ExistSCR_WetFGD_DSI & HRI & CCS | 0 | 0 | 0 | 0 | 0 | 0 | 0
00 Ret.ExistSNCR & ACI | 0 | 0 | 0 | 0 | 0 | 0 | 0
00 Ret.ExistSNCR & ACI & DryFGD | 0 | 0 | 0 | 0 | 0 | 0 | 0
00 Ret.ExistSNCR & ACI & DryFGD & HRI | 0 | 0 | 0 | 0 | 0 | 0 | 0
00 Ret.ExistSNCR & ACI & DSI | 101.2521 | 101.2521 | 101.2521 | 101.2521 | 101.2521 | 101.2521 | 101.2521
00 Ret.ExistSNCR & ACI & DSI & DryFGD | 0 | 0 | 0 | 0 | 0 | 0 | 0
00 Ret.ExistSNCR & ACI & DSI & DryFGD & HRI | 0 | 0 | 0 | 0 | 0 | 0 | 0
00 Ret.ExistSNCR & ACI & DSI & HRI | 0 | 0 | 0 | 0 | 0 | 0 | 0
00 Ret.ExistSNCR & ACI & DSI & WetFGD | 0 | 0 | 0 | 0 | 0 | 0 | 0
00 Ret.ExistSNCR & ACI & DSI & WetFGD & HRI | 0 | 0 | 0 | 0 | 0 | 0 | 0
00 Ret.ExistSNCR & ACI & HRI | 0 | 0 | 0 | 0 | 0 | 0 | 0
00 Ret.ExistSNCR & ACI & WetFGD | 220.5199 | 220.5199 | 220.5199 | 220.5199 | 220.5199 | 220.5199 | 220.5199
00 Ret.ExistSNCR & ACI & WetFGD & HRI | 0 | 0 | 0 | 0 | 0 | 0 | 0
00 Ret.ExistSNCR & DryFGD | 0 | 0 | 0 | 0 | 0 | 0 | 0
00 Ret.ExistSNCR & DryFGD & ACI & CCS | 0 | 0 | 0 | 0 | 0 | 0 | 0
00 Ret.ExistSNCR & DryFGD & ACI & HRI & CCS | 0 | 0 | 0 | 0 | 0 | 0 | 0
00 Ret.ExistSNCR & DryFGD & CCS | 0 | 0 | 0 | 0 | 0 | 0 | 0
00 Ret.ExistSNCR & DryFGD & HRI | 0 | 0 | 0 | 0 | 0 | 0 | 0
00 Ret.ExistSNCR & DryFGD & HRI & CCS | 0 | 0 | 0 | 0 | 0 | 0 | 0
00 Ret.ExistSNCR & DSI | 0 | 0 | 0 | 0 | 0 | 0 | 0
00 Ret.ExistSNCR & DSI & DryFGD | 0 | 0 | 0 | 0 | 0 | 0 | 0
00 Ret.ExistSNCR & DSI & DryFGD & HRI | 0 | 0 | 0 | 0 | 0 | 0 | 0
00 Ret.ExistSNCR & DSI & HRI | 0 | 0 | 0 | 0 | 0 | 0 | 0
00 Ret.ExistSNCR & DSI & WetFGD | 0 | 0 | 0 | 0 | 0 | 0 | 0
00 Ret.ExistSNCR & DSI & WetFGD & HRI | 0 | 0 | 0 | 0 | 0 | 0 | 0
00 Ret.ExistSNCR & HRI | 0 | 0 | 0 | 0 | 0 | 0 | 0
00 Ret.ExistSNCR & WetFGD | 0 | 0 | 0 | 0 | 0 | 0 | 0
00 Ret.ExistSNCR & WetFGD & ACI & CCS | 0 | 0 | 0 | 0 | 0 | 0 | 0
00 Ret.ExistSNCR & WetFGD & ACI & HRI & CCS | 0 | 0 | 0 | 0 | 0 | 0 | 0
00 Ret.ExistSNCR & WetFGD & CCS | 0 | 0 | 0 | 0 | 0 | 0 | 0
00 Ret.ExistSNCR & WetFGD & HRI | 0 | 0 | 0 | 0 | 0 | 0 | 0
00 Ret.ExistSNCR & WetFGD & HRI & CCS | 0 | 0 | 0 | 0 | 0 | 0 | 0
00 Ret.ExistSNCR_ACI & DryFGD | 906.4237 | 906.4237 | 906.4237 | 906.4237 | 906.4237 | 906.4237 | 906.4237
00 Ret.ExistSNCR_ACI & DryFGD & CCS | 0 | 0 | 0 | 0 | 0 | 0 | 0
00 Ret.ExistSNCR_ACI & DryFGD & HRI | 0 | 0 | 0 | 0 | 0 | 0 | 0
00 Ret.ExistSNCR_ACI & DryFGD & HRI & CCS | 0 | 0 | 0 | 0 | 0 | 0 | 0
00 Ret.ExistSNCR_ACI & DSI | 273.3959 | 273.3959 | 273.3959 | 273.3959 | 273.3959 | 273.3959 | 273.3959
00 Ret.ExistSNCR_ACI & DSI & HRI | 0 | 0 | 0 | 0 | 0 | 0 | 0
00 Ret.ExistSNCR_ACI & HRI | 0 | 0 | 0 | 0 | 0 | 0 | 0
00 Ret.ExistSNCR_ACI & WetFGD | 0 | 0 | 0 | 0 | 0 | 0 | 0
00 Ret.ExistSNCR_ACI & WetFGD & CCS | 0 | 0 | 0 | 0 | 0 | 0 | 0
00 Ret.ExistSNCR_ACI & WetFGD & HRI | 0 | 0 | 0 | 0 | 0 | 0 | 0
00 Ret.ExistSNCR_ACI & WetFGD & HRI & CCS | 0 | 0 | 0 | 0 | 0 | 0 | 0
00 Ret.ExistSNCR_ACI_DSI & DryFGD | 0 | 0 | 0 | 0 | 0 | 0 | 0
00 Ret.ExistSNCR_ACI_DSI & DryFGD & HRI | 0 | 0 | 0 | 0 | 0 | 0 | 0
00 Ret.ExistSNCR_ACI_DSI & HRI | 0 | 0 | 0 | 0 | 0 | 0 | 0
00 Ret.ExistSNCR_ACI_DSI & WetFGD | 0 | 0 | 0 | 0 | 0 | 0 | 0
00 Ret.ExistSNCR_ACI_DSI & WetFGD & HRI | 0 | 0 | 0 | 0 | 0 | 0 | 0
00 Ret.ExistSNCR_DryFGD & ACI | 0 | 0 | 0 | 0 | 0 | 0 | 0
00 Ret.ExistSNCR_DryFGD & HRI | 0 | 0 | 0 | 0 | 0 | 0 | 0
00 Ret.ExistSNCR_DryFGD_ACI & CCS | 0 | 0 | 0 | 0 | 0 | 0 | 0
00 Ret.ExistSNCR_DryFGD_ACI & HRI | 0 | 0 | 0 | 0 | 0 | 0 | 0
00 Ret.ExistSNCR_DryFGD_ACI & HRI & CCS | 0 | 0 | 0 | 0 | 0 | 0 | 0
00 Ret.ExistSNCR_DSI & ACI | 0 | 0 | 0 | 0 | 0 | 0 | 0
00 Ret.ExistSNCR_DSI & ACI & DryFGD | 0 | 0 | 0 | 0 | 0 | 0 | 0
00 Ret.ExistSNCR_DSI & ACI & DryFGD & HRI | 0 | 0 | 0 | 0 | 0 | 0 | 0
00 Ret.ExistSNCR_DSI & ACI & HRI | 0 | 0 | 0 | 0 | 0 | 0 | 0
00 Ret.ExistSNCR_DSI & ACI & WetFGD | 0 | 0 | 0 | 0 | 0 | 0 | 0
00 Ret.ExistSNCR_DSI & ACI & WetFGD & HRI | 0 | 0 | 0 | 0 | 0 | 0 | 0
00 Ret.ExistSNCR_DSI & DryFGD | 0 | 0 | 0 | 0 | 0 | 0 | 0
00 Ret.ExistSNCR_DSI & DryFGD & ACI & CCS | 0 | 0 | 0 | 0 | 0 | 0 | 0
00 Ret.ExistSNCR_DSI & DryFGD & ACI & HRI & CCS | 0 | 0 | 0 | 0 | 0 | 0 | 0
00 Ret.ExistSNCR_DSI & DryFGD & CCS | 0 | 0 | 0 | 0 | 0 | 0 | 0
00 Ret.ExistSNCR_DSI & DryFGD & HRI | 0 | 0 | 0 | 0 | 0 | 0 | 0
00 Ret.ExistSNCR_DSI & DryFGD & HRI & CCS | 0 | 0 | 0 | 0 | 0 | 0 | 0
00 Ret.ExistSNCR_DSI & HRI | 0 | 0 | 0 | 0 | 0 | 0 | 0
00 Ret.ExistSNCR_DSI & WetFGD | 0 | 0 | 0 | 0 | 0 | 0 | 0
00 Ret.ExistSNCR_DSI & WetFGD & ACI & CCS | 0 | 0 | 0 | 0 | 0 | 0 | 0
00 Ret.ExistSNCR_DSI & WetFGD & ACI & HRI & CCS | 0 | 0 | 0 | 0 | 0 | 0 | 0
00 Ret.ExistSNCR_DSI & WetFGD & CCS | 0 | 0 | 0 | 0 | 0 | 0 | 0
00 Ret.ExistSNCR_DSI & WetFGD & HRI | 0 | 0 | 0 | 0 | 0 | 0 | 0
00 Ret.ExistSNCR_DSI & WetFGD & HRI & CCS | 0 | 0 | 0 | 0 | 0 | 0 | 0
00 Ret.ExistSNCR_WetFGD & ACI | 2186.7768 | 2186.7768 | 2186.7768 | 2186.7768 | 2186.7768 | 2186.7768 | 2186.7768
00 Ret.ExistSNCR_WetFGD & HRI | 0 | 0 | 0 | 0 | 0 | 0 | 0
00 Ret.ExistSNCR_WetFGD & HRI & CCS | 0 | 0 | 0 | 0 | 0 | 0 | 0
00 Ret.ExistSNCR_WetFGD_ACI & CCS | 0 | 0 | 0 | 0 | 0 | 0 | 0
00 Ret.ExistSNCR_WetFGD_ACI & HRI | 0 | 0 | 0 | 0 | 0 | 0 | 0
00 Ret.ExistSNCR_WetFGD_ACI & HRI & CCS | 0 | 0 | 0 | 0 | 0 | 0 | 0
00 Ret.ExistSNCR_WetFGD_ACI_DSI & CCS | 0 | 0 | 0 | 0 | 0 | 0 | 0
00 Ret.ExistSNCR_WetFGD_ACI_DSI & HRI | 0 | 0 | 0 | 0 | 0 | 0 | 0
00 Ret.ExistSNCR_WetFGD_ACI_DSI & HRI & CCS | 0 | 0 | 0 | 0 | 0 | 0 | 0
00 Ret.ExistWetFGD & ACI | 10341.8659 | 8169.9974 | 8169.9974 | 8169.9974 | 8169.9974 | 8169.9974 | 8169.9974
00 Ret.ExistWetFGD & ACI & CCS | 0 | 0 | 0 | 0 | 0 | 0 | 0
00 Ret.ExistWetFGD & ACI & HRI | 0 | 0 | 0 | 0 | 0 | 0 | 0
00 Ret.ExistWetFGD & ACI & HRI & CCS | 0 | 0 | 0 | 0 | 0 | 0 | 0
00 Ret.ExistWetFGD & ACI & SCR | 0 | 2159.3812 | 2159.3812 | 2159.3812 | 2159.3812 | 2159.3812 | 2159.3812
00 Ret.ExistWetFGD & ACI & SCR & CCS | 0 | 0 | 0 | 0 | 0 | 0 | 0
00 Ret.ExistWetFGD & ACI & SCR & HRI | 0 | 0 | 0 | 0 | 0 | 0 | 0
00 Ret.ExistWetFGD & ACI & SCR & HRI & CCS | 0 | 0 | 0 | 0 | 0 | 0 | 0
00 Ret.ExistWetFGD & ACI & SNCR | 0 | 0 | 0 | 0 | 0 | 0 | 0
00 Ret.ExistWetFGD & ACI & SNCR & HRI | 0 | 0 | 0 | 0 | 0 | 0 | 0
00 Ret.ExistWetFGD & CCS | 0 | 0 | 0 | 0 | 0 | 0 | 0
00 Ret.ExistWetFGD & HRI | 0 | 0 | 0 | 0 | 0 | 0 | 0
00 Ret.ExistWetFGD & HRI & CCS | 0 | 0 | 0 | 0 | 0 | 0 | 0
00 Ret.ExistWetFGD & SCR | 3910.5564 | 4946.8439 | 4946.8439 | 5334.3709 | 5334.3709 | 5334.3709 | 5334.3709
00 Ret.ExistWetFGD & SCR & CCS | 0 | 0 | 0 | 0 | 0 | 0 | 0
00 Ret.ExistWetFGD & SCR & HRI | 0 | 0 | 0 | 0 | 0 | 0 | 0
00 Ret.ExistWetFGD & SCR & HRI & CCS | 0 | 0 | 0 | 0 | 0 | 0 | 0
00 Ret.ExistWetFGD & SNCR | 0 | 0 | 0 | 0 | 0 | 0 | 0
00 Ret.ExistWetFGD & SNCR & HRI | 0 | 0 | 0 | 0 | 0 | 0 | 0
00 Ret.ExistWetFGD_ACI & CCS | 0 | 0 | 0 | 0 | 0 | 0 | 0
00 Ret.ExistWetFGD_ACI & HRI | 0 | 0 | 0 | 0 | 0 | 0 | 0
00 Ret.ExistWetFGD_ACI & HRI & CCS | 0 | 0 | 0 | 0 | 0 | 0 | 0
00 Ret.ExistWetFGD_ACI & SCR | 0 | 240.373 | 240.373 | 240.373 | 240.373 | 240.373 | 240.373
00 Ret.ExistWetFGD_ACI & SCR & CCS | 0 | 0 | 0 | 0 | 0 | 0 | 0
00 Ret.ExistWetFGD_ACI & SCR & HRI | 0 | 0 | 0 | 0 | 0 | 0 | 0
00 Ret.ExistWetFGD_ACI & SCR & HRI & CCS | 0 | 0 | 0 | 0 | 0 | 0 | 0
00 Ret.ExistWetFGD_ACI & SNCR | 0 | 0 | 0 | 0 | 0 | 0 | 0
00 Ret.ExistWetFGD_ACI & SNCR & HRI | 0 | 0 | 0 | 0 | 0 | 0 | 0
00 Ret.ExistWetFGD_ACI_DSI & CCS | 0 | 0 | 0 | 0 | 0 | 0 | 0
00 Ret.ExistWetFGD_ACI_DSI & HRI | 0 | 0 | 0 | 0 | 0 | 0 | 0
00 Ret.ExistWetFGD_ACI_DSI & HRI & CCS | 0 | 0 | 0 | 0 | 0 | 0 | 0
00 Ret.ExistWetFGD_ACI_DSI & SCR | 0 | 0 | 0 | 0 | 0 | 0 | 0
00 Ret.ExistWetFGD_ACI_DSI & SCR & CCS | 0 | 0 | 0 | 0 | 0 | 0 | 0
00 Ret.ExistWetFGD_ACI_DSI & SCR & HRI | 0 | 0 | 0 | 0 | 0 | 0 | 0
00 Ret.ExistWetFGD_ACI_DSI & SCR & HRI & CCS | 0 | 0 | 0 | 0 | 0 | 0 | 0
00 Ret.ExistWetFGD_SCR & ACI & CCS | 0 | 0 | 0 | 0 | 0 | 0 | 0
00 Ret.ExistWetFGD_SCR & ACI & HRI | 0 | 0 | 0 | 0 | 0 | 0 | 0
00 Ret.ExistWetFGD_SCR & ACI & HRI & CCS | 0 | 0 | 0 | 0 | 0 | 0 | 0
00 Ret.ExistWetFGD_SCR & CCS | 0 | 0 | 0 | 0 | 0 | 0 | 0
00 Ret.ExistWetFGD_SCR_DSI & CCS | 0 | 0 | 0 | 0 | 0 | 0 | 0
00 Ret.ExistWetFGD_SNCR & ACI & CCS | 0 | 0 | 0 | 0 | 0 | 0 | 0
00 Ret.ExistWetFGD_SNCR & ACI & HRI | 0 | 0 | 0 | 0 | 0 | 0 | 0
00 Ret.ExistWetFGD_SNCR & ACI & HRI & CCS | 0 | 0 | 0 | 0 | 0 | 0 | 0
00 Ret.ExistWetFGD_SNCR & CCS | 0 | 0 | 0 | 0 | 0 | 0 | 0
00 Ret.FB & ACI | 439.7376 | 439.7376 | 439.7376 | 439.7376 | 439.7376 | 439.7376 | 439.7376
00 Ret.FB & ACI & HRI | 0 | 0 | 0 | 0 | 0 | 0 | 0
00 Ret.FB & HRI | 0 | 0 | 0 | 0 | 0 | 0 | 0
00 Ret.FB DryFGD | 0 | 0 | 0 | 0 | 0 | 0 | 0
00 Ret.FB DryFGD & ACI | 0 | 0 | 0 | 0 | 0 | 0 | 0
00 Ret.FB DryFGD & ACI & HRI | 0 | 0 | 0 | 0 | 0 | 0 | 0
00 Ret.FB DryFGD & HRI | 0 | 0 | 0 | 0 | 0 | 0 | 0
00 Ret.FB DryFGD & SCR | 0 | 0 | 0 | 0 | 0 | 0 | 0
00 Ret.FB DryFGD & SCR & HRI | 0 | 0 | 0 | 0 | 0 | 0 | 0
00 Ret.FB DryFGD & SNCR | 0 | 0 | 0 | 0 | 0 | 0 | 0
00 Ret.FB DryFGD & SNCR & HRI | 0 | 0 | 0 | 0 | 0 | 0 | 0
00 Ret.FB SNCR & DryFGD & ACI | 0 | 0 | 0 | 0 | 0 | 0 | 0
00 Ret.FB SNCR & DryFGD & ACI & HRI | 0 | 0 | 0 | 0 | 0 | 0 | 0
00 Ret.FB-ACI & SNCR | 0 | 0 | 0 | 0 | 0 | 0 | 0
00 Ret.FB-ACI & SNCR & CCS | 0 | 0 | 0 | 0 | 0 | 0 | 0
00 Ret.FB-ACI & SNCR & HRI | 0 | 0 | 0 | 0 | 0 | 0 | 0
00 Ret.FB-ACI & SNCR & HRI & CCS | 0 | 0 | 0 | 0 | 0 | 0 | 0
00 Ret.FB-Exist ACI & DryFGD | 0 | 0 | 0 | 0 | 0 | 0 | 0
00 Ret.FB-Exist ACI & DryFGD & HRI | 0 | 0 | 0 | 0 | 0 | 0 | 0
00 Ret.FB-Exist ACI & DryFGD & SNCR | 0 | 0 | 0 | 0 | 0 | 0 | 0
00 Ret.FB-Exist ACI & DryFGD & SNCR & HRI | 0 | 0 | 0 | 0 | 0 | 0 | 0
00 Ret.FB-Exist ACI & SNCR | 0 | 0 | 0 | 0 | 0 | 0 | 0
00 Ret.FB-Exist ACI & SNCR & HRI | 0 | 0 | 0 | 0 | 0 | 0 | 0
00 Ret.FB-ExistACI & HRI | 0 | 0 | 0 | 0 | 0 | 0 | 0
00 Ret.FB-ExistDryFGD & HRI | 0 | 0 | 0 | 0 | 0 | 0 | 0
00 Ret.FB-ExistDryFGD & SNCR | 0 | 0 | 0 | 0 | 0 | 0 | 0
00 Ret.FB-ExistDryFGD & SNCR & HRI | 0 | 0 | 0 | 0 | 0 | 0 | 0
00 Ret.FB-ExistDryFGD_SNCR & ACI | 0 | 0 | 0 | 0 | 0 | 0 | 0
00 Ret.FB-ExistDryFGD_SNCR & ACI & HRI | 0 | 0 | 0 | 0 | 0 | 0 | 0
00 Ret.FB-ExistDryFGD_SNCR & HRI | 0 | 0 | 0 | 0 | 0 | 0 | 0
00 Ret.FB-ExistDryFGD_SNCR_ACI & HRI | 0 | 0 | 0 | 0 | 0 | 0 | 0
00 Ret.FB-ExistDryFGD_SNCR_ACI & HRI & CCS | 0 | 0 | 0 | 0 | 0 | 0 | 0
00 Ret.FB-ExistSNCR & ACI | 59.9671 | 59.9671 | 59.9671 | 59.9671 | 59.9671 | 59.9671 | 59.9671
00 Ret.FB-ExistSNCR & ACI & HRI | 0 | 0 | 0 | 0 | 0 | 0 | 0
00 Ret.FB-ExistSNCR & DryFGD | 0 | 0 | 0 | 0 | 0 | 0 | 0
00 Ret.FB-ExistSNCR & DryFGD & ACI | 0 | 0 | 0 | 0 | 0 | 0 | 0
00 Ret.FB-ExistSNCR & DryFGD & ACI & HRI | 0 | 0 | 0 | 0 | 0 | 0 | 0
00 Ret.FB-ExistSNCR & DryFGD & HRI | 0 | 0 | 0 | 0 | 0 | 0 | 0
00 Ret.FB-ExistSNCR & HRI | 0 | 0 | 0 | 0 | 0 | 0 | 0
00 Ret.FB-ExistWetFGD_SNCR_ACI & HRI | 0 | 0 | 0 | 0 | 0 | 0 | 0
00 Ret.FB-SCR & DryFGD & ACI | 0 | 0 | 0 | 0 | 0 | 0 | 0
00 Ret.FB-SCR & DryFGD & ACI & HRI | 0 | 0 | 0 | 0 | 0 | 0 | 0
00 Ret.FB-SNCR | 0 | 0 | 0 | 0 | 0 | 0 | 0
00 Ret.FB-SNCR & HRI | 0 | 0 | 0 | 0 | 0 | 0 | 0
00 Ret.HRI | 0 | 0 | 0 | 0 | 0 | 0 | 0
00 Ret.Oil/Gas Steam SCR | 1.7332 | 0.73638 | 0.73638 | 0.73638 | 0.73638 | 0.73638 | 0.73638
00 Ret.SCR | 0.13981 | 0.13981 | 0.010763 | 0.010763 | 0.010763 | 0.010763 | 0.010763
00 Ret.SCR & DryFGD | 0 | 0 | 0 | 0 | 0 | 0 | 0
00 Ret.SCR & DryFGD & ACI | 0 | 0 | 0 | 0 | 0 | 0 | 0
00 Ret.SCR & DryFGD & CCS | 0 | 0 | 0 | 0 | 0 | 0 | 0
00 Ret.SCR & DryFGD & HRI | 0 | 0 | 0 | 0 | 0 | 0 | 0
00 Ret.SCR & DryFGD & HRI & CCS | 0 | 0 | 0 | 0 | 0 | 0 | 0
00 Ret.SCR & DSI | 0 | 0 | 0 | 0 | 0 | 0 | 0
00 Ret.SCR & DSI & DryFGD | 0 | 0 | 0 | 0 | 0 | 0 | 0
00 Ret.SCR & DSI & DryFGD & HRI | 0 | 0 | 0 | 0 | 0 | 0 | 0
00 Ret.SCR & DSI & HRI | 0 | 0 | 0 | 0 | 0 | 0 | 0
00 Ret.SCR & DSI & WetFGD | 0 | 0 | 0 | 0 | 0 | 0 | 0
00 Ret.SCR & DSI & WetFGD & HRI | 0 | 0 | 0 | 0 | 0 | 0 | 0
00 Ret.SCR & HRI | 0 | 0 | 0 | 0 | 0 | 0 | 0
00 Ret.SCR & WetFGD | 451.4988 | 451.4988 | 451.4988 | 451.4988 | 451.4988 | 451.4988 | 451.4988
00 Ret.SCR & WetFGD & ACI | 0 | 0 | 0 | 0 | 0 | 0 | 0
00 Ret.SCR & WetFGD & CCS | 0 | 0 | 0 | 0 | 0 | 0 | 0
00 Ret.SCR & WetFGD & HRI | 0 | 0 | 0 | 0 | 0 | 0 | 0
00 Ret.SCR & WetFGD & HRI & CCS | 0 | 0 | 0 | 0 | 0 | 0 | 0
00 Ret.SNCR | 0 | 0 | 0 | 0 | 0 | 0 | 0
00 Ret.SNCR & DryFGD | 0 | 0 | 0 | 0 | 0 | 0 | 0
00 Ret.SNCR & DryFGD & ACI | 0 | 0 | 0 | 0 | 0 | 0 | 0
00 Ret.SNCR & DryFGD & ACI & HRI | 0 | 0 | 0 | 0 | 0 | 0 | 0
00 Ret.SNCR & DryFGD & HRI | 0 | 0 | 0 | 0 | 0 | 0 | 0
00 Ret.SNCR & DSI | 0 | 0 | 0 | 0 | 0 | 0 | 0
00 Ret.SNCR & DSI & HRI | 0 | 0 | 0 | 0 | 0 | 0 | 0
00 Ret.SNCR & HRI | 0 | 0 | 0 | 0 | 0 | 0 | 0
00 Ret.SNCR & WetFGD | 0 | 0 | 0 | 0 | 0 | 0 | 0
00 Ret.SNCR & WetFGD & ACI | 0 | 0 | 0 | 0 | 0 | 0 | 0
00 Ret.SNCR & WetFGD & ACI & HRI | 0 | 0 | 0 | 0 | 0 | 0 | 0
00 Ret.SNCR & WetFGD & HRI | 0 | 0 | 0 | 0 | 0 | 0 | 0
00 Ret.WetFGD | 0 | 0 | 0 | 0 | 0 | 0 | 0
00 Ret.WetFGD & ACI & CCS | 0 | 0 | 0 | 0 | 0 | 0 | 0
00 Ret.WetFGD & ACI & HRI & CCS | 0 | 0 | 0 | 0 | 0 | 0 | 0
00 Ret.WetFGD & CCS | 0 | 0 | 0 | 0 | 0 | 0 | 0
00 Ret.WetFGD & HRI | 0 | 0 | 0 | 0 | 0 | 0 | 0
00 Ret.WetFGD & HRI & CCS | 0 | 0 | 0 | 0 | 0 | 0 | 0
00 CC Retirement | 7981.5959 | 7981.5959 | 8092.5959 | 8092.5959 | 8092.5959 | 8092.5959 | 8092.5959
00 CT Retirement | 6016.2293 | 6016.2293 | 6016.2293 | 6016.2293 | 6338.2293 | 6338.2293 | 6338.2293
00 O/G Retirement | 6376.4 | 10190.9346 | 11703.6346 | 14203.5049 | 14203.5049 | 14203.5049 | 14203.5049
00 Coal Retirement | 65985.6141 | 69577.9966 | 71997.1602 | 76690.0846 | 77149.9138 | 80347.6223 | 80404.5521
00 IGCC Retirement | 45 | 45 | 45 | 45 | 45 | 45 | 45
00 Nuke Retirement | 3607.5771 | 4161.5771 | 4161.5771 | 4161.5771 | 6064.5771 | 45166.9 | 95754.9
00 Non-Fossil Retirement | 101.7 | 101.7 | 101.7 | 101.7 | 101.7 | 101.7 | 101.7
Total | 1063317.9605 | 1097294.131 | 1123771.3009 | 1200569.5814 | 1331904.3043 | 1526717.0145 | 1696737.6147
(**) Ind. Boiler capacity in MMBtu/hr, not included in the total
11. Capacity Additions and Changes by Capacity Reporting Type [MW]
00 New Combined Cycle | 0 | 3543.4102 | 735.9681 | 2775.0673 | 8860.4919 | 71088.5092 | 87408.0921
00 New Combined Cycle - Uncontrolled | 0 | 0 | 0 | 0 | 0 | 0 | 0
00 New Combined Cycle with Carbon Capture | 0 | 0 | 0 | 0 | 0 | 0 | 0
00 New Combustion Turbine | 2001.7271 | 0 | 99.7995 | 296.6622 | 4205.6025 | 31263.9286 | 16162.3499
00 New Energy Efficiency | 0 | 0 | 0 | 0 | 0 | 0 | 0
00 New Hydro | 0 | 0 | 4836 | 6946.4801 | 1636.494 | 0 | 0
00 New Nuclear | 0 | 0 | 0 | 0 | 0 | 0 | 0
00 New Biomass | 0 | 0 | 0 | 0 | 0 | 0 | 0
00 New Geothermal | 0 | 0 | 628.8 | 610.0515 | 1566.1762 | 0 | 0
00 New Landfill Gas | 0 | 0 | 0 | 0 | 0 | 0 | 0
00 New Offshore Wind | 0 | 0 | 0 | 0 | 0 | 0 | 0
00 New Onshore Wind | 870.74 | 25666.4821 | 138.9785 | 4162.2438 | 45891.79 | 243.5416 | 255.3863
00 New Solar PV | 1001.3218 | 1993.4133 | 15237.6238 | 62010 | 69188.7826 | 92216.7308 | 66194.7719
00 New Solar Thermal | 0 | 0 | 0 | 0 | 0 | 0 | 0
00 New Fuel Cell | 0 | 0 | 0 | 0 | 0 | 0 | 0
00 New IGCC | 0 | 0 | 0 | 0 | 0 | 0 | 0
00 New Advanced Coal with CCS | 0 | 330 | 0 | 0 | 0 | 0 | 0
00 New SPC - Uncontrolled | 0 | 0 | 0 | 0 | 0 | 0 | 0
00 New SPC-WetFGD_SCR | 0 | 0 | 0 | 0 | 0 | 0 | 0
00 New Future Technology | 0 | 0 | 0 | 0 | 0 | 0 | 0
00 Exist Combined Cycle | 0 | 0 | 0 | 0 | 0 | 0 | 0
00 Exist Combustion Turbine | 0 | 0 | 0 | 0 | 0 | 0 | 0
00 Exist Coal Steam_Uncontrolled | 0 | 0 | 0 | 0 | 0 | 0 | 0
00 Exist Coal Steam_ACI | 0 | 0 | 0 | 0 | 0 | 0 | 0
00 Exist Coal Steam_ACI_DSI | 0 | 0 | 0 | 0 | 0 | 0 | 0
00 Exist Coal Steam_DryFGD | 0 | 0 | 0 | 0 | 0 | 0 | 0
00 Exist Coal Steam_DryFGD_ACI | 0 | 0 | 0 | 0 | 0 | 0 | 0
00 Exist Coal Steam_DryFGD_SCR | 0 | 0 | 0 | 0 | 0 | 0 | 0
00 Exist Coal Steam_DryFGD_SCR_ACI | 0 | 0 | 0 | 0 | 0 | 0 | 0
00 Exist Coal Steam_DryFGD_SCR_ACI_DSI | 0 | 0 | 0 | 0 | 0 | 0 | 0
00 Exist Coal Steam_DryFGD_SNCR | 0 | 0 | 0 | 0 | 0 | 0 | 0
00 Exist Coal Steam_DryFGD_SNCR_ACI | 0 | 0 | 0 | 0 | 0 | 0 | 0
00 Exist Coal Steam_DSI | 0 | 0 | 0 | 0 | 0 | 0 | 0
00 Exist Coal Steam_SCR | 0 | 0 | 0 | 0 | 0 | 0 | 0
00 Exist Coal Steam_SCR_ACI | 0 | 0 | 0 | 0 | 0 | 0 | 0
00 Exist Coal Steam_SCR_DSI | 0 | 0 | 0 | 0 | 0 | 0 | 0
00 Exist Coal Steam_SNCR | 0 | 0 | 0 | 0 | 0 | 0 | 0
00 Exist Coal Steam_SNCR_ACI | 0 | 0 | 0 | 0 | 0 | 0 | 0
00 Exist Coal Steam_SNCR_ACI_DSI | 0 | 0 | 0 | 0 | 0 | 0 | 0
00 Exist Coal Steam_SNCR_DSI | 0 | 0 | 0 | 0 | 0 | 0 | 0
00 Exist Coal Steam_WetFGD | 0 | 0 | 0 | 0 | 0 | 0 | 0
00 Exist Coal Steam_WetFGD_ACI | 0 | 0 | 0 | 0 | 0 | 0 | 0
00 Exist Coal Steam_WetFGD_ACI_DSI | 0 | 0 | 0 | 0 | 0 | 0 | 0
00 Exist Coal Steam_WetFGD_SCR | 0 | 0 | 0 | 0 | 0 | 0 | 0
00 Exist Coal Steam_WetFGD_SCR_ACI | 0 | 0 | 0 | 0 | 0 | 0 | 0
00 Exist Coal Steam_WetFGD_SCR_ACI_DSI | 0 | 0 | 0 | 0 | 0 | 0 | 0
00 Exist Coal Steam_WetFGD_SCR_DSI | 0 | 0 | 0 | 0 | 0 | 0 | 0
00 Exist Coal Steam_WetFGD_SNCR | 0 | 0 | 0 | 0 | 0 | 0 | 0
00 Exist Coal Steam_WetFGD_SNCR_ACI | 0 | 0 | 0 | 0 | 0 | 0 | 0
00 Exist Coal Steam_WetFGD_SNCR_ACI_DSI | 0 | 0 | 0 | 0 | 0 | 0 | 0
00 Exist FBC_Uncontrolled | 0 | 0 | 0 | 0 | 0 | 0 | 0
00 Exist FBC_ACI | 0 | 0 | 0 | 0 | 0 | 0 | 0
00 Exist FBC_DryFGD | 0 | 0 | 0 | 0 | 0 | 0 | 0
00 Exist FBC_DryFGD_SNCR | 0 | 0 | 0 | 0 | 0 | 0 | 0
00 Exist FBC_DryFGD_SNCR_ACI | 0 | 0 | 0 | 0 | 0 | 0 | 0
00 Exist FBC_SNCR | 0 | 0 | 0 | 0 | 0 | 0 | 0
00 Exist FBC_SNCR_ACI | 0 | 0 | 0 | 0 | 0 | 0 | 0
00 Exist FBC_WetFGD_SNCR_ACI | 0 | 0 | 0 | 0 | 0 | 0 | 0
00 Exist IGCC | 0 | 0 | 0 | 0 | 0 | 0 | 0
00 Exist Fossil_Other | 0 | 0 | 0 | 0 | 0 | 0 | 0
00 Exist Fuel Cell | 0 | 0 | 0 | 0 | 0 | 0 | 0
00 Exist Hydro | 0 | 0 | 0 | 0 | 0 | 0 | 0
00 Exist Non Fossil_Other | 0 | 0 | 0 | 0 | 0 | 0 | 0
00 Exist Nuclear | 0 | 0 | 0 | 0 | 0 | 0 | 0
00 Exist Oil/Gas Steam | 0 | 0 | 0 | 0 | 0 | 0 | 0
00 Exist Oil/Gas Steam_SCR | 0 | 0 | 0 | 0 | 0 | 0 | 0
00 Exist Oil/Gas Steam_SNCR | 0 | 0 | 0 | 0 | 0 | 0 | 0
00 Exist Biomass | 0 | 0 | 0 | 0 | 0 | 0 | 0
00 Exist Landfill Gas | 0 | 0 | 0 | 0 | 0 | 0 | 0
00 Exist Geothermal | 0 | 0 | 0 | 0 | 0 | 0 | 0
00 Exist Pump Storage | 0 | 0 | 0 | 0 | 0 | 0 | 0
00 Exist Solar PV | 0 | 0 | 0 | 0 | 0 | 0 | 0
00 Exist Solar Thermal | 0 | 0 | 0 | 0 | 0 | 0 | 0
00 Exist Wind | 0 | 0 | 0 | 0 | 0 | 0 | 0
00 International Imports | 0 | 0 | 0 | 0 | 0 | 0 | 0
00 Ret.ACI | 1757.0976 | 0 | 0 | 0 | 0 | 0 | 0
00 Ret.ACI & DryFGD | 201.4051 | 96.9663 | 0 | 0 | 0 | 0 | 0
00 Ret.ACI & DryFGD & HRI | 0 | 0 | 0 | 0 | 0 | 0 | 0
00 Ret.ACI & DSI | 11285.6841 | 0 | 0 | 0 | 0 | 0 | 0
00 Ret.ACI & DSI & DryFGD | 0 | 0 | 0 | 0 | 0 | 0 | 0
00 Ret.ACI & DSI & DryFGD & HRI | 0 | 0 | 0 | 0 | 0 | 0 | 0
00 Ret.ACI & DSI & HRI | 0 | 0 | 0 | 0 | 0 | 0 | 0
00 Ret.ACI & DSI & WetFGD & HRI | 0 | 0 | 0 | 0 | 0 | 0 | 0
00 Ret.ACI & HRI | 0 | 0 | 0 | 0 | 0 | 0 | 0
00 Ret.ACI & SCR | 0 | 0 | 0 | 0 | 0 | 0 | 0
00 Ret.ACI & SCR & DryFGD & CCS | 0 | 0 | 0 | 0 | 0 | 0 | 0
00 Ret.ACI & SCR & DryFGD & HRI | 0 | 0 | 0 | 0 | 0 | 0 | 0
00 Ret.ACI & SCR & DryFGD & HRI & CCS | 0 | 0 | 0 | 0 | 0 | 0 | 0
00 Ret.ACI & SCR & DSI | 0 | 0 | 0 | 0 | 0 | 0 | 0
00 Ret.ACI & SCR & DSI & DryFGD | 0 | 0 | 0 | 0 | 0 | 0 | 0
00 Ret.ACI & SCR & DSI & DryFGD & HRI | 0 | 0 | 0 | 0 | 0 | 0 | 0
00 Ret.ACI & SCR & DSI & HRI | 0 | 0 | 0 | 0 | 0 | 0 | 0
00 Ret.ACI & SCR & DSI & WetFGD | 0 | 0 | 0 | 0 | 0 | 0 | 0
00 Ret.ACI & SCR & DSI & WetFGD & HRI | 0 | 0 | 0 | 0 | 0 | 0 | 0
00 Ret.ACI & SCR & HRI | 0 | 0 | 0 | 0 | 0 | 0 | 0
00 Ret.ACI & SCR & WetFGD & CCS | 0 | 0 | 0 | 0 | 0 | 0 | 0
00 Ret.ACI & SCR & WetFGD & HRI | 0 | 0 | 0 | 0 | 0 | 0 | 0
00 Ret.ACI & SCR & WetFGD & HRI & CCS | 0 | 0 | 0 | 0 | 0 | 0 | 0
00 Ret.ACI & SNCR | 0 | 0 | 0 | 0 | 0 | 0 | 0
00 Ret.ACI & SNCR & DSI | 0 | 0 | 0 | 0 | 0 | 0 | 0
00 Ret.ACI & SNCR & DSI & DryFGD | 0 | 0 | 0 | 0 | 0 | 0 | 0
00 Ret.ACI & SNCR & DSI & DryFGD & HRI | 0 | 0 | 0 | 0 | 0 | 0 | 0
00 Ret.ACI & SNCR & DSI & HRI | 0 | 0 | 0 | 0 | 0 | 0 | 0
00 Ret.ACI & SNCR & DSI & WetFGD | 0 | 0 | 0 | 0 | 0 | 0 | 0
00 Ret.ACI & SNCR & DSI & WetFGD & HRI | 0 | 0 | 0 | 0 | 0 | 0 | 0
00 Ret.ACI & SNCR & HRI | 0 | 0 | 0 | 0 | 0 | 0 | 0
00 Ret.ACI & WetFGD | 729.5129 | 1308.6576 | 0 | 0 | 0 | 0 | 0
00 Ret.ACI & WetFGD & DSI | 0 | 0 | 0 | 0 | 0 | 0 | 0
00 Ret.ACI & WetFGD & HRI | 0 | 0 | 0 | 0 | 0 | 0 | 0
00 Ret.C2G | 11329.4713 | 4260.3927 | 0 | 0 | 0 | 0 | 0
00 Ret.C2G & SCR | 0 | 265.9864 | 0 | 0 | 0 | 0 | 0
00 Ret.CCG | 0 | 0 | 0 | 0 | 0 | 0 | 0
00 Ret.DryFGD | 0 | 312.0229 | 0 | 0 | 0 | 0 | 0
00 Ret.DryFGD & ACI & CCS | 0 | 0 | 0 | 0 | 0 | 0 | 0
00 Ret.DryFGD & ACI & HRI & CCS | 0 | 0 | 0 | 0 | 0 | 0 | 0
00 Ret.DryFGD & CCS | 0 | 0 | 0 | 0 | 0 | 0 | 0
00 Ret.DryFGD & HRI | 0 | 0 | 0 | 0 | 0 | 0 | 0
00 Ret.DryFGD & HRI & CCS | 0 | 0 | 0 | 0 | 0 | 0 | 0
00 Ret.DSI | 0 | 0 | 0 | 0 | 0 | 0 | 0
00 Ret.DSI & DryFGD | 0 | 0 | 0 | 0 | 0 | 0 | 0
00 Ret.DSI & DryFGD & HRI | 0 | 0 | 0 | 0 | 0 | 0 | 0
00 Ret.DSI & HRI | 0 | 0 | 0 | 0 | 0 | 0 | 0
00 Ret.DSI & WetFGD | 0 | 0 | 0 | 0 | 0 | 0 | 0
00 Ret.DSI & WetFGD & HRI | 0 | 0 | 0 | 0 | 0 | 0 | 0
00 Ret.Exist FBC_DryFGD_SNCR_ACI & CCS | 0 | 0 | 0 | 0 | 0 | 0 | 0
00 Ret.ExistACI & DryFGD | 0 | 0 | 0 | 0 | 0 | 0 | 0
00 Ret.ExistACI & DryFGD & CCS | 0 | 0 | 0 | 0 | 0 | 0 | 0
00 Ret.ExistACI & DryFGD & HRI | 0 | 0 | 0 | 0 | 0 | 0 | 0
00 Ret.ExistACI & DryFGD & HRI & CCS | 0 | 0 | 0 | 0 | 0 | 0 | 0
00 Ret.ExistACI & DSI | 851.6823 | 0 | 0 | 0 | 0 | 0 | 0
00 Ret.ExistACI & DSI & DryFGD | 0 | 0 | 0 | 0 | 0 | 0 | 0
00 Ret.ExistACI & DSI & DryFGD & HRI | 0 | 0 | 0 | 0 | 0 | 0 | 0
00 Ret.ExistACI & DSI & HRI | 0 | 0 | 0 | 0 | 0 | 0 | 0
00 Ret.ExistACI & DSI & WetFGD | 0 | 0 | 0 | 0 | 0 | 0 | 0
00 Ret.ExistACI & DSI & WetFGD & HRI | 0 | 0 | 0 | 0 | 0 | 0 | 0
00 Ret.ExistACI & HRI | 0 | 0 | 0 | 0 | 0 | 0 | 0
00 Ret.ExistACI & HRI & WetFGD | 0 | 0 | 0 | 0 | 0 | 0 | 0
00 Ret.ExistACI & SCR | 0 | 0 | 0 | 0 | 0 | 0 | 0
00 Ret.ExistACI & SCR & DryFGD | 0 | 0 | 0 | 0 | 0 | 0 | 0
00 Ret.ExistACI & SCR & DryFGD & CCS | 0 | 0 | 0 | 0 | 0 | 0 | 0
00 Ret.ExistACI & SCR & DryFGD & HRI | 0 | 0 | 0 | 0 | 0 | 0 | 0
00 Ret.ExistACI & SCR & DryFGD & HRI & CCS | 0 | 0 | 0 | 0 | 0 | 0 | 0
00 Ret.ExistACI & SCR & DSI | 0 | 0 | 0 | 0 | 0 | 0 | 0
00 Ret.ExistACI & SCR & DSI & DryFGD | 0 | 0 | 0 | 0 | 0 | 0 | 0
00 Ret.ExistACI & SCR & DSI & DryFGD & HRI | 0 | 0 | 0 | 0 | 0 | 0 | 0
00 Ret.ExistACI & SCR & DSI & HRI | 0 | 0 | 0 | 0 | 0 | 0 | 0
00 Ret.ExistACI & SCR & HRI | 0 | 0 | 0 | 0 | 0 | 0 | 0
00 Ret.ExistACI & SCR & WetFGD | 0 | 0 | 0 | 0 | 0 | 0 | 0
00 Ret.ExistACI & SCR & WetFGD & CCS | 0 | 0 | 0 | 0 | 0 | 0 | 0
00 Ret.ExistACI & SCR & WetFGD & HRI | 0 | 0 | 0 | 0 | 0 | 0 | 0
00 Ret.ExistACI & SCR & WetFGD & HRI & CCS | 0 | 0 | 0 | 0 | 0 | 0 | 0
00 Ret.ExistACI & SNCR | 0 | 0 | 0 | 0 | 0 | 0 | 0
00 Ret.ExistACI & SNCR & DryFGD | 0 | 0 | 0 | 0 | 0 | 0 | 0
00 Ret.ExistACI & SNCR & DryFGD & HRI | 0 | 0 | 0 | 0 | 0 | 0 | 0
00 Ret.ExistACI & SNCR & DSI | 0 | 0 | 0 | 0 | 0 | 0 | 0
00 Ret.ExistACI & SNCR & DSI & HRI | 0 | 0 | 0 | 0 | 0 | 0 | 0
00 Ret.ExistACI & SNCR & HRI | 0 | 0 | 0 | 0 | 0 | 0 | 0
00 Ret.ExistACI & SNCR & WetFGD | 0 | 0 | 0 | 0 | 0 | 0 | 0
00 Ret.ExistACI & SNCR & WetFGD & HRI | 0 | 0 | 0 | 0 | 0 | 0 | 0
00 Ret.ExistACI & WetFGD | 0 | 0 | 0 | 0 | 0 | 0 | 0
00 Ret.ExistACI & WetFGD & CCS | 0 | 0 | 0 | 0 | 0 | 0 | 0
00 Ret.ExistACI & WetFGD & HRI & CCS | 0 | 0 | 0 | 0 | 0 | 0 | 0
00 Ret.ExistACI_DSI & DryFGD | 516.4405 | 0 | 0 | 0 | 0 | 0 | 0
00 Ret.ExistACI_DSI & DryFGD & CCS | 0 | 0 | 0 | 0 | 0 | 0 | 0
00 Ret.ExistACI_DSI & DryFGD & HRI | 0 | 0 | 0 | 0 | 0 | 0 | 0
00 Ret.ExistACI_DSI & DryFGD & HRI & CCS | 0 | 0 | 0 | 0 | 0 | 0 | 0
00 Ret.ExistACI_DSI & HRI | 0 | 0 | 0 | 0 | 0 | 0 | 0
00 Ret.ExistACI_DSI & SCR | 0 | 29.3366 | 0 | 0 | 0 | 0 | 0
00 Ret.ExistACI_DSI & SCR & DryFGD | 0 | 0 | 0 | 0 | 0 | 0 | 0
00 Ret.ExistACI_DSI & SCR & DryFGD & CCS | 0 | 0 | 0 | 0 | 0 | 0 | 0
00 Ret.ExistACI_DSI & SCR & DryFGD & HRI | 0 | 0 | 0 | 0 | 0 | 0 | 0
00 Ret.ExistACI_DSI & SCR & DryFGD & HRI & CCS | 0 | 0 | 0 | 0 | 0 | 0 | 0
00 Ret.ExistACI_DSI & SCR & HRI | 0 | 0 | 0 | 0 | 0 | 0 | 0
00 Ret.ExistACI_DSI & SCR & WetFGD | 0 | 0 | 0 | 0 | 2558.6215 | 0 | 0
00 Ret.ExistACI_DSI & SCR & WetFGD & CCS | 0 | 0 | 0 | 0 | 0 | 0 | 0
00 Ret.ExistACI_DSI & SCR & WetFGD & HRI | 0 | 0 | 0 | 0 | 0 | 0 | 0
00 Ret.ExistACI_DSI & SCR & WetFGD & HRI & CCS | 0 | 0 | 0 | 0 | 0 | 0 | 0
00 Ret.ExistACI_DSI & SNCR | 0 | 0 | 0 | 0 | 0 | 0 | 0
00 Ret.ExistACI_DSI & SNCR & DryFGD | 0 | 0 | 0 | 0 | 0 | 0 | 0
00 Ret.ExistACI_DSI & SNCR & DryFGD & HRI | 0 | 0 | 0 | 0 | 0 | 0 | 0
00 Ret.ExistACI_DSI & SNCR & HRI | 0 | 0 | 0 | 0 | 0 | 0 | 0
00 Ret.ExistACI_DSI & SNCR & WetFGD | 0 | 0 | 0 | 0 | 0 | 0 | 0
00 Ret.ExistACI_DSI & SNCR & WetFGD & HRI | 0 | 0 | 0 | 0 | 0 | 0 | 0
00 Ret.ExistACI_DSI & WetFGD | 2575.2091 | 0 | 0 | 0 | 0 | 0 | 0
00 Ret.ExistACI_DSI & WetFGD & CCS | 0 | 0 | 0 | 0 | 0 | 0 | 0
00 Ret.ExistACI_DSI & WetFGD & HRI | 0 | 0 | 0 | 0 | 0 | 0 | 0
00 Ret.ExistACI_DSI & WetFGD & HRI & CCS | 0 | 0 | 0 | 0 | 0 | 0 | 0
00 Ret.ExistDryFGD & ACI | 2947.8862 | 0 | 0 | 0 | 0 | 0 | 0
00 Ret.ExistDryFGD & ACI & CCS | 0 | 0 | 0 | 0 | 0 | 0 | 0
00 Ret.ExistDryFGD & ACI & HRI | 0 | 0 | 0 | 0 | 0 | 0 | 0
00 Ret.ExistDryFGD & ACI & HRI & CCS | 0 | 0 | 0 | 0 | 0 | 0 | 0
00 Ret.ExistDryFGD & ACI & SCR | 0 | 292.1033 | 0 | 0 | 0 | 0 | 0
00 Ret.ExistDryFGD & ACI & SCR & CCS | 0 | 0 | 0 | 0 | 0 | 0 | 0
00 Ret.ExistDryFGD & ACI & SCR & HRI | 0 | 0 | 0 | 0 | 0 | 0 | 0
00 Ret.ExistDryFGD & ACI & SCR & HRI & CCS | 0 | 0 | 0 | 0 | 0 | 0 | 0
00 Ret.ExistDryFGD & ACI & SNCR | 0 | 0 | 0 | 0 | 0 | 0 | 0
00 Ret.ExistDryFGD & ACI & SNCR & HRI | 0 | 0 | 0 | 0 | 0 | 0 | 0
00 Ret.ExistDryFGD & CCS | 0 | 0 | 0 | 0 | 0 | 0 | 0
00 Ret.ExistDryFGD & HRI | 0 | 0 | 0 | 0 | 0 | 0 | 0
00 Ret.ExistDryFGD & HRI & CCS | 0 | 0 | 0 | 0 | 0 | 0 | 0
00 Ret.ExistDryFGD & SCR | 0 | 500.8128 | 0 | 0 | 0 | 0 | 0
00 Ret.ExistDryFGD & SCR & CCS | 0 | 0 | 0 | 0 | 0 | 0 | 0
00 Ret.ExistDryFGD & SCR & HRI | 0 | 0 | 0 | 0 | 0 | 0 | 0
00 Ret.ExistDryFGD & SCR & HRI & CCS | 0 | 0 | 0 | 0 | 0 | 0 | 0
00 Ret.ExistDryFGD & SNCR | 0 | 0 | 0 | 0 | 0 | 0 | 0
00 Ret.ExistDryFGD & SNCR & HRI | 0 | 0 | 0 | 0 | 0 | 0 | 0
00 Ret.ExistDryFGD_ACI & CCS | 0 | 0 | 0 | 0 | 0 | 0 | 0
00 Ret.ExistDryFGD_ACI & HRI | 0 | 0 | 0 | 0 | 0 | 0 | 0
00 Ret.ExistDryFGD_ACI & HRI & CCS | 0 | 0 | 0 | 0 | 0 | 0 | 0
00 Ret.ExistDryFGD_ACI & SCR | 684.5239 | 341.8703 | 0 | 0 | 0 | 0 | 0
00 Ret.ExistDryFGD_ACI & SCR & CCS | 0 | 0 | 0 | 0 | 0 | 0 | 0
00 Ret.ExistDryFGD_ACI & SCR & HRI | 0 | 0 | 0 | 0 | 0 | 0 | 0
00 Ret.ExistDryFGD_ACI & SCR & HRI & CCS | 0 | 0 | 0 | 0 | 0 | 0 | 0
00 Ret.ExistDryFGD_SCR & ACI & CCS | 0 | 0 | 0 | 0 | 0 | 0 | 0
00 Ret.ExistDryFGD_SCR & ACI & HRI | 0 | 0 | 0 | 0 | 0 | 0 | 0
00 Ret.ExistDryFGD_SCR & ACI & HRI & CCS | 0 | 0 | 0 | 0 | 0 | 0 | 0
00 Ret.ExistDryFGD_SCR & CCS | 0 | 0 | 0 | 0 | 0 | 0 | 0
00 Ret.ExistDryFGD_SNCR & ACI & HRI | 0 | 0 | 0 | 0 | 0 | 0 | 0
00 Ret.ExistDSI & ACI | 0.99947 | 0 | 0 | 0 | 0 | 0 | 0
00 Ret.ExistDSI & ACI & HRI | 0 | 0 | 0 | 0 | 0 | 0 | 0
00 Ret.ExistDSI & ACI & SCR | 0 | 0 | 0 | 0 | 0 | 0 | 0
00 Ret.ExistDSI & ACI & SCR & DryFGD & CCS | 0 | 0 | 0 | 0 | 0 | 0 | 0
00 Ret.ExistDSI & ACI & SCR & DryFGD & HRI | 0 | 0 | 0 | 0 | 0 | 0 | 0
00 Ret.ExistDSI & ACI & SCR & DryFGD & HRI & CCS | 0 | 0 | 0 | 0 | 0 | 0 | 0
00 Ret.ExistDSI & ACI & SCR & HRI | 0 | 0 | 0 | 0 | 0 | 0 | 0
00 Ret.ExistDSI & ACI & SCR & WetFGD & CCS | 0 | 0 | 0 | 0 | 0 | 0 | 0
00 Ret.ExistDSI & ACI & SCR & WetFGD & HRI | 0 | 0 | 0 | 0 | 0 | 0 | 0
00 Ret.ExistDSI & ACI & SCR & WetFGD & HRI & CCS | 0 | 0 | 0 | 0 | 0 | 0 | 0
00 Ret.ExistDSI & DryFGD | 0 | 0 | 0 | 0 | 0 | 0 | 0
00 Ret.ExistDSI & DryFGD & ACI | 0 | 0 | 0 | 0 | 0 | 0 | 0
00 Ret.ExistDSI & DryFGD & ACI & CCS | 0 | 0 | 0 | 0 | 0 | 0 | 0
00 Ret.ExistDSI & DryFGD & ACI & HRI | 0 | 0 | 0 | 0 | 0 | 0 | 0
00 Ret.ExistDSI & DryFGD & ACI & HRI & CCS | 0 | 0 | 0 | 0 | 0 | 0 | 0
00 Ret.ExistDSI & DryFGD & CCS | 0 | 0 | 0 | 0 | 0 | 0 | 0
00 Ret.ExistDSI & DryFGD & HRI | 0 | 0 | 0 | 0 | 0 | 0 | 0
00 Ret.ExistDSI & DryFGD & HRI & CCS | 0 | 0 | 0 | 0 | 0 | 0 | 0
00 Ret.ExistDSI & HRI | 0 | 0 | 0 | 0 | 0 | 0 | 0
00 Ret.ExistDSI & SCR | 0 | 0 | 0 | 0 | 0 | 0 | 0
00 Ret.ExistDSI & SCR & DryFGD | 0 | 0 | 0 | 0 | 0 | 0 | 0
00 Ret.ExistDSI & SCR & DryFGD & ACI | 0 | 0 | 0 | 0 | 0 | 0 | 0
00 Ret.ExistDSI & SCR & DryFGD & CCS | 0 | 0 | 0 | 0 | 0 | 0 | 0
00 Ret.ExistDSI & SCR & DryFGD & HRI | 0 | 0 | 0 | 0 | 0 | 0 | 0
00 Ret.ExistDSI & SCR & DryFGD & HRI & CCS | 0 | 0 | 0 | 0 | 0 | 0 | 0
00 Ret.ExistDSI & SCR & HRI | 0 | 0 | 0 | 0 | 0 | 0 | 0
00 Ret.ExistDSI & SCR & WetFGD | 0 | 0 | 0 | 0 | 0 | 0 | 0
00 Ret.ExistDSI & SCR & WetFGD & ACI | 0 | 0 | 0 | 0 | 0 | 0 | 0
00 Ret.ExistDSI & SCR & WetFGD & CCS | 0 | 0 | 0 | 0 | 0 | 0 | 0
00 Ret.ExistDSI & SCR & WetFGD & HRI | 0 | 0 | 0 | 0 | 0 | 0 | 0
00 Ret.ExistDSI & SCR & WetFGD & HRI & CCS | 0 | 0 | 0 | 0 | 0 | 0 | 0
00 Ret.ExistDSI & SNCR | 0 | 0 | 0 | 0 | 0 | 0 | 0
00 Ret.ExistDSI & SNCR & ACI | 0 | 0 | 0 | 0 | 0 | 0 | 0
00 Ret.ExistDSI & SNCR & ACI & HRI | 0 | 0 | 0 | 0 | 0 | 0 | 0
00 Ret.ExistDSI & SNCR & DryFGD | 0 | 0 | 0 | 0 | 0 | 0 | 0
00 Ret.ExistDSI & SNCR & DryFGD & ACI | 0 | 0 | 0 | 0 | 0 | 0 | 0
00 Ret.ExistDSI & SNCR & DryFGD & ACI & HRI | 0 | 0 | 0 | 0 | 0 | 0 | 0
00 Ret.ExistDSI & SNCR & DryFGD & HRI | 0 | 0 | 0 | 0 | 0 | 0 | 0
00 Ret.ExistDSI & SNCR & HRI | 0 | 0 | 0 | 0 | 0 | 0 | 0
00 Ret.ExistDSI & SNCR & WetFGD | 0 | 0 | 0 | 0 | 0 | 0 | 0
00 Ret.ExistDSI & SNCR & WetFGD & ACI | 0 | 0 | 0 | 0 | 0 | 0 | 0
00 Ret.ExistDSI & SNCR & WetFGD & ACI & HRI | 0 | 0 | 0 | 0 | 0 | 0 | 0
00 Ret.ExistDSI & SNCR & WetFGD & HRI | 0 | 0 | 0 | 0 | 0 | 0 | 0
00 Ret.ExistDSI & WetFGD | 0 | 0 | 0 | 0 | 0 | 0 | 0
00 Ret.ExistDSI & WetFGD & ACI | 0 | 0 | 0 | 0 | 0 | 0 | 0
00 Ret.ExistDSI & WetFGD & ACI & CCS | 0 | 0 | 0 | 0 | 0 | 0 | 0
00 Ret.ExistDSI & WetFGD & ACI & HRI | 0 | 0 | 0 | 0 | 0 | 0 | 0
00 Ret.ExistDSI & WetFGD & ACI & HRI & CCS | 0 | 0 | 0 | 0 | 0 | 0 | 0
00 Ret.ExistDSI & WetFGD & CCS | 0 | 0 | 0 | 0 | 0 | 0 | 0
00 Ret.ExistDSI & WetFGD & HRI | 0 | 0 | 0 | 0 | 0 | 0 | 0
00 Ret.ExistDSI & WetFGD & HRI & CCS | 0 | 0 | 0 | 0 | 0 | 0 | 0
00 Ret.ExistSCR & ACI | 0 | 0 | 0 | 0 | 0 | 0 | 0
00 Ret.ExistSCR & ACI & DryFGD | 0 | 0 | 0 | 0 | 0 | 0 | 0
00 Ret.ExistSCR & ACI & DryFGD & HRI | 0 | 0 | 0 | 0 | 0 | 0 | 0
00 Ret.ExistSCR & ACI & DSI | 3047.2937 | 0 | 0 | 0 | 0 | 0 | 0
00 Ret.ExistSCR & ACI & DSI & DryFGD | 0 | 0 | 0 | 0 | 0 | 0 | 0
00 Ret.ExistSCR & ACI & DSI & DryFGD & HRI | 0 | 0 | 0 | 0 | 0 | 0 | 0
00 Ret.ExistSCR & ACI & DSI & HRI | 0 | 0 | 0 | 0 | 0 | 0 | 0
00 Ret.ExistSCR & ACI & DSI & WetFGD | 0 | 0 | 0 | 0 | 0 | 0 | 0
00 Ret.ExistSCR & ACI & DSI & WetFGD & HRI | 0 | 0 | 0 | 0 | 0 | 0 | 0
00 Ret.ExistSCR & ACI & HRI | 0 | 0 | 0 | 0 | 0 | 0 | 0
00 Ret.ExistSCR & ACI & WetFGD | 0 | 0 | 0 | 0 | 0 | 0 | 0
00 Ret.ExistSCR & ACI & WetFGD & HRI | 0 | 0 | 0 | 0 | 0 | 0 | 0
00 Ret.ExistSCR & DryFGD | 0 | 0 | 0 | 0 | 0 | 0 | 0
00 Ret.ExistSCR & DryFGD & ACI & CCS | 0 | 0 | 0 | 0 | 0 | 0 | 0
00 Ret.ExistSCR & DryFGD & ACI & HRI & CCS | 0 | 0 | 0 | 0 | 0 | 0 | 0
00 Ret.ExistSCR & DryFGD & CCS | 0 | 0 | 0 | 0 | 0 | 0 | 0
00 Ret.ExistSCR & DryFGD & HRI | 0 | 0 | 0 | 0 | 0 | 0 | 0
00 Ret.ExistSCR & DryFGD & HRI & CCS | 0 | 0 | 0 | 0 | 0 | 0 | 0
00 Ret.ExistSCR & DSI | 0 | 0 | 0 | 0 | 0 | 0 | 0
00 Ret.ExistSCR & DSI & DryFGD | 0 | 0 | 0 | 0 | 0 | 0 | 0
00 Ret.ExistSCR & DSI & DryFGD & HRI | 0 | 0 | 0 | 0 | 0 | 0 | 0
00 Ret.ExistSCR & DSI & HRI | 0 | 0 | 0 | 0 | 0 | 0 | 0
00 Ret.ExistSCR & DSI & WetFGD | 0 | 0 | 0 | 0 | 0 | 0 | 0
00 Ret.ExistSCR & DSI & WetFGD & HRI | 0 | 0 | 0 | 0 | 0 | 0 | 0
00 Ret.ExistSCR & HRI | 0 | 0 | 0 | 0 | 0 | 0 | 0
00 Ret.ExistSCR & WetFGD | 1183.3871 | 0 | 0 | 0 | 0 | 0 | 0
00 Ret.ExistSCR & WetFGD & ACI & CCS | 0 | 0 | 0 | 0 | 0 | 0 | 0
00 Ret.ExistSCR & WetFGD & ACI & HRI & CCS | 0 | 0 | 0 | 0 | 0 | 0 | 0
00 Ret.ExistSCR & WetFGD & CCS | 0 | 0 | 0 | 0 | 0 | 0 | 0
00 Ret.ExistSCR & WetFGD & HRI | 0 | 0 | 0 | 0 | 0 | 0 | 0
00 Ret.ExistSCR & WetFGD & HRI & CCS | 0 | 0 | 0 | 0 | 0 | 0 | 0
00 Ret.ExistSCR_ACI & DryFGD | 391.9311 | 0 | 0 | 0 | 0 | 0 | 0
00 Ret.ExistSCR_ACI & DryFGD & CCS | 0 | 0 | 0 | 0 | 0 | 0 | 0
00 Ret.ExistSCR_ACI & DryFGD & HRI | 0 | 0 | 0 | 0 | 0 | 0 | 0
00 Ret.ExistSCR_ACI & DryFGD & HRI & CCS | 0 | 0 | 0 | 0 | 0 | 0 | 0
00 Ret.ExistSCR_ACI & DSI | 0 | 0 | 0 | 0 | 0 | 0 | 0
00 Ret.ExistSCR_ACI & DSI & HRI | 0 | 0 | 0 | 0 | 0 | 0 | 0
00 Ret.ExistSCR_ACI & HRI | 0 | 0 | 0 | 0 | 0 | 0 | 0
00 Ret.ExistSCR_ACI & WetFGD | 0 | 0 | 0 | 0 | 0 | 0 | 0
00 Ret.ExistSCR_ACI & WetFGD & CCS | 0 | 0 | 0 | 0 | 0 | 0 | 0
00 Ret.ExistSCR_ACI & WetFGD & HRI | 0 | 0 | 0 | 0 | 0 | 0 | 0
00 Ret.ExistSCR_ACI & WetFGD & HRI & CCS | 0 | 0 | 0 | 0 | 0 | 0 | 0
00 Ret.ExistSCR_DryFGD & ACI | 1049.2393 | 0 | 0 | 0 | 0 | 0 | 0
00 Ret.ExistSCR_DryFGD & HRI | 0 | 0 | 0 | 0 | 0 | 0 | 0
00 Ret.ExistSCR_DryFGD & HRI & CCS | 0 | 0 | 0 | 0 | 0 | 0 | 0
00 Ret.ExistSCR_DryFGD_ACI & CCS | 0 | 0 | 0 | 0 | 0 | 0 | 0
00 Ret.ExistSCR_DryFGD_ACI & HRI | 0 | 0 | 0 | 0 | 0 | 0 | 0
00 Ret.ExistSCR_DryFGD_ACI & HRI & CCS | 0 | 0 | 0 | 0 | 0 | 0 | 0
00 Ret.ExistSCR_DryFGD_ACI_DSI & CCS | 0 | 0 | 0 | 0 | 0 | 0 | 0
00 Ret.ExistSCR_DryFGD_ACI_DSI & HRI | 0 | 0 | 0 | 0 | 0 | 0 | 0
00 Ret.ExistSCR_DryFGD_ACI_DSI & HRI & CCS | 0 | 0 | 0 | 0 | 0 | 0 | 0
00 Ret.ExistSCR_DSI & ACI | 0 | 0 | 0 | 0 | 0 | 0 | 0
00 Ret.ExistSCR_DSI & ACI & HRI | 0 | 0 | 0 | 0 | 0 | 0 | 0
00 Ret.ExistSCR_DSI & DryFGD | 0 | 0 | 0 | 0 | 0 | 0 | 0
00 Ret.ExistSCR_DSI & DryFGD & ACI | 0 | 0 | 0 | 0 | 0 | 0 | 0
00 Ret.ExistSCR_DSI & DryFGD & ACI & HRI | 0 | 0 | 0 | 0 | 0 | 0 | 0
00 Ret.ExistSCR_DSI & DryFGD & HRI | 0 | 0 | 0 | 0 | 0 | 0 | 0
00 Ret.ExistSCR_DSI & HRI | 0 | 0 | 0 | 0 | 0 | 0 | 0
00 Ret.ExistSCR_DSI & WetFGD | 0 | 0 | 0 | 0 | 0 | 0 | 0
00 Ret.ExistSCR_DSI & WetFGD & ACI | 0 | 0 | 0 | 0 | 0 | 0 | 0
00 Ret.ExistSCR_DSI & WetFGD & ACI & HRI | 0 | 0 | 0 | 0 | 0 | 0 | 0
00 Ret.ExistSCR_DSI & WetFGD & HRI | 0 | 0 | 0 | 0 | 0 | 0 | 0
00 Ret.ExistSCR_WetFGD & ACI | 9154.3878 | 0 | 0 | 0 | 0 | 0 | 0
00 Ret.ExistSCR_WetFGD & HRI | 0 | 0 | 0 | 0 | 0 | 0 | 0
00 Ret.ExistSCR_WetFGD & HRI & CCS | 0 | 0 | 0 | 0 | 0 | 0 | 0
00 Ret.ExistSCR_WetFGD_ACI & CCS | 0 | 0 | 0 | 0 | 0 | 0 | 0
00 Ret.ExistSCR_WetFGD_ACI & HRI | 0 | 0 | 0 | 0 | 0 | 0 | 0
00 Ret.ExistSCR_WetFGD_ACI & HRI & CCS | 0 | 0 | 0 | 0 | 0 | 0 | 0
00 Ret.ExistSCR_WetFGD_ACI_DSI & CCS | 0 | 0 | 0 | 0 | 0 | 0 | 0
00 Ret.ExistSCR_WetFGD_ACI_DSI & HRI | 0 | 0 | 0 | 0 | 0 | 0 | 0
00 Ret.ExistSCR_WetFGD_ACI_DSI & HRI & CCS | 0 | 0 | 0 | 0 | 0 | 0 | 0
00 Ret.ExistSCR_WetFGD_DSI & HRI | 0 | 0 | 0 | 0 | 0 | 0 | 0
00 Ret.ExistSCR_WetFGD_DSI & HRI & CCS | 0 | 0 | 0 | 0 | 0 | 0 | 0
00 Ret.ExistSNCR & ACI | 101.4784 | 0 | 0 | 0 | 0 | 0 | 0
00 Ret.ExistSNCR & ACI & DryFGD | 0 | 0 | 0 | 0 | 0 | 0 | 0
00 Ret.ExistSNCR & ACI & DryFGD & HRI | 0 | 0 | 0 | 0 | 0 | 0 | 0
00 Ret.ExistSNCR & ACI & DSI | 101.2521 | 0 | 0 | 0 | 0 | 0 | 0
00 Ret.ExistSNCR & ACI & DSI & DryFGD | 0 | 0 | 0 | 0 | 0 | 0 | 0
00 Ret.ExistSNCR & ACI & DSI & DryFGD & HRI | 0 | 0 | 0 | 0 | 0 | 0 | 0
00 Ret.ExistSNCR & ACI & DSI & HRI | 0 | 0 | 0 | 0 | 0 | 0 | 0
00 Ret.ExistSNCR & ACI & DSI & WetFGD | 0 | 0 | 0 | 0 | 0 | 0 | 0
00 Ret.ExistSNCR & ACI & DSI & WetFGD & HRI | 0 | 0 | 0 | 0 | 0 | 0 | 0
00 Ret.ExistSNCR & ACI & HRI | 0 | 0 | 0 | 0 | 0 | 0 | 0
00 Ret.ExistSNCR & ACI & WetFGD | 220.5199 | 0 | 0 | 0 | 0 | 0 | 0
00 Ret.ExistSNCR & ACI & WetFGD & HRI | 0 | 0 | 0 | 0 | 0 | 0 | 0
00 Ret.ExistSNCR & DryFGD | 0 | 0 | 0 | 0 | 0 | 0 | 0
00 Ret.ExistSNCR & DryFGD & ACI & CCS | 0 | 0 | 0 | 0 | 0 | 0 | 0
00 Ret.ExistSNCR & DryFGD & ACI & HRI & CCS | 0 | 0 | 0 | 0 | 0 | 0 | 0
00 Ret.ExistSNCR & DryFGD & CCS | 0 | 0 | 0 | 0 | 0 | 0 | 0
00 Ret.ExistSNCR & DryFGD & HRI | 0 | 0 | 0 | 0 | 0 | 0 | 0
00 Ret.ExistSNCR & DryFGD & HRI & CCS | 0 | 0 | 0 | 0 | 0 | 0 | 0
00 Ret.ExistSNCR & DSI | 0 | 0 | 0 | 0 | 0 | 0 | 0
00 Ret.ExistSNCR & DSI & DryFGD | 0 | 0 | 0 | 0 | 0 | 0 | 0
00 Ret.ExistSNCR & DSI & DryFGD & HRI | 0 | 0 | 0 | 0 | 0 | 0 | 0
00 Ret.ExistSNCR & DSI & HRI | 0 | 0 | 0 | 0 | 0 | 0 | 0
00 Ret.ExistSNCR & DSI & WetFGD | 0 | 0 | 0 | 0 | 0 | 0 | 0
00 Ret.ExistSNCR & DSI & WetFGD & HRI | 0 | 0 | 0 | 0 | 0 | 0 | 0
00 Ret.ExistSNCR & HRI | 0 | 0 | 0 | 0 | 0 | 0 | 0
00 Ret.ExistSNCR & WetFGD | 0 | 0 | 0 | 0 | 0 | 0 | 0
00 Ret.ExistSNCR & WetFGD & ACI & CCS | 0 | 0 | 0 | 0 | 0 | 0 | 0
00 Ret.ExistSNCR & WetFGD & ACI & HRI & CCS | 0 | 0 | 0 | 0 | 0 | 0 | 0
00 Ret.ExistSNCR & WetFGD & CCS | 0 | 0 | 0 | 0 | 0 | 0 | 0
00 Ret.ExistSNCR & WetFGD & HRI | 0 | 0 | 0 | 0 | 0 | 0 | 0
00 Ret.ExistSNCR & WetFGD & HRI & CCS | 0 | 0 | 0 | 0 | 0 | 0 | 0
00 Ret.ExistSNCR_ACI & DryFGD | 906.4237 | 0 | 0 | 0 | 0 | 0 | 0
00 Ret.ExistSNCR_ACI & DryFGD & CCS | 0 | 0 | 0 | 0 | 0 | 0 | 0
00 Ret.ExistSNCR_ACI & DryFGD & HRI | 0 | 0 | 0 | 0 | 0 | 0 | 0
00 Ret.ExistSNCR_ACI & DryFGD & HRI & CCS | 0 | 0 | 0 | 0 | 0 | 0 | 0
00 Ret.ExistSNCR_ACI & DSI | 273.3959 | 0 | 0 | 0 | 0 | 0 | 0
00 Ret.ExistSNCR_ACI & DSI & HRI | 0 | 0 | 0 | 0 | 0 | 0 | 0
00 Ret.ExistSNCR_ACI & HRI | 0 | 0 | 0 | 0 | 0 | 0 | 0
00 Ret.ExistSNCR_ACI & WetFGD | 0 | 0 | 0 | 0 | 0 | 0 | 0
00 Ret.ExistSNCR_ACI & WetFGD & CCS | 0 | 0 | 0 | 0 | 0 | 0 | 0
00 Ret.ExistSNCR_ACI & WetFGD & HRI | 0 | 0 | 0 | 0 | 0 | 0 | 0
00 Ret.ExistSNCR_ACI & WetFGD & HRI & CCS | 0 | 0 | 0 | 0 | 0 | 0 | 0
00 Ret.ExistSNCR_ACI_DSI & DryFGD | 0 | 0 | 0 | 0 | 0 | 0 | 0
00 Ret.ExistSNCR_ACI_DSI & DryFGD & HRI | 0 | 0 | 0 | 0 | 0 | 0 | 0
00 Ret.ExistSNCR_ACI_DSI & HRI | 0 | 0 | 0 | 0 | 0 | 0 | 0
00 Ret.ExistSNCR_ACI_DSI & WetFGD | 0 | 0 | 0 | 0 | 0 | 0 | 0
00 Ret.ExistSNCR_ACI_DSI & WetFGD & HRI | 0 | 0 | 0 | 0 | 0 | 0 | 0
00 Ret.ExistSNCR_DryFGD & ACI | 0 | 0 | 0 | 0 | 0 | 0 | 0
00 Ret.ExistSNCR_DryFGD & HRI | 0 | 0 | 0 | 0 | 0 | 0 | 0
00 Ret.ExistSNCR_DryFGD_ACI & CCS | 0 | 0 | 0 | 0 | 0 | 0 | 0
00 Ret.ExistSNCR_DryFGD_ACI & HRI | 0 | 0 | 0 | 0 | 0 | 0 | 0
00 Ret.ExistSNCR_DryFGD_ACI & HRI & CCS | 0 | 0 | 0 | 0 | 0 | 0 | 0
00 Ret.ExistSNCR_DSI & ACI | 0 | 0 | 0 | 0 | 0 | 0 | 0
00 Ret.ExistSNCR_DSI & ACI & DryFGD | 0 | 0 | 0 | 0 | 0 | 0 | 0
00 Ret.ExistSNCR_DSI & ACI & DryFGD & HRI | 0 | 0 | 0 | 0 | 0 | 0 | 0
00 Ret.ExistSNCR_DSI & ACI & HRI | 0 | 0 | 0 | 0 | 0 | 0 | 0
00 Ret.ExistSNCR_DSI & ACI & WetFGD | 0 | 0 | 0 | 0 | 0 | 0 | 0
00 Ret.ExistSNCR_DSI & ACI & WetFGD & HRI | 0 | 0 | 0 | 0 | 0 | 0 | 0
00 Ret.ExistSNCR_DSI & DryFGD | 0 | 0 | 0 | 0 | 0 | 0 | 0
00 Ret.ExistSNCR_DSI & DryFGD & ACI & CCS | 0 | 0 | 0 | 0 | 0 | 0 | 0
00 Ret.ExistSNCR_DSI & DryFGD & ACI & HRI & CCS | 0 | 0 | 0 | 0 | 0 | 0 | 0
00 Ret.ExistSNCR_DSI & DryFGD & CCS | 0 | 0 | 0 | 0 | 0 | 0 | 0
00 Ret.ExistSNCR_DSI & DryFGD & HRI | 0 | 0 | 0 | 0 | 0 | 0 | 0
00 Ret.ExistSNCR_DSI & DryFGD & HRI & CCS | 0 | 0 | 0 | 0 | 0 | 0 | 0
00 Ret.ExistSNCR_DSI & HRI | 0 | 0 | 0 | 0 | 0 | 0 | 0
00 Ret.ExistSNCR_DSI & WetFGD | 0 | 0 | 0 | 0 | 0 | 0 | 0
00 Ret.ExistSNCR_DSI & WetFGD & ACI & CCS | 0 | 0 | 0 | 0 | 0 | 0 | 0
00 Ret.ExistSNCR_DSI & WetFGD & ACI & HRI & CCS | 0 | 0 | 0 | 0 | 0 | 0 | 0
00 Ret.ExistSNCR_DSI & WetFGD & CCS | 0 | 0 | 0 | 0 | 0 | 0 | 0
00 Ret.ExistSNCR_DSI & WetFGD & HRI | 0 | 0 | 0 | 0 | 0 | 0 | 0
00 Ret.ExistSNCR_DSI & WetFGD & HRI & CCS | 0 | 0 | 0 | 0 | 0 | 0 | 0
00 Ret.ExistSNCR_WetFGD & ACI | 2186.7768 | 0 | 0 | 0 | 0 | 0 | 0
00 Ret.ExistSNCR_WetFGD & HRI | 0 | 0 | 0 | 0 | 0 | 0 | 0
00 Ret.ExistSNCR_WetFGD & HRI & CCS | 0 | 0 | 0 | 0 | 0 | 0 | 0
00 Ret.ExistSNCR_WetFGD_ACI & CCS | 0 | 0 | 0 | 0 | 0 | 0 | 0
00 Ret.ExistSNCR_WetFGD_ACI & HRI | 0 | 0 | 0 | 0 | 0 | 0 | 0
00 Ret.ExistSNCR_WetFGD_ACI & HRI & CCS | 0 | 0 | 0 | 0 | 0 | 0 | 0
00 Ret.ExistSNCR_WetFGD_ACI_DSI & CCS | 0 | 0 | 0 | 0 | 0 | 0 | 0
00 Ret.ExistSNCR_WetFGD_ACI_DSI & HRI | 0 | 0 | 0 | 0 | 0 | 0 | 0
00 Ret.ExistSNCR_WetFGD_ACI_DSI & HRI & CCS | 0 | 0 | 0 | 0 | 0 | 0 | 0
00 Ret.ExistWetFGD & ACI | 10341.8659 | 0 | 0 | 0 | 0 | 0 | 0
00 Ret.ExistWetFGD & ACI & CCS | 0 | 0 | 0 | 0 | 0 | 0 | 0
00 Ret.ExistWetFGD & ACI & HRI | 0 | 0 | 0 | 0 | 0 | 0 | 0
00 Ret.ExistWetFGD & ACI & HRI & CCS | 0 | 0 | 0 | 0 | 0 | 0 | 0
00 Ret.ExistWetFGD & ACI & SCR | 0 | 2159.3812 | 0 | 0 | 0 | 0 | 0
00 Ret.ExistWetFGD & ACI & SCR & CCS | 0 | 0 | 0 | 0 | 0 | 0 | 0
00 Ret.ExistWetFGD & ACI & SCR & HRI | 0 | 0 | 0 | 0 | 0 | 0 | 0
00 Ret.ExistWetFGD & ACI & SCR & HRI & CCS | 0 | 0 | 0 | 0 | 0 | 0 | 0
00 Ret.ExistWetFGD & ACI & SNCR | 0 | 0 | 0 | 0 | 0 | 0 | 0
00 Ret.ExistWetFGD & ACI & SNCR & HRI | 0 | 0 | 0 | 0 | 0 | 0 | 0
00 Ret.ExistWetFGD & CCS | 0 | 0 | 0 | 0 | 0 | 0 | 0
00 Ret.ExistWetFGD & HRI | 0 | 0 | 0 | 0 | 0 | 0 | 0
00 Ret.ExistWetFGD & HRI & CCS | 0 | 0 | 0 | 0 | 0 | 0 | 0
00 Ret.ExistWetFGD & SCR | 3910.5564 | 1036.2875 | 0 | 387.527 | 0 | 0 | 0
00 Ret.ExistWetFGD & SCR & CCS | 0 | 0 | 0 | 0 | 0 | 0 | 0
00 Ret.ExistWetFGD & SCR & HRI | 0 | 0 | 0 | 0 | 0 | 0 | 0
00 Ret.ExistWetFGD & SCR & HRI & CCS | 0 | 0 | 0 | 0 | 0 | 0 | 0
00 Ret.ExistWetFGD & SNCR | 0 | 0 | 0 | 0 | 0 | 0 | 0
00 Ret.ExistWetFGD & SNCR & HRI | 0 | 0 | 0 | 0 | 0 | 0 | 0
00 Ret.ExistWetFGD_ACI & CCS | 0 | 0 | 0 | 0 | 0 | 0 | 0
00 Ret.ExistWetFGD_ACI & HRI | 0 | 0 | 0 | 0 | 0 | 0 | 0
00 Ret.ExistWetFGD_ACI & HRI & CCS | 0 | 0 | 0 | 0 | 0 | 0 | 0
00 Ret.ExistWetFGD_ACI & SCR | 0 | 240.373 | 0 | 0 | 0 | 0 | 0
00 Ret.ExistWetFGD_ACI & SCR & CCS | 0 | 0 | 0 | 0 | 0 | 0 | 0
00 Ret.ExistWetFGD_ACI & SCR & HRI | 0 | 0 | 0 | 0 | 0 | 0 | 0
00 Ret.ExistWetFGD_ACI & SCR & HRI & CCS | 0 | 0 | 0 | 0 | 0 | 0 | 0
00 Ret.ExistWetFGD_ACI & SNCR | 0 | 0 | 0 | 0 | 0 | 0 | 0
00 Ret.ExistWetFGD_ACI & SNCR & HRI | 0 | 0 | 0 | 0 | 0 | 0 | 0
00 Ret.ExistWetFGD_ACI_DSI & CCS | 0 | 0 | 0 | 0 | 0 | 0 | 0
00 Ret.ExistWetFGD_ACI_DSI & HRI | 0 | 0 | 0 | 0 | 0 | 0 | 0
00 Ret.ExistWetFGD_ACI_DSI & HRI & CCS | 0 | 0 | 0 | 0 | 0 | 0 | 0
00 Ret.ExistWetFGD_ACI_DSI & SCR | 0 | 0 | 0 | 0 | 0 | 0 | 0
00 Ret.ExistWetFGD_ACI_DSI & SCR & CCS | 0 | 0 | 0 | 0 | 0 | 0 | 0
00 Ret.ExistWetFGD_ACI_DSI & SCR & HRI | 0 | 0 | 0 | 0 | 0 | 0 | 0
00 Ret.ExistWetFGD_ACI_DSI & SCR & HRI & CCS | 0 | 0 | 0 | 0 | 0 | 0 | 0
00 Ret.ExistWetFGD_SCR & ACI & CCS | 0 | 0 | 0 | 0 | 0 | 0 | 0
00 Ret.ExistWetFGD_SCR & ACI & HRI | 0 | 0 | 0 | 0 | 0 | 0 | 0
00 Ret.ExistWetFGD_SCR & ACI & HRI & CCS | 0 | 0 | 0 | 0 | 0 | 0 | 0
00 Ret.ExistWetFGD_SCR & CCS | 0 | 0 | 0 | 0 | 0 | 0 | 0
00 Ret.ExistWetFGD_SCR_DSI & CCS | 0 | 0 | 0 | 0 | 0 | 0 | 0
00 Ret.ExistWetFGD_SNCR & ACI & CCS | 0 | 0 | 0 | 0 | 0 | 0 | 0
00 Ret.ExistWetFGD_SNCR & ACI & HRI | 0 | 0 | 0 | 0 | 0 | 0 | 0
00 Ret.ExistWetFGD_SNCR & ACI & HRI & CCS | 0 | 0 | 0 | 0 | 0 | 0 | 0
00 Ret.ExistWetFGD_SNCR & CCS | 0 | 0 | 0 | 0 | 0 | 0 | 0
00 Ret.FB & ACI | 439.7376 | 0 | 0 | 0 | 0 | 0 | 0
00 Ret.FB & ACI & HRI | 0 | 0 | 0 | 0 | 0 | 0 | 0
00 Ret.FB & HRI | 0 | 0 | 0 | 0 | 0 | 0 | 0
00 Ret.FB DryFGD | 0 | 0 | 0 | 0 | 0 | 0 | 0
00 Ret.FB DryFGD & ACI | 0 | 0 | 0 | 0 | 0 | 0 | 0
00 Ret.FB DryFGD & ACI & HRI | 0 | 0 | 0 | 0 | 0 | 0 | 0
00 Ret.FB DryFGD & HRI | 0 | 0 | 0 | 0 | 0 | 0 | 0
00 Ret.FB DryFGD & SCR | 0 | 0 | 0 | 0 | 0 | 0 | 0
00 Ret.FB DryFGD & SCR & HRI | 0 | 0 | 0 | 0 | 0 | 0 | 0
00 Ret.FB DryFGD & SNCR | 0 | 0 | 0 | 0 | 0 | 0 | 0
00 Ret.FB DryFGD & SNCR & HRI | 0 | 0 | 0 | 0 | 0 | 0 | 0
00 Ret.FB SNCR & DryFGD & ACI | 0 | 0 | 0 | 0 | 0 | 0 | 0
00 Ret.FB SNCR & DryFGD & ACI & HRI | 0 | 0 | 0 | 0 | 0 | 0 | 0
00 Ret.FB-ACI & SNCR | 0 | 0 | 0 | 0 | 0 | 0 | 0
00 Ret.FB-ACI & SNCR & CCS | 0 | 0 | 0 | 0 | 0 | 0 | 0
00 Ret.FB-ACI & SNCR & HRI | 0 | 0 | 0 | 0 | 0 | 0 | 0
00 Ret.FB-ACI & SNCR & HRI & CCS | 0 | 0 | 0 | 0 | 0 | 0 | 0
00 Ret.FB-Exist ACI & DryFGD | 0 | 0 | 0 | 0 | 0 | 0 | 0
00 Ret.FB-Exist ACI & DryFGD & HRI | 0 | 0 | 0 | 0 | 0 | 0 | 0
00 Ret.FB-Exist ACI & DryFGD & SNCR | 0 | 0 | 0 | 0 | 0 | 0 | 0
00 Ret.FB-Exist ACI & DryFGD & SNCR & HRI | 0 | 0 | 0 | 0 | 0 | 0 | 0
00 Ret.FB-Exist ACI & SNCR | 0 | 0 | 0 | 0 | 0 | 0 | 0
00 Ret.FB-Exist ACI & SNCR & HRI | 0 | 0 | 0 | 0 | 0 | 0 | 0
00 Ret.FB-ExistACI & HRI | 0 | 0 | 0 | 0 | 0 | 0 | 0
00 Ret.FB-ExistDryFGD & HRI | 0 | 0 | 0 | 0 | 0 | 0 | 0
00 Ret.FB-ExistDryFGD & SNCR | 0 | 0 | 0 | 0 | 0 | 0 | 0
00 Ret.FB-ExistDryFGD & SNCR & HRI | 0 | 0 | 0 | 0 | 0 | 0 | 0
00 Ret.FB-ExistDryFGD_SNCR & ACI | 0 | 0 | 0 | 0 | 0 | 0 | 0
00 Ret.FB-ExistDryFGD_SNCR & ACI & HRI | 0 | 0 | 0 | 0 | 0 | 0 | 0
00 Ret.FB-ExistDryFGD_SNCR & HRI | 0 | 0 | 0 | 0 | 0 | 0 | 0
00 Ret.FB-ExistDryFGD_SNCR_ACI & HRI | 0 | 0 | 0 | 0 | 0 | 0 | 0
00 Ret.FB-ExistDryFGD_SNCR_ACI & HRI & CCS | 0 | 0 | 0 | 0 | 0 | 0 | 0
00 Ret.FB-ExistSNCR & ACI | 59.9671 | 0 | 0 | 0 | 0 | 0 | 0
00 Ret.FB-ExistSNCR & ACI & HRI | 0 | 0 | 0 | 0 | 0 | 0 | 0
00 Ret.FB-ExistSNCR & DryFGD | 0 | 0 | 0 | 0 | 0 | 0 | 0
00 Ret.FB-ExistSNCR & DryFGD & ACI | 0 | 0 | 0 | 0 | 0 | 0 | 0
00 Ret.FB-ExistSNCR & DryFGD & ACI & HRI | 0 | 0 | 0 | 0 | 0 | 0 | 0
00 Ret.FB-ExistSNCR & DryFGD & HRI | 0 | 0 | 0 | 0 | 0 | 0 | 0
00 Ret.FB-ExistSNCR & HRI | 0 | 0 | 0 | 0 | 0 | 0 | 0
00 Ret.FB-ExistWetFGD_SNCR_ACI & HRI | 0 | 0 | 0 | 0 | 0 | 0 | 0
00 Ret.FB-SCR & DryFGD & ACI | 0 | 0 | 0 | 0 | 0 | 0 | 0
00 Ret.FB-SCR & DryFGD & ACI & HRI | 0 | 0 | 0 | 0 | 0 | 0 | 0
00 Ret.FB-SNCR | 0 | 0 | 0 | 0 | 0 | 0 | 0
00 Ret.FB-SNCR & HRI | 0 | 0 | 0 | 0 | 0 | 0 | 0
00 Ret.HRI | 0 | 0 | 0 | 0 | 0 | 0 | 0
00 Ret.Oil/Gas Steam SCR | 1.7332 | 0 | 0 | 0 | 0 | 0 | 0
00 Ret.SCR | 458.115 | 0 | 0 | 0 | 0 | 0 | 0
00 Ret.SCR & DryFGD | 0 | 0 | 0 | 0 | 0 | 0 | 0
00 Ret.SCR & DryFGD & ACI | 0 | 0 | 0 | 0 | 0 | 0 | 0
00 Ret.SCR & DryFGD & CCS | 0 | 0 | 0 | 0 | 0 | 0 | 0
00 Ret.SCR & DryFGD & HRI | 0 | 0 | 0 | 0 | 0 | 0 | 0
00 Ret.SCR & DryFGD & HRI & CCS | 0 | 0 | 0 | 0 | 0 | 0 | 0
00 Ret.SCR & DSI | 0 | 0 | 0 | 0 | 0 | 0 | 0
00 Ret.SCR & DSI & DryFGD | 0 | 0 | 0 | 0 | 0 | 0 | 0
00 Ret.SCR & DSI & DryFGD & HRI | 0 | 0 | 0 | 0 | 0 | 0 | 0
00 Ret.SCR & DSI & HRI | 0 | 0 | 0 | 0 | 0 | 0 | 0
00 Ret.SCR & DSI & WetFGD | 0 | 0 | 0 | 0 | 0 | 0 | 0
00 Ret.SCR & DSI & WetFGD & HRI | 0 | 0 | 0 | 0 | 0 | 0 | 0
00 Ret.SCR & HRI | 0 | 0 | 0 | 0 | 0 | 0 | 0
00 Ret.SCR & WetFGD | 451.4988 | 0 | 0 | 0 | 0 | 0 | 0
00 Ret.SCR & WetFGD & ACI | 0 | 0 | 0 | 0 | 0 | 0 | 0
00 Ret.SCR & WetFGD & CCS | 0 | 0 | 0 | 0 | 0 | 0 | 0
00 Ret.SCR & WetFGD & HRI | 0 | 0 | 0 | 0 | 0 | 0 | 0
00 Ret.SCR & WetFGD & HRI & CCS | 0 | 0 | 0 | 0 | 0 | 0 | 0
00 Ret.SNCR | 0 | 0 | 0 | 0 | 0 | 0 | 0
00 Ret.SNCR & DryFGD | 0 | 0 | 0 | 0 | 0 | 0 | 0
00 Ret.SNCR & DryFGD & ACI | 0 | 0 | 0 | 0 | 0 | 0 | 0
00 Ret.SNCR & DryFGD & ACI & HRI | 0 | 0 | 0 | 0 | 0 | 0 | 0
00 Ret.SNCR & DryFGD & HRI | 0 | 0 | 0 | 0 | 0 | 0 | 0
00 Ret.SNCR & DSI | 0 | 0 | 0 | 0 | 0 | 0 | 0
00 Ret.SNCR & DSI & HRI | 0 | 0 | 0 | 0 | 0 | 0 | 0
00 Ret.SNCR & HRI | 0 | 0 | 0 | 0 | 0 | 0 | 0
00 Ret.SNCR & WetFGD | 0 | 0 | 0 | 0 | 0 | 0 | 0
00 Ret.SNCR & WetFGD & ACI | 0 | 0 | 0 | 0 | 0 | 0 | 0
00 Ret.SNCR & WetFGD & ACI & HRI | 0 | 0 | 0 | 0 | 0 | 0 | 0
00 Ret.SNCR & WetFGD & HRI | 0 | 0 | 0 | 0 | 0 | 0 | 0
00 Ret.WetFGD | 0 | 0 | 0 | 0 | 0 | 0 | 0
00 Ret.WetFGD & ACI & CCS | 0 | 0 | 0 | 0 | 0 | 0 | 0
00 Ret.WetFGD & ACI & HRI & CCS | 0 | 0 | 0 | 0 | 0 | 0 | 0
00 Ret.WetFGD & CCS | 0 | 0 | 0 | 0 | 0 | 0 | 0
00 Ret.WetFGD & HRI | 0 | 0 | 0 | 0 | 0 | 0 | 0
00 Ret.WetFGD & HRI & CCS | 0 | 0 | 0 | 0 | 0 | 0 | 0
00 CC Retirement | 7981.5959 | 0 | 111 | 0 | 0 | 0 | 0
00 CT Retirement | 6016.2293 | 0 | 0 | 0 | 322 | 0 | 0
00 O/G Retirement | 6376.4 | 3814.5346 | 1512.7 | 2499.8704 | 0 | 0 | 0
00 Coal Retirement | 65985.6141 | 3592.3825 | 2419.1635 | 4692.9244 | 459.8291 | 3197.7086 | 56.9297
00 IGCC Retirement | 45 | 0 | 0 | 0 | 0 | 0 | 0
00 Nuke Retirement | 3607.5771 | 554 | 0 | 0 | 1903 | 39102.3229 | 50588
00 Non-Fossil Retirement | 101.7 | 0 | 0 | 0 | 0 | 0 | 0
Total | 327678.7748 | 105448.3849 | 52476.9841 | 173360.4289 | 280322.8228 | 484861.1295 | 475391.3851
(**) Ind. Boiler capacity in MMBtu/hr, not included in the total
12. Generation by Capacity Reporting Type [GWh]
00 New Combined Cycle | 0 | 26623.351 | 32232.3114 | 53381.6545 | 120402.7139 | 635751.9454 | 1293761.4576
00 New Combined Cycle - Uncontrolled | 0 | 0 | 0 | 0 | 0 | 0 | 0
00 New Combined Cycle with Carbon Capture | 0 | 0 | 0 | 0 | 0 | 0 | 0
00 New Combustion Turbine | 920.376 | 792.2184 | 733.2377 | 1039.437 | 1881.6041 | 6636.1898 | 8893.6908
00 New Energy Efficiency | 0 | 0 | 0 | 0 | 0 | 0 | 0
00 New Hydro | 0 | 0 | 27014.4338 | 64099.8076 | 73500.3091 | 73500.3091 | 73500.3091
00 New Nuclear | 0 | 0 | 0 | 0 | 0 | 0 | 0
00 New Biomass | 0 | 0 | 0 | 0 | 0 | 0 | 0
00 New Geothermal | 0 | 0 | 4792.2106 | 9441.5347 | 21377.6766 | 21377.6766 | 21377.6766
00 New Landfill Gas | 0 | 0 | 0 | 0 | 0 | 0 | 0
00 New Offshore Wind | 0 | 0 | 0 | 0 | 0 | 0 | 0
00 New Onshore Wind | 2822.7239 | 97844.0448 | 98458.966 | 112587.4486 | 263540.5418 | 264693.8282 | 265902.5474
00 New Solar PV | 1793.1543 | 5357.4354 | 33010.6119 | 150086.7322 | 290818.9912 | 464001.2009 | 591035.4963
00 New Solar Thermal | 0 | 0 | 0 | 0 | 0 | 0 | 0
00 New Fuel Cell | 0 | 0 | 0 | 0 | 0 | 0 | 0
00 New IGCC | 0 | 0 | 0 | 0 | 0 | 0 | 0
00 New Advanced Coal with CCS | 0 | 2457.18 | 2457.18 | 2457.18 | 2457.18 | 2457.18 | 2457.18
00 New SPC - Uncontrolled | 0 | 0 | 0 | 0 | 0 | 0 | 0
00 New SPC-WetFGD_SCR | 0 | 0 | 0 | 0 | 0 | 0 | 0
00 New Future Technology | 0 | 0 | 0 | 0 | 0 | 0 | 0
00 Exist Combined Cycle | 1258060.9079 | 1201899.4373 | 1114711.5188 | 1104240.6678 | 982615.6328 | 923395.949 | 891900.8018
00 Exist Combustion Turbine | 23740.6586 | 19233.277 | 15781.0261 | 16123.0318 | 13259.5352 | 10612.8969 | 8221.6629
00 Exist Coal Steam_Uncontrolled | 9345.7672 | 8475.506 | 9129.2578 | 8203.7903 | 7842.927 | 4885.4751 | 3913.7309
00 Exist Coal Steam_ACI | 3100.8462 | 1223.7912 | 1220.9688 | 1223.7912 | 1223.7912 | 1223.7912 | 1223.7912
00 Exist Coal Steam_ACI_DSI | 23098.0316 | 23571.0226 | 25296.6285 | 25251.8113 | 20250.5964 | 16623.9361 | 14774.9822
00 Exist Coal Steam_DryFGD | 14886.011 | 8983.3039 | 9132.2348 | 6678.4735 | 6070.5827 | 6070.5827 | 6070.5827
00 Exist Coal Steam_DryFGD_ACI | 37868.3022 | 39143.3 | 39478.7467 | 39364.0928 | 38804.6904 | 38216.2783 | 38265.3661
00 Exist Coal Steam_DryFGD_SCR | 8254.9462 | 8573.5568 | 10210.0625 | 8401.7852 | 6658.8827 | 4220.5548 | 4478.6645
00 Exist Coal Steam_DryFGD_SCR_ACI | 75034.3986 | 77199.1982 | 78875.9457 | 78580.8134 | 73557.243 | 75819.4033 | 74340.1345
00 Exist Coal Steam_DryFGD_SCR_ACI_DSI | 10302.5702 | 10597.295 | 11039.5296 | 11058.8076 | 10007.8454 | 9654.0366 | 8746.2116
00 Exist Coal Steam_DryFGD_SNCR | 1618.1936 | 1764.3908 | 1874.9689 | 1784.1377 | 1664.0245 | 1664.0245 | 1618.1937
00 Exist Coal Steam_DryFGD_SNCR_ACI | 10391.969 | 11033.8458 | 10958.2527 | 11033.8458 | 10863.2313 | 10312.573 | 10057.6577
00 Exist Coal Steam_DSI | 0 | 0 | 0 | 0 | 0 | 0 | 0
00 Exist Coal Steam_SCR | 0 | 0 | 0 | 0 | 0 | 0 | 0
00 Exist Coal Steam_SCR_ACI | 0 | 0 | 0 | 0 | 0 | 0 | 0
00 Exist Coal Steam_SCR_DSI | 0 | 0 | 0 | 0 | 0 | 0 | 0
00 Exist Coal Steam_SNCR | 714.6586 | 722.5019 | 722.4286 | 722.5194 | 708.7381 | 701.6099 | 692.1943
00 Exist Coal Steam_SNCR_ACI | 0 | 0 | 0 | 0 | 0 | 0 | 0
00 Exist Coal Steam_SNCR_ACI_DSI | 0 | 0 | 0 | 0 | 0 | 0 | 0
00 Exist Coal Steam_SNCR_DSI | 0 | 0 | 0 | 0 | 0 | 0 | 0
00 Exist Coal Steam_WetFGD | 52677.6699 | 43561.2273 | 43598.2486 | 40807.8124 | 40807.8124 | 40807.816 | 40807.816
00 Exist Coal Steam_WetFGD_ACI | 68735.2588 | 68919.8404 | 73079.7241 | 72318.9613 | 70480.5602 | 70238.297 | 65308.452
00 Exist Coal Steam_WetFGD_ACI_DSI | 10280.753 | 10800.8226 | 12058.4559 | 12064.0378 | 9738.9508 | 9763.1959 | 7620.482
00 Exist Coal Steam_WetFGD_SCR | 439808.4204 | 436815.5804 | 446770.7401 | 435030.2737 | 421858.0155 | 405698.8456 | 382264.3227
00 Exist Coal Steam_WetFGD_SCR_ACI | 135968.1801 | 141686.3718 | 148267.8916 | 141452.5992 | 132087.64 | 131054.8152 | 130291.612
00 Exist Coal Steam_WetFGD_SCR_ACI_DSI | 8740.8371 | 9745.9086 | 10431.6358 | 10121.8557 | 8777.4555 | 7928.3441 | 7138.2133
00 Exist Coal Steam_WetFGD_SCR_DSI | 5817.3905 | 5984.7471 | 6850.1381 | 6298.2077 | 4589.5446 | 5684.0837 | 5203.2665
00 Exist Coal Steam_WetFGD_SNCR | 9018.3836 | 9325.0655 | 9977.2091 | 7511.9698 | 6972.7779 | 5088.5171 | 4401.9999
00 Exist Coal Steam_WetFGD_SNCR_ACI | 15346.7658 | 15346.7658 | 15846.1488 | 16047.7331 | 15654.9988 | 15654.9988 | 14875.2994
00 Exist Coal Steam_WetFGD_SNCR_ACI_DSI | 4651.7282 | 4651.7282 | 4651.7282 | 4651.7282 | 4651.7282 | 4651.7282 | 4651.7282
00 Exist FBC_Uncontrolled | 6455.9312 | 6899.6721 | 7553.539 | 7556.3488 | 7364.416 | 7134.0064 | 6012.4595
00 Exist FBC_ACI | 2270.667 | 2270.667 | 2270.667 | 2270.667 | 2270.667 | 2270.667 | 2270.667
00 Exist FBC_DryFGD | 316.523 | 316.523 | 316.523 | 316.523 | 316.523 | 0 | 0
00 Exist FBC_DryFGD_SNCR | 14880.6663 | 13254.6412 | 14702.5019 | 14393.4129 | 14073.4251 | 14016.9224 | 13957.8399
00 Exist FBC_DryFGD_SNCR_ACI | 7132.0607 | 7385.3571 | 8252.1865 | 7954.4076 | 7317.0538 | 6055.2568 | 4706.8248
00 Exist FBC_SNCR | 2237.6636 | 2237.6636 | 2391.6305 | 2237.6636 | 2237.6636 | 2237.6636 | 1957.5736
00 Exist FBC_SNCR_ACI | 78.0266 | 78.0266 | 78.0266 | 78.0266 | 78.0266 | 78.0266 | 78.0266
00 Exist FBC_WetFGD_SNCR_ACI | 0 | 527.8298 | 668.5021 | 1536.5321 | 668.5021 | 1677.2044 | 2129.2157
00 Exist IGCC | 10643.9248 | 11588.3559 | 11816.6599 | 11819.4319 | 11819.4319 | 11588.3559 | 11819.4319
00 Exist Fossil_Other | 1081.7842 | 1081.7842 | 1081.7842 | 1081.7842 | 1081.7842 | 1081.7842 | 1081.7842
00 Exist Fuel Cell | 162.8276 | 118.1252 | 126.1551 | 146.8786 | 104.4357 | 70.5167 | 72.2202
00 Exist Hydro | 272258.6652 | 273116.3738 | 273116.3738 | 273116.3738 | 273116.3738 | 273116.3738 | 273116.3738
00 Exist Non Fossil_Other | 16057.4224 | 16057.4224 | 16057.4224 | 16057.4224 | 16057.4224 | 16057.4224 | 16057.4224
00 Exist Nuclear | 759969.1083 | 757014.7983 | 790905.8481 | 791704.3983 | 776082.9034 | 469318.628 | 62340.2606
00 Exist Oil/Gas Steam | 53264.9518 | 48159.3076 | 40429.2839 | 28522.6409 | 11451.2342 | 2905.0555 | 2523.5751
00 Exist Oil/Gas Steam_SCR | 7402.4958 | 6487.1559 | 5525.873 | 3056.22 | 2012.9492 | 405.1012 | 273.7145
00 Exist Oil/Gas Steam_SNCR | 835.1229 | 692.0993 | 542.5681 | 542.5681 | 542.5681 | 0 | 0
00 Exist Biomass | 23323.6683 | 19183.9427 | 21687.6411 | 21366.195 | 20519.589 | 22353.432 | 22678.6918
00 Exist Landfill Gas | 10897.6916 | 10898.2782 | 10898.2782 | 10898.2782 | 10898.2782 | 10898.2783 | 10898.2782
00 Exist Geothermal | 16826.7048 | 16826.7048 | 16826.7048 | 16826.7048 | 16826.7048 | 16826.7048 | 16826.7048
00 Exist Pump Storage | 10684.3138 | 10696.7197 | 10519.2899 | 8571.1163 | 8057.751 | 5079.3438 | 5327.5117
00 Exist Solar PV | 24327.0807 | 24919.7837 | 24919.7837 | 24919.7837 | 24919.7837 | 24919.7837 | 24919.7837
00 Exist Solar Thermal | 3121.8544 | 3121.8544 | 3121.8544 | 3121.8544 | 3121.8544 | 3121.8544 | 3121.8544
00 Exist Wind | 213482.9877 | 213482.9877 | 214789.8032 | 214789.8032 | 214789.8032 | 214789.8032 | 214789.8032
00 International Imports | 943.6272 | 943.6272 | 723.576 | 173.448 | 0 | 0 | 0
00 Ret.ACI | 7659.601 | 1885.2553 | 1882.0646 | 1885.2553 | 1885.2553 | 1885.2553 | 1885.2553
00 Ret.ACI & DryFGD | 1466.5938 | 2188.4892 | 2187.2674 | 2188.4892 | 2188.4892 | 2188.4892 | 2188.4892
00 Ret.ACI & DryFGD & HRI | 0 | 0 | 0 | 0 | 0 | 0 | 0
00 Ret.ACI & DSI | 79562.3497 | 80033.8286 | 82227.5844 | 82467.9451 | 77680.9207 | 71158.2951 | 70582.6496
00 Ret.ACI & DSI & DryFGD | 0 | 0 | 0 | 0 | 0 | 0 | 0
00 Ret.ACI & DSI & DryFGD & HRI | 0 | 0 | 0 | 0 | 0 | 0 | 0
00 Ret.ACI & DSI & HRI | 0 | 0 | 0 | 0 | 0 | 0 | 0
00 Ret.ACI & DSI & WetFGD & HRI | 0 | 0 | 0 | 0 | 0 | 0 | 0
00 Ret.ACI & HRI | 0 | 0 | 0 | 0 | 0 | 0 | 0
00 Ret.ACI & SCR | 0 | 0 | 0 | 0 | 0 | 0 | 0
00 Ret.ACI & SCR & DryFGD & CCS | 0 | 0 | 0 | 0 | 0 | 0 | 0
00 Ret.ACI & SCR & DryFGD & HRI | 0 | 0 | 0 | 0 | 0 | 0 | 0
00 Ret.ACI & SCR & DryFGD & HRI & CCS | 0 | 0 | 0 | 0 | 0 | 0 | 0
00 Ret.ACI & SCR & DSI | 0 | 0 | 0 | 0 | 0 | 0 | 0
00 Ret.ACI & SCR & DSI & DryFGD | 0 | 0 | 0 | 0 | 0 | 0 | 0
00 Ret.ACI & SCR & DSI & DryFGD & HRI | 0 | 0 | 0 | 0 | 0 | 0 | 0
00 Ret.ACI & SCR & DSI & HRI | 0 | 0 | 0 | 0 | 0 | 0 | 0
00 Ret.ACI & SCR & DSI & WetFGD | 0 | 0 | 0 | 0 | 0 | 0 | 0
00 Ret.ACI & SCR & DSI & WetFGD & HRI | 0 | 0 | 0 | 0 | 0 | 0 | 0
00 Ret.ACI & SCR & HRI | 0 | 0 | 0 | 0 | 0 | 0 | 0
00 Ret.ACI & SCR & WetFGD & CCS | 0 | 0 | 0 | 0 | 0 | 0 | 0
00 Ret.ACI & SCR & WetFGD & HRI | 0 | 0 | 0 | 0 | 0 | 0 | 0
00 Ret.ACI & SCR & WetFGD & HRI & CCS | 0 | 0 | 0 | 0 | 0 | 0 | 0
00 Ret.ACI & SNCR | 0 | 0 | 0 | 0 | 0 | 0 | 0
00 Ret.ACI & SNCR & DSI | 0 | 0 | 0 | 0 | 0 | 0 | 0
00 Ret.ACI & SNCR & DSI & DryFGD | 0 | 0 | 0 | 0 | 0 | 0 | 0
00 Ret.ACI & SNCR & DSI & DryFGD & HRI | 0 | 0 | 0 | 0 | 0 | 0 | 0
00 Ret.ACI & SNCR & DSI & HRI | 0 | 0 | 0 | 0 | 0 | 0 | 0
00 Ret.ACI & SNCR & DSI & WetFGD | 0 | 0 | 0 | 0 | 0 | 0 | 0
00 Ret.ACI & SNCR & DSI & WetFGD & HRI | 0 | 0 | 0 | 0 | 0 | 0 | 0
00 Ret.ACI & SNCR & HRI | 0 | 0 | 0 | 0 | 0 | 0 | 0
00 Ret.ACI & WetFGD | 5233.907 | 14622.7923 | 14229.4003 | 14622.7923 | 14622.7923 | 14622.7923 | 14622.7923
00 Ret.ACI & WetFGD & DSI | 0 | 0 | 0 | 0 | 0 | 0 | 0
00 Ret.ACI & WetFGD & HRI | 0 | 0 | 0 | 0 | 0 | 0 | 0
00 Ret.C2G | 5722.0113 | 5504.5834 | 1499.6281 | 333.3431 | 333.3431 | 352.6751 | 352.6751
00 Ret.C2G & SCR | 0 | 1996.5215 | 1996.5215 | 1996.5215 | 1996.5215 | 1996.5156 | 1978.7127
00 Ret.CCG | 0 | 0 | 0 | 0 | 0 | 0 | 0
00 Ret.DryFGD | 0 | 2078.8837 | 2234.6577 | 2238.5892 | 2079.7622 | 2238.5892 | 1889.0948
00 Ret.DryFGD & ACI & CCS | 0 | 0 | 0 | 0 | 0 | 0 | 0
00 Ret.DryFGD & ACI & HRI & CCS | 0 | 0 | 0 | 0 | 0 | 0 | 0
00 Ret.DryFGD & CCS | 0 | 0 | 0 | 0 | 0 | 0 | 0
00 Ret.DryFGD & HRI | 0 | 0 | 0 | 0 | 0 | 0 | 0
00 Ret.DryFGD & HRI & CCS | 0 | 0 | 0 | 0 | 0 | 0 | 0
00 Ret.DSI | 0 | 0 | 0 | 0 | 0 | 0 | 0
00 Ret.DSI & DryFGD | 0 | 0 | 0 | 0 | 0 | 0 | 0
00 Ret.DSI & DryFGD & HRI | 0 | 0 | 0 | 0 | 0 | 0 | 0
00 Ret.DSI & HRI | 0 | 0 | 0 | 0 | 0 | 0 | 0
00 Ret.DSI & WetFGD | 0 | 0 | 0 | 0 | 0 | 0 | 0
00 Ret.DSI & WetFGD & HRI | 0 | 0 | 0 | 0 | 0 | 0 | 0
00 Ret.Exist FBC_DryFGD_SNCR_ACI & CCS | 0 | 0 | 0 | 0 | 0 | 0 | 0
00 Ret.ExistACI & DryFGD | 0 | 0 | 0 | 0 | 0 | 0 | 0
00 Ret.ExistACI & DryFGD & CCS | 0 | 0 | 0 | 0 | 0 | 0 | 0
00 Ret.ExistACI & DryFGD & HRI | 0 | 0 | 0 | 0 | 0 | 0 | 0
00 Ret.ExistACI & DryFGD & HRI & CCS | 0 | 0 | 0 | 0 | 0 | 0 | 0
00 Ret.ExistACI & DSI | 3246.8216 | 3566.9039 | 5712.3706 | 5720.6317 | 4886.3762 | 5398.6048 | 5039.8542
00 Ret.ExistACI & DSI & DryFGD | 0 | 0 | 0 | 0 | 0 | 0 | 0
00 Ret.ExistACI & DSI & DryFGD & HRI | 0 | 0 | 0 | 0 | 0 | 0 | 0
00 Ret.ExistACI & DSI & HRI | 0 | 0 | 0 | 0 | 0 | 0 | 0
00 Ret.ExistACI & DSI & WetFGD | 0 | 0 | 0 | 0 | 0 | 0 | 0
00 Ret.ExistACI & DSI & WetFGD & HRI | 0 | 0 | 0 | 0 | 0 | 0 | 0
00 Ret.ExistACI & HRI | 0 | 0 | 0 | 0 | 0 | 0 | 0
00 Ret.ExistACI & HRI & WetFGD | 0 | 0 | 0 | 0 | 0 | 0 | 0
00 Ret.ExistACI & SCR | 0 | 0 | 0 | 0 | 0 | 0 | 0
00 Ret.ExistACI & SCR & DryFGD | 0 | 0 | 0 | 0 | 0 | 0 | 0
00 Ret.ExistACI & SCR & DryFGD & CCS | 0 | 0 | 0 | 0 | 0 | 0 | 0
00 Ret.ExistACI & SCR & DryFGD & HRI | 0 | 0 | 0 | 0 | 0 | 0 | 0
00 Ret.ExistACI & SCR & DryFGD & HRI & CCS | 0 | 0 | 0 | 0 | 0 | 0 | 0
00 Ret.ExistACI & SCR & DSI | 0 | 0 | 0 | 0 | 0 | 0 | 0
00 Ret.ExistACI & SCR & DSI & DryFGD | 0 | 0 | 0 | 0 | 0 | 0 | 0
00 Ret.ExistACI & SCR & DSI & DryFGD & HRI | 0 | 0 | 0 | 0 | 0 | 0 | 0
00 Ret.ExistACI & SCR & DSI & HRI | 0 | 0 | 0 | 0 | 0 | 0 | 0
00 Ret.ExistACI & SCR & HRI | 0 | 0 | 0 | 0 | 0 | 0 | 0
00 Ret.ExistACI & SCR & WetFGD | 0 | 0 | 0 | 0 | 0 | 0 | 0
00 Ret.ExistACI & SCR & WetFGD & CCS | 0 | 0 | 0 | 0 | 0 | 0 | 0
00 Ret.ExistACI & SCR & WetFGD & HRI | 0 | 0 | 0 | 0 | 0 | 0 | 0
00 Ret.ExistACI & SCR & WetFGD & HRI & CCS | 0 | 0 | 0 | 0 | 0 | 0 | 0
00 Ret.ExistACI & SNCR | 0 | 0 | 0 | 0 | 0 | 0 | 0
00 Ret.ExistACI & SNCR & DryFGD | 0 | 0 | 0 | 0 | 0 | 0 | 0
00 Ret.ExistACI & SNCR & DryFGD & HRI | 0 | 0 | 0 | 0 | 0 | 0 | 0
00 Ret.ExistACI & SNCR & DSI | 0 | 0 | 0 | 0 | 0 | 0 | 0
00 Ret.ExistACI & SNCR & DSI & HRI | 0 | 0 | 0 | 0 | 0 | 0 | 0
00 Ret.ExistACI & SNCR & HRI | 0 | 0 | 0 | 0 | 0 | 0 | 0
00 Ret.ExistACI & SNCR & WetFGD | 0 | 0 | 0 | 0 | 0 | 0 | 0
00 Ret.ExistACI & SNCR & WetFGD & HRI | 0 | 0 | 0 | 0 | 0 | 0 | 0
00 Ret.ExistACI & WetFGD | 0 | 0 | 0 | 0 | 0 | 0 | 0
00 Ret.ExistACI & WetFGD & CCS | 0 | 0 | 0 | 0 | 0 | 0 | 0
00 Ret.ExistACI & WetFGD & HRI & CCS | 0 | 0 | 0 | 0 | 0 | 0 | 0
00 Ret.ExistACI_DSI & DryFGD | 3705.1717 | 3705.1717 | 3698.6645 | 3705.1717 | 3654.2504 | 3654.2504 | 3442.2911
00 Ret.ExistACI_DSI & DryFGD & CCS | 0 | 0 | 0 | 0 | 0 | 0 | 0
00 Ret.ExistACI_DSI & DryFGD & HRI | 0 | 0 | 0 | 0 | 0 | 0 | 0
00 Ret.ExistACI_DSI & DryFGD & HRI & CCS | 0 | 0 | 0 | 0 | 0 | 0 | 0
00 Ret.ExistACI_DSI & HRI | 0 | 0 | 0 | 0 | 0 | 0 | 0
00 Ret.ExistACI_DSI & SCR | 0 | 210.4739 | 210.4739 | 210.4739 | 0 | 0 | 0
00 Ret.ExistACI_DSI & SCR & DryFGD | 0 | 0 | 0 | 0 | 0 | 0 | 0
00 Ret.ExistACI_DSI & SCR & DryFGD & CCS | 0 | 0 | 0 | 0 | 0 | 0 | 0
00 Ret.ExistACI_DSI & SCR & DryFGD & HRI | 0 | 0 | 0 | 0 | 0 | 0 | 0
00 Ret.ExistACI_DSI & SCR & DryFGD & HRI & CCS | 0 | 0 | 0 | 0 | 0 | 0 | 0
00 Ret.ExistACI_DSI & SCR & HRI | 0 | 0 | 0 | 0 | 0 | 0 | 0
00 Ret.ExistACI_DSI & SCR & WetFGD | 0 | 0 | 0 | 0 | 13203.4159 | 12958.3797 | 11885.1614
00 Ret.ExistACI_DSI & SCR & WetFGD & CCS | 0 | 0 | 0 | 0 | 0 | 0 | 0
00 Ret.ExistACI_DSI & SCR & WetFGD & HRI | 0 | 0 | 0 | 0 | 0 | 0 | 0
00 Ret.ExistACI_DSI & SCR & WetFGD & HRI & CCS | 0 | 0 | 0 | 0 | 0 | 0 | 0
00 Ret.ExistACI_DSI & SNCR | 0 | 0 | 0 | 0 | 0 | 0 | 0
00 Ret.ExistACI_DSI & SNCR & DryFGD | 0 | 0 | 0 | 0 | 0 | 0 | 0
00 Ret.ExistACI_DSI & SNCR & DryFGD & HRI | 0 | 0 | 0 | 0 | 0 | 0 | 0
00 Ret.ExistACI_DSI & SNCR & HRI | 0 | 0 | 0 | 0 | 0 | 0 | 0
00 Ret.ExistACI_DSI & SNCR & WetFGD | 0 | 0 | 0 | 0 | 0 | 0 | 0
00 Ret.ExistACI_DSI & SNCR & WetFGD & HRI | 0 | 0 | 0 | 0 | 0 | 0 | 0
00 Ret.ExistACI_DSI & WetFGD | 18073.204 | 18073.204 | 18073.204 | 18073.204 | 12.0973 | 10.4616 | 9.9942
00 Ret.ExistACI_DSI & WetFGD & CCS | 0 | 0 | 0 | 0 | 0 | 0 | 0
00 Ret.ExistACI_DSI & WetFGD & HRI | 0 | 0 | 0 | 0 | 0 | 0 | 0
00 Ret.ExistACI_DSI & WetFGD & HRI & CCS | 0 | 0 | 0 | 0 | 0 | 0 | 0
00 Ret.ExistDryFGD & ACI | 20951.4525 | 19014.1481 | 19530.6328 | 19534.1841 | 19293.2867 | 19602.832 | 19610.9516
00 Ret.ExistDryFGD & ACI & CCS | 0 | 0 | 0 | 0 | 0 | 0 | 0
00 Ret.ExistDryFGD & ACI & HRI | 0 | 0 | 0 | 0 | 0 | 0 | 0
00 Ret.ExistDryFGD & ACI & HRI & CCS | 0 | 0 | 0 | 0 | 0 | 0 | 0
00 Ret.ExistDryFGD & ACI & SCR | 0 | 2159.9987 | 2159.9987 | 2159.9987 | 2159.9987 | 2159.9987 | 2159.9987
00 Ret.ExistDryFGD & ACI & SCR & CCS | 0 | 0 | 0 | 0 | 0 | 0 | 0
00 Ret.ExistDryFGD & ACI & SCR & HRI | 0 | 0 | 0 | 0 | 0 | 0 | 0
00 Ret.ExistDryFGD & ACI & SCR & HRI & CCS | 0 | 0 | 0 | 0 | 0 | 0 | 0
00 Ret.ExistDryFGD & ACI & SNCR | 0 | 0 | 0 | 0 | 0 | 0 | 0
00 Ret.ExistDryFGD & ACI & SNCR & HRI | 0 | 0 | 0 | 0 | 0 | 0 | 0
00 Ret.ExistDryFGD & CCS | 0 | 0 | 0 | 0 | 0 | 0 | 0
00 Ret.ExistDryFGD & HRI | 0 | 0 | 0 | 0 | 0 | 0 | 0
00 Ret.ExistDryFGD & HRI & CCS | 0 | 0 | 0 | 0 | 0 | 0 | 0
00 Ret.ExistDryFGD & SCR | 0 | 3593.0516 | 3593.0516 | 3593.0516 | 3593.0516 | 3593.0516 | 3593.0516
00 Ret.ExistDryFGD & SCR & CCS | 0 | 0 | 0 | 0 | 0 | 0 | 0
00 Ret.ExistDryFGD & SCR & HRI | 0 | 0 | 0 | 0 | 0 | 0 | 0
00 Ret.ExistDryFGD & SCR & HRI & CCS | 0 | 0 | 0 | 0 | 0 | 0 | 0
00 Ret.ExistDryFGD & SNCR | 0 | 0 | 0 | 0 | 0 | 0 | 0
00 Ret.ExistDryFGD & SNCR & HRI | 0 | 0 | 0 | 0 | 0 | 0 | 0
00 Ret.ExistDryFGD_ACI & CCS | 0 | 0 | 0 | 0 | 0 | 0 | 0
00 Ret.ExistDryFGD_ACI & HRI | 0 | 0 | 0 | 0 | 0 | 0 | 0
00 Ret.ExistDryFGD_ACI & HRI & CCS | 0 | 0 | 0 | 0 | 0 | 0 | 0
00 Ret.ExistDryFGD_ACI & SCR | 5061.8079 | 7517.953 | 7462.2943 | 7517.953 | 7379.9207 | 6898.1385 | 6665.4962
00 Ret.ExistDryFGD_ACI & SCR & CCS | 0 | 0 | 0 | 0 | 0 | 0 | 0
00 Ret.ExistDryFGD_ACI & SCR & HRI | 0 | 0 | 0 | 0 | 0 | 0 | 0
00 Ret.ExistDryFGD_ACI & SCR & HRI & CCS | 0 | 0 | 0 | 0 | 0 | 0 | 0
00 Ret.ExistDryFGD_SCR & ACI & CCS | 0 | 0 | 0 | 0 | 0 | 0 | 0
00 Ret.ExistDryFGD_SCR & ACI & HRI | 0 | 0 | 0 | 0 | 0 | 0 | 0
00 Ret.ExistDryFGD_SCR & ACI & HRI & CCS | 0 | 0 | 0 | 0 | 0 | 0 | 0
00 Ret.ExistDryFGD_SCR & CCS | 0 | 0 | 0 | 0 | 0 | 0 | 0
00 Ret.ExistDryFGD_SNCR & ACI & HRI | 0 | 0 | 0 | 0 | 0 | 0 | 0
00 Ret.ExistDSI & ACI | 7.4408 | 7.4408 | 7.4408 | 7.4408 | 7.4408 | 7.4408 | 7.4408
00 Ret.ExistDSI & ACI & HRI | 0 | 0 | 0 | 0 | 0 | 0 | 0
00 Ret.ExistDSI & ACI & SCR | 0 | 0 | 0 | 0 | 0 | 0 | 0
00 Ret.ExistDSI & ACI & SCR & DryFGD & CCS | 0 | 0 | 0 | 0 | 0 | 0 | 0
00 Ret.ExistDSI & ACI & SCR & DryFGD & HRI | 0 | 0 | 0 | 0 | 0 | 0 | 0
00 Ret.ExistDSI & ACI & SCR & DryFGD & HRI & CCS | 0 | 0 | 0 | 0 | 0 | 0 | 0
00 Ret.ExistDSI & ACI & SCR & HRI | 0 | 0 | 0 | 0 | 0 | 0 | 0
00 Ret.ExistDSI & ACI & SCR & WetFGD & CCS | 0 | 0 | 0 | 0 | 0 | 0 | 0
00 Ret.ExistDSI & ACI & SCR & WetFGD & HRI | 0 | 0 | 0 | 0 | 0 | 0 | 0
00 Ret.ExistDSI & ACI & SCR & WetFGD & HRI & CCS | 0 | 0 | 0 | 0 | 0 | 0 | 0
00 Ret.ExistDSI & DryFGD | 0 | 0 | 0 | 0 | 0 | 0 | 0
00 Ret.ExistDSI & DryFGD & ACI | 0 | 0 | 0 | 0 | 0 | 0 | 0
00 Ret.ExistDSI & DryFGD & ACI & CCS | 0 | 0 | 0 | 0 | 0 | 0 | 0
00 Ret.ExistDSI & DryFGD & ACI & HRI | 0 | 0 | 0 | 0 | 0 | 0 | 0
00 Ret.ExistDSI & DryFGD & ACI & HRI & CCS | 0 | 0 | 0 | 0 | 0 | 0 | 0
00 Ret.ExistDSI & DryFGD & CCS | 0 | 0 | 0 | 0 | 0 | 0 | 0
00 Ret.ExistDSI & DryFGD & HRI | 0 | 0 | 0 | 0 | 0 | 0 | 0
00 Ret.ExistDSI & DryFGD & HRI & CCS | 0 | 0 | 0 | 0 | 0 | 0 | 0
00 Ret.ExistDSI & HRI | 0 | 0 | 0 | 0 | 0 | 0 | 0
00 Ret.ExistDSI & SCR | 0 | 0 | 0 | 0 | 0 | 0 | 0
00 Ret.ExistDSI & SCR & DryFGD | 0 | 0 | 0 | 0 | 0 | 0 | 0
00 Ret.ExistDSI & SCR & DryFGD & ACI | 0 | 0 | 0 | 0 | 0 | 0 | 0
00 Ret.ExistDSI & SCR & DryFGD & CCS | 0 | 0 | 0 | 0 | 0 | 0 | 0
00 Ret.ExistDSI & SCR & DryFGD & HRI | 0 | 0 | 0 | 0 | 0 | 0 | 0
00 Ret.ExistDSI & SCR & DryFGD & HRI & CCS | 0 | 0 | 0 | 0 | 0 | 0 | 0
00 Ret.ExistDSI & SCR & HRI | 0 | 0 | 0 | 0 | 0 | 0 | 0
00 Ret.ExistDSI & SCR & WetFGD | 0 | 0 | 0 | 0 | 0 | 0 | 0
00 Ret.ExistDSI & SCR & WetFGD & ACI | 0 | 0 | 0 | 0 | 0 | 0 | 0
00 Ret.ExistDSI & SCR & WetFGD & CCS | 0 | 0 | 0 | 0 | 0 | 0 | 0
00 Ret.ExistDSI & SCR & WetFGD & HRI | 0 | 0 | 0 | 0 | 0 | 0 | 0
00 Ret.ExistDSI & SCR & WetFGD & HRI & CCS | 0 | 0 | 0 | 0 | 0 | 0 | 0
00 Ret.ExistDSI & SNCR | 0 | 0 | 0 | 0 | 0 | 0 | 0
00 Ret.ExistDSI & SNCR & ACI | 0 | 0 | 0 | 0 | 0 | 0 | 0
00 Ret.ExistDSI & SNCR & ACI & HRI | 0 | 0 | 0 | 0 | 0 | 0 | 0
00 Ret.ExistDSI & SNCR & DryFGD | 0 | 0 | 0 | 0 | 0 | 0 | 0
00 Ret.ExistDSI & SNCR & DryFGD & ACI | 0 | 0 | 0 | 0 | 0 | 0 | 0
00 Ret.ExistDSI & SNCR & DryFGD & ACI & HRI | 0 | 0 | 0 | 0 | 0 | 0 | 0
00 Ret.ExistDSI & SNCR & DryFGD & HRI | 0 | 0 | 0 | 0 | 0 | 0 | 0
00 Ret.ExistDSI & SNCR & HRI | 0 | 0 | 0 | 0 | 0 | 0 | 0
00 Ret.ExistDSI & SNCR & WetFGD | 0 | 0 | 0 | 0 | 0 | 0 | 0
00 Ret.ExistDSI & SNCR & WetFGD & ACI | 0 | 0 | 0 | 0 | 0 | 0 | 0
00 Ret.ExistDSI & SNCR & WetFGD & ACI & HRI | 0 | 0 | 0 | 0 | 0 | 0 | 0
00 Ret.ExistDSI & SNCR & WetFGD & HRI | 0 | 0 | 0 | 0 | 0 | 0 | 0
00 Ret.ExistDSI & WetFGD | 0 | 0 | 0 | 0 | 0 | 0 | 0
00 Ret.ExistDSI & WetFGD & ACI | 0 | 0 | 0 | 0 | 0 | 0 | 0
00 Ret.ExistDSI & WetFGD & ACI & CCS | 0 | 0 | 0 | 0 | 0 | 0 | 0
00 Ret.ExistDSI & WetFGD & ACI & HRI | 0 | 0 | 0 | 0 | 0 | 0 | 0
00 Ret.ExistDSI & WetFGD & ACI & HRI & CCS | 0 | 0 | 0 | 0 | 0 | 0 | 0
00 Ret.ExistDSI & WetFGD & CCS | 0 | 0 | 0 | 0 | 0 | 0 | 0
00 Ret.ExistDSI & WetFGD & HRI | 0 | 0 | 0 | 0 | 0 | 0 | 0
00 Ret.ExistDSI & WetFGD & HRI & CCS | 0 | 0 | 0 | 0 | 0 | 0 | 0
00 Ret.ExistSCR & ACI | 0 | 0 | 0 | 0 | 0 | 0 | 0
00 Ret.ExistSCR & ACI & DryFGD | 0 | 0 | 0 | 0 | 0 | 0 | 0
00 Ret.ExistSCR & ACI & DryFGD & HRI | 0 | 0 | 0 | 0 | 0 | 0 | 0
00 Ret.ExistSCR & ACI & DSI | 12700.4797 | 12835.7104 | 20320.9101 | 18386.0731 | 12835.7104 | 12835.7104 | 12835.7104
00 Ret.ExistSCR & ACI & DSI & DryFGD | 0 | 0 | 0 | 0 | 0 | 0 | 0
00 Ret.ExistSCR & ACI & DSI & DryFGD & HRI | 0 | 0 | 0 | 0 | 0 | 0 | 0
00 Ret.ExistSCR & ACI & DSI & HRI | 0 | 0 | 0 | 0 | 0 | 0 | 0
00 Ret.ExistSCR & ACI & DSI & WetFGD | 0 | 0 | 0 | 0 | 0 | 0 | 0
00 Ret.ExistSCR & ACI & DSI & WetFGD & HRI | 0 | 0 | 0 | 0 | 0 | 0 | 0
00 Ret.ExistSCR & ACI & HRI | 0 | 0 | 0 | 0 | 0 | 0 | 0
00 Ret.ExistSCR & ACI & WetFGD | 0 | 0 | 0 | 0 | 0 | 0 | 0
00 Ret.ExistSCR & ACI & WetFGD & HRI | 0 | 0 | 0 | 0 | 0 | 0 | 0
00 Ret.ExistSCR & DryFGD | 0 | 0 | 0 | 0 | 0 | 0 | 0
00 Ret.ExistSCR & DryFGD & ACI & CCS | 0 | 0 | 0 | 0 | 0 | 0 | 0
00 Ret.ExistSCR & DryFGD & ACI & HRI & CCS | 0 | 0 | 0 | 0 | 0 | 0 | 0
00 Ret.ExistSCR & DryFGD & CCS | 0 | 0 | 0 | 0 | 0 | 0 | 0
00 Ret.ExistSCR & DryFGD & HRI | 0 | 0 | 0 | 0 | 0 | 0 | 0
00 Ret.ExistSCR & DryFGD & HRI & CCS | 0 | 0 | 0 | 0 | 0 | 0 | 0
00 Ret.ExistSCR & DSI | 0 | 0 | 0 | 0 | 0 | 0 | 0
00 Ret.ExistSCR & DSI & DryFGD | 0 | 0 | 0 | 0 | 0 | 0 | 0
00 Ret.ExistSCR & DSI & DryFGD & HRI | 0 | 0 | 0 | 0 | 0 | 0 | 0
00 Ret.ExistSCR & DSI & HRI | 0 | 0 | 0 | 0 | 0 | 0 | 0
00 Ret.ExistSCR & DSI & WetFGD | 0 | 0 | 0 | 0 | 0 | 0 | 0
00 Ret.ExistSCR & DSI & WetFGD & HRI | 0 | 0 | 0 | 0 | 0 | 0 | 0
00 Ret.ExistSCR & HRI | 0 | 0 | 0 | 0 | 0 | 0 | 0
00 Ret.ExistSCR & WetFGD | 8628.2058 | 8628.2058 | 8613.2952 | 8628.2058 | 8628.2058 | 8628.2058 | 8628.2058
00 Ret.ExistSCR & WetFGD & ACI & CCS | 0 | 0 | 0 | 0 | 0 | 0 | 0
00 Ret.ExistSCR & WetFGD & ACI & HRI & CCS | 0 | 0 | 0 | 0 | 0 | 0 | 0
00 Ret.ExistSCR & WetFGD & CCS | 0 | 0 | 0 | 0 | 0 | 0 | 0
00 Ret.ExistSCR & WetFGD & HRI | 0 | 0 | 0 | 0 | 0 | 0 | 0
00 Ret.ExistSCR & WetFGD & HRI & CCS | 0 | 0 | 0 | 0 | 0 | 0 | 0
00 Ret.ExistSCR_ACI & DryFGD | 2811.8861 | 2811.8861 | 2806.9478 | 2811.8861 | 2811.8861 | 2811.8861 | 2811.8861
00 Ret.ExistSCR_ACI & DryFGD & CCS | 0 | 0 | 0 | 0 | 0 | 0 | 0
00 Ret.ExistSCR_ACI & DryFGD & HRI | 0 | 0 | 0 | 0 | 0 | 0 | 0
00 Ret.ExistSCR_ACI & DryFGD & HRI & CCS | 0 | 0 | 0 | 0 | 0 | 0 | 0
00 Ret.ExistSCR_ACI & DSI | 0 | 0 | 0 | 0 | 0 | 0 | 0
00 Ret.ExistSCR_ACI & DSI & HRI | 0 | 0 | 0 | 0 | 0 | 0 | 0
00 Ret.ExistSCR_ACI & HRI | 0 | 0 | 0 | 0 | 0 | 0 | 0
00 Ret.ExistSCR_ACI & WetFGD | 0 | 0 | 0 | 0 | 0 | 0 | 0
00 Ret.ExistSCR_ACI & WetFGD & CCS | 0 | 0 | 0 | 0 | 0 | 0 | 0
00 Ret.ExistSCR_ACI & WetFGD & HRI | 0 | 0 | 0 | 0 | 0 | 0 | 0
00 Ret.ExistSCR_ACI & WetFGD & HRI & CCS | 0 | 0 | 0 | 0 | 0 | 0 | 0
00 Ret.ExistSCR_DryFGD & ACI | 7534.1719 | 7532.0322 | 7524.9923 | 7532.0322 | 7532.0322 | 7532.0328 | 7532.0328
00 Ret.ExistSCR_DryFGD & HRI | 0 | 0 | 0 | 0 | 0 | 0 | 0
00 Ret.ExistSCR_DryFGD & HRI & CCS | 0 | 0 | 0 | 0 | 0 | 0 | 0
00 Ret.ExistSCR_DryFGD_ACI & CCS | 0 | 0 | 0 | 0 | 0 | 0 | 0
00 Ret.ExistSCR_DryFGD_ACI & HRI | 0 | 0 | 0 | 0 | 0 | 0 | 0
00 Ret.ExistSCR_DryFGD_ACI & HRI & CCS | 0 | 0 | 0 | 0 | 0 | 0 | 0
00 Ret.ExistSCR_DryFGD_ACI_DSI & CCS | 0 | 0 | 0 | 0 | 0 | 0 | 0
00 Ret.ExistSCR_DryFGD_ACI_DSI & HRI | 0 | 0 | 0 | 0 | 0 | 0 | 0
00 Ret.ExistSCR_DryFGD_ACI_DSI & HRI & CCS | 0 | 0 | 0 | 0 | 0 | 0 | 0
00 Ret.ExistSCR_DSI & ACI | 0 | 0 | 0 | 0 | 0 | 0 | 0
00 Ret.ExistSCR_DSI & ACI & HRI | 0 | 0 | 0 | 0 | 0 | 0 | 0
00 Ret.ExistSCR_DSI & DryFGD | 0 | 0 | 0 | 0 | 0 | 0 | 0
00 Ret.ExistSCR_DSI & DryFGD & ACI | 0 | 0 | 0 | 0 | 0 | 0 | 0
00 Ret.ExistSCR_DSI & DryFGD & ACI & HRI | 0 | 0 | 0 | 0 | 0 | 0 | 0
00 Ret.ExistSCR_DSI & DryFGD & HRI | 0 | 0 | 0 | 0 | 0 | 0 | 0
00 Ret.ExistSCR_DSI & HRI | 0 | 0 | 0 | 0 | 0 | 0 | 0
00 Ret.ExistSCR_DSI & WetFGD | 0 | 0 | 0 | 0 | 0 | 0 | 0
00 Ret.ExistSCR_DSI & WetFGD & ACI | 0 | 0 | 0 | 0 | 0 | 0 | 0
00 Ret.ExistSCR_DSI & WetFGD & ACI & HRI | 0 | 0 | 0 | 0 | 0 | 0 | 0
00 Ret.ExistSCR_DSI & WetFGD & HRI | 0 | 0 | 0 | 0 | 0 | 0 | 0
00 Ret.ExistSCR_WetFGD & ACI | 55601.9107 | 60948.312 | 64877.1717 | 64288.6107 | 59046.8904 | 58583.3889 | 57134.0156
00 Ret.ExistSCR_WetFGD & HRI | 0 | 0 | 0 | 0 | 0 | 0 | 0
00 Ret.ExistSCR_WetFGD & HRI & CCS | 0 | 0 | 0 | 0 | 0 | 0 | 0
00 Ret.ExistSCR_WetFGD_ACI & CCS | 0 | 0 | 0 | 0 | 0 | 0 | 0
00 Ret.ExistSCR_WetFGD_ACI & HRI | 0 | 0 | 0 | 0 | 0 | 0 | 0
00 Ret.ExistSCR_WetFGD_ACI & HRI & CCS | 0 | 0 | 0 | 0 | 0 | 0 | 0
00 Ret.ExistSCR_WetFGD_ACI_DSI & CCS | 0 | 0 | 0 | 0 | 0 | 0 | 0
00 Ret.ExistSCR_WetFGD_ACI_DSI & HRI | 0 | 0 | 0 | 0 | 0 | 0 | 0
00 Ret.ExistSCR_WetFGD_ACI_DSI & HRI & CCS | 0 | 0 | 0 | 0 | 0 | 0 | 0
00 Ret.ExistSCR_WetFGD_DSI & HRI | 0 | 0 | 0 | 0 | 0 | 0 | 0
00 Ret.ExistSCR_WetFGD_DSI & HRI & CCS | 0 | 0 | 0 | 0 | 0 | 0 | 0
00 Ret.ExistSNCR & ACI | 0 | 0 | 0 | 0 | 0 | 0 | 0
00 Ret.ExistSNCR & ACI & DryFGD | 0 | 0 | 0 | 0 | 0 | 0 | 0
00 Ret.ExistSNCR & ACI & DryFGD & HRI | 0 | 0 | 0 | 0 | 0 | 0 | 0
00 Ret.ExistSNCR & ACI & DSI | 715.1887 | 715.1887 | 713.9701 | 715.1887 | 715.1887 | 748.7225 | 715.1887
00 Ret.ExistSNCR & ACI & DSI & DryFGD | 0 | 0 | 0 | 0 | 0 | 0 | 0
00 Ret.ExistSNCR & ACI & DSI & DryFGD & HRI | 0 | 0 | 0 | 0 | 0 | 0 | 0
00 Ret.ExistSNCR & ACI & DSI & HRI | 0 | 0 | 0 | 0 | 0 | 0 | 0
00 Ret.ExistSNCR & ACI & DSI & WetFGD | 0 | 0 | 0 | 0 | 0 | 0 | 0
00 Ret.ExistSNCR & ACI & DSI & WetFGD & HRI | 0 | 0 | 0 | 0 | 0 | 0 | 0
00 Ret.ExistSNCR & ACI & HRI | 0 | 0 | 0 | 0 | 0 | 0 | 0
00 Ret.ExistSNCR & ACI & WetFGD | 1630.6654 | 1630.6654 | 1627.8869 | 1630.6654 | 1630.6654 | 1630.6654 | 1630.6654
00 Ret.ExistSNCR & ACI & WetFGD & HRI | 0 | 0 | 0 | 0 | 0 | 0 | 0
00 Ret.ExistSNCR & DryFGD | 0 | 0 | 0 | 0 | 0 | 0 | 0
00 Ret.ExistSNCR & DryFGD & ACI & CCS | 0 | 0 | 0 | 0 | 0 | 0 | 0
00 Ret.ExistSNCR & DryFGD & ACI & HRI & CCS | 0 | 0 | 0 | 0 | 0 | 0 | 0
00 Ret.ExistSNCR & DryFGD & CCS | 0 | 0 | 0 | 0 | 0 | 0 | 0
00 Ret.ExistSNCR & DryFGD & HRI | 0 | 0 | 0 | 0 | 0 | 0 | 0
00 Ret.ExistSNCR & DryFGD & HRI & CCS | 0 | 0 | 0 | 0 | 0 | 0 | 0
00 Ret.ExistSNCR & DSI | 0 | 0 | 0 | 0 | 0 | 0 | 0
00 Ret.ExistSNCR & DSI & DryFGD | 0 | 0 | 0 | 0 | 0 | 0 | 0
00 Ret.ExistSNCR & DSI & DryFGD & HRI | 0 | 0 | 0 | 0 | 0 | 0 | 0
00 Ret.ExistSNCR & DSI & HRI | 0 | 0 | 0 | 0 | 0 | 0 | 0
00 Ret.ExistSNCR & DSI & WetFGD | 0 | 0 | 0 | 0 | 0 | 0 | 0
00 Ret.ExistSNCR & DSI & WetFGD & HRI | 0 | 0 | 0 | 0 | 0 | 0 | 0
00 Ret.ExistSNCR & HRI | 0 | 0 | 0 | 0 | 0 | 0 | 0
00 Ret.ExistSNCR & WetFGD | 0 | 0 | 0 | 0 | 0 | 0 | 0
00 Ret.ExistSNCR & WetFGD & ACI & CCS | 0 | 0 | 0 | 0 | 0 | 0 | 0
00 Ret.ExistSNCR & WetFGD & ACI & HRI & CCS | 0 | 0 | 0 | 0 | 0 | 0 | 0
00 Ret.ExistSNCR & WetFGD & CCS | 0 | 0 | 0 | 0 | 0 | 0 | 0
00 Ret.ExistSNCR & WetFGD & HRI | 0 | 0 | 0 | 0 | 0 | 0 | 0
00 Ret.ExistSNCR & WetFGD & HRI & CCS | 0 | 0 | 0 | 0 | 0 | 0 | 0
00 Ret.ExistSNCR_ACI & DryFGD | 6556.1798 | 6556.1798 | 6544.7589 | 6556.1798 | 6556.1798 | 6556.1798 | 6556.1798
00 Ret.ExistSNCR_ACI & DryFGD & CCS | 0 | 0 | 0 | 0 | 0 | 0 | 0
00 Ret.ExistSNCR_ACI & DryFGD & HRI | 0 | 0 | 0 | 0 | 0 | 0 | 0
00 Ret.ExistSNCR_ACI & DryFGD & HRI & CCS | 0 | 0 | 0 | 0 | 0 | 0 | 0
00 Ret.ExistSNCR_ACI & DSI | 627.0869 | 1427.0317 | 1724.3178 | 1558.989 | 1427.0317 | 1427.0317 | 627.0869
00 Ret.ExistSNCR_ACI & DSI & HRI | 0 | 0 | 0 | 0 | 0 | 0 | 0
00 Ret.ExistSNCR_ACI & HRI | 0 | 0 | 0 | 0 | 0 | 0 | 0
00 Ret.ExistSNCR_ACI & WetFGD | 0 | 0 | 0 | 0 | 0 | 0 | 0
00 Ret.ExistSNCR_ACI & WetFGD & CCS | 0 | 0 | 0 | 0 | 0 | 0 | 0
00 Ret.ExistSNCR_ACI & WetFGD & HRI | 0 | 0 | 0 | 0 | 0 | 0 | 0
00 Ret.ExistSNCR_ACI & WetFGD & HRI & CCS | 0 | 0 | 0 | 0 | 0 | 0 | 0
00 Ret.ExistSNCR_ACI_DSI & DryFGD | 0 | 0 | 0 | 0 | 0 | 0 | 0
00 Ret.ExistSNCR_ACI_DSI & DryFGD & HRI | 0 | 0 | 0 | 0 | 0 | 0 | 0
00 Ret.ExistSNCR_ACI_DSI & HRI | 0 | 0 | 0 | 0 | 0 | 0 | 0
00 Ret.ExistSNCR_ACI_DSI & WetFGD | 0 | 0 | 0 | 0 | 0 | 0 | 0
00 Ret.ExistSNCR_ACI_DSI & WetFGD & HRI | 0 | 0 | 0 | 0 | 0 | 0 | 0
00 Ret.ExistSNCR_DryFGD & ACI | 0 | 0 | 0 | 0 | 0 | 0 | 0
00 Ret.ExistSNCR_DryFGD & HRI | 0 | 0 | 0 | 0 | 0 | 0 | 0
00 Ret.ExistSNCR_DryFGD_ACI & CCS | 0 | 0 | 0 | 0 | 0 | 0 | 0
00 Ret.ExistSNCR_DryFGD_ACI & HRI | 0 | 0 | 0 | 0 | 0 | 0 | 0
00 Ret.ExistSNCR_DryFGD_ACI & HRI & CCS | 0 | 0 | 0 | 0 | 0 | 0 | 0
00 Ret.ExistSNCR_DSI & ACI | 0 | 0 | 0 | 0 | 0 | 0 | 0
00 Ret.ExistSNCR_DSI & ACI & DryFGD | 0 | 0 | 0 | 0 | 0 | 0 | 0
00 Ret.ExistSNCR_DSI & ACI & DryFGD & HRI | 0 | 0 | 0 | 0 | 0 | 0 | 0
00 Ret.ExistSNCR_DSI & ACI & HRI | 0 | 0 | 0 | 0 | 0 | 0 | 0
00 Ret.ExistSNCR_DSI & ACI & WetFGD | 0 | 0 | 0 | 0 | 0 | 0 | 0
00 Ret.ExistSNCR_DSI & ACI & WetFGD & HRI | 0 | 0 | 0 | 0 | 0 | 0 | 0
00 Ret.ExistSNCR_DSI & DryFGD | 0 | 0 | 0 | 0 | 0 | 0 | 0
00 Ret.ExistSNCR_DSI & DryFGD & ACI & CCS | 0 | 0 | 0 | 0 | 0 | 0 | 0
00 Ret.ExistSNCR_DSI & DryFGD & ACI & HRI & CCS | 0 | 0 | 0 | 0 | 0 | 0 | 0
00 Ret.ExistSNCR_DSI & DryFGD & CCS | 0 | 0 | 0 | 0 | 0 | 0 | 0
00 Ret.ExistSNCR_DSI & DryFGD & HRI | 0 | 0 | 0 | 0 | 0 | 0 | 0
00 Ret.ExistSNCR_DSI & DryFGD & HRI & CCS | 0 | 0 | 0 | 0 | 0 | 0 | 0
00 Ret.ExistSNCR_DSI & HRI | 0 | 0 | 0 | 0 | 0 | 0 | 0
00 Ret.ExistSNCR_DSI & WetFGD | 0 | 0 | 0 | 0 | 0 | 0 | 0
00 Ret.ExistSNCR_DSI & WetFGD & ACI & CCS | 0 | 0 | 0 | 0 | 0 | 0 | 0
00 Ret.ExistSNCR_DSI & WetFGD & ACI & HRI & CCS | 0 | 0 | 0 | 0 | 0 | 0 | 0
00 Ret.ExistSNCR_DSI & WetFGD & CCS | 0 | 0 | 0 | 0 | 0 | 0 | 0
00 Ret.ExistSNCR_DSI & WetFGD & HRI | 0 | 0 | 0 | 0 | 0 | 0 | 0
00 Ret.ExistSNCR_DSI & WetFGD & HRI & CCS | 0 | 0 | 0 | 0 | 0 | 0 | 0
00 Ret.ExistSNCR_WetFGD & ACI | 14368.1515 | 14861.315 | 15574.3449 | 15779.0849 | 15509.7941 | 15258.2116 | 14218.8434
00 Ret.ExistSNCR_WetFGD & HRI | 0 | 0 | 0 | 0 | 0 | 0 | 0
00 Ret.ExistSNCR_WetFGD & HRI & CCS | 0 | 0 | 0 | 0 | 0 | 0 | 0
00 Ret.ExistSNCR_WetFGD_ACI & CCS | 0 | 0 | 0 | 0 | 0 | 0 | 0
00 Ret.ExistSNCR_WetFGD_ACI & HRI | 0 | 0 | 0 | 0 | 0 | 0 | 0
00 Ret.ExistSNCR_WetFGD_ACI & HRI & CCS | 0 | 0 | 0 | 0 | 0 | 0 | 0
00 Ret.ExistSNCR_WetFGD_ACI_DSI & CCS | 0 | 0 | 0 | 0 | 0 | 0 | 0
00 Ret.ExistSNCR_WetFGD_ACI_DSI & HRI | 0 | 0 | 0 | 0 | 0 | 0 | 0
00 Ret.ExistSNCR_WetFGD_ACI_DSI & HRI & CCS | 0 | 0 | 0 | 0 | 0 | 0 | 0
00 Ret.ExistWetFGD & ACI | 66259.5546 | 51638.7229 | 54859.4592 | 54059.7342 | 49263.5769 | 48733.9903 | 48733.9903
00 Ret.ExistWetFGD & ACI & CCS | 0 | 0 | 0 | 0 | 0 | 0 | 0
00 Ret.ExistWetFGD & ACI & HRI | 0 | 0 | 0 | 0 | 0 | 0 | 0
00 Ret.ExistWetFGD & ACI & HRI & CCS | 0 | 0 | 0 | 0 | 0 | 0 | 0
00 Ret.ExistWetFGD & ACI & SCR | 0 | 15760.249 | 15733.0408 | 15760.249 | 15760.249 | 15760.249 | 15760.249
00 Ret.ExistWetFGD & ACI & SCR & CCS | 0 | 0 | 0 | 0 | 0 | 0 | 0
00 Ret.ExistWetFGD & ACI & SCR & HRI | 0 | 0 | 0 | 0 | 0 | 0 | 0
00 Ret.ExistWetFGD & ACI & SCR & HRI & CCS | 0 | 0 | 0 | 0 | 0 | 0 | 0
00 Ret.ExistWetFGD & ACI & SNCR | 0 | 0 | 0 | 0 | 0 | 0 | 0
00 Ret.ExistWetFGD & ACI & SNCR & HRI | 0 | 0 | 0 | 0 | 0 | 0 | 0
00 Ret.ExistWetFGD & CCS | 0 | 0 | 0 | 0 | 0 | 0 | 0
00 Ret.ExistWetFGD & HRI | 0 | 0 | 0 | 0 | 0 | 0 | 0
00 Ret.ExistWetFGD & HRI & CCS | 0 | 0 | 0 | 0 | 0 | 0 | 0
00 Ret.ExistWetFGD & SCR | 28358.6521 | 35602.1678 | 35784.0444 | 38577.7957 | 38577.7957 | 38424.1054 | 38320.049
00 Ret.ExistWetFGD & SCR & CCS | 0 | 0 | 0 | 0 | 0 | 0 | 0
00 Ret.ExistWetFGD & SCR & HRI | 0 | 0 | 0 | 0 | 0 | 0 | 0
00 Ret.ExistWetFGD & SCR & HRI & CCS | 0 | 0 | 0 | 0 | 0 | 0 | 0
00 Ret.ExistWetFGD & SNCR | 0 | 0 | 0 | 0 | 0 | 0 | 0
00 Ret.ExistWetFGD & SNCR & HRI | 0 | 0 | 0 | 0 | 0 | 0 | 0
00 Ret.ExistWetFGD_ACI & CCS | 0 | 0 | 0 | 0 | 0 | 0 | 0
00 Ret.ExistWetFGD_ACI & HRI | 0 | 0 | 0 | 0 | 0 | 0 | 0
00 Ret.ExistWetFGD_ACI & HRI & CCS | 0 | 0 | 0 | 0 | 0 | 0 | 0
00 Ret.ExistWetFGD_ACI & SCR | 0 | 1777.4716 | 1777.4716 | 1777.4716 | 1777.4716 | 1777.4716 | 1777.4716
00 Ret.ExistWetFGD_ACI & SCR & CCS | 0 | 0 | 0 | 0 | 0 | 0 | 0
00 Ret.ExistWetFGD_ACI & SCR & HRI | 0 | 0 | 0 | 0 | 0 | 0 | 0
00 Ret.ExistWetFGD_ACI & SCR & HRI & CCS | 0 | 0 | 0 | 0 | 0 | 0 | 0
00 Ret.ExistWetFGD_ACI & SNCR | 0 | 0 | 0 | 0 | 0 | 0 | 0
00 Ret.ExistWetFGD_ACI & SNCR & HRI | 0 | 0 | 0 | 0 | 0 | 0 | 0
00 Ret.ExistWetFGD_ACI_DSI & CCS | 0 | 0 | 0 | 0 | 0 | 0 | 0
00 Ret.ExistWetFGD_ACI_DSI & HRI | 0 | 0 | 0 | 0 | 0 | 0 | 0
00 Ret.ExistWetFGD_ACI_DSI & HRI & CCS | 0 | 0 | 0 | 0 | 0 | 0 | 0
00 Ret.ExistWetFGD_ACI_DSI & SCR | 0 | 0 | 0 | 0 | 0 | 0 | 0
00 Ret.ExistWetFGD_ACI_DSI & SCR & CCS | 0 | 0 | 0 | 0 | 0 | 0 | 0
00 Ret.ExistWetFGD_ACI_DSI & SCR & HRI | 0 | 0 | 0 | 0 | 0 | 0 | 0
00 Ret.ExistWetFGD_ACI_DSI & SCR & HRI & CCS | 0 | 0 | 0 | 0 | 0 | 0 | 0
00 Ret.ExistWetFGD_SCR & ACI & CCS | 0 | 0 | 0 | 0 | 0 | 0 | 0
00 Ret.ExistWetFGD_SCR & ACI & HRI | 0 | 0 | 0 | 0 | 0 | 0 | 0
00 Ret.ExistWetFGD_SCR & ACI & HRI & CCS | 0 | 0 | 0 | 0 | 0 | 0 | 0
00 Ret.ExistWetFGD_SCR & CCS | 0 | 0 | 0 | 0 | 0 | 0 | 0
00 Ret.ExistWetFGD_SCR_DSI & CCS | 0 | 0 | 0 | 0 | 0 | 0 | 0
00 Ret.ExistWetFGD_SNCR & ACI & CCS | 0 | 0 | 0 | 0 | 0 | 0 | 0
00 Ret.ExistWetFGD_SNCR & ACI & HRI | 0 | 0 | 0 | 0 | 0 | 0 | 0
00 Ret.ExistWetFGD_SNCR & ACI & HRI & CCS | 0 | 0 | 0 | 0 | 0 | 0 | 0
00 Ret.ExistWetFGD_SNCR & CCS | 0 | 0 | 0 | 0 | 0 | 0 | 0
00 Ret.FB & ACI | 2889.7845 | 3308.2822 | 3308.2822 | 3308.2822 | 3126.9382 | 3126.9382 | 3148.0886
00 Ret.FB & ACI & HRI | 0 | 0 | 0 | 0 | 0 | 0 | 0
00 Ret.FB & HRI | 0 | 0 | 0 | 0 | 0 | 0 | 0
00 Ret.FB DryFGD | 0 | 0 | 0 | 0 | 0 | 0 | 0
00 Ret.FB DryFGD & ACI | 0 | 0 | 0 | 0 | 0 | 0 | 0
00 Ret.FB DryFGD & ACI & HRI | 0 | 0 | 0 | 0 | 0 | 0 | 0
00 Ret.FB DryFGD & HRI | 0 | 0 | 0 | 0 | 0 | 0 | 0
00 Ret.FB DryFGD & SCR | 0 | 0 | 0 | 0 | 0 | 0 | 0
00 Ret.FB DryFGD & SCR & HRI | 0 | 0 | 0 | 0 | 0 | 0 | 0
00 Ret.FB DryFGD & SNCR | 0 | 0 | 0 | 0 | 0 | 0 | 0
00 Ret.FB DryFGD & SNCR & HRI | 0 | 0 | 0 | 0 | 0 | 0 | 0
00 Ret.FB SNCR & DryFGD & ACI | 0 | 0 | 0 | 0 | 0 | 0 | 0
00 Ret.FB SNCR & DryFGD & ACI & HRI | 0 | 0 | 0 | 0 | 0 | 0 | 0
00 Ret.FB-ACI & SNCR | 0 | 0 | 0 | 0 | 0 | 0 | 0
00 Ret.FB-ACI & SNCR & CCS | 0 | 0 | 0 | 0 | 0 | 0 | 0
00 Ret.FB-ACI & SNCR & HRI | 0 | 0 | 0 | 0 | 0 | 0 | 0
00 Ret.FB-ACI & SNCR & HRI & CCS | 0 | 0 | 0 | 0 | 0 | 0 | 0
00 Ret.FB-Exist ACI & DryFGD | 0 | 0 | 0 | 0 | 0 | 0 | 0
00 Ret.FB-Exist ACI & DryFGD & HRI | 0 | 0 | 0 | 0 | 0 | 0 | 0
00 Ret.FB-Exist ACI & DryFGD & SNCR | 0 | 0 | 0 | 0 | 0 | 0 | 0
00 Ret.FB-Exist ACI & DryFGD & SNCR & HRI | 0 | 0 | 0 | 0 | 0 | 0 | 0
00 Ret.FB-Exist ACI & SNCR | 0 | 0 | 0 | 0 | 0 | 0 | 0
00 Ret.FB-Exist ACI & SNCR & HRI | 0 | 0 | 0 | 0 | 0 | 0 | 0
00 Ret.FB-ExistACI & HRI | 0 | 0 | 0 | 0 | 0 | 0 | 0
00 Ret.FB-ExistDryFGD & HRI | 0 | 0 | 0 | 0 | 0 | 0 | 0
00 Ret.FB-ExistDryFGD & SNCR | 0 | 0 | 0 | 0 | 0 | 0 | 0
00 Ret.FB-ExistDryFGD & SNCR & HRI | 0 | 0 | 0 | 0 | 0 | 0 | 0
00 Ret.FB-ExistDryFGD_SNCR & ACI | 0 | 0 | 0 | 0 | 0 | 0 | 0
00 Ret.FB-ExistDryFGD_SNCR & ACI & HRI | 0 | 0 | 0 | 0 | 0 | 0 | 0
00 Ret.FB-ExistDryFGD_SNCR & HRI | 0 | 0 | 0 | 0 | 0 | 0 | 0
00 Ret.FB-ExistDryFGD_SNCR_ACI & HRI | 0 | 0 | 0 | 0 | 0 | 0 | 0
00 Ret.FB-ExistDryFGD_SNCR_ACI & HRI & CCS | 0 | 0 | 0 | 0 | 0 | 0 | 0
00 Ret.FB-ExistSNCR & ACI | 441.4177 | 441.4177 | 441.4177 | 441.4177 | 441.4177 | 441.4177 | 441.4177
00 Ret.FB-ExistSNCR & ACI & HRI | 0 | 0 | 0 | 0 | 0 | 0 | 0
00 Ret.FB-ExistSNCR & DryFGD | 0 | 0 | 0 | 0 | 0 | 0 | 0
00 Ret.FB-ExistSNCR & DryFGD & ACI | 0 | 0 | 0 | 0 | 0 | 0 | 0
00 Ret.FB-ExistSNCR & DryFGD & ACI & HRI | 0 | 0 | 0 | 0 | 0 | 0 | 0
00 Ret.FB-ExistSNCR & DryFGD & HRI | 0 | 0 | 0 | 0 | 0 | 0 | 0
00 Ret.FB-ExistSNCR & HRI | 0 | 0 | 0 | 0 | 0 | 0 | 0
00 Ret.FB-ExistWetFGD_SNCR_ACI & HRI | 0 | 0 | 0 | 0 | 0 | 0 | 0
00 Ret.FB-SCR & DryFGD & ACI | 0 | 0 | 0 | 0 | 0 | 0 | 0
00 Ret.FB-SCR & DryFGD & ACI & HRI | 0 | 0 | 0 | 0 | 0 | 0 | 0
00 Ret.FB-SNCR | 0 | 0 | 0 | 0 | 0 | 0 | 0
00 Ret.FB-SNCR & HRI | 0 | 0 | 0 | 0 | 0 | 0 | 0
00 Ret.HRI | 0 | 0 | 0 | 0 | 0 | 0 | 0
00 Ret.Oil/Gas Steam SCR | 10.9762 | 0 | 0 | 0 | 0 | 0 | 0
00 Ret.SCR | 1.0291 | 1.0291 | 0.064019 | 0.064019 | 0.064022 | 0.064022 | 0.064019
00 Ret.SCR & DryFGD | 0 | 0 | 0 | 0 | 0 | 0 | 0
00 Ret.SCR & DryFGD & ACI | 0 | 0 | 0 | 0 | 0 | 0 | 0
00 Ret.SCR & DryFGD & CCS | 0 | 0 | 0 | 0 | 0 | 0 | 0
00 Ret.SCR & DryFGD & HRI | 0 | 0 | 0 | 0 | 0 | 0 | 0
00 Ret.SCR & DryFGD & HRI & CCS | 0 | 0 | 0 | 0 | 0 | 0 | 0
00 Ret.SCR & DSI | 0 | 0 | 0 | 0 | 0 | 0 | 0
00 Ret.SCR & DSI & DryFGD | 0 | 0 | 0 | 0 | 0 | 0 | 0
00 Ret.SCR & DSI & DryFGD & HRI | 0 | 0 | 0 | 0 | 0 | 0 | 0
00 Ret.SCR & DSI & HRI | 0 | 0 | 0 | 0 | 0 | 0 | 0
00 Ret.SCR & DSI & WetFGD | 0 | 0 | 0 | 0 | 0 | 0 | 0
00 Ret.SCR & DSI & WetFGD & HRI | 0 | 0 | 0 | 0 | 0 | 0 | 0
00 Ret.SCR & HRI | 0 | 0 | 0 | 0 | 0 | 0 | 0
00 Ret.SCR & WetFGD | 3267.0094 | 3267.0094 | 3261.3205 | 3267.0094 | 3267.0094 | 3267.0094 | 3267.0094
00 Ret.SCR & WetFGD & ACI | 0 | 0 | 0 | 0 | 0 | 0 | 0
00 Ret.SCR & WetFGD & CCS | 0 | 0 | 0 | 0 | 0 | 0 | 0
00 Ret.SCR & WetFGD & HRI | 0 | 0 | 0 | 0 | 0 | 0 | 0
00 Ret.SCR & WetFGD & HRI & CCS | 0 | 0 | 0 | 0 | 0 | 0 | 0
00 Ret.SNCR | 0 | 0 | 0 | 0 | 0 | 0 | 0
00 Ret.SNCR & DryFGD | 0 | 0 | 0 | 0 | 0 | 0 | 0
00 Ret.SNCR & DryFGD & ACI | 0 | 0 | 0 | 0 | 0 | 0 | 0
00 Ret.SNCR & DryFGD & ACI & HRI | 0 | 0 | 0 | 0 | 0 | 0 | 0
00 Ret.SNCR & DryFGD & HRI | 0 | 0 | 0 | 0 | 0 | 0 | 0
00 Ret.SNCR & DSI | 0 | 0 | 0 | 0 | 0 | 0 | 0
00 Ret.SNCR & DSI & HRI | 0 | 0 | 0 | 0 | 0 | 0 | 0
00 Ret.SNCR & HRI | 0 | 0 | 0 | 0 | 0 | 0 | 0
00 Ret.SNCR & WetFGD | 0 | 0 | 0 | 0 | 0 | 0 | 0
00 Ret.SNCR & WetFGD & ACI | 0 | 0 | 0 | 0 | 0 | 0 | 0
00 Ret.SNCR & WetFGD & ACI & HRI | 0 | 0 | 0 | 0 | 0 | 0 | 0
00 Ret.SNCR & WetFGD & HRI | 0 | 0 | 0 | 0 | 0 | 0 | 0
00 Ret.WetFGD | 0 | 0 | 0 | 0 | 0 | 0 | 0
00 Ret.WetFGD & ACI & CCS | 0 | 0 | 0 | 0 | 0 | 0 | 0
00 Ret.WetFGD & ACI & HRI & CCS | 0 | 0 | 0 | 0 | 0 | 0 | 0
00 Ret.WetFGD & CCS | 0 | 0 | 0 | 0 | 0 | 0 | 0
00 Ret.WetFGD & HRI | 0 | 0 | 0 | 0 | 0 | 0 | 0
00 Ret.WetFGD & HRI & CCS | 0 | 0 | 0 | 0 | 0 | 0 | 0
00 CC Retirement | 0 | 0 | 0 | 0 | 0 | 0 | 0
00 CT Retirement | 0 | 0 | 0 | 0 | 0 | 0 | 0
00 O/G Retirement | 0 | 0 | 0 | 0 | 0 | 0 | 0
00 Coal Retirement | 0 | 0 | 0 | 0 | 0 | 0 | 0
00 IGCC Retirement | 0 | 0 | 0 | 0 | 0 | 0 | 0
00 Nuke Retirement | 0 | 0 | 0 | 0 | 0 | 0 | 0
00 Non-Fossil Retirement | 0 | 0 | 0 | 0 | 0 | 0 | 0
Total | 4054747.3842 | 4135593.9919 | 4190183.8685 | 4326459.0095 | 4472740.3954 | 4750661.3185 | 5050807.605
(**) Ind. Boiler generation in BBtu, not included in the total
12a. Generation by Fuel Type [GWh]
Biomass | 42387.5298 | 27690.6399 | 33612.4483 | 36515.5497 | 31796.3201 | 43021.7498 | 46965.85
Coal | 1315617.9578 | 1354412.9387 | 1405694.3016 | 1371153.9219 | 1298197.2407 | 1250855.2845 | 1198976.0836
Fwaste | 1081.7842 | 1081.7842 | 1081.7842 | 1081.7842 | 1081.7842 | 1081.7842 | 1081.7842
Geothermal | 16826.7048 | 16826.7048 | 21618.9153 | 26268.2395 | 38204.3814 | 38204.3814 | 38204.3814
Hydro | 272258.6652 | 273116.3738 | 300130.8075 | 337216.1814 | 346616.6829 | 346616.6829 | 346616.6829
LF Gas | 10897.6916 | 10898.2782 | 10898.2782 | 10898.2782 | 10898.2782 | 10898.2783 | 10898.2782
MSW | 7743.7098 | 7743.7098 | 7743.7098 | 7743.7098 | 7743.7098 | 7743.7098 | 7743.7098
NaturalGas | 1349486.2029 | 1311135.5699 | 1213540.7769 | 1209326.8361 | 1134600.497 | 1582126.845 | 2207978.5107
None | 943.6272 | 943.6272 | 723.576 | 173.448 | 0 | 0 | 0
Non-Fossil | 8100.8637 | 8100.8637 | 8100.8637 | 8100.8637 | 8100.8637 | 8100.8637 | 8100.8637
Nuclear | 759969.1083 | 757014.7983 | 790905.8481 | 791704.3983 | 776082.9034 | 469318.628 | 62340.2606
Oil | 634.1253 | 370.5068 | 37.3467 | 56.1272 | 0.040757 | 0 | 0
Pet. Coke | 5837.3998 | 4105.472 | 4545.0042 | 5413.0342 | 7439.0688 | 9673.9209 | 10390.8274
Pumps | 10684.3138 | 10696.7197 | 10519.2899 | 8571.1163 | 8057.751 | 5079.3438 | 5327.5117
RFO | 0 | 0 | 0 | 0 | 0 | 0 | 0
Solar | 29242.0894 | 33399.0735 | 61052.2499 | 178128.3702 | 318860.6292 | 492042.8389 | 619077.1344
Tires | 212.8489 | 212.8489 | 212.8489 | 212.8489 | 212.8489 | 212.8489 | 212.8489
Waste Coal | 6517.0502 | 6517.0502 | 6517.0502 | 6517.0502 | 6517.0502 | 6200.5272 | 6200.5272
Wind | 216305.7116 | 311327.0325 | 313248.7691 | 327377.2518 | 478330.345 | 479483.6314 | 480692.3506
Total | 4054747.3842 | 4135593.9919 | 4190183.8685 | 4326459.0095 | 4472740.3954 | 4750661.3185 | 5050807.605
13. Generation by Capacity Reporting Type [TBtu]
00 New Combined Cycle | 0 | 90.8389 | 109.9766 | 182.1382 | 410.8141 | 2169.1856 | 4414.3141
00 New Combined Cycle - Uncontrolled | 0 | 0 | 0 | 0 | 0 | 0 | 0
00 New Combined Cycle with Carbon Capture | 0 | 0 | 0 | 0 | 0 | 0 | 0
00 New Combustion Turbine | 3.1403 | 2.703 | 2.5018 | 3.5466 | 6.42 | 22.6427 | 30.3453
00 New Energy Efficiency | 0 | 0 | 0 | 0 | 0 | 0 | 0
00 New Hydro | 0 | 0 | 92.1732 | 218.7085 | 250.7831 | 250.7831 | 250.7831
00 New Nuclear | 0 | 0 | 0 | 0 | 0 | 0 | 0
00 New Biomass | 0 | 0 | 0 | 0 | 0 | 0 | 0
00 New Geothermal | 0 | 0 | 16.351 | 32.2145 | 72.9406 | 72.9406 | 72.9406
00 New Landfill Gas | 0 | 0 | 0 | 0 | 0 | 0 | 0
00 New Offshore Wind | 0 | 0 | 0 | 0 | 0 | 0 | 0
00 New Onshore Wind | 9.6311 | 333.8439 | 335.942 | 384.1484 | 899.2003 | 903.1353 | 907.2595
00 New Solar PV | 6.1182 | 18.2796 | 112.6322 | 512.0959 | 992.2744 | 1583.1721 | 2016.6131
00 New Solar Thermal | 0 | 0 | 0 | 0 | 0 | 0 | 0
00 New Fuel Cell | 0 | 0 | 0 | 0 | 0 | 0 | 0
00 New IGCC | 0 | 0 | 0 | 0 | 0 | 0 | 0
00 New Advanced Coal with CCS | 0 | 8.3839 | 8.3839 | 8.3839 | 8.3839 | 8.3839 | 8.3839
00 New SPC - Uncontrolled | 0 | 0 | 0 | 0 | 0 | 0 | 0
00 New SPC-WetFGD_SCR | 0 | 0 | 0 | 0 | 0 | 0 | 0
00 New Future Technology | 0 | 0 | 0 | 0 | 0 | 0 | 0
00 Exist Combined Cycle | 4292.5038 | 4100.8809 | 3803.3957 | 3767.6692 | 3352.6845 | 3150.627 | 3043.1655
00 Exist Combustion Turbine | 81.0031 | 65.6239 | 53.8449 | 55.0118 | 45.2415 | 36.2112 | 28.0523
00 Exist Coal Steam_Uncontrolled | 31.8878 | 28.9184 | 31.149 | 27.9913 | 26.7601 | 16.6692 | 13.3536
00 Exist Coal Steam_ACI | 10.5801 | 4.1756 | 4.1659 | 4.1756 | 4.1756 | 4.1756 | 4.1756
00 Exist Coal Steam_ACI_DSI | 78.8105 | 80.4243 | 86.3121 | 86.1592 | 69.095 | 56.7209 | 50.4122
00 Exist Coal Steam_DryFGD | 50.7911 | 30.651 | 31.1592 | 22.787 | 20.7128 | 20.7128 | 20.7128
00 Exist Coal Steam_DryFGD_ACI | 129.2066 | 133.5569 | 134.7015 | 134.3103 | 132.4016 | 130.3939 | 130.5614
00 Exist Coal Steam_DryFGD_SCR | 28.1659 | 29.253 | 34.8367 | 28.6669 | 22.7201 | 14.4005 | 15.2812
00 Exist Coal Steam_DryFGD_SCR_ACI | 256.0174 | 263.4037 | 269.1247 | 268.1177 | 250.9773 | 258.6958 | 253.6485
00 Exist Coal Steam_DryFGD_SCR_ACI_DSI | 35.1524 | 36.158 | 37.6669 | 37.7327 | 34.1468 | 32.9396 | 29.8421
00 Exist Coal Steam_DryFGD_SNCR | 5.5213 | 6.0201 | 6.3974 | 6.0875 | 5.6777 | 5.6777 | 5.5213
00 Exist Coal Steam_DryFGD_SNCR_ACI | 35.4574 | 37.6475 | 37.3896 | 37.6475 | 37.0653 | 35.1865 | 34.3167
00 Exist Coal Steam_DSI | 0 | 0 | 0 | 0 | 0 | 0 | 0
00 Exist Coal Steam_SCR | 0 | 0 | 0 | 0 | 0 | 0 | 0
00 Exist Coal Steam_SCR_ACI | 0 | 0 | 0 | 0 | 0 | 0 | 0
00 Exist Coal Steam_SCR_DSI | 0 | 0 | 0 | 0 | 0 | 0 | 0
00 Exist Coal Steam_SNCR | 2.4384 | 2.4652 | 2.4649 | 2.4652 | 2.4182 | 2.3939 | 2.3618
00 Exist Coal Steam_SNCR_ACI | 0 | 0 | 0 | 0 | 0 | 0 | 0
00 Exist Coal Steam_SNCR_ACI_DSI | 0 | 0 | 0 | 0 | 0 | 0 | 0
00 Exist Coal Steam_SNCR_DSI | 0 | 0 | 0 | 0 | 0 | 0 | 0
00 Exist Coal Steam_WetFGD | 179.7362 | 148.6309 | 148.7572 | 139.2363 | 139.2363 | 139.2363 | 139.2363
00 Exist Coal Steam_WetFGD_ACI | 234.5247 | 235.1545 | 249.348 | 246.7523 | 240.4797 | 239.6531 | 222.8324
00 Exist Coal Steam_WetFGD_ACI_DSI | 35.0779 | 36.8524 | 41.1435 | 41.1625 | 33.2293 | 33.312 | 26.0011
00 Exist Coal Steam_WetFGD_SCR | 1500.6263 | 1490.4148 | 1524.3818 | 1484.3233 | 1439.3795 | 1384.2445 | 1304.2859
00 Exist Coal Steam_WetFGD_SCR_ACI | 463.9234 | 483.4339 | 505.89 | 482.6363 | 450.683 | 447.159 | 444.555
00 Exist Coal Steam_WetFGD_SCR_ACI_DSI | 29.8237 | 33.253 | 35.5927 | 34.5358 | 29.9487 | 27.0515 | 24.3556
00 Exist Coal Steam_WetFGD_SCR_DSI | 19.8489 | 20.42 | 23.3727 | 21.4895 | 15.6595 | 19.3941 | 17.7535
00 Exist Coal Steam_WetFGD_SNCR | 30.7707 | 31.8171 | 34.0422 | 25.6308 | 23.7911 | 17.362 | 15.0196
00 Exist Coal Steam_WetFGD_SNCR_ACI | 52.3632 | 52.3632 | 54.0671 | 54.7549 | 53.4149 | 53.4149 | 50.7545
00 Exist Coal Steam_WetFGD_SNCR_ACI_DSI | 15.8717 | 15.8717 | 15.8717 | 15.8717 | 15.8717 | 15.8717 | 15.8717
00 Exist FBC_Uncontrolled | 22.0276 | 23.5417 | 25.7727 | 25.7823 | 25.1274 | 24.3412 | 20.5145
00 Exist FBC_ACI | 7.7475 | 7.7475 | 7.7475 | 7.7475 | 7.7475 | 7.7475 | 7.7475
00 Exist FBC_DryFGD | 1.08 | 1.08 | 1.08 | 1.08 | 1.08 | 0 | 0
00 Exist FBC_DryFGD_SNCR | 50.7728 | 45.2248 | 50.1649 | 49.1103 | 48.0185 | 47.8257 | 47.6241
00 Exist FBC_DryFGD_SNCR_ACI | 24.3346 | 25.1988 | 28.1565 | 27.1404 | 24.9658 | 20.6605 | 16.0597
00 Exist FBC_SNCR | 7.6349 | 7.6349 | 8.1602 | 7.6349 | 7.6349 | 7.6349 | 6.6792
00 Exist FBC_SNCR_ACI | 0.26623 | 0.26623 | 0.26623 | 0.26623 | 0.26623 | 0.26623 | 0.26623
00 Exist FBC_WetFGD_SNCR_ACI | 0 | 1.801 | 2.2809 | 5.2426 | 2.2809 | 5.7226 | 7.2649
00 Exist IGCC | 36.3171 | 39.5395 | 40.3184 | 40.3279 | 40.3279 | 39.5395 | 40.3279
00 Exist Fossil_Other | 3.691 | 3.691 | 3.691 | 3.691 | 3.691 | 3.691 | 3.691
00 Exist Fuel Cell | 0.55557 | 0.40304 | 0.43044 | 0.50115 | 0.35633 | 0.2406 | 0.24642
00 Exist Hydro | 928.9466 | 931.8731 | 931.8731 | 931.8731 | 931.8731 | 931.8731 | 931.8731
00 Exist Non Fossil_Other | 54.7879 | 54.7879 | 54.7879 | 54.7879 | 54.7879 | 54.7879 | 54.7879
00 Exist Nuclear | 2593.0146 | 2582.9345 | 2698.5708 | 2701.2954 | 2647.9949 | 1601.3152 | 212.705
00 Exist Oil/Gas Steam | 181.74 | 164.3196 | 137.9447 | 97.3193 | 39.0716 | 9.912 | 8.6104
00 Exist Oil/Gas Steam_SCR | 25.2573 | 22.1342 | 18.8543 | 10.4278 | 6.8682 | 1.3822 | 0.93391
00 Exist Oil/Gas Steam_SNCR | 2.8494 | 2.3614 | 1.8512 | 1.8512 | 1.8512 | 0 | 0
00 Exist Biomass | 79.5804 | 65.4556 | 73.9982 | 72.9015 | 70.0128 | 76.2699 | 77.3797
00 Exist Landfill Gas | 37.1829 | 37.1849 | 37.1849 | 37.1849 | 37.1849 | 37.1849 | 37.1849
00 Exist Geothermal | 57.4127 | 57.4127 | 57.4127 | 57.4127 | 57.4127 | 57.4127 | 57.4127
00 Exist Pump Storage | 36.4549 | 36.4972 | 35.8918 | 29.2446 | 27.493 | 17.3307 | 18.1775
00 Exist Solar PV | 83.004 | 85.0263 | 85.0263 | 85.0263 | 85.0263 | 85.0263 | 85.0263
00 Exist Solar Thermal | 10.6518 | 10.6518 | 10.6518 | 10.6518 | 10.6518 | 10.6518 | 10.6518
00 Exist Wind | 728.404 | 728.404 | 732.8628 | 732.8628 | 732.8628 | 732.8628 | 732.8628
00 International Imports | 3.2197 | 3.2197 | 2.4688 | 0.5918 | 0 | 0 | 0
00 Ret.ACI | 26.1346 | 6.4325 | 6.4216 | 6.4325 | 6.4325 | 6.4325 | 6.4325
00 Ret.ACI & DryFGD | 5.004 | 7.4671 | 7.463 | 7.4671 | 7.4671 | 7.4671 | 7.4671
00 Ret.ACI & DryFGD & HRI | 0 | 0 | 0 | 0 | 0 | 0 | 0
00 Ret.ACI & DSI | 271.4667 | 273.0754 | 280.5605 | 281.3806 | 265.0473 | 242.7921 | 240.828
00 Ret.ACI & DSI & DryFGD | 0 | 0 | 0 | 0 | 0 | 0 | 0
00 Ret.ACI & DSI & DryFGD & HRI | 0 | 0 | 0 | 0 | 0 | 0 | 0
00 Ret.ACI & DSI & HRI | 0 | 0 | 0 | 0 | 0 | 0 | 0
00 Ret.ACI & DSI & WetFGD & HRI | 0 | 0 | 0 | 0 | 0 | 0 | 0
00 Ret.ACI & HRI | 0 | 0 | 0 | 0 | 0 | 0 | 0
00 Ret.ACI & SCR | 0 | 0 | 0 | 0 | 0 | 0 | 0
00 Ret.ACI & SCR & DryFGD & CCS | 0 | 0 | 0 | 0 | 0 | 0 | 0
00 Ret.ACI & SCR & DryFGD & HRI | 0 | 0 | 0 | 0 | 0 | 0 | 0
00 Ret.ACI & SCR & DryFGD & HRI & CCS | 0 | 0 | 0 | 0 | 0 | 0 | 0
00 Ret.ACI & SCR & DSI | 0 | 0 | 0 | 0 | 0 | 0 | 0
00 Ret.ACI & SCR & DSI & DryFGD | 0 | 0 | 0 | 0 | 0 | 0 | 0
00 Ret.ACI & SCR & DSI & DryFGD & HRI | 0 | 0 | 0 | 0 | 0 | 0 | 0
00 Ret.ACI & SCR & DSI & HRI | 0 | 0 | 0 | 0 | 0 | 0 | 0
00 Ret.ACI & SCR & DSI & WetFGD | 0 | 0 | 0 | 0 | 0 | 0 | 0
00 Ret.ACI & SCR & DSI & WetFGD & HRI | 0 | 0 | 0 | 0 | 0 | 0 | 0
00 Ret.ACI & SCR & HRI | 0 | 0 | 0 | 0 | 0 | 0 | 0
00 Ret.ACI & SCR & WetFGD & CCS | 0 | 0 | 0 | 0 | 0 | 0 | 0
00 Ret.ACI & SCR & WetFGD & HRI | 0 | 0 | 0 | 0 | 0 | 0 | 0
00 Ret.ACI & SCR & WetFGD & HRI & CCS | 0 | 0 | 0 | 0 | 0 | 0 | 0
00 Ret.ACI & SNCR | 0 | 0 | 0 | 0 | 0 | 0 | 0
00 Ret.ACI & SNCR & DSI | 0 | 0 | 0 | 0 | 0 | 0 | 0
00 Ret.ACI & SNCR & DSI & DryFGD | 0 | 0 | 0 | 0 | 0 | 0 | 0
00 Ret.ACI & SNCR & DSI & DryFGD & HRI | 0 | 0 | 0 | 0 | 0 | 0 | 0
00 Ret.ACI & SNCR & DSI & HRI | 0 | 0 | 0 | 0 | 0 | 0 | 0
00 Ret.ACI & SNCR & DSI & WetFGD | 0 | 0 | 0 | 0 | 0 | 0 | 0
00 Ret.ACI & SNCR & DSI & WetFGD & HRI | 0 | 0 | 0 | 0 | 0 | 0 | 0
00 Ret.ACI & SNCR & HRI | 0 | 0 | 0 | 0 | 0 | 0 | 0
00 Ret.ACI & WetFGD | 17.8581 | 49.893 | 48.5507 | 49.893 | 49.893 | 49.893 | 49.893
00 Ret.ACI & WetFGD & DSI | 0 | 0 | 0 | 0 | 0 | 0 | 0
00 Ret.ACI & WetFGD & HRI | 0 | 0 | 0 | 0 | 0 | 0 | 0
00 Ret.C2G | 19.5235 | 18.7816 | 5.1167 | 1.1374 | 1.1374 | 1.2033 | 1.2033
00 Ret.C2G & SCR | 0 | 6.8121 | 6.8121 | 6.8121 | 6.8121 | 6.8121 | 6.7514
00 Ret.CCG | 0 | 0 | 0 | 0 | 0 | 0 | 0
00 Ret.DryFGD | 0 | 7.0932 | 7.6247 | 7.6381 | 7.0961 | 7.6381 | 6.4456
00 Ret.DryFGD & ACI & CCS | 0 | 0 | 0 | 0 | 0 | 0 | 0
00 Ret.DryFGD & ACI & HRI & CCS | 0 | 0 | 0 | 0 | 0 | 0 | 0
00 Ret.DryFGD & CCS | 0 | 0 | 0 | 0 | 0 | 0 | 0
00 Ret.DryFGD & HRI | 0 | 0 | 0 | 0 | 0 | 0 | 0
00 Ret.DryFGD & HRI & CCS | 0 | 0 | 0 | 0 | 0 | 0 | 0
00 Ret.DSI | 0 | 0 | 0 | 0 | 0 | 0 | 0
00 Ret.DSI & DryFGD | 0 | 0 | 0 | 0 | 0 | 0 | 0
00 Ret.DSI & DryFGD & HRI | 0 | 0 | 0 | 0 | 0 | 0 | 0
00 Ret.DSI & HRI | 0 | 0 | 0 | 0 | 0 | 0 | 0
00 Ret.DSI & WetFGD | 0 | 0 | 0 | 0 | 0 | 0 | 0
00 Ret.DSI & WetFGD & HRI | 0 | 0 | 0 | 0 | 0 | 0 | 0
00 Ret.Exist FBC_DryFGD_SNCR_ACI & CCS | 0 | 0 | 0 | 0 | 0 | 0 | 0
00 Ret.ExistACI & DryFGD | 0 | 0 | 0 | 0 | 0 | 0 | 0
00 Ret.ExistACI & DryFGD & CCS | 0 | 0 | 0 | 0 | 0 | 0 | 0
00 Ret.ExistACI & DryFGD & HRI | 0 | 0 | 0 | 0 | 0 | 0 | 0
00 Ret.ExistACI & DryFGD & HRI & CCS | 0 | 0 | 0 | 0 | 0 | 0 | 0
00 Ret.ExistACI & DSI | 11.0782 | 12.1703 | 19.4906 | 19.5188 | 16.6723 | 18.42 | 17.196
00 Ret.ExistACI & DSI & DryFGD | 0 | 0 | 0 | 0 | 0 | 0 | 0
00 Ret.ExistACI & DSI & DryFGD & HRI | 0 | 0 | 0 | 0 | 0 | 0 | 0
00 Ret.ExistACI & DSI & HRI | 0 | 0 | 0 | 0 | 0 | 0 | 0
00 Ret.ExistACI & DSI & WetFGD | 0 | 0 | 0 | 0 | 0 | 0 | 0
00 Ret.ExistACI & DSI & WetFGD & HRI | 0 | 0 | 0 | 0 | 0 | 0 | 0
00 Ret.ExistACI & HRI | 0 | 0 | 0 | 0 | 0 | 0 | 0
00 Ret.ExistACI & HRI & WetFGD | 0 | 0 | 0 | 0 | 0 | 0 | 0
00 Ret.ExistACI & SCR | 0 | 0 | 0 | 0 | 0 | 0 | 0
00 Ret.ExistACI & SCR & DryFGD | 0 | 0 | 0 | 0 | 0 | 0 | 0
00 Ret.ExistACI & SCR & DryFGD & CCS | 0 | 0 | 0 | 0 | 0 | 0 | 0
00 Ret.ExistACI & SCR & DryFGD & HRI | 0 | 0 | 0 | 0 | 0 | 0 | 0
00 Ret.ExistACI & SCR & DryFGD & HRI & CCS | 0 | 0 | 0 | 0 | 0 | 0 | 0
00 Ret.ExistACI & SCR & DSI | 0 | 0 | 0 | 0 | 0 | 0 | 0
00 Ret.ExistACI & SCR & DSI & DryFGD | 0 | 0 | 0 | 0 | 0 | 0 | 0
00 Ret.ExistACI & SCR & DSI & DryFGD & HRI | 0 | 0 | 0 | 0 | 0 | 0 | 0
00 Ret.ExistACI & SCR & DSI & HRI | 0 | 0 | 0 | 0 | 0 | 0 | 0
00 Ret.ExistACI & SCR & HRI | 0 | 0 | 0 | 0 | 0 | 0 | 0
00 Ret.ExistACI & SCR & WetFGD | 0 | 0 | 0 | 0 | 0 | 0 | 0
00 Ret.ExistACI & SCR & WetFGD & CCS | 0 | 0 | 0 | 0 | 0 | 0 | 0
00 Ret.ExistACI & SCR & WetFGD & HRI | 0 | 0 | 0 | 0 | 0 | 0 | 0
00 Ret.ExistACI & SCR & WetFGD & HRI & CCS | 0 | 0 | 0 | 0 | 0 | 0 | 0
00 Ret.ExistACI & SNCR | 0 | 0 | 0 | 0 | 0 | 0 | 0
00 Ret.ExistACI & SNCR & DryFGD | 0 | 0 | 0 | 0 | 0 | 0 | 0
00 Ret.ExistACI & SNCR & DryFGD & HRI | 0 | 0 | 0 | 0 | 0 | 0 | 0
00 Ret.ExistACI & SNCR & DSI | 0 | 0 | 0 | 0 | 0 | 0 | 0
00 Ret.ExistACI & SNCR & DSI & HRI | 0 | 0 | 0 | 0 | 0 | 0 | 0
00 Ret.ExistACI & SNCR & HRI | 0 | 0 | 0 | 0 | 0 | 0 | 0
00 Ret.ExistACI & SNCR & WetFGD | 0 | 0 | 0 | 0 | 0 | 0 | 0
00 Ret.ExistACI & SNCR & WetFGD & HRI | 0 | 0 | 0 | 0 | 0 | 0 | 0
00 Ret.ExistACI & WetFGD | 0 | 0 | 0 | 0 | 0 | 0 | 0
00 Ret.ExistACI & WetFGD & CCS | 0 | 0 | 0 | 0 | 0 | 0 | 0
00 Ret.ExistACI & WetFGD & HRI & CCS | 0 | 0 | 0 | 0 | 0 | 0 | 0
00 Ret.ExistACI_DSI & DryFGD | 12.642 | 12.642 | 12.6198 | 12.642 | 12.4683 | 12.4683 | 11.7451
00 Ret.ExistACI_DSI & DryFGD & CCS | 0 | 0 | 0 | 0 | 0 | 0 | 0
00 Ret.ExistACI_DSI & DryFGD & HRI | 0 | 0 | 0 | 0 | 0 | 0 | 0
00 Ret.ExistACI_DSI & DryFGD & HRI & CCS | 0 | 0 | 0 | 0 | 0 | 0 | 0
00 Ret.ExistACI_DSI & HRI | 0 | 0 | 0 | 0 | 0 | 0 | 0
00 Ret.ExistACI_DSI & SCR | 0 | 0.71814 | 0.71814 | 0.71814 | 0 | 0 | 0
00 Ret.ExistACI_DSI & SCR & DryFGD | 0 | 0 | 0 | 0 | 0 | 0 | 0
00 Ret.ExistACI_DSI & SCR & DryFGD & CCS | 0 | 0 | 0 | 0 | 0 | 0 | 0
00 Ret.ExistACI_DSI & SCR & DryFGD & HRI | 0 | 0 | 0 | 0 | 0 | 0 | 0
00 Ret.ExistACI_DSI & SCR & DryFGD & HRI & CCS | 0 | 0 | 0 | 0 | 0 | 0 | 0
00 Ret.ExistACI_DSI & SCR & HRI | 0 | 0 | 0 | 0 | 0 | 0 | 0
00 Ret.ExistACI_DSI & SCR & WetFGD | 0 | 0 | 0 | 0 | 45.0501 | 44.214 | 40.5522
00 Ret.ExistACI_DSI & SCR & WetFGD & CCS | 0 | 0 | 0 | 0 | 0 | 0 | 0
00 Ret.ExistACI_DSI & SCR & WetFGD & HRI | 0 | 0 | 0 | 0 | 0 | 0 | 0
00 Ret.ExistACI_DSI & SCR & WetFGD & HRI & CCS | 0 | 0 | 0 | 0 | 0 | 0 | 0
00 Ret.ExistACI_DSI & SNCR | 0 | 0 | 0 | 0 | 0 | 0 | 0
00 Ret.ExistACI_DSI & SNCR & DryFGD | 0 | 0 | 0 | 0 | 0 | 0 | 0
00 Ret.ExistACI_DSI & SNCR & DryFGD & HRI | 0 | 0 | 0 | 0 | 0 | 0 | 0
00 Ret.ExistACI_DSI & SNCR & HRI | 0 | 0 | 0 | 0 | 0 | 0 | 0
00 Ret.ExistACI_DSI & SNCR & WetFGD | 0 | 0 | 0 | 0 | 0 | 0 | 0
00 Ret.ExistACI_DSI & SNCR & WetFGD & HRI | 0 | 0 | 0 | 0 | 0 | 0 | 0
00 Ret.ExistACI_DSI & WetFGD | 61.6658 | 61.6658 | 61.6658 | 61.6658 | 0.041276 | 0.035695 | 0.0341
00 Ret.ExistACI_DSI & WetFGD & CCS | 0 | 0 | 0 | 0 | 0 | 0 | 0
00 Ret.ExistACI_DSI & WetFGD & HRI | 0 | 0 | 0 | 0 | 0 | 0 | 0
00 Ret.ExistACI_DSI & WetFGD & HRI & CCS | 0 | 0 | 0 | 0 | 0 | 0 | 0
00 Ret.ExistDryFGD & ACI | 71.4864 | 64.8763 | 66.6385 | 66.6506 | 65.8287 | 66.8849 | 66.9126
00 Ret.ExistDryFGD & ACI & CCS | 0 | 0 | 0 | 0 | 0 | 0 | 0
00 Ret.ExistDryFGD & ACI & HRI | 0 | 0 | 0 | 0 | 0 | 0 | 0
00 Ret.ExistDryFGD & ACI & HRI & CCS | 0 | 0 | 0 | 0 | 0 | 0 | 0
00 Ret.ExistDryFGD & ACI & SCR | 0 | 7.3699 | 7.3699 | 7.3699 | 7.3699 | 7.3699 | 7.3699
00 Ret.ExistDryFGD & ACI & SCR & CCS | 0 | 0 | 0 | 0 | 0 | 0 | 0
00 Ret.ExistDryFGD & ACI & SCR & HRI | 0 | 0 | 0 | 0 | 0 | 0 | 0
00 Ret.ExistDryFGD & ACI & SCR & HRI & CCS | 0 | 0 | 0 | 0 | 0 | 0 | 0
00 Ret.ExistDryFGD & ACI & SNCR | 0 | 0 | 0 | 0 | 0 | 0 | 0
00 Ret.ExistDryFGD & ACI & SNCR & HRI | 0 | 0 | 0 | 0 | 0 | 0 | 0
00 Ret.ExistDryFGD & CCS | 0 | 0 | 0 | 0 | 0 | 0 | 0
00 Ret.ExistDryFGD & HRI | 0 | 0 | 0 | 0 | 0 | 0 | 0
00 Ret.ExistDryFGD & HRI & CCS | 0 | 0 | 0 | 0 | 0 | 0 | 0
00 Ret.ExistDryFGD & SCR | 0 | 12.2595 | 12.2595 | 12.2595 | 12.2595 | 12.2595 | 12.2595
00 Ret.ExistDryFGD & SCR & CCS | 0 | 0 | 0 | 0 | 0 | 0 | 0
00 Ret.ExistDryFGD & SCR & HRI | 0 | 0 | 0 | 0 | 0 | 0 | 0
00 Ret.ExistDryFGD & SCR & HRI & CCS | 0 | 0 | 0 | 0 | 0 | 0 | 0
00 Ret.ExistDryFGD & SNCR | 0 | 0 | 0 | 0 | 0 | 0 | 0
00 Ret.ExistDryFGD & SNCR & HRI | 0 | 0 | 0 | 0 | 0 | 0 | 0
00 Ret.ExistDryFGD_ACI & CCS | 0 | 0 | 0 | 0 | 0 | 0 | 0
00 Ret.ExistDryFGD_ACI & HRI | 0 | 0 | 0 | 0 | 0 | 0 | 0
00 Ret.ExistDryFGD_ACI & HRI & CCS | 0 | 0 | 0 | 0 | 0 | 0 | 0
00 Ret.ExistDryFGD_ACI & SCR | 17.2709 | 25.6513 | 25.4613 | 25.6513 | 25.1803 | 23.5364 | 22.7427
00 Ret.ExistDryFGD_ACI & SCR & CCS | 0 | 0 | 0 | 0 | 0 | 0 | 0
00 Ret.ExistDryFGD_ACI & SCR & HRI | 0 | 0 | 0 | 0 | 0 | 0 | 0
00 Ret.ExistDryFGD_ACI & SCR & HRI & CCS | 0 | 0 | 0 | 0 | 0 | 0 | 0
00 Ret.ExistDryFGD_SCR & ACI & CCS | 0 | 0 | 0 | 0 | 0 | 0 | 0
00 Ret.ExistDryFGD_SCR & ACI & HRI | 0 | 0 | 0 | 0 | 0 | 0 | 0
00 Ret.ExistDryFGD_SCR & ACI & HRI & CCS | 0 | 0 | 0 | 0 | 0 | 0 | 0
00 Ret.ExistDryFGD_SCR & CCS | 0 | 0 | 0 | 0 | 0 | 0 | 0
00 Ret.ExistDryFGD_SNCR & ACI & HRI | 0 | 0 | 0 | 0 | 0 | 0 | 0
00 Ret.ExistDSI & ACI | 0.025388 | 0.025388 | 0.025388 | 0.025388 | 0.025388 | 0.025388 | 0.025388
00 Ret.ExistDSI & ACI & HRI | 0 | 0 | 0 | 0 | 0 | 0 | 0
00 Ret.ExistDSI & ACI & SCR | 0 | 0 | 0 | 0 | 0 | 0 | 0
00 Ret.ExistDSI & ACI & SCR & DryFGD & CCS | 0 | 0 | 0 | 0 | 0 | 0 | 0
00 Ret.ExistDSI & ACI & SCR & DryFGD & HRI | 0 | 0 | 0 | 0 | 0 | 0 | 0
00 Ret.ExistDSI & ACI & SCR & DryFGD & HRI & CCS | 0 | 0 | 0 | 0 | 0 | 0 | 0
00 Ret.ExistDSI & ACI & SCR & HRI | 0 | 0 | 0 | 0 | 0 | 0 | 0
00 Ret.ExistDSI & ACI & SCR & WetFGD & CCS | 0 | 0 | 0 | 0 | 0 | 0 | 0
00 Ret.ExistDSI & ACI & SCR & WetFGD & HRI | 0 | 0 | 0 | 0 | 0 | 0 | 0
00 Ret.ExistDSI & ACI & SCR & WetFGD & HRI & CCS | 0 | 0 | 0 | 0 | 0 | 0 | 0
00 Ret.ExistDSI & DryFGD | 0 | 0 | 0 | 0 | 0 | 0 | 0
00 Ret.ExistDSI & DryFGD & ACI | 0 | 0 | 0 | 0 | 0 | 0 | 0
00 Ret.ExistDSI & DryFGD & ACI & CCS | 0 | 0 | 0 | 0 | 0 | 0 | 0
00 Ret.ExistDSI & DryFGD & ACI & HRI | 0 | 0 | 0 | 0 | 0 | 0 | 0
00 Ret.ExistDSI & DryFGD & ACI & HRI & CCS | 0 | 0 | 0 | 0 | 0 | 0 | 0
00 Ret.ExistDSI & DryFGD & CCS | 0 | 0 | 0 | 0 | 0 | 0 | 0
00 Ret.ExistDSI & DryFGD & HRI | 0 | 0 | 0 | 0 | 0 | 0 | 0
00 Ret.ExistDSI & DryFGD & HRI & CCS | 0 | 0 | 0 | 0 | 0 | 0 | 0
00 Ret.ExistDSI & HRI | 0 | 0 | 0 | 0 | 0 | 0 | 0
00 Ret.ExistDSI & SCR | 0 | 0 | 0 | 0 | 0 | 0 | 0
00 Ret.ExistDSI & SCR & DryFGD | 0 | 0 | 0 | 0 | 0 | 0 | 0
00 Ret.ExistDSI & SCR & DryFGD & ACI | 0 | 0 | 0 | 0 | 0 | 0 | 0
00 Ret.ExistDSI & SCR & DryFGD & CCS | 0 | 0 | 0 | 0 | 0 | 0 | 0
00 Ret.ExistDSI & SCR & DryFGD & HRI | 0 | 0 | 0 | 0 | 0 | 0 | 0
00 Ret.ExistDSI & SCR & DryFGD & HRI & CCS | 0 | 0 | 0 | 0 | 0 | 0 | 0
00 Ret.ExistDSI & SCR & HRI | 0 | 0 | 0 | 0 | 0 | 0 | 0
00 Ret.ExistDSI & SCR & WetFGD | 0 | 0 | 0 | 0 | 0 | 0 | 0
00 Ret.ExistDSI & SCR & WetFGD & ACI | 0 | 0 | 0 | 0 | 0 | 0 | 0
00 Ret.ExistDSI & SCR & WetFGD & CCS | 0 | 0 | 0 | 0 | 0 | 0 | 0
00 Ret.ExistDSI & SCR & WetFGD & HRI | 0 | 0 | 0 | 0 | 0 | 0 | 0
00 Ret.ExistDSI & SCR & WetFGD & HRI & CCS | 0 | 0 | 0 | 0 | 0 | 0 | 0
00 Ret.ExistDSI & SNCR | 0 | 0 | 0 | 0 | 0 | 0 | 0
00 Ret.ExistDSI & SNCR & ACI | 0 | 0 | 0 | 0 | 0 | 0 | 0
00 Ret.ExistDSI & SNCR & ACI & HRI | 0 | 0 | 0 | 0 | 0 | 0 | 0
00 Ret.ExistDSI & SNCR & DryFGD | 0 | 0 | 0 | 0 | 0 | 0 | 0
00 Ret.ExistDSI & SNCR & DryFGD & ACI | 0 | 0 | 0 | 0 | 0 | 0 | 0
00 Ret.ExistDSI & SNCR & DryFGD & ACI & HRI | 0 | 0 | 0 | 0 | 0 | 0 | 0
00 Ret.ExistDSI & SNCR & DryFGD & HRI | 0 | 0 | 0 | 0 | 0 | 0 | 0
00 Ret.ExistDSI & SNCR & HRI | 0 | 0 | 0 | 0 | 0 | 0 | 0
00 Ret.ExistDSI & SNCR & WetFGD | 0 | 0 | 0 | 0 | 0 | 0 | 0
00 Ret.ExistDSI & SNCR & WetFGD & ACI | 0 | 0 | 0 | 0 | 0 | 0 | 0
00 Ret.ExistDSI & SNCR & WetFGD & ACI & HRI | 0 | 0 | 0 | 0 | 0 | 0 | 0
00 Ret.ExistDSI & SNCR & WetFGD & HRI | 0 | 0 | 0 | 0 | 0 | 0 | 0
00 Ret.ExistDSI & WetFGD | 0 | 0 | 0 | 0 | 0 | 0 | 0
00 Ret.ExistDSI & WetFGD & ACI | 0 | 0 | 0 | 0 | 0 | 0 | 0
00 Ret.ExistDSI & WetFGD & ACI & CCS | 0 | 0 | 0 | 0 | 0 | 0 | 0
00 Ret.ExistDSI & WetFGD & ACI & HRI | 0 | 0 | 0 | 0 | 0 | 0 | 0
00 Ret.ExistDSI & WetFGD & ACI & HRI & CCS | 0 | 0 | 0 | 0 | 0 | 0 | 0
00 Ret.ExistDSI & WetFGD & CCS | 0 | 0 | 0 | 0 | 0 | 0 | 0
00 Ret.ExistDSI & WetFGD & HRI | 0 | 0 | 0 | 0 | 0 | 0 | 0
00 Ret.ExistDSI & WetFGD & HRI & CCS | 0 | 0 | 0 | 0 | 0 | 0 | 0
00 Ret.ExistSCR & ACI | 0 | 0 | 0 | 0 | 0 | 0 | 0
00 Ret.ExistSCR & ACI & DryFGD | 0 | 0 | 0 | 0 | 0 | 0 | 0
00 Ret.ExistSCR & ACI & DryFGD & HRI | 0 | 0 | 0 | 0 | 0 | 0 | 0
00 Ret.ExistSCR & ACI & DSI | 43.334 | 43.7954 | 69.3349 | 62.7333 | 43.7954 | 43.7954 | 43.7954
00 Ret.ExistSCR & ACI & DSI & DryFGD | 0 | 0 | 0 | 0 | 0 | 0 | 0
00 Ret.ExistSCR & ACI & DSI & DryFGD & HRI | 0 | 0 | 0 | 0 | 0 | 0 | 0
00 Ret.ExistSCR & ACI & DSI & HRI | 0 | 0 | 0 | 0 | 0 | 0 | 0
00 Ret.ExistSCR & ACI & DSI & WetFGD | 0 | 0 | 0 | 0 | 0 | 0 | 0
00 Ret.ExistSCR & ACI & DSI & WetFGD & HRI | 0 | 0 | 0 | 0 | 0 | 0 | 0
00 Ret.ExistSCR & ACI & HRI | 0 | 0 | 0 | 0 | 0 | 0 | 0
00 Ret.ExistSCR & ACI & WetFGD | 0 | 0 | 0 | 0 | 0 | 0 | 0
00 Ret.ExistSCR & ACI & WetFGD & HRI | 0 | 0 | 0 | 0 | 0 | 0 | 0
00 Ret.ExistSCR & DryFGD | 0 | 0 | 0 | 0 | 0 | 0 | 0
00 Ret.ExistSCR & DryFGD & ACI & CCS | 0 | 0 | 0 | 0 | 0 | 0 | 0
00 Ret.ExistSCR & DryFGD & ACI & HRI & CCS | 0 | 0 | 0 | 0 | 0 | 0 | 0
00 Ret.ExistSCR & DryFGD & CCS | 0 | 0 | 0 | 0 | 0 | 0 | 0
00 Ret.ExistSCR & DryFGD & HRI | 0 | 0 | 0 | 0 | 0 | 0 | 0
00 Ret.ExistSCR & DryFGD & HRI & CCS | 0 | 0 | 0 | 0 | 0 | 0 | 0
00 Ret.ExistSCR & DSI | 0 | 0 | 0 | 0 | 0 | 0 | 0
00 Ret.ExistSCR & DSI & DryFGD | 0 | 0 | 0 | 0 | 0 | 0 | 0
00 Ret.ExistSCR & DSI & DryFGD & HRI | 0 | 0 | 0 | 0 | 0 | 0 | 0
00 Ret.ExistSCR & DSI & HRI | 0 | 0 | 0 | 0 | 0 | 0 | 0
00 Ret.ExistSCR & DSI & WetFGD | 0 | 0 | 0 | 0 | 0 | 0 | 0
00 Ret.ExistSCR & DSI & WetFGD & HRI | 0 | 0 | 0 | 0 | 0 | 0 | 0
00 Ret.ExistSCR & HRI | 0 | 0 | 0 | 0 | 0 | 0 | 0
00 Ret.ExistSCR & WetFGD | 29.4394 | 29.4394 | 29.3886 | 29.4394 | 29.4394 | 29.4394 | 29.4394
00 Ret.ExistSCR & WetFGD & ACI & CCS | 0 | 0 | 0 | 0 | 0 | 0 | 0
00 Ret.ExistSCR & WetFGD & ACI & HRI & CCS | 0 | 0 | 0 | 0 | 0 | 0 | 0
00 Ret.ExistSCR & WetFGD & CCS | 0 | 0 | 0 | 0 | 0 | 0 | 0
00 Ret.ExistSCR & WetFGD & HRI | 0 | 0 | 0 | 0 | 0 | 0 | 0
00 Ret.ExistSCR & WetFGD & HRI & CCS | 0 | 0 | 0 | 0 | 0 | 0 | 0
00 Ret.ExistSCR_ACI & DryFGD | 9.5942 | 9.5942 | 9.5773 | 9.5942 | 9.5942 | 9.5942 | 9.5942
00 Ret.ExistSCR_ACI & DryFGD & CCS | 0 | 0 | 0 | 0 | 0 | 0 | 0
00 Ret.ExistSCR_ACI & DryFGD & HRI | 0 | 0 | 0 | 0 | 0 | 0 | 0
00 Ret.ExistSCR_ACI & DryFGD & HRI & CCS | 0 | 0 | 0 | 0 | 0 | 0 | 0
00 Ret.ExistSCR_ACI & DSI | 0 | 0 | 0 | 0 | 0 | 0 | 0
00 Ret.ExistSCR_ACI & DSI & HRI | 0 | 0 | 0 | 0 | 0 | 0 | 0
00 Ret.ExistSCR_ACI & HRI | 0 | 0 | 0 | 0 | 0 | 0 | 0
00 Ret.ExistSCR_ACI & WetFGD | 0 | 0 | 0 | 0 | 0 | 0 | 0
00 Ret.ExistSCR_ACI & WetFGD & CCS | 0 | 0 | 0 | 0 | 0 | 0 | 0
00 Ret.ExistSCR_ACI & WetFGD & HRI | 0 | 0 | 0 | 0 | 0 | 0 | 0
00 Ret.ExistSCR_ACI & WetFGD & HRI & CCS | 0 | 0 | 0 | 0 | 0 | 0 | 0
00 Ret.ExistSCR_DryFGD & ACI | 25.7066 | 25.6993 | 25.6753 | 25.6993 | 25.6993 | 25.6993 | 25.6993
00 Ret.ExistSCR_DryFGD & HRI | 0 | 0 | 0 | 0 | 0 | 0 | 0
00 Ret.ExistSCR_DryFGD & HRI & CCS | 0 | 0 | 0 | 0 | 0 | 0 | 0
00 Ret.ExistSCR_DryFGD_ACI & CCS | 0 | 0 | 0 | 0 | 0 | 0 | 0
00 Ret.ExistSCR_DryFGD_ACI & HRI | 0 | 0 | 0 | 0 | 0 | 0 | 0
00 Ret.ExistSCR_DryFGD_ACI & HRI & CCS | 0 | 0 | 0 | 0 | 0 | 0 | 0
00 Ret.ExistSCR_DryFGD_ACI_DSI & CCS | 0 | 0 | 0 | 0 | 0 | 0 | 0
00 Ret.ExistSCR_DryFGD_ACI_DSI & HRI | 0 | 0 | 0 | 0 | 0 | 0 | 0
00 Ret.ExistSCR_DryFGD_ACI_DSI & HRI & CCS | 0 | 0 | 0 | 0 | 0 | 0 | 0
00 Ret.ExistSCR_DSI & ACI | 0 | 0 | 0 | 0 | 0 | 0 | 0
00 Ret.ExistSCR_DSI & ACI & HRI | 0 | 0 | 0 | 0 | 0 | 0 | 0
00 Ret.ExistSCR_DSI & DryFGD | 0 | 0 | 0 | 0 | 0 | 0 | 0
00 Ret.ExistSCR_DSI & DryFGD & ACI | 0 | 0 | 0 | 0 | 0 | 0 | 0
00 Ret.ExistSCR_DSI & DryFGD & ACI & HRI | 0 | 0 | 0 | 0 | 0 | 0 | 0
00 Ret.ExistSCR_DSI & DryFGD & HRI | 0 | 0 | 0 | 0 | 0 | 0 | 0
00 Ret.ExistSCR_DSI & HRI | 0 | 0 | 0 | 0 | 0 | 0 | 0
00 Ret.ExistSCR_DSI & WetFGD | 0 | 0 | 0 | 0 | 0 | 0 | 0
00 Ret.ExistSCR_DSI & WetFGD & ACI | 0 | 0 | 0 | 0 | 0 | 0 | 0
00 Ret.ExistSCR_DSI & WetFGD & ACI & HRI | 0 | 0 | 0 | 0 | 0 | 0 | 0
00 Ret.ExistSCR_DSI & WetFGD & HRI | 0 | 0 | 0 | 0 | 0 | 0 | 0
00 Ret.ExistSCR_WetFGD & ACI | 189.7137 | 207.9556 | 221.3609 | 219.3527 | 201.468 | 199.8865 | 194.9413
00 Ret.ExistSCR_WetFGD & HRI | 0 | 0 | 0 | 0 | 0 | 0 | 0
00 Ret.ExistSCR_WetFGD & HRI & CCS | 0 | 0 | 0 | 0 | 0 | 0 | 0
00 Ret.ExistSCR_WetFGD_ACI & CCS | 0 | 0 | 0 | 0 | 0 | 0 | 0
00 Ret.ExistSCR_WetFGD_ACI & HRI | 0 | 0 | 0 | 0 | 0 | 0 | 0
00 Ret.ExistSCR_WetFGD_ACI & HRI & CCS | 0 | 0 | 0 | 0 | 0 | 0 | 0
00 Ret.ExistSCR_WetFGD_ACI_DSI & CCS | 0 | 0 | 0 | 0 | 0 | 0 | 0
00 Ret.ExistSCR_WetFGD_ACI_DSI & HRI | 0 | 0 | 0 | 0 | 0 | 0 | 0
00 Ret.ExistSCR_WetFGD_ACI_DSI & HRI & CCS | 0 | 0 | 0 | 0 | 0 | 0 | 0
00 Ret.ExistSCR_WetFGD_DSI & HRI | 0 | 0 | 0 | 0 | 0 | 0 | 0
00 Ret.ExistSCR_WetFGD_DSI & HRI & CCS | 0 | 0 | 0 | 0 | 0 | 0 | 0
00 Ret.ExistSNCR & ACI | 0 | 0 | 0 | 0 | 0 | 0 | 0
00 Ret.ExistSNCR & ACI & DryFGD | 0 | 0 | 0 | 0 | 0 | 0 | 0
00 Ret.ExistSNCR & ACI & DryFGD & HRI | 0 | 0 | 0 | 0 | 0 | 0 | 0
00 Ret.ExistSNCR & ACI & DSI | 2.4402 | 2.4402 | 2.4361 | 2.4402 | 2.4402 | 2.5546 | 2.4402
00 Ret.ExistSNCR & ACI & DSI & DryFGD | 0 | 0 | 0 | 0 | 0 | 0 | 0
00 Ret.ExistSNCR & ACI & DSI & DryFGD & HRI | 0 | 0 | 0 | 0 | 0 | 0 | 0
00 Ret.ExistSNCR & ACI & DSI & HRI | 0 | 0 | 0 | 0 | 0 | 0 | 0
00 Ret.ExistSNCR & ACI & DSI & WetFGD | 0 | 0 | 0 | 0 | 0 | 0 | 0
00 Ret.ExistSNCR & ACI & DSI & WetFGD & HRI | 0 | 0 | 0 | 0 | 0 | 0 | 0
00 Ret.ExistSNCR & ACI & HRI | 0 | 0 | 0 | 0 | 0 | 0 | 0
00 Ret.ExistSNCR & ACI & WetFGD | 5.5638 | 5.5638 | 5.5544 | 5.5638 | 5.5638 | 5.5638 | 5.5638
00 Ret.ExistSNCR & ACI & WetFGD & HRI | 0 | 0 | 0 | 0 | 0 | 0 | 0
00 Ret.ExistSNCR & DryFGD | 0 | 0 | 0 | 0 | 0 | 0 | 0
00 Ret.ExistSNCR & DryFGD & ACI & CCS | 0 | 0 | 0 | 0 | 0 | 0 | 0
00 Ret.ExistSNCR & DryFGD & ACI & HRI & CCS | 0 | 0 | 0 | 0 | 0 | 0 | 0
00 Ret.ExistSNCR & DryFGD & CCS | 0 | 0 | 0 | 0 | 0 | 0 | 0
00 Ret.ExistSNCR & DryFGD & HRI | 0 | 0 | 0 | 0 | 0 | 0 | 0
00 Ret.ExistSNCR & DryFGD & HRI & CCS | 0 | 0 | 0 | 0 | 0 | 0 | 0
00 Ret.ExistSNCR & DSI | 0 | 0 | 0 | 0 | 0 | 0 | 0
00 Ret.ExistSNCR & DSI & DryFGD | 0 | 0 | 0 | 0 | 0 | 0 | 0
00 Ret.ExistSNCR & DSI & DryFGD & HRI | 0 | 0 | 0 | 0 | 0 | 0 | 0
00 Ret.ExistSNCR & DSI & HRI | 0 | 0 | 0 | 0 | 0 | 0 | 0
00 Ret.ExistSNCR & DSI & WetFGD | 0 | 0 | 0 | 0 | 0 | 0 | 0
00 Ret.ExistSNCR & DSI & WetFGD & HRI | 0 | 0 | 0 | 0 | 0 | 0 | 0
00 Ret.ExistSNCR & HRI | 0 | 0 | 0 | 0 | 0 | 0 | 0
00 Ret.ExistSNCR & WetFGD | 0 | 0 | 0 | 0 | 0 | 0 | 0
00 Ret.ExistSNCR & WetFGD & ACI & CCS | 0 | 0 | 0 | 0 | 0 | 0 | 0
00 Ret.ExistSNCR & WetFGD & ACI & HRI & CCS | 0 | 0 | 0 | 0 | 0 | 0 | 0
00 Ret.ExistSNCR & WetFGD & CCS | 0 | 0 | 0 | 0 | 0 | 0 | 0
00 Ret.ExistSNCR & WetFGD & HRI | 0 | 0 | 0 | 0 | 0 | 0 | 0
00 Ret.ExistSNCR & WetFGD & HRI & CCS | 0 | 0 | 0 | 0 | 0 | 0 | 0
00 Ret.ExistSNCR_ACI & DryFGD | 22.3697 | 22.3697 | 22.3307 | 22.3697 | 22.3697 | 22.3697 | 22.3697
00 Ret.ExistSNCR_ACI & DryFGD & CCS | 0 | 0 | 0 | 0 | 0 | 0 | 0
00 Ret.ExistSNCR_ACI & DryFGD & HRI | 0 | 0 | 0 | 0 | 0 | 0 | 0
00 Ret.ExistSNCR_ACI & DryFGD & HRI & CCS | 0 | 0 | 0 | 0 | 0 | 0 | 0
00 Ret.ExistSNCR_ACI & DSI | 2.1396 | 4.869 | 5.8834 | 5.3193 | 4.869 | 4.869 | 2.1396
00 Ret.ExistSNCR_ACI & DSI & HRI | 0 | 0 | 0 | 0 | 0 | 0 | 0
00 Ret.ExistSNCR_ACI & HRI | 0 | 0 | 0 | 0 | 0 | 0 | 0
00 Ret.ExistSNCR_ACI & WetFGD | 0 | 0 | 0 | 0 | 0 | 0 | 0
00 Ret.ExistSNCR_ACI & WetFGD & CCS | 0 | 0 | 0 | 0 | 0 | 0 | 0
00 Ret.ExistSNCR_ACI & WetFGD & HRI | 0 | 0 | 0 | 0 | 0 | 0 | 0
00 Ret.ExistSNCR_ACI & WetFGD & HRI & CCS | 0 | 0 | 0 | 0 | 0 | 0 | 0
00 Ret.ExistSNCR_ACI_DSI & DryFGD | 0 | 0 | 0 | 0 | 0 | 0 | 0
00 Ret.ExistSNCR_ACI_DSI & DryFGD & HRI | 0 | 0 | 0 | 0 | 0 | 0 | 0
00 Ret.ExistSNCR_ACI_DSI & HRI | 0 | 0 | 0 | 0 | 0 | 0 | 0
00 Ret.ExistSNCR_ACI_DSI & WetFGD | 0 | 0 | 0 | 0 | 0 | 0 | 0
00 Ret.ExistSNCR_ACI_DSI & WetFGD & HRI | 0 | 0 | 0 | 0 | 0 | 0 | 0
00 Ret.ExistSNCR_DryFGD & ACI | 0 | 0 | 0 | 0 | 0 | 0 | 0
00 Ret.ExistSNCR_DryFGD & HRI | 0 | 0 | 0 | 0 | 0 | 0 | 0
00 Ret.ExistSNCR_DryFGD_ACI & CCS | 0 | 0 | 0 | 0 | 0 | 0 | 0
00 Ret.ExistSNCR_DryFGD_ACI & HRI | 0 | 0 | 0 | 0 | 0 | 0 | 0
00 Ret.ExistSNCR_DryFGD_ACI & HRI & CCS | 0 | 0 | 0 | 0 | 0 | 0 | 0
00 Ret.ExistSNCR_DSI & ACI | 0 | 0 | 0 | 0 | 0 | 0 | 0
00 Ret.ExistSNCR_DSI & ACI & DryFGD | 0 | 0 | 0 | 0 | 0 | 0 | 0
00 Ret.ExistSNCR_DSI & ACI & DryFGD & HRI | 0 | 0 | 0 | 0 | 0 | 0 | 0
00 Ret.ExistSNCR_DSI & ACI & HRI | 0 | 0 | 0 | 0 | 0 | 0 | 0
00 Ret.ExistSNCR_DSI & ACI & WetFGD | 0 | 0 | 0 | 0 | 0 | 0 | 0
00 Ret.ExistSNCR_DSI & ACI & WetFGD & HRI | 0 | 0 | 0 | 0 | 0 | 0 | 0
00 Ret.ExistSNCR_DSI & DryFGD | 0 | 0 | 0 | 0 | 0 | 0 | 0
00 Ret.ExistSNCR_DSI & DryFGD & ACI & CCS | 0 | 0 | 0 | 0 | 0 | 0 | 0
00 Ret.ExistSNCR_DSI & DryFGD & ACI & HRI & CCS | 0 | 0 | 0 | 0 | 0 | 0 | 0
00 Ret.ExistSNCR_DSI & DryFGD & CCS | 0 | 0 | 0 | 0 | 0 | 0 | 0
00 Ret.ExistSNCR_DSI & DryFGD & HRI | 0 | 0 | 0 | 0 | 0 | 0 | 0
00 Ret.ExistSNCR_DSI & DryFGD & HRI & CCS | 0 | 0 | 0 | 0 | 0 | 0 | 0
00 Ret.ExistSNCR_DSI & HRI | 0 | 0 | 0 | 0 | 0 | 0 | 0
00 Ret.ExistSNCR_DSI & WetFGD | 0 | 0 | 0 | 0 | 0 | 0 | 0
00 Ret.ExistSNCR_DSI & WetFGD & ACI & CCS | 0 | 0 | 0 | 0 | 0 | 0 | 0
00 Ret.ExistSNCR_DSI & WetFGD & ACI & HRI & CCS | 0 | 0 | 0 | 0 | 0 | 0 | 0
00 Ret.ExistSNCR_DSI & WetFGD & CCS | 0 | 0 | 0 | 0 | 0 | 0 | 0
00 Ret.ExistSNCR_DSI & WetFGD & HRI | 0 | 0 | 0 | 0 | 0 | 0 | 0
00 Ret.ExistSNCR_DSI & WetFGD & HRI & CCS | 0 | 0 | 0 | 0 | 0 | 0 | 0
00 Ret.ExistSNCR_WetFGD & ACI | 49.0241 | 50.7068 | 53.1397 | 53.8382 | 52.9194 | 52.061 | 48.5147
00 Ret.ExistSNCR_WetFGD & HRI | 0 | 0 | 0 | 0 | 0 | 0 | 0
00 Ret.ExistSNCR_WetFGD & HRI & CCS | 0 | 0 | 0 | 0 | 0 | 0 | 0
00 Ret.ExistSNCR_WetFGD_ACI & CCS | 0 | 0 | 0 | 0 | 0 | 0 | 0
00 Ret.ExistSNCR_WetFGD_ACI & HRI | 0 | 0 | 0 | 0 | 0 | 0 | 0
00 Ret.ExistSNCR_WetFGD_ACI & HRI & CCS | 0 | 0 | 0 | 0 | 0 | 0 | 0
00 Ret.ExistSNCR_WetFGD_ACI_DSI & CCS | 0 | 0 | 0 | 0 | 0 | 0 | 0
00 Ret.ExistSNCR_WetFGD_ACI_DSI & HRI | 0 | 0 | 0 | 0 | 0 | 0 | 0
00 Ret.ExistSNCR_WetFGD_ACI_DSI & HRI & CCS | 0 | 0 | 0 | 0 | 0 | 0 | 0
00 Ret.ExistWetFGD & ACI | 226.0776 | 176.1913 | 187.1805 | 184.4518 | 168.0873 | 166.2804 | 166.2804
00 Ret.ExistWetFGD & ACI & CCS | 0 | 0 | 0 | 0 | 0 | 0 | 0
00 Ret.ExistWetFGD & ACI & HRI | 0 | 0 | 0 | 0 | 0 | 0 | 0
00 Ret.ExistWetFGD & ACI & HRI & CCS | 0 | 0 | 0 | 0 | 0 | 0 | 0
00 Ret.ExistWetFGD & ACI & SCR | 0 | 53.774 | 53.6811 | 53.774 | 53.774 | 53.774 | 53.774
00 Ret.ExistWetFGD & ACI & SCR & CCS | 0 | 0 | 0 | 0 | 0 | 0 | 0
00 Ret.ExistWetFGD & ACI & SCR & HRI | 0 | 0 | 0 | 0 | 0 | 0 | 0
00 Ret.ExistWetFGD & ACI & SCR & HRI & CCS | 0 | 0 | 0 | 0 | 0 | 0 | 0
00 Ret.ExistWetFGD & ACI & SNCR | 0 | 0 | 0 | 0 | 0 | 0 | 0
00 Ret.ExistWetFGD & ACI & SNCR & HRI | 0 | 0 | 0 | 0 | 0 | 0 | 0
00 Ret.ExistWetFGD & CCS | 0 | 0 | 0 | 0 | 0 | 0 | 0
00 Ret.ExistWetFGD & HRI | 0 | 0 | 0 | 0 | 0 | 0 | 0
00 Ret.ExistWetFGD & HRI & CCS | 0 | 0 | 0 | 0 | 0 | 0 | 0
00 Ret.ExistWetFGD & SCR | 96.7597 | 121.4746 | 122.0952 | 131.6274 | 131.6274 | 131.103 | 130.748
00 Ret.ExistWetFGD & SCR & CCS | 0 | 0 | 0 | 0 | 0 | 0 | 0
00 Ret.ExistWetFGD & SCR & HRI | 0 | 0 | 0 | 0 | 0 | 0 | 0
00 Ret.ExistWetFGD & SCR & HRI & CCS | 0 | 0 | 0 | 0 | 0 | 0 | 0
00 Ret.ExistWetFGD & SNCR | 0 | 0 | 0 | 0 | 0 | 0 | 0
00 Ret.ExistWetFGD & SNCR & HRI | 0 | 0 | 0 | 0 | 0 | 0 | 0
00 Ret.ExistWetFGD_ACI & CCS | 0 | 0 | 0 | 0 | 0 | 0 | 0
00 Ret.ExistWetFGD_ACI & HRI | 0 | 0 | 0 | 0 | 0 | 0 | 0
00 Ret.ExistWetFGD_ACI & HRI & CCS | 0 | 0 | 0 | 0 | 0 | 0 | 0
00 Ret.ExistWetFGD_ACI & SCR | 0 | 6.0647 | 6.0647 | 6.0647 | 6.0647 | 6.0647 | 6.0647
00 Ret.ExistWetFGD_ACI & SCR & CCS | 0 | 0 | 0 | 0 | 0 | 0 | 0
00 Ret.ExistWetFGD_ACI & SCR & HRI | 0 | 0 | 0 | 0 | 0 | 0 | 0
00 Ret.ExistWetFGD_ACI & SCR & HRI & CCS | 0 | 0 | 0 | 0 | 0 | 0 | 0
00 Ret.ExistWetFGD_ACI & SNCR | 0 | 0 | 0 | 0 | 0 | 0 | 0
00 Ret.ExistWetFGD_ACI & SNCR & HRI | 0 | 0 | 0 | 0 | 0 | 0 | 0
00 Ret.ExistWetFGD_ACI_DSI & CCS | 0 | 0 | 0 | 0 | 0 | 0 | 0
00 Ret.ExistWetFGD_ACI_DSI & HRI | 0 | 0 | 0 | 0 | 0 | 0 | 0
00 Ret.ExistWetFGD_ACI_DSI & HRI & CCS | 0 | 0 | 0 | 0 | 0 | 0 | 0
00 Ret.ExistWetFGD_ACI_DSI & SCR | 0 | 0 | 0 | 0 | 0 | 0 | 0
00 Ret.ExistWetFGD_ACI_DSI & SCR & CCS | 0 | 0 | 0 | 0 | 0 | 0 | 0
00 Ret.ExistWetFGD_ACI_DSI & SCR & HRI | 0 | 0 | 0 | 0 | 0 | 0 | 0
00 Ret.ExistWetFGD_ACI_DSI & SCR & HRI & CCS | 0 | 0 | 0 | 0 | 0 | 0 | 0
00 Ret.ExistWetFGD_SCR & ACI & CCS | 0 | 0 | 0 | 0 | 0 | 0 | 0
00 Ret.ExistWetFGD_SCR & ACI & HRI | 0 | 0 | 0 | 0 | 0 | 0 | 0
00 Ret.ExistWetFGD_SCR & ACI & HRI & CCS | 0 | 0 | 0 | 0 | 0 | 0 | 0
00 Ret.ExistWetFGD_SCR & CCS | 0 | 0 | 0 | 0 | 0 | 0 | 0
00 Ret.ExistWetFGD_SCR_DSI & CCS | 0 | 0 | 0 | 0 | 0 | 0 | 0
00 Ret.ExistWetFGD_SNCR & ACI & CCS | 0 | 0 | 0 | 0 | 0 | 0 | 0
00 Ret.ExistWetFGD_SNCR & ACI & HRI | 0 | 0 | 0 | 0 | 0 | 0 | 0
00 Ret.ExistWetFGD_SNCR & ACI & HRI & CCS | 0 | 0 | 0 | 0 | 0 | 0 | 0
00 Ret.ExistWetFGD_SNCR & CCS | 0 | 0 | 0 | 0 | 0 | 0 | 0
00 Ret.FB & ACI | 9.8599 | 11.2879 | 11.2879 | 11.2879 | 10.6691 | 10.6691 | 10.7413
00 Ret.FB & ACI & HRI | 0 | 0 | 0 | 0 | 0 | 0 | 0
00 Ret.FB & HRI | 0 | 0 | 0 | 0 | 0 | 0 | 0
00 Ret.FB DryFGD | 0 | 0 | 0 | 0 | 0 | 0 | 0
00 Ret.FB DryFGD & ACI | 0 | 0 | 0 | 0 | 0 | 0 | 0
00 Ret.FB DryFGD & ACI & HRI | 0 | 0 | 0 | 0 | 0 | 0 | 0
00 Ret.FB DryFGD & HRI | 0 | 0 | 0 | 0 | 0 | 0 | 0
00 Ret.FB DryFGD & SCR | 0 | 0 | 0 | 0 | 0 | 0 | 0
00 Ret.FB DryFGD & SCR & HRI | 0 | 0 | 0 | 0 | 0 | 0 | 0
00 Ret.FB DryFGD & SNCR | 0 | 0 | 0 | 0 | 0 | 0 | 0
00 Ret.FB DryFGD & SNCR & HRI | 0 | 0 | 0 | 0 | 0 | 0 | 0
00 Ret.FB SNCR & DryFGD & ACI | 0 | 0 | 0 | 0 | 0 | 0 | 0
00 Ret.FB SNCR & DryFGD & ACI & HRI | 0 | 0 | 0 | 0 | 0 | 0 | 0
00 Ret.FB-ACI & SNCR | 0 | 0 | 0 | 0 | 0 | 0 | 0
00 Ret.FB-ACI & SNCR & CCS | 0 | 0 | 0 | 0 | 0 | 0 | 0
00 Ret.FB-ACI & SNCR & HRI | 0 | 0 | 0 | 0 | 0 | 0 | 0
00 Ret.FB-ACI & SNCR & HRI & CCS | 0 | 0 | 0 | 0 | 0 | 0 | 0
00 Ret.FB-Exist ACI & DryFGD | 0 | 0 | 0 | 0 | 0 | 0 | 0
00 Ret.FB-Exist ACI & DryFGD & HRI | 0 | 0 | 0 | 0 | 0 | 0 | 0
00 Ret.FB-Exist ACI & DryFGD & SNCR | 0 | 0 | 0 | 0 | 0 | 0 | 0
00 Ret.FB-Exist ACI & DryFGD & SNCR & HRI | 0 | 0 | 0 | 0 | 0 | 0 | 0
00 Ret.FB-Exist ACI & SNCR | 0 | 0 | 0 | 0 | 0 | 0 | 0
00 Ret.FB-Exist ACI & SNCR & HRI | 0 | 0 | 0 | 0 | 0 | 0 | 0
00 Ret.FB-ExistACI & HRI | 0 | 0 | 0 | 0 | 0 | 0 | 0
00 Ret.FB-ExistDryFGD & HRI | 0 | 0 | 0 | 0 | 0 | 0 | 0
00 Ret.FB-ExistDryFGD & SNCR | 0 | 0 | 0 | 0 | 0 | 0 | 0
00 Ret.FB-ExistDryFGD & SNCR & HRI | 0 | 0 | 0 | 0 | 0 | 0 | 0
00 Ret.FB-ExistDryFGD_SNCR & ACI | 0 | 0 | 0 | 0 | 0 | 0 | 0
00 Ret.FB-ExistDryFGD_SNCR & ACI & HRI | 0 | 0 | 0 | 0 | 0 | 0 | 0
00 Ret.FB-ExistDryFGD_SNCR & HRI | 0 | 0 | 0 | 0 | 0 | 0 | 0
00 Ret.FB-ExistDryFGD_SNCR_ACI & HRI | 0 | 0 | 0 | 0 | 0 | 0 | 0
00 Ret.FB-ExistDryFGD_SNCR_ACI & HRI & CCS | 0 | 0 | 0 | 0 | 0 | 0 | 0
00 Ret.FB-ExistSNCR & ACI | 1.5061 | 1.5061 | 1.5061 | 1.5061 | 1.5061 | 1.5061 | 1.5061
00 Ret.FB-ExistSNCR & ACI & HRI | 0 | 0 | 0 | 0 | 0 | 0 | 0
00 Ret.FB-ExistSNCR & DryFGD | 0 | 0 | 0 | 0 | 0 | 0 | 0
00 Ret.FB-ExistSNCR & DryFGD & ACI | 0 | 0 | 0 | 0 | 0 | 0 | 0
00 Ret.FB-ExistSNCR & DryFGD & ACI & HRI | 0 | 0 | 0 | 0 | 0 | 0 | 0
00 Ret.FB-ExistSNCR & DryFGD & HRI | 0 | 0 | 0 | 0 | 0 | 0 | 0
00 Ret.FB-ExistSNCR & HRI | 0 | 0 | 0 | 0 | 0 | 0 | 0
00 Ret.FB-ExistWetFGD_SNCR_ACI & HRI | 0 | 0 | 0 | 0 | 0 | 0 | 0
00 Ret.FB-SCR & DryFGD & ACI | 0 | 0 | 0 | 0 | 0 | 0 | 0
00 Ret.FB-SCR & DryFGD & ACI & HRI | 0 | 0 | 0 | 0 | 0 | 0 | 0
00 Ret.FB-SNCR | 0 | 0 | 0 | 0 | 0 | 0 | 0
00 Ret.FB-SNCR & HRI | 0 | 0 | 0 | 0 | 0 | 0 | 0
00 Ret.HRI | 0 | 0 | 0 | 0 | 0 | 0 | 0
00 Ret.Oil/Gas Steam SCR | 0.037451 | 0 | 0 | 0 | 0 | 0 | 0
00 Ret.SCR | 0.0035114 | 0.0035114 | 0.00021843 | 0.00021843 | 0.00021844 | 0.00021844 | 0.00021843
00 Ret.SCR & DryFGD | 0 | 0 | 0 | 0 | 0 | 0 | 0
00 Ret.SCR & DryFGD & ACI | 0 | 0 | 0 | 0 | 0 | 0 | 0
00 Ret.SCR & DryFGD & CCS | 0 | 0 | 0 | 0 | 0 | 0 | 0
00 Ret.SCR & DryFGD & HRI | 0 | 0 | 0 | 0 | 0 | 0 | 0
00 Ret.SCR & DryFGD & HRI & CCS | 0 | 0 | 0 | 0 | 0 | 0 | 0
00 Ret.SCR & DSI | 0 | 0 | 0 | 0 | 0 | 0 | 0
00 Ret.SCR & DSI & DryFGD | 0 | 0 | 0 | 0 | 0 | 0 | 0
00 Ret.SCR & DSI & DryFGD & HRI | 0 | 0 | 0 | 0 | 0 | 0 | 0
00 Ret.SCR & DSI & HRI | 0 | 0 | 0 | 0 | 0 | 0 | 0
00 Ret.SCR & DSI & WetFGD | 0 | 0 | 0 | 0 | 0 | 0 | 0
00 Ret.SCR & DSI & WetFGD & HRI | 0 | 0 | 0 | 0 | 0 | 0 | 0
00 Ret.SCR & HRI | 0 | 0 | 0 | 0 | 0 | 0 | 0
00 Ret.SCR & WetFGD | 11.147 | 11.147 | 11.1276 | 11.147 | 11.147 | 11.147 | 11.147
00 Ret.SCR & WetFGD & ACI | 0 | 0 | 0 | 0 | 0 | 0 | 0
00 Ret.SCR & WetFGD & CCS | 0 | 0 | 0 | 0 | 0 | 0 | 0
00 Ret.SCR & WetFGD & HRI | 0 | 0 | 0 | 0 | 0 | 0 | 0
00 Ret.SCR & WetFGD & HRI & CCS | 0 | 0 | 0 | 0 | 0 | 0 | 0
00 Ret.SNCR | 0 | 0 | 0 | 0 | 0 | 0 | 0
00 Ret.SNCR & DryFGD | 0 | 0 | 0 | 0 | 0 | 0 | 0
00 Ret.SNCR & DryFGD & ACI | 0 | 0 | 0 | 0 | 0 | 0 | 0
00 Ret.SNCR & DryFGD & ACI & HRI | 0 | 0 | 0 | 0 | 0 | 0 | 0
00 Ret.SNCR & DryFGD & HRI | 0 | 0 | 0 | 0 | 0 | 0 | 0
00 Ret.SNCR & DSI | 0 | 0 | 0 | 0 | 0 | 0 | 0
00 Ret.SNCR & DSI & HRI | 0 | 0 | 0 | 0 | 0 | 0 | 0
00 Ret.SNCR & HRI | 0 | 0 | 0 | 0 | 0 | 0 | 0
00 Ret.SNCR & WetFGD | 0 | 0 | 0 | 0 | 0 | 0 | 0
00 Ret.SNCR & WetFGD & ACI | 0 | 0 | 0 | 0 | 0 | 0 | 0
00 Ret.SNCR & WetFGD & ACI & HRI | 0 | 0 | 0 | 0 | 0 | 0 | 0
00 Ret.SNCR & WetFGD & HRI | 0 | 0 | 0 | 0 | 0 | 0 | 0
00 Ret.WetFGD | 0 | 0 | 0 | 0 | 0 | 0 | 0
00 Ret.WetFGD & ACI & CCS | 0 | 0 | 0 | 0 | 0 | 0 | 0
00 Ret.WetFGD & ACI & HRI & CCS | 0 | 0 | 0 | 0 | 0 | 0 | 0
00 Ret.WetFGD & CCS | 0 | 0 | 0 | 0 | 0 | 0 | 0
00 Ret.WetFGD & HRI | 0 | 0 | 0 | 0 | 0 | 0 | 0
00 Ret.WetFGD & HRI & CCS | 0 | 0 | 0 | 0 | 0 | 0 | 0
00 CC Retirement | 0 | 0 | 0 | 0 | 0 | 0 | 0
00 CT Retirement | 0 | 0 | 0 | 0 | 0 | 0 | 0
00 O/G Retirement | 0 | 0 | 0 | 0 | 0 | 0 | 0
00 Coal Retirement | 0 | 0 | 0 | 0 | 0 | 0 | 0
00 IGCC Retirement | 0 | 0 | 0 | 0 | 0 | 0 | 0
00 Nuke Retirement | 0 | 0 | 0 | 0 | 0 | 0 | 0
00 Non-Fossil Retirement | 0 | 0 | 0 | 0 | 0 | 0 | 0
Total | 13834.7981 | 14110.6467 | 14296.9074 | 14761.8781 | 15260.9902 | 16209.2564 | 17233.3555
(**) Ind. Boiler generation, not included in the total
14. Capacity Factor by Capacity Reporting Type [%]
00 New Combined Cycle | N/A | 85.7704 | 85.9818 | 86.3824 | 86.3629 | 83.4156 | 84.6788
00 New Combined Cycle - Uncontrolled | N/A | N/A | N/A | N/A | N/A | N/A | N/A
00 New Combined Cycle with Carbon Capture | N/A | N/A | N/A | N/A | N/A | N/A | N/A
00 New Combustion Turbine | 5.2488 | 4.5179 | 3.983 | 4.9478 | 3.2526 | 2.0005 | 1.8791
00 New Energy Efficiency | N/A | N/A | N/A | N/A | N/A | N/A | N/A
00 New Hydro | N/A | N/A | 63.7684 | 62.1035 | 62.5267 | 62.5267 | 62.5267
00 New Nuclear | N/A | N/A | N/A | N/A | N/A | N/A | N/A
00 New Biomass | N/A | N/A | N/A | N/A | N/A | N/A | N/A
00 New Geothermal | N/A | N/A | 87 | 87 | 87 | 87 | 87
00 New Landfill Gas | N/A | N/A | N/A | N/A | N/A | N/A | N/A
00 New Offshore Wind | N/A | N/A | N/A | N/A | N/A | N/A | N/A
00 New Onshore Wind | 37.0063 | 42.0896 | 42.1335 | 41.6767 | 39.2082 | 39.2552 | 39.304
00 New Solar PV | 20.4428 | 20.4218 | 20.6684 | 21.3518 | 22.2166 | 21.9196 | 21.917
00 New Solar Thermal | N/A | N/A | N/A | N/A | N/A | N/A | N/A
00 New Fuel Cell | N/A | N/A | N/A | N/A | N/A | N/A | N/A
00 New IGCC | N/A | N/A | N/A | N/A | N/A | N/A | N/A
00 New Advanced Coal with CCS | N/A | 85 | 85 | 85 | 85 | 85 | 85
00 New SPC - Uncontrolled | N/A | N/A | N/A | N/A | N/A | N/A | N/A
00 New SPC-WetFGD_SCR | N/A | N/A | N/A | N/A | N/A | N/A | N/A
00 New Future Technology | N/A | N/A | N/A | N/A | N/A | N/A | N/A
00 Exist Combined Cycle | 62.455 | 59.1895 | 54.9221 | 54.4062 | 48.4137 | 45.4959 | 43.9441
00 Exist Combustion Turbine | 1.967 | 1.5926 | 1.3068 | 1.3351 | 1.1006 | 0.88088 | 0.6824
00 Exist Coal Steam_Uncontrolled | 54.9257 | 67.3354 | 72.5293 | 65.1767 | 62.3097 | 52.1843 | 41.8046
00 Exist Coal Steam_ACI | 84.3809 | 84.9253 | 84.7295 | 84.9253 | 84.9253 | 84.9253 | 84.9253
00 Exist Coal Steam_ACI_DSI | 72.3391 | 74.4229 | 79.8714 | 79.7299 | 72.5812 | 59.5827 | 52.9558
00 Exist Coal Steam_DryFGD | 77.1971 | 76.2146 | 77.4782 | 70.361 | 63.9565 | 63.9565 | 63.9565
00 Exist Coal Steam_DryFGD_ACI | 79.6896 | 82.4379 | 83.1444 | 82.9029 | 81.7248 | 80.4855 | 80.5889
00 Exist Coal Steam_DryFGD_SCR | 56.0681 | 58.24 | 69.3568 | 57.0732 | 45.2337 | 35.6759 | 37.8576
00 Exist Coal Steam_DryFGD_SCR_ACI | 78.2183 | 80.4802 | 82.2282 | 81.9205 | 76.6835 | 79.0418 | 77.4996
00 Exist Coal Steam_DryFGD_SCR_ACI_DSI | 76.8688 | 79.0678 | 82.3673 | 82.5112 | 74.6698 | 72.03 | 65.2566
00 Exist Coal Steam_DryFGD_SNCR | 65.09 | 70.9706 | 75.4184 | 71.7649 | 66.9334 | 66.9334 | 65.09
00 Exist Coal Steam_DryFGD_SNCR_ACI | 60.7178 | 78.6576 | 78.1187 | 78.6576 | 77.4413 | 73.5158 | 71.6986
00 Exist Coal Steam_DSI | 0 | 0 | 0 | 0 | 0 | 0 | 0
00 Exist Coal Steam_SCR | 0 | 0 | 0 | 0 | 0 | 0 | 0
00 Exist Coal Steam_SCR_ACI | N/A | N/A | N/A | N/A | N/A | N/A | N/A
00 Exist Coal Steam_SCR_DSI | N/A | N/A | N/A | N/A | N/A | N/A | N/A
00 Exist Coal Steam_SNCR | 12.808 | 83.3447 | 84.0079 | 84.0185 | 82.4159 | 81.587 | 80.4921
00 Exist Coal Steam_SNCR_ACI | N/A | N/A | N/A | N/A | N/A | N/A | N/A
00 Exist Coal Steam_SNCR_ACI_DSI | N/A | N/A | N/A | N/A | N/A | N/A | N/A
00 Exist Coal Steam_SNCR_DSI | N/A | N/A | N/A | N/A | N/A | N/A | N/A
00 Exist Coal Steam_WetFGD | 79.5103 | 83.3528 | 83.4236 | 83.542 | 83.542 | 83.542 | 83.542
00 Exist Coal Steam_WetFGD_ACI | 76.0613 | 78.0961 | 82.8098 | 81.9478 | 79.8646 | 79.5901 | 74.0038
00 Exist Coal Steam_WetFGD_ACI_DSI | 70.7415 | 74.3201 | 82.9738 | 83.0123 | 67.0134 | 67.1802 | 52.4363
00 Exist Coal Steam_WetFGD_SCR | 76.585 | 79.1197 | 80.9229 | 78.7963 | 76.4105 | 74.7718 | 70.4802
00 Exist Coal Steam_WetFGD_SCR_ACI | 74.1448 | 77.263 | 80.852 | 79.2837 | 74.0347 | 73.4558 | 73.1458
00 Exist Coal Steam_WetFGD_SCR_ACI_DSI | 68.6253 | 76.5163 | 81.9 | 79.4679 | 68.9128 | 62.2464 | 56.043
00 Exist Coal Steam_WetFGD_SCR_DSI | 66.0782 | 67.9791 | 77.8089 | 71.5396 | 52.1314 | 64.564 | 59.1025
00 Exist Coal Steam_WetFGD_SNCR | 54.8701 | 57.0951 | 69.4398 | 52.2821 | 48.5294 | 35.4153 | 30.6372
00 Exist Coal Steam_WetFGD_SNCR_ACI | 79.5963 | 79.5963 | 82.1863 | 83.2318 | 81.1949 | 81.1949 | 77.151
00 Exist Coal Steam_WetFGD_SNCR_ACI_DSI | 83.2318 | 83.2318 | 83.2318 | 83.2318 | 83.2318 | 83.2318 | 83.2318
00 Exist FBC_Uncontrolled | 69.4607 | 74.235 | 81.2701 | 81.3004 | 79.2353 | 76.7563 | 64.6893
00 Exist FBC_ACI | 84.9864 | 84.9864 | 84.9864 | 84.9864 | 84.9864 | 84.9864 | 84.9864
00 Exist FBC_DryFGD | 84.0297 | 84.0297 | 84.0297 | 84.0297 | 84.0297 | N/A | N/A
00 Exist FBC_DryFGD_SNCR | 64.0779 | 71.9824 | 79.8453 | 78.1667 | 76.429 | 76.1221 | 75.8013
00 Exist FBC_DryFGD_SNCR_ACI | 70.4902 | 72.9937 | 81.5611 | 78.618 | 72.3186 | 59.8476 | 46.5202
00 Exist FBC_SNCR | 56.8911 | 56.8911 | 60.8056 | 56.8911 | 56.8911 | 56.8911 | 49.77
00 Exist FBC_SNCR_ACI | 84.0297 | 84.0297 | 84.0297 | 84.0297 | 84.0297 | 84.0297 | 84.0297
00 Exist FBC_WetFGD_SNCR_ACI | 0 | 21.068 | 26.6829 | 61.3298 | 26.6829 | 66.9446 | 84.9864
00 Exist IGCC | 75.8606 | 82.5917 | 84.2189 | 84.2386 | 84.2386 | 82.5917 | 84.2386
00 Exist Fossil_Other | 28.3367 | 28.3367 | 28.3367 | 28.3367 | 28.3367 | 28.3367 | 28.3367
00 Exist Fuel Cell | 15.4639 | 11.2185 | 11.9811 | 13.9492 | 9.9184 | 6.697 | 6.8588
00 Exist Hydro | 39.3969 | 39.4091 | 39.4091 | 39.4091 | 39.4091 | 39.4091 | 39.4091
00 Exist Non Fossil_Other | 42.6506 | 42.6506 | 42.6506 | 42.6506 | 42.6506 | 42.6506 | 42.6506
00 Exist Nuclear | 90.821 | 90.9239 | 90.7914 | 90.883 | 90.8279 | 91.6785 | 90.6545
00 Exist Oil/Gas Steam | 9.4862 | 8.8402 | 7.6063 | 5.4553 | 2.1902 | 0.55562 | 0.48266
00 Exist Oil/Gas Steam_SCR | 5.7891 | 5.799 | 4.9397 | 3.0981 | 2.0405 | 0.41065 | 0.27747
00 Exist Oil/Gas Steam_SNCR | 2.2834 | 1.9284 | 1.5118 | 1.5118 | 1.5118 | 0 | 0
00 Exist Biomass | 60.6731 | 49.9042 | 56.4172 | 55.5811 | 53.3787 | 58.1492 | 58.9953
00 Exist Landfill Gas | 58.9419 | 58.9451 | 58.9451 | 58.9451 | 58.9451 | 58.9451 | 58.9451
00 Exist Geothermal | 73.8138 | 73.8138 | 73.8138 | 73.8138 | 73.8138 | 73.8138 | 73.8138
00 Exist Pump Storage | 5.4567 | 5.463 | 5.3724 | 4.3774 | 4.1152 | 2.5941 | 2.7209
00 Exist Solar PV | 22.5027 | 22.5754 | 22.5754 | 22.5754 | 22.5754 | 22.5754 | 22.5754
00 Exist Solar Thermal | 14.5075 | 14.5075 | 14.5075 | 14.5075 | 14.5075 | 14.5075 | 14.5075
00 Exist Wind | 31.8879 | 31.8879 | 31.9161 | 31.9161 | 31.9161 | 31.9161 | 31.9161
00 International Imports | 53.86 | 53.86 | 41.3 | 9.9 | 0 | 0 | 0
00 Ret.ACI | 52.0905 | 84.9864 | 84.8426 | 84.9864 | 84.9864 | 84.9864 | 84.9864
00 Ret.ACI & DryFGD | 83.1257 | 83.7304 | 83.6837 | 83.7304 | 83.7304 | 83.7304 | 83.7304
00 Ret.ACI & DryFGD & HRI | N/A | N/A | N/A | N/A | N/A | N/A | N/A
00 Ret.ACI & DSI | 80.4777 | 80.9546 | 83.1736 | 83.4167 | 78.5746 | 81.9274 | 81.2646
00 Ret.ACI & DSI & DryFGD | N/A | N/A | N/A | N/A | N/A | N/A | N/A
00 Ret.ACI & DSI & DryFGD & HRI | N/A | N/A | N/A | N/A | N/A | N/A | N/A
00 Ret.ACI & DSI & HRI | N/A | N/A | N/A | N/A | N/A | N/A | N/A
00 Ret.ACI & DSI & WetFGD & HRI | N/A | N/A | N/A | N/A | N/A | N/A | N/A
00 Ret.ACI & HRI | N/A | N/A | N/A | N/A | N/A | N/A | N/A
00 Ret.ACI & SCR | N/A | N/A | N/A | N/A | N/A | N/A | N/A
00 Ret.ACI & SCR & DryFGD & CCS | N/A | N/A | N/A | N/A | N/A | N/A | N/A
00 Ret.ACI & SCR & DryFGD & HRI | N/A | N/A | N/A | N/A | N/A | N/A | N/A
00 Ret.ACI & SCR & DryFGD & HRI & CCS | N/A | N/A | N/A | N/A | N/A | N/A | N/A
00 Ret.ACI & SCR & DSI | N/A | N/A | N/A | N/A | N/A | N/A | N/A
00 Ret.ACI & SCR & DSI & DryFGD | N/A | N/A | N/A | N/A | N/A | N/A | N/A
00 Ret.ACI & SCR & DSI & DryFGD & HRI | N/A | N/A | N/A | N/A | N/A | N/A | N/A
00 Ret.ACI & SCR & DSI & HRI | N/A | N/A | N/A | N/A | N/A | N/A | N/A
00 Ret.ACI & SCR & DSI & WetFGD | N/A | N/A | N/A | N/A | N/A | N/A | N/A
00 Ret.ACI & SCR & DSI & WetFGD & HRI | N/A | N/A | N/A | N/A | N/A | N/A | N/A
00 Ret.ACI & SCR & HRI | N/A | N/A | N/A | N/A | N/A | N/A | N/A
00 Ret.ACI & SCR & WetFGD & CCS | N/A | N/A | N/A | N/A | N/A | N/A | N/A
00 Ret.ACI & SCR & WetFGD & HRI | N/A | N/A | N/A | N/A | N/A | N/A | N/A
00 Ret.ACI & SCR & WetFGD & HRI & CCS | N/A | N/A | N/A | N/A | N/A | N/A | N/A
00 Ret.ACI & SNCR | N/A | N/A | N/A | N/A | N/A | N/A | N/A
00 Ret.ACI & SNCR & DSI | N/A | N/A | N/A | N/A | N/A | N/A | N/A
00 Ret.ACI & SNCR & DSI & DryFGD | N/A | N/A | N/A | N/A | N/A | N/A | N/A
00 Ret.ACI & SNCR & DSI & DryFGD & HRI | N/A | N/A | N/A | N/A | N/A | N/A | N/A
00 Ret.ACI & SNCR & DSI & HRI | N/A | N/A | N/A | N/A | N/A | N/A | N/A
00 Ret.ACI & SNCR & DSI & WetFGD | N/A | N/A | N/A | N/A | N/A | N/A | N/A
00 Ret.ACI & SNCR & DSI & WetFGD & HRI | N/A | N/A | N/A | N/A | N/A | N/A | N/A
00 Ret.ACI & SNCR & HRI | N/A | N/A | N/A | N/A | N/A | N/A | N/A
00 Ret.ACI & WetFGD | 81.9009 | 81.9003 | 79.697 | 81.9003 | 81.9003 | 81.9003 | 81.9003
00 Ret.ACI & WetFGD & DSI | N/A | N/A | N/A | N/A | N/A | N/A | N/A
00 Ret.ACI & WetFGD & HRI | N/A | N/A | N/A | N/A | N/A | N/A | N/A
00 Ret.C2G | 7.0788 | 5.6581 | 1.9209 | 0.7538 | 0.7538 | 0.79751 | 0.79751
00 Ret.C2G & SCR | N/A | 85.6861 | 85.6861 | 85.6861 | 85.6861 | 85.6859 | 84.9218
00 Ret.CCG | N/A | N/A | N/A | N/A | N/A | N/A | N/A
00 Ret.DryFGD | N/A | 76.0571 | 81.7562 | 81.9 | 76.0892 | 81.9 | 69.1136
00 Ret.DryFGD & ACI & CCS | N/A | N/A | N/A | N/A | N/A | N/A | N/A
00 Ret.DryFGD & ACI & HRI & CCS | N/A | N/A | N/A | N/A | N/A | N/A | N/A
00 Ret.DryFGD & CCS | N/A | N/A | N/A | N/A | N/A | N/A | N/A
00 Ret.DryFGD & HRI | N/A | N/A | N/A | N/A | N/A | N/A | N/A
00 Ret.DryFGD & HRI & CCS | N/A | N/A | N/A | N/A | N/A | N/A | N/A
00 Ret.DSI | N/A | N/A | N/A | N/A | N/A | N/A | N/A
00 Ret.DSI & DryFGD | N/A | N/A | N/A | N/A | N/A | N/A | N/A
00 Ret.DSI & DryFGD & HRI | N/A | N/A | N/A | N/A | N/A | N/A | N/A
00 Ret.DSI & HRI | N/A | N/A | N/A | N/A | N/A | N/A | N/A
00 Ret.DSI & WetFGD | N/A | N/A | N/A | N/A | N/A | N/A | N/A
00 Ret.DSI & WetFGD & HRI | N/A | N/A | N/A | N/A | N/A | N/A | N/A
00 Ret.Exist FBC_DryFGD_SNCR_ACI & CCS | N/A | N/A | N/A | N/A | N/A | N/A | N/A
00 Ret.ExistACI & DryFGD | N/A | N/A | N/A | N/A | N/A | N/A | N/A
00 Ret.ExistACI & DryFGD & CCS | N/A | N/A | N/A | N/A | N/A | N/A | N/A
00 Ret.ExistACI & DryFGD & HRI | N/A | N/A | N/A | N/A | N/A | N/A | N/A
00 Ret.ExistACI & DryFGD & HRI & CCS | N/A | N/A | N/A | N/A | N/A | N/A | N/A
00 Ret.ExistACI & DSI | 43.5188 | 47.809 | 76.5658 | 76.6765 | 65.4946 | 72.3602 | 67.5517
00 Ret.ExistACI & DSI & DryFGD | N/A | N/A | N/A | N/A | N/A | N/A | N/A
00 Ret.ExistACI & DSI & DryFGD & HRI | N/A | N/A | N/A | N/A | N/A | N/A | N/A
00 Ret.ExistACI & DSI & HRI | N/A | N/A | N/A | N/A | N/A | N/A | N/A
00 Ret.ExistACI & DSI & WetFGD | N/A | N/A | N/A | N/A | N/A | N/A | N/A
00 Ret.ExistACI & DSI & WetFGD & HRI | N/A | N/A | N/A | N/A | N/A | N/A | N/A
00 Ret.ExistACI & HRI | N/A | N/A | N/A | N/A | N/A | N/A | N/A
00 Ret.ExistACI & HRI & WetFGD | N/A | N/A | N/A | N/A | N/A | N/A | N/A
00 Ret.ExistACI & SCR | N/A | N/A | N/A | N/A | N/A | N/A | N/A
00 Ret.ExistACI & SCR & DryFGD | N/A | N/A | N/A | N/A | N/A | N/A | N/A
00 Ret.ExistACI & SCR & DryFGD & CCS | N/A | N/A | N/A | N/A | N/A | N/A | N/A
00 Ret.ExistACI & SCR & DryFGD & HRI | N/A | N/A | N/A | N/A | N/A | N/A | N/A
00 Ret.ExistACI & SCR & DryFGD & HRI & CCS | N/A | N/A | N/A | N/A | N/A | N/A | N/A
00 Ret.ExistACI & SCR & DSI | N/A | N/A | N/A | N/A | N/A | N/A | N/A
00 Ret.ExistACI & SCR & DSI & DryFGD | N/A | N/A | N/A | N/A | N/A | N/A | N/A
00 Ret.ExistACI & SCR & DSI & DryFGD & HRI | N/A | N/A | N/A | N/A | N/A | N/A | N/A
00 Ret.ExistACI & SCR & DSI & HRI | N/A | N/A | N/A | N/A | N/A | N/A | N/A
00 Ret.ExistACI & SCR & HRI | N/A | N/A | N/A | N/A | N/A | N/A | N/A
00 Ret.ExistACI & SCR & WetFGD | N/A | N/A | N/A | N/A | N/A | N/A | N/A
00 Ret.ExistACI & SCR & WetFGD & CCS | N/A | N/A | N/A | N/A | N/A | N/A | N/A
00 Ret.ExistACI & SCR & WetFGD & HRI | N/A | N/A | N/A | N/A | N/A | N/A | N/A
00 Ret.ExistACI & SCR & WetFGD & HRI & CCS | N/A | N/A | N/A | N/A | N/A | N/A | N/A
00 Ret.ExistACI & SNCR | N/A | N/A | N/A | N/A | N/A | N/A | N/A
00 Ret.ExistACI & SNCR & DryFGD | N/A | N/A | N/A | N/A | N/A | N/A | N/A
00 Ret.ExistACI & SNCR & DryFGD & HRI | N/A | N/A | N/A | N/A | N/A | N/A | N/A
00 Ret.ExistACI & SNCR & DSI | N/A | N/A | N/A | N/A | N/A | N/A | N/A
00 Ret.ExistACI & SNCR & DSI & HRI | N/A | N/A | N/A | N/A | N/A | N/A | N/A
00 Ret.ExistACI & SNCR & HRI | N/A | N/A | N/A | N/A | N/A | N/A | N/A
00 Ret.ExistACI & SNCR & WetFGD | N/A | N/A | N/A | N/A | N/A | N/A | N/A
00 Ret.ExistACI & SNCR & WetFGD & HRI | N/A | N/A | N/A | N/A | N/A | N/A | N/A
00 Ret.ExistACI & WetFGD | N/A | N/A | N/A | N/A | N/A | N/A | N/A
00 Ret.ExistACI & WetFGD & CCS | N/A | N/A | N/A | N/A | N/A | N/A | N/A
00 Ret.ExistACI & WetFGD & HRI & CCS | N/A | N/A | N/A | N/A | N/A | N/A | N/A
00 Ret.ExistACI_DSI & DryFGD | 81.9 | 81.9 | 81.7562 | 81.9 | 80.7744 | 80.7744 | 76.0892
00 Ret.ExistACI_DSI & DryFGD & CCS | N/A | N/A | N/A | N/A | N/A | N/A | N/A
00 Ret.ExistACI_DSI & DryFGD & HRI | N/A | N/A | N/A | N/A | N/A | N/A | N/A
00 Ret.ExistACI_DSI & DryFGD & HRI & CCS | N/A | N/A | N/A | N/A | N/A | N/A | N/A
00 Ret.ExistACI_DSI & HRI | N/A | N/A | N/A | N/A | N/A | N/A | N/A
00 Ret.ExistACI_DSI & SCR | N/A | 81.9 | 81.9 | 81.9 | N/A | N/A | N/A
00 Ret.ExistACI_DSI & SCR & DryFGD | N/A | N/A | N/A | N/A | N/A | N/A | N/A
00 Ret.ExistACI_DSI & SCR & DryFGD & CCS | N/A | N/A | N/A | N/A | N/A | N/A | N/A
00 Ret.ExistACI_DSI & SCR & DryFGD & HRI | N/A | N/A | N/A | N/A | N/A | N/A | N/A
00 Ret.ExistACI_DSI & SCR & DryFGD & HRI & CCS | N/A | N/A | N/A | N/A | N/A | N/A | N/A
00 Ret.ExistACI_DSI & SCR & HRI | N/A | N/A | N/A | N/A | N/A | N/A | N/A
00 Ret.ExistACI_DSI & SCR & WetFGD | N/A | N/A | N/A | N/A | 58.9083 | 57.815 | 53.0267
00 Ret.ExistACI_DSI & SCR & WetFGD & CCS | N/A | N/A | N/A | N/A | N/A | N/A | N/A
00 Ret.ExistACI_DSI & SCR & WetFGD & HRI | N/A | N/A | N/A | N/A | N/A | N/A | N/A
00 Ret.ExistACI_DSI & SCR & WetFGD & HRI & CCS | N/A | N/A | N/A | N/A | N/A | N/A | N/A
00 Ret.ExistACI_DSI & SNCR | N/A | N/A | N/A | N/A | N/A | N/A | N/A
00 Ret.ExistACI_DSI & SNCR & DryFGD | N/A | N/A | N/A | N/A | N/A | N/A | N/A
00 Ret.ExistACI_DSI & SNCR & DryFGD & HRI | N/A | N/A | N/A | N/A | N/A | N/A | N/A
00 Ret.ExistACI_DSI & SNCR & HRI | N/A | N/A | N/A | N/A | N/A | N/A | N/A
00 Ret.ExistACI_DSI & SNCR & WetFGD | N/A | N/A | N/A | N/A | N/A | N/A | N/A
00 Ret.ExistACI_DSI & SNCR & WetFGD & HRI | N/A | N/A | N/A | N/A | N/A | N/A | N/A
00 Ret.ExistACI_DSI & WetFGD | 80.1159 | 80.1159 | 80.1159 | 80.1159 | 69.9812 | 60.5191 | 57.815
00 Ret.ExistACI_DSI & WetFGD & CCS | N/A | N/A | N/A | N/A | N/A | N/A | N/A
00 Ret.ExistACI_DSI & WetFGD & HRI | N/A | N/A | N/A | N/A | N/A | N/A | N/A
00 Ret.ExistACI_DSI & WetFGD & HRI & CCS | N/A | N/A | N/A | N/A | N/A | N/A | N/A
00 Ret.ExistDryFGD & ACI | 81.1333 | 81.7851 | 84.0066 | 84.0219 | 82.9857 | 84.3172 | 84.3521
00 Ret.ExistDryFGD & ACI & CCS | N/A | N/A | N/A | N/A | N/A | N/A | N/A
00 Ret.ExistDryFGD & ACI & HRI | N/A | N/A | N/A | N/A | N/A | N/A | N/A
00 Ret.ExistDryFGD & ACI & HRI & CCS | N/A | N/A | N/A | N/A | N/A | N/A | N/A
00 Ret.ExistDryFGD & ACI & SCR | N/A | 84.4137 | 84.4137 | 84.4137 | 84.4137 | 84.4137 | 84.4137
00 Ret.ExistDryFGD & ACI & SCR & CCS | N/A | N/A | N/A | N/A | N/A | N/A | N/A
00 Ret.ExistDryFGD & ACI & SCR & HRI | N/A | N/A | N/A | N/A | N/A | N/A | N/A
00 Ret.ExistDryFGD & ACI & SCR & HRI & CCS | N/A | N/A | N/A | N/A | N/A | N/A | N/A
00 Ret.ExistDryFGD & ACI & SNCR | N/A | N/A | N/A | N/A | N/A | N/A | N/A
00 Ret.ExistDryFGD & ACI & SNCR & HRI | N/A | N/A | N/A | N/A | N/A | N/A | N/A
00 Ret.ExistDryFGD & CCS | N/A | N/A | N/A | N/A | N/A | N/A | N/A
00 Ret.ExistDryFGD & HRI | N/A | N/A | N/A | N/A | N/A | N/A | N/A
00 Ret.ExistDryFGD & HRI & CCS | N/A | N/A | N/A | N/A | N/A | N/A | N/A
00 Ret.ExistDryFGD & SCR | N/A | 81.9 | 81.9 | 81.9 | 81.9 | 81.9 | 81.9
00 Ret.ExistDryFGD & SCR & CCS | N/A | N/A | N/A | N/A | N/A | N/A | N/A
00 Ret.ExistDryFGD & SCR & HRI | N/A | N/A | N/A | N/A | N/A | N/A | N/A
00 Ret.ExistDryFGD & SCR & HRI & CCS | N/A | N/A | N/A | N/A | N/A | N/A | N/A
00 Ret.ExistDryFGD & SNCR | N/A | N/A | N/A | N/A | N/A | N/A | N/A
00 Ret.ExistDryFGD & SNCR & HRI | N/A | N/A | N/A | N/A | N/A | N/A | N/A
00 Ret.ExistDryFGD_ACI & CCS | N/A | N/A | N/A | N/A | N/A | N/A | N/A
00 Ret.ExistDryFGD_ACI & HRI | N/A | N/A | N/A | N/A | N/A | N/A | N/A
00 Ret.ExistDryFGD_ACI & HRI & CCS | N/A | N/A | N/A | N/A | N/A | N/A | N/A
00 Ret.ExistDryFGD_ACI & SCR | 84.4137 | 83.6144 | 82.9954 | 83.6144 | 82.0793 | 76.7209 | 74.1334
00 Ret.ExistDryFGD_ACI & SCR & CCS | N/A | N/A | N/A | N/A | N/A | N/A | N/A
00 Ret.ExistDryFGD_ACI & SCR & HRI | N/A | N/A | N/A | N/A | N/A | N/A | N/A
00 Ret.ExistDryFGD_ACI & SCR & HRI & CCS | N/A | N/A | N/A | N/A | N/A | N/A | N/A
00 Ret.ExistDryFGD_SCR & ACI & CCS | N/A | N/A | N/A | N/A | N/A | N/A | N/A
00 Ret.ExistDryFGD_SCR & ACI & HRI | N/A | N/A | N/A | N/A | N/A | N/A | N/A
00 Ret.ExistDryFGD_SCR & ACI & HRI & CCS | N/A | N/A | N/A | N/A | N/A | N/A | N/A
00 Ret.ExistDryFGD_SCR & CCS | N/A | N/A | N/A | N/A | N/A | N/A | N/A
00 Ret.ExistDryFGD_SNCR & ACI & HRI | N/A | N/A | N/A | N/A | N/A | N/A | N/A
00 Ret.ExistDSI & ACI | 84.9865 | 84.9865 | 84.9865 | 84.9865 | 84.9865 | 84.9865 | 84.9865
00 Ret.ExistDSI & ACI & HRI | N/A | N/A | N/A | N/A | N/A | N/A | N/A
00 Ret.ExistDSI & ACI & SCR | N/A | N/A | N/A | N/A | N/A | N/A | N/A
00 Ret.ExistDSI & ACI & SCR & DryFGD & CCS | N/A | N/A | N/A | N/A | N/A | N/A | N/A
00 Ret.ExistDSI & ACI & SCR & DryFGD & HRI | N/A | N/A | N/A | N/A | N/A | N/A | N/A
00 Ret.ExistDSI & ACI & SCR & DryFGD & HRI & CCS | N/A | N/A | N/A | N/A | N/A | N/A | N/A
00 Ret.ExistDSI & ACI & SCR & HRI | N/A | N/A | N/A | N/A | N/A | N/A | N/A
00 Ret.ExistDSI & ACI & SCR & WetFGD & CCS | N/A | N/A | N/A | N/A | N/A | N/A | N/A
00 Ret.ExistDSI & ACI & SCR & WetFGD & HRI | N/A | N/A | N/A | N/A | N/A | N/A | N/A
00 Ret.ExistDSI & ACI & SCR & WetFGD & HRI & CCS | N/A | N/A | N/A | N/A | N/A | N/A | N/A
00 Ret.ExistDSI & DryFGD | N/A | N/A | N/A | N/A | N/A | N/A | N/A
00 Ret.ExistDSI & DryFGD & ACI | N/A | N/A | N/A | N/A | N/A | N/A | N/A
00 Ret.ExistDSI & DryFGD & ACI & CCS | N/A | N/A | N/A | N/A | N/A | N/A | N/A
00 Ret.ExistDSI & DryFGD & ACI & HRI | N/A | N/A | N/A | N/A | N/A | N/A | N/A
00 Ret.ExistDSI & DryFGD & ACI & HRI & CCS | N/A | N/A | N/A | N/A | N/A | N/A | N/A
00 Ret.ExistDSI & DryFGD & CCS | N/A | N/A | N/A | N/A | N/A | N/A | N/A
00 Ret.ExistDSI & DryFGD & HRI | N/A | N/A | N/A | N/A | N/A | N/A | N/A
00 Ret.ExistDSI & DryFGD & HRI & CCS | N/A | N/A | N/A | N/A | N/A | N/A | N/A
00 Ret.ExistDSI & HRI | N/A | N/A | N/A | N/A | N/A | N/A | N/A
00 Ret.ExistDSI & SCR | N/A | N/A | N/A | N/A | N/A | N/A | N/A
00 Ret.ExistDSI & SCR & DryFGD | N/A | N/A | N/A | N/A | N/A | N/A | N/A
00 Ret.ExistDSI & SCR & DryFGD & ACI | N/A | N/A | N/A | N/A | N/A | N/A | N/A
00 Ret.ExistDSI & SCR & DryFGD & CCS | N/A | N/A | N/A | N/A | N/A | N/A | N/A
00 Ret.ExistDSI & SCR & DryFGD & HRI | N/A | N/A | N/A | N/A | N/A | N/A | N/A
00 Ret.ExistDSI & SCR & DryFGD & HRI & CCS | N/A | N/A | N/A | N/A | N/A | N/A | N/A
00 Ret.ExistDSI & SCR & HRI | N/A | N/A | N/A | N/A | N/A | N/A | N/A
00 Ret.ExistDSI & SCR & WetFGD | N/A | N/A | N/A | N/A | N/A | N/A | N/A
00 Ret.ExistDSI & SCR & WetFGD & ACI | N/A | N/A | N/A | N/A | N/A | N/A | N/A
00 Ret.ExistDSI & SCR & WetFGD & CCS | N/A | N/A | N/A | N/A | N/A | N/A | N/A
00 Ret.ExistDSI & SCR & WetFGD & HRI | N/A | N/A | N/A | N/A | N/A | N/A | N/A
00 Ret.ExistDSI & SCR & WetFGD & HRI & CCS | N/A | N/A | N/A | N/A | N/A | N/A | N/A
00 Ret.ExistDSI & SNCR | N/A | N/A | N/A | N/A | N/A | N/A | N/A
00 Ret.ExistDSI & SNCR & ACI | N/A | N/A | N/A | N/A | N/A | N/A | N/A
00 Ret.ExistDSI & SNCR & ACI & HRI | N/A | N/A | N/A | N/A | N/A | N/A | N/A
00 Ret.ExistDSI & SNCR & DryFGD | N/A | N/A | N/A | N/A | N/A | N/A | N/A
00 Ret.ExistDSI & SNCR & DryFGD & ACI | N/A | N/A | N/A | N/A | N/A | N/A | N/A
00 Ret.ExistDSI & SNCR & DryFGD & ACI & HRI | N/A | N/A | N/A | N/A | N/A | N/A | N/A
00 Ret.ExistDSI & SNCR & DryFGD & HRI | N/A | N/A | N/A | N/A | N/A | N/A | N/A
00 Ret.ExistDSI & SNCR & HRI | N/A | N/A | N/A | N/A | N/A | N/A | N/A
00 Ret.ExistDSI & SNCR & WetFGD | N/A | N/A | N/A | N/A | N/A | N/A | N/A
00 Ret.ExistDSI & SNCR & WetFGD & ACI | N/A | N/A | N/A | N/A | N/A | N/A | N/A
00 Ret.ExistDSI & SNCR & WetFGD & ACI & HRI | N/A | N/A | N/A | N/A | N/A | N/A | N/A
00 Ret.ExistDSI & SNCR & WetFGD & HRI | N/A | N/A | N/A | N/A | N/A | N/A | N/A
00 Ret.ExistDSI & WetFGD | N/A | N/A | N/A | N/A | N/A | N/A | N/A
00 Ret.ExistDSI & WetFGD & ACI | N/A | N/A | N/A | N/A | N/A | N/A | N/A
00 Ret.ExistDSI & WetFGD & ACI & CCS | N/A | N/A | N/A | N/A | N/A | N/A | N/A
00 Ret.ExistDSI & WetFGD & ACI & HRI | N/A | N/A | N/A | N/A | N/A | N/A | N/A
00 Ret.ExistDSI & WetFGD & ACI & HRI & CCS | N/A | N/A | N/A | N/A | N/A | N/A | N/A
00 Ret.ExistDSI & WetFGD & CCS | N/A | N/A | N/A | N/A | N/A | N/A | N/A
00 Ret.ExistDSI & WetFGD & HRI | N/A | N/A | N/A | N/A | N/A | N/A | N/A
00 Ret.ExistDSI & WetFGD & HRI & CCS | N/A | N/A | N/A | N/A | N/A | N/A | N/A
00 Ret.ExistSCR & ACI | N/A | N/A | N/A | N/A | N/A | N/A | N/A
00 Ret.ExistSCR & ACI & DryFGD | N/A | N/A | N/A | N/A | N/A | N/A | N/A
00 Ret.ExistSCR & ACI & DryFGD & HRI | N/A | N/A | N/A | N/A | N/A | N/A | N/A
00 Ret.ExistSCR & ACI & DSI | 47.5775 | 48.0841 | 76.1246 | 68.8764 | 48.0841 | 48.0841 | 48.0841
00 Ret.ExistSCR & ACI & DSI & DryFGD | N/A | N/A | N/A | N/A | N/A | N/A | N/A
00 Ret.ExistSCR & ACI & DSI & DryFGD & HRI | N/A | N/A | N/A | N/A | N/A | N/A | N/A
00 Ret.ExistSCR & ACI & DSI & HRI | N/A | N/A | N/A | N/A | N/A | N/A | N/A
00 Ret.ExistSCR & ACI & DSI & WetFGD | N/A | N/A | N/A | N/A | N/A | N/A | N/A
00 Ret.ExistSCR & ACI & DSI & WetFGD & HRI | N/A | N/A | N/A | N/A | N/A | N/A | N/A
00 Ret.ExistSCR & ACI & HRI | N/A | N/A | N/A | N/A | N/A | N/A | N/A
00 Ret.ExistSCR & ACI & WetFGD | N/A | N/A | N/A | N/A | N/A | N/A | N/A
00 Ret.ExistSCR & ACI & WetFGD & HRI | N/A | N/A | N/A | N/A | N/A | N/A | N/A
00 Ret.ExistSCR & DryFGD | N/A | N/A | N/A | N/A | N/A | N/A | N/A
00 Ret.ExistSCR & DryFGD & ACI & CCS | N/A | N/A | N/A | N/A | N/A | N/A | N/A
00 Ret.ExistSCR & DryFGD & ACI & HRI & CCS | N/A | N/A | N/A | N/A | N/A | N/A | N/A
00 Ret.ExistSCR & DryFGD & CCS | N/A | N/A | N/A | N/A | N/A | N/A | N/A
00 Ret.ExistSCR & DryFGD & HRI | N/A | N/A | N/A | N/A | N/A | N/A | N/A
00 Ret.ExistSCR & DryFGD & HRI & CCS | N/A | N/A | N/A | N/A | N/A | N/A | N/A
00 Ret.ExistSCR & DSI | N/A | N/A | N/A | N/A | N/A | N/A | N/A
00 Ret.ExistSCR & DSI & DryFGD | N/A | N/A | N/A | N/A | N/A | N/A | N/A
00 Ret.ExistSCR & DSI & DryFGD & HRI | N/A | N/A | N/A | N/A | N/A | N/A | N/A
00 Ret.ExistSCR & DSI & HRI | N/A | N/A | N/A | N/A | N/A | N/A | N/A
00 Ret.ExistSCR & DSI & WetFGD | N/A | N/A | N/A | N/A | N/A | N/A | N/A
00 Ret.ExistSCR & DSI & WetFGD & HRI | N/A | N/A | N/A | N/A | N/A | N/A | N/A
00 Ret.ExistSCR & HRI | N/A | N/A | N/A | N/A | N/A | N/A | N/A
00 Ret.ExistSCR & WetFGD | 83.2318 | 83.2318 | 83.088 | 83.2318 | 83.2318 | 83.2318 | 83.2318
00 Ret.ExistSCR & WetFGD & ACI & CCS | N/A | N/A | N/A | N/A | N/A | N/A | N/A
00 Ret.ExistSCR & WetFGD & ACI & HRI & CCS | N/A | N/A | N/A | N/A | N/A | N/A | N/A
00 Ret.ExistSCR & WetFGD & CCS | N/A | N/A | N/A | N/A | N/A | N/A | N/A
00 Ret.ExistSCR & WetFGD & HRI | N/A | N/A | N/A | N/A | N/A | N/A | N/A
00 Ret.ExistSCR & WetFGD & HRI & CCS | N/A | N/A | N/A | N/A | N/A | N/A | N/A
00 Ret.ExistSCR_ACI & DryFGD | 81.9 | 81.9 | 81.7562 | 81.9 | 81.9 | 81.9 | 81.9
00 Ret.ExistSCR_ACI & DryFGD & CCS | N/A | N/A | N/A | N/A | N/A | N/A | N/A
00 Ret.ExistSCR_ACI & DryFGD & HRI | N/A | N/A | N/A | N/A | N/A | N/A | N/A
00 Ret.ExistSCR_ACI & DryFGD & HRI & CCS | N/A | N/A | N/A | N/A | N/A | N/A | N/A
00 Ret.ExistSCR_ACI & DSI | N/A | N/A | N/A | N/A | N/A | N/A | N/A
00 Ret.ExistSCR_ACI & DSI & HRI | N/A | N/A | N/A | N/A | N/A | N/A | N/A
00 Ret.ExistSCR_ACI & HRI | N/A | N/A | N/A | N/A | N/A | N/A | N/A
00 Ret.ExistSCR_ACI & WetFGD | N/A | N/A | N/A | N/A | N/A | N/A | N/A
00 Ret.ExistSCR_ACI & WetFGD & CCS | N/A | N/A | N/A | N/A | N/A | N/A | N/A
00 Ret.ExistSCR_ACI & WetFGD & HRI | N/A | N/A | N/A | N/A | N/A | N/A | N/A
00 Ret.ExistSCR_ACI & WetFGD & HRI & CCS | N/A | N/A | N/A | N/A | N/A | N/A | N/A
00 Ret.ExistSCR_DryFGD & ACI | 81.9704 | 81.9775 | 81.9009 | 81.9775 | 81.9775 | 81.9775 | 81.9775
00 Ret.ExistSCR_DryFGD & HRI | N/A | N/A | N/A | N/A | N/A | N/A | N/A
00 Ret.ExistSCR_DryFGD & HRI & CCS | N/A | N/A | N/A | N/A | N/A | N/A | N/A
00 Ret.ExistSCR_DryFGD_ACI & CCS | N/A | N/A | N/A | N/A | N/A | N/A | N/A
00 Ret.ExistSCR_DryFGD_ACI & HRI | N/A | N/A | N/A | N/A | N/A | N/A | N/A
00 Ret.ExistSCR_DryFGD_ACI & HRI & CCS | N/A | N/A | N/A | N/A | N/A | N/A | N/A
00 Ret.ExistSCR_DryFGD_ACI_DSI & CCS | N/A | N/A | N/A | N/A | N/A | N/A | N/A
00 Ret.ExistSCR_DryFGD_ACI_DSI & HRI | N/A | N/A | N/A | N/A | N/A | N/A | N/A
00 Ret.ExistSCR_DryFGD_ACI_DSI & HRI & CCS | N/A | N/A | N/A | N/A | N/A | N/A | N/A
00 Ret.ExistSCR_DSI & ACI | N/A | N/A | N/A | N/A | N/A | N/A | N/A
00 Ret.ExistSCR_DSI & ACI & HRI | N/A | N/A | N/A | N/A | N/A | N/A | N/A
00 Ret.ExistSCR_DSI & DryFGD | N/A | N/A | N/A | N/A | N/A | N/A | N/A
00 Ret.ExistSCR_DSI & DryFGD & ACI | N/A | N/A | N/A | N/A | N/A | N/A | N/A
00 Ret.ExistSCR_DSI & DryFGD & ACI & HRI | N/A | N/A | N/A | N/A | N/A | N/A | N/A
00 Ret.ExistSCR_DSI & DryFGD & HRI | N/A | N/A | N/A | N/A | N/A | N/A | N/A
00 Ret.ExistSCR_DSI & HRI | N/A | N/A | N/A | N/A | N/A | N/A | N/A
00 Ret.ExistSCR_DSI & WetFGD | N/A | N/A | N/A | N/A | N/A | N/A | N/A
00 Ret.ExistSCR_DSI & WetFGD & ACI | N/A | N/A | N/A | N/A | N/A | N/A | N/A
00 Ret.ExistSCR_DSI & WetFGD & ACI & HRI | N/A | N/A | N/A | N/A | N/A | N/A | N/A
00 Ret.ExistSCR_DSI & WetFGD & HRI | N/A | N/A | N/A | N/A | N/A | N/A | N/A
00 Ret.ExistSCR_WetFGD & ACI | 69.3356 | 76.0026 | 80.9019 | 80.1679 | 73.6315 | 73.0535 | 71.2461
00 Ret.ExistSCR_WetFGD & HRI | N/A | N/A | N/A | N/A | N/A | N/A | N/A
00 Ret.ExistSCR_WetFGD & HRI & CCS | N/A | N/A | N/A | N/A | N/A | N/A | N/A
00 Ret.ExistSCR_WetFGD_ACI & CCS | N/A | N/A | N/A | N/A | N/A | N/A | N/A
00 Ret.ExistSCR_WetFGD_ACI & HRI | N/A | N/A | N/A | N/A | N/A | N/A | N/A
00 Ret.ExistSCR_WetFGD_ACI & HRI & CCS | N/A | N/A | N/A | N/A | N/A | N/A | N/A
00 Ret.ExistSCR_WetFGD_ACI_DSI & CCS | N/A | N/A | N/A | N/A | N/A | N/A | N/A
00 Ret.ExistSCR_WetFGD_ACI_DSI & HRI | N/A | N/A | N/A | N/A | N/A | N/A | N/A
00 Ret.ExistSCR_WetFGD_ACI_DSI & HRI & CCS | N/A | N/A | N/A | N/A | N/A | N/A | N/A
00 Ret.ExistSCR_WetFGD_DSI & HRI | N/A | N/A | N/A | N/A | N/A | N/A | N/A
00 Ret.ExistSCR_WetFGD_DSI & HRI & CCS | N/A | N/A | N/A | N/A | N/A | N/A | N/A
00 Ret.ExistSNCR & ACI | N/A | N/A | N/A | N/A | N/A | N/A | N/A
00 Ret.ExistSNCR & ACI & DryFGD | N/A | N/A | N/A | N/A | N/A | N/A | N/A
00 Ret.ExistSNCR & ACI & DryFGD & HRI | N/A | N/A | N/A | N/A | N/A | N/A | N/A
00 Ret.ExistSNCR & ACI & DSI | 80.633 | 80.633 | 80.4956 | 80.633 | 80.633 | 84.4137 | 80.633
00 Ret.ExistSNCR & ACI & DSI & DryFGD | N/A | N/A | N/A | N/A | N/A | N/A | N/A
00 Ret.ExistSNCR & ACI & DSI & DryFGD & HRI | N/A | N/A | N/A | N/A | N/A | N/A | N/A
00 Ret.ExistSNCR & ACI & DSI & HRI | N/A | N/A | N/A | N/A | N/A | N/A | N/A
00 Ret.ExistSNCR & ACI & DSI & WetFGD | N/A | N/A | N/A | N/A | N/A | N/A | N/A
00 Ret.ExistSNCR & ACI & DSI & WetFGD & HRI | N/A | N/A | N/A | N/A | N/A | N/A | N/A
00 Ret.ExistSNCR & ACI & HRI | N/A | N/A | N/A | N/A | N/A | N/A | N/A
00 Ret.ExistSNCR & ACI & WetFGD | 84.4137 | 84.4137 | 84.2699 | 84.4137 | 84.4137 | 84.4137 | 84.4137
00 Ret.ExistSNCR & ACI & WetFGD & HRI | N/A | N/A | N/A | N/A | N/A | N/A | N/A
00 Ret.ExistSNCR & DryFGD | N/A | N/A | N/A | N/A | N/A | N/A | N/A
00 Ret.ExistSNCR & DryFGD & ACI & CCS | N/A | N/A | N/A | N/A | N/A | N/A | N/A
00 Ret.ExistSNCR & DryFGD & ACI & HRI & CCS | N/A | N/A | N/A | N/A | N/A | N/A | N/A
00 Ret.ExistSNCR & DryFGD & CCS | N/A | N/A | N/A | N/A | N/A | N/A | N/A
00 Ret.ExistSNCR & DryFGD & HRI | N/A | N/A | N/A | N/A | N/A | N/A | N/A
00 Ret.ExistSNCR & DryFGD & HRI & CCS | N/A | N/A | N/A | N/A | N/A | N/A | N/A
00 Ret.ExistSNCR & DSI | N/A | N/A | N/A | N/A | N/A | N/A | N/A
00 Ret.ExistSNCR & DSI & DryFGD | N/A | N/A | N/A | N/A | N/A | N/A | N/A
00 Ret.ExistSNCR & DSI & DryFGD & HRI | N/A | N/A | N/A | N/A | N/A | N/A | N/A
00 Ret.ExistSNCR & DSI & HRI | N/A | N/A | N/A | N/A | N/A | N/A | N/A
00 Ret.ExistSNCR & DSI & WetFGD | N/A | N/A | N/A | N/A | N/A | N/A | N/A
00 Ret.ExistSNCR & DSI & WetFGD & HRI | N/A | N/A | N/A | N/A | N/A | N/A | N/A
00 Ret.ExistSNCR & HRI | N/A | N/A | N/A | N/A | N/A | N/A | N/A
00 Ret.ExistSNCR & WetFGD | N/A | N/A | N/A | N/A | N/A | N/A | N/A
00 Ret.ExistSNCR & WetFGD & ACI & CCS | N/A | N/A | N/A | N/A | N/A | N/A | N/A
00 Ret.ExistSNCR & WetFGD & ACI & HRI & CCS | N/A | N/A | N/A | N/A | N/A | N/A | N/A
00 Ret.ExistSNCR & WetFGD & CCS | N/A | N/A | N/A | N/A | N/A | N/A | N/A
00 Ret.ExistSNCR & WetFGD & HRI | N/A | N/A | N/A | N/A | N/A | N/A | N/A
00 Ret.ExistSNCR & WetFGD & HRI & CCS | N/A | N/A | N/A | N/A | N/A | N/A | N/A
00 Ret.ExistSNCR_ACI & DryFGD | 82.5687 | 82.5687 | 82.4249 | 82.5687 | 82.5687 | 82.5687 | 82.5687
00 Ret.ExistSNCR_ACI & DryFGD & CCS | N/A | N/A | N/A | N/A | N/A | N/A | N/A
00 Ret.ExistSNCR_ACI & DryFGD & HRI | N/A | N/A | N/A | N/A | N/A | N/A | N/A
00 Ret.ExistSNCR_ACI & DryFGD & HRI & CCS | N/A | N/A | N/A | N/A | N/A | N/A | N/A
00 Ret.ExistSNCR_ACI & DSI | 26.1837 | 59.5851 | 71.9981 | 65.0949 | 59.5851 | 59.5851 | 26.1837
00 Ret.ExistSNCR_ACI & DSI & HRI | N/A | N/A | N/A | N/A | N/A | N/A | N/A
00 Ret.ExistSNCR_ACI & HRI | N/A | N/A | N/A | N/A | N/A | N/A | N/A
00 Ret.ExistSNCR_ACI & WetFGD | N/A | N/A | N/A | N/A | N/A | N/A | N/A
00 Ret.ExistSNCR_ACI & WetFGD & CCS | N/A | N/A | N/A | N/A | N/A | N/A | N/A
00 Ret.ExistSNCR_ACI & WetFGD & HRI | N/A | N/A | N/A | N/A | N/A | N/A | N/A
00 Ret.ExistSNCR_ACI & WetFGD & HRI & CCS | N/A | N/A | N/A | N/A | N/A | N/A | N/A
00 Ret.ExistSNCR_ACI_DSI & DryFGD | N/A | N/A | N/A | N/A | N/A | N/A | N/A
00 Ret.ExistSNCR_ACI_DSI & DryFGD & HRI | N/A | N/A | N/A | N/A | N/A | N/A | N/A
00 Ret.ExistSNCR_ACI_DSI & HRI | N/A | N/A | N/A | N/A | N/A | N/A | N/A
00 Ret.ExistSNCR_ACI_DSI & WetFGD | N/A | N/A | N/A | N/A | N/A | N/A | N/A
00 Ret.ExistSNCR_ACI_DSI & WetFGD & HRI | N/A | N/A | N/A | N/A | N/A | N/A | N/A
00 Ret.ExistSNCR_DryFGD & ACI | N/A | N/A | N/A | N/A | N/A | N/A | N/A
00 Ret.ExistSNCR_DryFGD & HRI | N/A | N/A | N/A | N/A | N/A | N/A | N/A
00 Ret.ExistSNCR_DryFGD_ACI & CCS | N/A | N/A | N/A | N/A | N/A | N/A | N/A
00 Ret.ExistSNCR_DryFGD_ACI & HRI | N/A | N/A | N/A | N/A | N/A | N/A | N/A
00 Ret.ExistSNCR_DryFGD_ACI & HRI & CCS | N/A | N/A | N/A | N/A | N/A | N/A | N/A
00 Ret.ExistSNCR_DSI & ACI | N/A | N/A | N/A | N/A | N/A | N/A | N/A
00 Ret.ExistSNCR_DSI & ACI & DryFGD | N/A | N/A | N/A | N/A | N/A | N/A | N/A
00 Ret.ExistSNCR_DSI & ACI & DryFGD & HRI | N/A | N/A | N/A | N/A | N/A | N/A | N/A
00 Ret.ExistSNCR_DSI & ACI & HRI | N/A | N/A | N/A | N/A | N/A | N/A | N/A
00 Ret.ExistSNCR_DSI & ACI & WetFGD | N/A | N/A | N/A | N/A | N/A | N/A | N/A
00 Ret.ExistSNCR_DSI & ACI & WetFGD & HRI | N/A | N/A | N/A | N/A | N/A | N/A | N/A
00 Ret.ExistSNCR_DSI & DryFGD | N/A | N/A | N/A | N/A | N/A | N/A | N/A
00 Ret.ExistSNCR_DSI & DryFGD & ACI & CCS | N/A | N/A | N/A | N/A | N/A | N/A | N/A
00 Ret.ExistSNCR_DSI & DryFGD & ACI & HRI & CCS | N/A | N/A | N/A | N/A | N/A | N/A | N/A
00 Ret.ExistSNCR_DSI & DryFGD & CCS | N/A | N/A | N/A | N/A | N/A | N/A | N/A
00 Ret.ExistSNCR_DSI & DryFGD & HRI | N/A | N/A | N/A | N/A | N/A | N/A | N/A
00 Ret.ExistSNCR_DSI & DryFGD & HRI & CCS | N/A | N/A | N/A | N/A | N/A | N/A | N/A
00 Ret.ExistSNCR_DSI & HRI | N/A | N/A | N/A | N/A | N/A | N/A | N/A
00 Ret.ExistSNCR_DSI & WetFGD | N/A | N/A | N/A | N/A | N/A | N/A | N/A
00 Ret.ExistSNCR_DSI & WetFGD & ACI & CCS | N/A | N/A | N/A | N/A | N/A | N/A | N/A
00 Ret.ExistSNCR_DSI & WetFGD & ACI & HRI & CCS | N/A | N/A | N/A | N/A | N/A | N/A | N/A
00 Ret.ExistSNCR_DSI & WetFGD & CCS | N/A | N/A | N/A | N/A | N/A | N/A | N/A
00 Ret.ExistSNCR_DSI & WetFGD & HRI | N/A | N/A | N/A | N/A | N/A | N/A | N/A
00 Ret.ExistSNCR_DSI & WetFGD & HRI & CCS | N/A | N/A | N/A | N/A | N/A | N/A | N/A
00 Ret.ExistSNCR_WetFGD & ACI | 75.0054 | 77.5798 | 81.302 | 82.3708 | 80.965 | 79.6517 | 74.2259
00 Ret.ExistSNCR_WetFGD & HRI | N/A | N/A | N/A | N/A | N/A | N/A | N/A
00 Ret.ExistSNCR_WetFGD & HRI & CCS | N/A | N/A | N/A | N/A | N/A | N/A | N/A
00 Ret.ExistSNCR_WetFGD_ACI & CCS | N/A | N/A | N/A | N/A | N/A | N/A | N/A
00 Ret.ExistSNCR_WetFGD_ACI & HRI | N/A | N/A | N/A | N/A | N/A | N/A | N/A
00 Ret.ExistSNCR_WetFGD_ACI & HRI & CCS | N/A | N/A | N/A | N/A | N/A | N/A | N/A
00 Ret.ExistSNCR_WetFGD_ACI_DSI & CCS | N/A | N/A | N/A | N/A | N/A | N/A | N/A
00 Ret.ExistSNCR_WetFGD_ACI_DSI & HRI | N/A | N/A | N/A | N/A | N/A | N/A | N/A
00 Ret.ExistSNCR_WetFGD_ACI_DSI & HRI & CCS | N/A | N/A | N/A | N/A | N/A | N/A | N/A
00 Ret.ExistWetFGD & ACI | 73.1384 | 72.1522 | 76.6524 | 75.5349 | 68.8335 | 68.0935 | 68.0935
00 Ret.ExistWetFGD & ACI & CCS | N/A | N/A | N/A | N/A | N/A | N/A | N/A
00 Ret.ExistWetFGD & ACI & HRI | N/A | N/A | N/A | N/A | N/A | N/A | N/A
00 Ret.ExistWetFGD & ACI & HRI & CCS | N/A | N/A | N/A | N/A | N/A | N/A | N/A
00 Ret.ExistWetFGD & ACI & SCR | N/A | 83.3162 | 83.1724 | 83.3162 | 83.3162 | 83.3162 | 83.3162
00 Ret.ExistWetFGD & ACI & SCR & CCS | N/A | N/A | N/A | N/A | N/A | N/A | N/A
00 Ret.ExistWetFGD & ACI & SCR & HRI | N/A | N/A | N/A | N/A | N/A | N/A | N/A
00 Ret.ExistWetFGD & ACI & SCR & HRI & CCS | N/A | N/A | N/A | N/A | N/A | N/A | N/A
00 Ret.ExistWetFGD & ACI & SNCR | N/A | N/A | N/A | N/A | N/A | N/A | N/A
00 Ret.ExistWetFGD & ACI & SNCR & HRI | N/A | N/A | N/A | N/A | N/A | N/A | N/A
00 Ret.ExistWetFGD & CCS | N/A | N/A | N/A | N/A | N/A | N/A | N/A
00 Ret.ExistWetFGD & HRI | N/A | N/A | N/A | N/A | N/A | N/A | N/A
00 Ret.ExistWetFGD & HRI & CCS | N/A | N/A | N/A | N/A | N/A | N/A | N/A
00 Ret.ExistWetFGD & SCR | 82.7833 | 82.1569 | 82.5766 | 82.5563 | 82.5563 | 82.2274 | 82.0047
00 Ret.ExistWetFGD & SCR & CCS | N/A | N/A | N/A | N/A | N/A | N/A | N/A
00 Ret.ExistWetFGD & SCR & HRI | N/A | N/A | N/A | N/A | N/A | N/A | N/A
00 Ret.ExistWetFGD & SCR & HRI & CCS | N/A | N/A | N/A | N/A | N/A | N/A | N/A
00 Ret.ExistWetFGD & SNCR | N/A | N/A | N/A | N/A | N/A | N/A | N/A
00 Ret.ExistWetFGD & SNCR & HRI | N/A | N/A | N/A | N/A | N/A | N/A | N/A
00 Ret.ExistWetFGD_ACI & CCS | N/A | N/A | N/A | N/A | N/A | N/A | N/A
00 Ret.ExistWetFGD_ACI & HRI | N/A | N/A | N/A | N/A | N/A | N/A | N/A
00 Ret.ExistWetFGD_ACI & HRI & CCS | N/A | N/A | N/A | N/A | N/A | N/A | N/A
00 Ret.ExistWetFGD_ACI & SCR | N/A | 84.4137 | 84.4137 | 84.4137 | 84.4137 | 84.4137 | 84.4137
00 Ret.ExistWetFGD_ACI & SCR & CCS | N/A | N/A | N/A | N/A | N/A | N/A | N/A
00 Ret.ExistWetFGD_ACI & SCR & HRI | N/A | N/A | N/A | N/A | N/A | N/A | N/A
00 Ret.ExistWetFGD_ACI & SCR & HRI & CCS | N/A | N/A | N/A | N/A | N/A | N/A | N/A
00 Ret.ExistWetFGD_ACI & SNCR | N/A | N/A | N/A | N/A | N/A | N/A | N/A
00 Ret.ExistWetFGD_ACI & SNCR & HRI | N/A | N/A | N/A | N/A | N/A | N/A | N/A
00 Ret.ExistWetFGD_ACI_DSI & CCS | N/A | N/A | N/A | N/A | N/A | N/A | N/A
00 Ret.ExistWetFGD_ACI_DSI & HRI | N/A | N/A | N/A | N/A | N/A | N/A | N/A
00 Ret.ExistWetFGD_ACI_DSI & HRI & CCS | N/A | N/A | N/A | N/A | N/A | N/A | N/A
00 Ret.ExistWetFGD_ACI_DSI & SCR | N/A | N/A | N/A | N/A | N/A | N/A | N/A
00 Ret.ExistWetFGD_ACI_DSI & SCR & CCS | N/A | N/A | N/A | N/A | N/A | N/A | N/A
00 Ret.ExistWetFGD_ACI_DSI & SCR & HRI | N/A | N/A | N/A | N/A | N/A | N/A | N/A
00 Ret.ExistWetFGD_ACI_DSI & SCR & HRI & CCS | N/A | N/A | N/A | N/A | N/A | N/A | N/A
00 Ret.ExistWetFGD_SCR & ACI & CCS | N/A | N/A | N/A | N/A | N/A | N/A | N/A
00 Ret.ExistWetFGD_SCR & ACI & HRI | N/A | N/A | N/A | N/A | N/A | N/A | N/A
00 Ret.ExistWetFGD_SCR & ACI & HRI & CCS | N/A | N/A | N/A | N/A | N/A | N/A | N/A
00 Ret.ExistWetFGD_SCR & CCS | N/A | N/A | N/A | N/A | N/A | N/A | N/A
00 Ret.ExistWetFGD_SCR_DSI & CCS | N/A | N/A | N/A | N/A | N/A | N/A | N/A
00 Ret.ExistWetFGD_SNCR & ACI & CCS | N/A | N/A | N/A | N/A | N/A | N/A | N/A
00 Ret.ExistWetFGD_SNCR & ACI & HRI | N/A | N/A | N/A | N/A | N/A | N/A | N/A
00 Ret.ExistWetFGD_SNCR & ACI & HRI & CCS | N/A | N/A | N/A | N/A | N/A | N/A | N/A
00 Ret.ExistWetFGD_SNCR & CCS | N/A | N/A | N/A | N/A | N/A | N/A | N/A
00 Ret.FB & ACI | 75.0184 | 85.8825 | 85.8825 | 85.8825 | 81.1749 | 81.1749 | 81.7239
00 Ret.FB & ACI & HRI | N/A | N/A | N/A | N/A | N/A | N/A | N/A
00 Ret.FB & HRI | N/A | N/A | N/A | N/A | N/A | N/A | N/A
00 Ret.FB DryFGD | N/A | N/A | N/A | N/A | N/A | N/A | N/A
00 Ret.FB DryFGD & ACI | N/A | N/A | N/A | N/A | N/A | N/A | N/A
00 Ret.FB DryFGD & ACI & HRI | N/A | N/A | N/A | N/A | N/A | N/A | N/A
00 Ret.FB DryFGD & HRI | N/A | N/A | N/A | N/A | N/A | N/A | N/A
00 Ret.FB DryFGD & SCR | N/A | N/A | N/A | N/A | N/A | N/A | N/A
00 Ret.FB DryFGD & SCR & HRI | N/A | N/A | N/A | N/A | N/A | N/A | N/A
00 Ret.FB DryFGD & SNCR | N/A | N/A | N/A | N/A | N/A | N/A | N/A
00 Ret.FB DryFGD & SNCR & HRI | N/A | N/A | N/A | N/A | N/A | N/A | N/A
00 Ret.FB SNCR & DryFGD & ACI | N/A | N/A | N/A | N/A | N/A | N/A | N/A
00 Ret.FB SNCR & DryFGD & ACI & HRI | N/A | N/A | N/A | N/A | N/A | N/A | N/A
00 Ret.FB-ACI & SNCR | N/A | N/A | N/A | N/A | N/A | N/A | N/A
00 Ret.FB-ACI & SNCR & CCS | N/A | N/A | N/A | N/A | N/A | N/A | N/A
00 Ret.FB-ACI & SNCR & HRI | N/A | N/A | N/A | N/A | N/A | N/A | N/A
00 Ret.FB-ACI & SNCR & HRI & CCS | N/A | N/A | N/A | N/A | N/A | N/A | N/A
00 Ret.FB-Exist ACI & DryFGD | N/A | N/A | N/A | N/A | N/A | N/A | N/A
00 Ret.FB-Exist ACI & DryFGD & HRI | N/A | N/A | N/A | N/A | N/A | N/A | N/A
00 Ret.FB-Exist ACI & DryFGD & SNCR | N/A | N/A | N/A | N/A | N/A | N/A | N/A
00 Ret.FB-Exist ACI & DryFGD & SNCR & HRI | N/A | N/A | N/A | N/A | N/A | N/A | N/A
00 Ret.FB-Exist ACI & SNCR | N/A | N/A | N/A | N/A | N/A | N/A | N/A
00 Ret.FB-Exist ACI & SNCR & HRI | N/A | N/A | N/A | N/A | N/A | N/A | N/A
00 Ret.FB-ExistACI & HRI | N/A | N/A | N/A | N/A | N/A | N/A | N/A
00 Ret.FB-ExistDryFGD & HRI | N/A | N/A | N/A | N/A | N/A | N/A | N/A
00 Ret.FB-ExistDryFGD & SNCR | N/A | N/A | N/A | N/A | N/A | N/A | N/A
00 Ret.FB-ExistDryFGD & SNCR & HRI | N/A | N/A | N/A | N/A | N/A | N/A | N/A
00 Ret.FB-ExistDryFGD_SNCR & ACI | N/A | N/A | N/A | N/A | N/A | N/A | N/A
00 Ret.FB-ExistDryFGD_SNCR & ACI & HRI | N/A | N/A | N/A | N/A | N/A | N/A | N/A
00 Ret.FB-ExistDryFGD_SNCR & HRI | N/A | N/A | N/A | N/A | N/A | N/A | N/A
00 Ret.FB-ExistDryFGD_SNCR_ACI & HRI | N/A | N/A | N/A | N/A | N/A | N/A | N/A
00 Ret.FB-ExistDryFGD_SNCR_ACI & HRI & CCS | N/A | N/A | N/A | N/A | N/A | N/A | N/A
00 Ret.FB-ExistSNCR & ACI | 84.0297 | 84.0297 | 84.0297 | 84.0297 | 84.0297 | 84.0297 | 84.0297
00 Ret.FB-ExistSNCR & ACI & HRI | N/A | N/A | N/A | N/A | N/A | N/A | N/A
00 Ret.FB-ExistSNCR & DryFGD | N/A | N/A | N/A | N/A | N/A | N/A | N/A
00 Ret.FB-ExistSNCR & DryFGD & ACI | N/A | N/A | N/A | N/A | N/A | N/A | N/A
00 Ret.FB-ExistSNCR & DryFGD & ACI & HRI | N/A | N/A | N/A | N/A | N/A | N/A | N/A
00 Ret.FB-ExistSNCR & DryFGD & HRI | N/A | N/A | N/A | N/A | N/A | N/A | N/A
00 Ret.FB-ExistSNCR & HRI | N/A | N/A | N/A | N/A | N/A | N/A | N/A
00 Ret.FB-ExistWetFGD_SNCR_ACI & HRI | N/A | N/A | N/A | N/A | N/A | N/A | N/A
00 Ret.FB-SCR & DryFGD & ACI | N/A | N/A | N/A | N/A | N/A | N/A | N/A
00 Ret.FB-SCR & DryFGD & ACI & HRI | N/A | N/A | N/A | N/A | N/A | N/A | N/A
00 Ret.FB-SNCR | N/A | N/A | N/A | N/A | N/A | N/A | N/A
00 Ret.FB-SNCR & HRI | N/A | N/A | N/A | N/A | N/A | N/A | N/A
00 Ret.HRI | N/A | N/A | N/A | N/A | N/A | N/A | N/A
00 Ret.Oil/Gas Steam SCR | 72.293 | 0 | 0 | 0 | 0 | 0 | 0
00 Ret.SCR | 84.0296 | 84.0296 | 67.9019 | 67.9019 | 67.9048 | 67.9048 | 67.9019
00 Ret.SCR & DryFGD | N/A | N/A | N/A | N/A | N/A | N/A | N/A
00 Ret.SCR & DryFGD & ACI | N/A | N/A | N/A | N/A | N/A | N/A | N/A
00 Ret.SCR & DryFGD & CCS | N/A | N/A | N/A | N/A | N/A | N/A | N/A
00 Ret.SCR & DryFGD & HRI | N/A | N/A | N/A | N/A | N/A | N/A | N/A
00 Ret.SCR & DryFGD & HRI & CCS | N/A | N/A | N/A | N/A | N/A | N/A | N/A
00 Ret.SCR & DSI | N/A | N/A | N/A | N/A | N/A | N/A | N/A
00 Ret.SCR & DSI & DryFGD | N/A | N/A | N/A | N/A | N/A | N/A | N/A
00 Ret.SCR & DSI & DryFGD & HRI | N/A | N/A | N/A | N/A | N/A | N/A | N/A
00 Ret.SCR & DSI & HRI | N/A | N/A | N/A | N/A | N/A | N/A | N/A
00 Ret.SCR & DSI & WetFGD | N/A | N/A | N/A | N/A | N/A | N/A | N/A
00 Ret.SCR & DSI & WetFGD & HRI | N/A | N/A | N/A | N/A | N/A | N/A | N/A
00 Ret.SCR & HRI | N/A | N/A | N/A | N/A | N/A | N/A | N/A
00 Ret.SCR & WetFGD | 82.6018 | 82.6018 | 82.458 | 82.6018 | 82.6018 | 82.6018 | 82.6018
00 Ret.SCR & WetFGD & ACI | N/A | N/A | N/A | N/A | N/A | N/A | N/A
00 Ret.SCR & WetFGD & CCS | N/A | N/A | N/A | N/A | N/A | N/A | N/A
00 Ret.SCR & WetFGD & HRI | N/A | N/A | N/A | N/A | N/A | N/A | N/A
00 Ret.SCR & WetFGD & HRI & CCS | N/A | N/A | N/A | N/A | N/A | N/A | N/A
00 Ret.SNCR | N/A | N/A | N/A | N/A | N/A | N/A | N/A
00 Ret.SNCR & DryFGD | N/A | N/A | N/A | N/A | N/A | N/A | N/A
00 Ret.SNCR & DryFGD & ACI | N/A | N/A | N/A | N/A | N/A | N/A | N/A
00 Ret.SNCR & DryFGD & ACI & HRI | N/A | N/A | N/A | N/A | N/A | N/A | N/A
00 Ret.SNCR & DryFGD & HRI | N/A | N/A | N/A | N/A | N/A | N/A | N/A
00 Ret.SNCR & DSI | N/A | N/A | N/A | N/A | N/A | N/A | N/A
00 Ret.SNCR & DSI & HRI | N/A | N/A | N/A | N/A | N/A | N/A | N/A
00 Ret.SNCR & HRI | N/A | N/A | N/A | N/A | N/A | N/A | N/A
00 Ret.SNCR & WetFGD | N/A | N/A | N/A | N/A | N/A | N/A | N/A
00 Ret.SNCR & WetFGD & ACI | N/A | N/A | N/A | N/A | N/A | N/A | N/A
00 Ret.SNCR & WetFGD & ACI & HRI | N/A | N/A | N/A | N/A | N/A | N/A | N/A
00 Ret.SNCR & WetFGD & HRI | N/A | N/A | N/A | N/A | N/A | N/A | N/A
00 Ret.WetFGD | N/A | N/A | N/A | N/A | N/A | N/A | N/A
00 Ret.WetFGD & ACI & CCS | N/A | N/A | N/A | N/A | N/A | N/A | N/A
00 Ret.WetFGD & ACI & HRI & CCS | N/A | N/A | N/A | N/A | N/A | N/A | N/A
00 Ret.WetFGD & CCS | N/A | N/A | N/A | N/A | N/A | N/A | N/A
00 Ret.WetFGD & HRI | N/A | N/A | N/A | N/A | N/A | N/A | N/A
00 Ret.WetFGD & HRI & CCS | N/A | N/A | N/A | N/A | N/A | N/A | N/A
00 CC Retirement | 0 | 0 | 0 | 0 | 0 | 0 | 0
00 CT Retirement | 0 | 0 | 0 | 0 | 0 | 0 | 0
00 O/G Retirement | 0 | 0 | 0 | 0 | 0 | 0 | 0
00 Coal Retirement | 0 | 0 | 0 | 0 | 0 | 0 | 0
00 IGCC Retirement | 0 | 0 | 0 | 0 | 0 | 0 | 0
00 Nuke Retirement | 0 | 0 | 0 | 0 | 0 | 0 | 0
00 Non-Fossil Retirement | 0 | 0 | 0 | 0 | 0 | 0 | 0
Average | 43.5308 | 43.024 | 42.5648 | 41.1378 | 38.3351 | 35.5215 | 33.9815
15. Total Annual Production Cost [Million US2011$](*)
Variable O&M | 13270.9153 | 13438.0538 | 13778.1805 | 13707.0164 | 13115.4231 | 14409.394 | 16079.261
Fixed O&M | 47766.8645 | 49664.1498 | 52057.9211 | 55010.9106 | 60129.6487 | 55365.0646 | 46058.8915
Fuel | 82706.8575 | 84146.9434 | 88498.0822 | 89498.0833 | 83992.0205 | 104294.0053 | 135632.8475
Capital | 2365.2569 | 9058.3935 | 13949.9538 | 29212.1382 | 56907.7544 | 63080.3846 | 38844.8455
Pollutant Transport & Storage | -22.6831 | -48.7939 | -48.7939 | -48.7939 | -48.6627 | -48.6545 | -48.7846
Total | 146087.2111 | 156258.7466 | 168235.3437 | 187379.3546 | 214096.1839 | 237100.194 | 236567.0611
Sales Revenue | 0 | 0 | 0 | 0 | 0 | 0 | 0
(*) Costs include only those items that are important for determining incremental cost of pollution control
16. Emissions
CO2 Thousand Tonnes | 1910050.7362 | 1908067.259 | 1922878.8822 | 1885982.038 | 1774400.8761 | 1890826.1811 | 2057141.4803
CO2 Thousand Tons | 2105469.9371 | 2103283.5284 | 2119610.5435 | 2078938.7462 | 1955941.6042 | 2084278.4985 | 2267609.6823
Carbon Million Tonnes | 520.8708 | 520.3299 | 524.3691 | 514.3073 | 483.8791 | 515.6283 | 560.9825
Carbon Million Tons | 574.1617 | 573.5654 | 578.0178 | 566.9266 | 533.3853 | 568.3827 | 618.3772
HCL Thousand Tons | 5.0275 | 6.861 | 6.9378 | 6.8057 | 6.5131 | 6.2347 | 5.7576
MER lbs | 12114.2043 | 12095.5108 | 12928.6157 | 13196.2984 | 13885.8525 | 13654.525 | 13424.7894
NOX Thousand Tons | 1368.5404 | 1273.8083 | 1296.5779 | 1255.826 | 1151.4735 | 1129.8876 | 1116.0805
SO2 Thousand Tons | 1221.7192 | 1214.2808 | 1280.9025 | 1241.5814 | 1176.4964 | 1109.4193 | 1081.0736

## Coal Pivot Tables
Coal Prices (2011$/MMBtu) | [7 empty] | Total TBtu
Coal Region | 2016 | 2018 | 2020 | 2025 | 2030 | 2040 | 2050 | 2016 | 2018 | 2020 | 2025 | 2030 | 2040 | 2050
Appalachia | 2.1756 | 2.224 | 2.2874 | 2.4837 | 2.6937 | 3.0665 | 3.6469 | 3818.3582 | 3486.1115 | 3462.9663 | 2947.2835 | 2612.0282 | 2547.8831 | 2384.9733
Imports | 5.1474 |  |  | 3.1292 | 3.2308 | 3.3896 | 3.3896 | 35.55 |  |  | 34.2684 | 23.5493 | 102.862 | 164.2141
Interior | 1.9404 | 1.8854 | 1.8817 | 1.9968 | 2.0594 | 2.3958 | 2.9112 | 4593.2144 | 5177.8034 | 5520.1325 | 5856.3606 | 5966.5911 | 5937.5042 | 5619.2519
Waste Coal | 1.3422 | 1.3892 | 1.4513 | 1.5283 | 1.5492 | 1.6934 | 1.6934 | 73.1609 | 73.1609 | 73.1609 | 73.1609 | 73.1609 | 69.3116 | 69.3116
West | 0.82139 | 0.83819 | 0.87542 | 0.98618 | 1.1056 | 1.3839 | 1.758 | 6901.061 | 7103.1497 | 7390.0119 | 7496.1117 | 7247.9171 | 7370.9828 | 7239.0684
National | 1.5024 | 1.4881 | 1.513 | 1.6228 | 1.7287 | 2.0404 | 2.4848 | 15421.3445 | 15840.2255 | 16446.2715 | 16407.185 | 15923.2466 | 16028.5436 | 15476.8194
Coal Prices (2011$/Ton) | [7 empty] | Total Million Tons
Coal Region | 2016 | 2018 | 2020 | 2025 | 2030 | 2040 | 2050 | 2016 | 2018 | 2020 | 2025 | 2030 | 2040 | 2050
Appalachia | 54.8275 | 56.0084 | 57.569 | 62.4434 | 67.7407 | 77.1091 | 91.4457 | 151.5182 | 138.4305 | 137.5929 | 117.2296 | 103.8658 | 101.3241 | 95.1142
Imports | 121.9926 |  |  | 74.1615 | 76.5697 | 80.3338 | 80.3338 | 1.5 |  |  | 1.4459 | 0.99364 | 4.3402 | 6.9289
Interior | 38.9603 | 38.4815 | 38.4008 | 41.2066 | 42.4021 | 49.4562 | 60.41 | 228.7598 | 253.6926 | 270.4973 | 283.7943 | 289.7941 | 287.6337 | 270.8001
Waste Coal | 15.5693 | 16.1151 | 16.8354 | 17.7287 | 17.9707 | 19.6432 | 19.6432 | 6.307 | 6.307 | 6.307 | 6.307 | 6.307 | 5.9751 | 5.9751
West | 14.8933 | 15.1632 | 15.8177 | 17.8696 | 19.9973 | 24.9928 | 31.555 | 380.6055 | 392.6496 | 408.9966 | 413.6923 | 400.7302 | 408.1432 | 403.299
National | 30.1416 | 29.7963 | 30.2212 | 32.3732 | 34.3359 | 40.5057 | 49.1703 | 768.6904 | 791.0796 | 823.3937 | 822.4692 | 801.6907 | 807.4163 | 782.1172

## Final Wholesale Price
Wholesale Electricity Price (2011$/MWh)
Region Group | 2016 | 2018 | 2020 | 2025 | 2030 | 2040 | 2050
ERCOT_Tenaska Frontier Generating Station | 34.4349 | 36.6038 | 0 | 44.6281 | 46.6154 | 53.1535 | 57.1867
ERCOT_Tenaska Gateway Generating Station | 34.4349 | 36.6038 | 0 | 0 | 0 | 53.1535 | 57.1867
ERCOT_Rest | 37.4117 | 39.3936 | 51.4835 | 46.6977 | 49.4811 | 55.0147 | 59.1213
ERCOT_West | 36.8262 | 37.9698 | 49.7211 | 45.0693 | 47.7749 | 53.3845 | 57.7191
FRCC | 47.3333 | 45.638 | 49.9217 | 55.5159 | 54.1393 | 56.9485 | 61.2434
MAPP_WAUE | 30.953 | 31.8449 | 35.9199 | 41.7141 | 42.2506 | 49.4252 | 53.6765
MISO_Iowa | 36.4836 | 36.9706 | 40.4879 | 45.3514 | 46.576 | 53.6393 | 57.5322
MISO_Illinois | 38.1806 | 39.4472 | 42.3841 | 46.9407 | 45.8316 | 52.8342 | 58.5375
MISO_Indiana (including parts of Kentucky) | 39.2188 | 39.9813 | 43.015 | 48.7703 | 46.3842 | 53.3175 | 58.2214
MISO_Lower Michigan | 42.3731 | 43.6749 | 48.2479 | 52.6676 | 50.754 | 53.3464 | 56.6035
MISO_MT, SD, ND | 31.1204 | 31.7979 | 35.5584 | 41.0618 | 42.2036 | 48.2738 | 52.8667
MISO_Iowa-MidAmerican | 35.4388 | 36.9987 | 40.4465 | 45.2644 | 45.1521 | 52.8134 | 57.5068
MISO_Minnesota and Western Wisconsin | 37.5903 | 38.671 | 42.6082 | 48.0462 | 49.7431 | 55.6743 | 58.9959
MISO_Missouri | 37.2185 | 38.2564 | 41.3653 | 45.5834 | 45.7925 | 52.3938 | 58.3748
MISO_Wisconsin- Upper Michigan (WUMS) | 36.3559 | 38.4566 | 42.8274 | 48.0963 | 49.0912 | 56.3537 | 60.5337
ISONE_Connecticut | 44.8233 | 44.4675 | 47.6752 | 47.4336 | 53.0538 | 59.3129 | 63.5557
ISONE_Maine | 43.8604 | 42.1496 | 45.4913 | 45.4014 | 49.3359 | 57.0233 | 61.2753
ISONE_MA, VT, NH, RI (Rest of ISO New England) | 45.7839 | 44.0238 | 47.4618 | 47.3692 | 53.1563 | 59.326 | 63.59
NY_Zones A&B | 41.4263 | 43.2056 | 46.2725 | 45.7075 | 51.815 | 55.7161 | 59.613
NY_Zone C&E | 41.7009 | 43.5512 | 46.3974 | 45.7456 | 51.1863 | 54.9639 | 59.7166
NY_Zones D | 40.5426 | 42.341 | 45.4282 | 44.474 | 49.7623 | 53.862 | 58.5336
NY_Zone F (Capital) | 42.6702 | 44.573 | 47.4959 | 46.8266 | 51.8179 | 54.4923 | 58.4743
NY_Zone G-I (Downstate NY) | 44.2294 | 46.2529 | 49.4849 | 48.8421 | 53.7982 | 56.3488 | 60.3675
NY_Zone J(NYC) | 45.8335 | 47.9153 | 51.2404 | 50.5791 | 55.678 | 59.2326 | 63.267
NY_Zone K(LI) | 45.9385 | 48.1282 | 51.5854 | 51.1957 | 56.1391 | 60.403 | 64.3929
PJM_AP | 38.8595 | 41.2805 | 45.5212 | 49.7478 | 48.7119 | 51.1231 | 54.3885
PJM_ATSI | 40.517 | 42.4107 | 47.0401 | 51.0037 | 49.3317 | 51.7016 | 54.4204
PJM_ComEd | 36.6623 | 39.0335 | 43.2976 | 47.2873 | 46.2788 | 52.7363 | 58.7278
PJM_Dominion | 39.1707 | 41.387 | 45.7482 | 49.8912 | 49.8143 | 52.9258 | 56.5176
PJM_EMAAC | 40.081 | 41.7632 | 44.4617 | 44.4357 | 50.1906 | 54.1991 | 57.3706
PJM_PENELEC | 37.4371 | 39.1237 | 42.5307 | 42.1148 | 47.0627 | 50.1095 | 54.2028
PJM_SWMAAC | 47.0591 | 45.7382 | 52.3704 | 54.0647 | 52.6159 | 55.8924 | 60.69
PJM West | 38.8566 | 41.2298 | 45.6632 | 49.9299 | 48.4515 | 51.7266 | 54.4638
PJM_Western MAAC | 38.9063 | 40.6778 | 43.9912 | 43.6852 | 49.2257 | 53.7503 | 56.5757
SERC_Central_Kentucky | 34.2571 | 36.4125 | 40.3465 | 45.4746 | 46.2968 | 52.6978 | 57.3984
SERC_Central_TVA | 36.8481 | 43.0364 | 47.4535 | 51.3903 | 50.4591 | 53.6115 | 57.3561
SERC_Delta_Amite South (including DSG) | 35.339 | 38.8213 | 44.3742 | 44.753 | 48.6168 | 55.3915 | 59.295
SERC_Delta_Northern Arkansas (including AECI) | 35.1368 | 37.3001 | 41.3491 | 45.3008 | 46.1031 | 52.9572 | 56.781
SERC_Delta_Rest of Delta (Central Arkansas) | 34.6157 | 37.9165 | 43.3252 | 43.9129 | 47.3312 | 53.8238 | 58.0148
SERC_Delta_WOTAB (including Western) | 35.77 | 39.3179 | 45.8673 | 49.1552 | 48.5303 | 56.2255 | 59.661
SERC_Southeastern | 39.6812 | 43.2314 | 46.7204 | 50.5387 | 50.563 | 55.6557 | 59.6419
SERC_VACAR | 43.3708 | 47.9792 | 49.1533 | 49.421 | 50.3717 | 53.9772 | 57.5344
SPP_Kiamichi Energy Facility | 33.7361 | 35.1381 | 40.5273 | 44.5335 | 47.0064 | 53.4944 | 57.8997
SPP North- (Kansas, Missouri) | 32.8491 | 34.3923 | 39.6304 | 44.9242 | 46.9977 | 53.6628 | 58.9925
SPP Nebraska | 31.8486 | 33.499 | 38.5307 | 44.3424 | 45.7562 | 53.009 | 56.835
SPP Southeast- (Louisiana) | 34.0983 | 35.7382 | 41.2455 | 42.1109 | 44.0232 | 54.2288 | 59.5229
SPP SPS (Texas Panhandle) | 32.4447 | 34.0578 | 39.3302 | 40.9895 | 41.771 | 54.8757 | 59.0738
SPP West (Oklahoma, Arkansas, Louisiana) | 33.825 | 35.3689 | 40.7932 | 45.792 | 48.561 | 55.1914 | 59.8976
WECC_Northern California (including SMUD) | 44.1463 | 48.0729 | 54.1028 | 57.6376 | 49.3361 | 59.1542 | 68.672
WECC_LADWP | 42.3997 | 44.7278 | 52.0094 | 54.6704 | 51.0491 | 65.5979 | 70.5274
WECC_San Diego Gas and Electric | 51.1944 | 52.5528 | 57.8348 | 59.3681 | 56.569 | 69.385 | 72.164
WECC_Arizona | 33.1121 | 34.8986 | 39.9311 | 41.6132 | 40.2785 | 56.2131 | 61.7729
WECC_Colorado | 28.2625 | 31.2451 | 35.8181 | 37.1371 | 34.8581 | 50.4628 | 58.1451
WECC_Idaho | 29.5433 | 31.2411 | 37.7297 | 40.3291 | 37.7765 | 52.8512 | 56.3158
WECC_Imperial Irrigation District (IID) | 38.6342 | 39.6804 | 44.6712 | 38.8303 | 20.6425 | 34.8853 | 47.5192
WECC_Montana | 26.1488 | 28.7214 | 32.5048 | 36.8701 | 32.536 | 46.6795 | 47.2497
WECC_New Mexico | 32.4404 | 34.1782 | 39.1913 | 40.9125 | 40.0443 | 55.4335 | 59.5923
WECC_Northern Nevada | 30.0361 | 31.6243 | 40.3759 | 45.4661 | 38.2785 | 53.3028 | 58.1836
WECC_Pacific Northwest | 30.1232 | 33.4491 | 39.0991 | 42.4406 | 37.6966 | 51.9352 | 52.1464
WECC_Southern California Edison | 51.2766 | 52.6231 | 57.8822 | 59.8449 | 57.2232 | 68.0926 | 71.7315
WECC_San Francisco | 43.6161 | 47.1516 | 52.9296 | 56.2962 | 47.7485 | 57.1771 | 66.4284
WECC_Southern Nevada | 32.763 | 35.2865 | 40.707 | 42.129 | 40.825 | 56.4085 | 62.8313
WECC_Utah | 28.467 | 30.2278 | 36.8832 | 39.6786 | 36.7869 | 50.7629 | 54.5865
WECC_Wyoming | 20.0745 | 21.7248 | 28.0317 | 30.5584 | 28.0772 | 42.2546 | 46.0974
National | 38.9344 | 40.9801 | 45.8746 | 48.302 | 48.3983 | 54.8912 | 59.0362